## Sheet
Tank Identification Number | Tank Status | a. Estimated Last Use Date | Install Date | Removed Date | Substance Stored | Petroleum Product | Petroleum Product select | Tank Usage | Tank Construction Material | Tank Construction Material select | Steel Tank Corrosion Protection | Additional CP | Pipe Construction Material | Pipe Manufacturer | Pipe Install Date | Steel Piping Corrosion Protection | Tank Spill Prevention Equipment | Tank Overfill Prevention Equipment | Tank Overfill Prevention Equipment select | Tank Method of Release Detection Interstitial Moni | Release Detection Type of Interstitial Monitoring | Tank Method of Release Detection | Pressurized Piping Method of of Release Detection | Group I | Group I select | Group II Interstitial Monitoring | Group II Type of Interstitial Monitoring Method | Group II | Group II select | Type of piping used | Summary | Summary - UST - Number of Currently in Use Tanks | Summary - UST - Number of Temporary Closed Tanks | Summary - UST - Number of Permanently Closed Tanks | Permit Number | Permittee
1 | Permanently Closed | 1992-08-01 06:00 | 1986-01-01 06:00 | 1996-12-09 06:00 | Petroleum | Unleaded gasoline | Unleaded gasoline |  | Steel | Steel | Coated & cathodic protection (sti-P3) |  | Steel |  | 1901-01-01 06:00 | [12 empty] | Annual line testing | Annual line testing |  | UST Currently In Use: 0; UST Temp Close: 0; AST Currently In Use: 0; AST Temp Closed: 0 | 0 | 0 | 3 | 22931-079-012512 | HARRY K SMITH
2 | Permanently Closed | 1992-08-01 06:00 | 1986-01-01 06:00 | 1996-12-09 06:00 | Petroleum | Unleaded gasoline | Unleaded gasoline |  | Steel | Steel | Coated & cathodic protection (sti-P3) |  | Steel |  | 1901-01-01 06:00 | [12 empty] | Annual line testing | Annual line testing |  | UST Currently In Use: 0; UST Temp Close: 0; AST Currently In Use: 0; AST Temp Closed: 0 | 0 | 0 | 3 | 22931-079-012512 | HARRY K SMITH
6 | Permanently Closed | 1996-08-01 06:00 | 1933-01-01 06:00 | 1997-08-18 06:00 | Petroleum | Unleaded gasoline | Unleaded gasoline | Bulk facility, State/Federal Government | Steel | Steel |  | Painted or None | Steel |  | 1901-01-01 06:00 | [15 empty] | UST Currently In Use: 0; UST Temp Close: 0; AST Currently In Use: 0; AST Temp Closed: 0 | 0 | 0 | 1 | 14587-051-012258 | AL ST MILITARY DEPT - CFMO ENV. OFF.
7 | Permanently Closed | 1996-07-31 06:00 | 1958-01-01 06:00 | 1996-08-27 06:00 | Petroleum | Unleaded gasoline | Unleaded gasoline | State/federal government | Steel | Steel | Other, OTHER |  | Steel |  | 1901-01-01 06:00 | [15 empty] | UST Currently In Use: 0; UST Temp Close: 0; AST Currently In Use: 0; AST Temp Closed: 0 | 0 | 0 | 3 | 10005-069-001643 | 187TH FW/DE
8 | Permanently Closed | 1996-07-31 06:00 | 1970-01-01 06:00 | 1996-08-05 06:00 | Petroleum | On road diesel | On road diesel | State/federal government | Steel | Steel | Other, OTHER |  | Steel |  | 1901-01-01 06:00 | [15 empty] | UST Currently In Use: 0; UST Temp Close: 0; AST Currently In Use: 0; AST Temp Closed: 0 | 0 | 0 | 3 | 10005-069-001643 | 187TH FW/DE
9 | Permanently Closed | 1996-07-31 06:00 | 1972-01-01 06:00 | 1996-08-07 06:00 | Petroleum | Aviation fuel (JP-4; etc.) | Aviation fuel (JP-4; etc.) | State/federal government | Steel | Steel | Other, OTHER |  | Steel |  | 1901-01-01 06:00 | [15 empty] | UST Currently In Use: 0; UST Temp Close: 0; AST Currently In Use: 0; AST Temp Closed: 0 | 0 | 0 | 3 | 10005-069-001643 | 187TH FW/DE
10 | Retired | 1984-10-01 06:00 | 1964-01-01 06:00 |  | Petroleum | On road diesel | On road diesel | State/federal government |  |  | Other, OTHER |  |  |  | 1901-01-01 06:00 | Field installed cathodic protection | [14 empty] | UST Currently In Use: 0; UST Temp Close: 0; AST Currently In Use: 0; AST Temp Closed: 0 | 0 | 0 | 0 | 10005-101-001642 | 187TH FW/DE
11 | Retired | 1984-10-01 06:00 | 1964-01-01 06:00 |  | Petroleum | Unleaded gasoline | Unleaded gasoline | State/federal government |  |  | Other, OTHER |  |  |  | 1901-01-01 06:00 | Field installed cathodic protection | [14 empty] | UST Currently In Use: 0; UST Temp Close: 0; AST Currently In Use: 0; AST Temp Closed: 0 | 0 | 0 | 0 | 10005-101-001642 | 187TH FW/DE
12 | Retired | 1984-10-01 06:00 | 1964-01-01 06:00 |  | Petroleum | Used oil | Used oil | State/federal government |  |  | Field installed cathodic protection |  |  |  | 1901-01-01 06:00 | [15 empty] | UST Currently In Use: 0; UST Temp Close: 0; AST Currently In Use: 0; AST Temp Closed: 0 | 0 | 0 | 0 | 10005-101-001642 | 187TH FW/DE
13 | Permanently Closed | 1996-03-20 06:00 | 1984-01-01 06:00 | 1996-03-20 06:00 | Petroleum | On road diesel | On road diesel | State/federal government | Steel | Steel | Interior lined (not allowed as a standalone method of corrosion protection) | Painted or None | Steel |  | 1901-01-01 06:00 | [15 empty] | UST Currently In Use: 0; UST Temp Close: 0; AST Currently In Use: 5; AST Temp Closed: 0 | 0 | 0 | 10 | 10005-101-001644 | 187TH FW/DE
15 | Permanently Closed | 1993-06-01 06:00 | 1963-01-01 06:00 | 1995-05-09 06:00 | Petroleum | Unleaded gasoline | Unleaded gasoline | State/federal government | Steel | Steel | Interior lined (not allowed as a standalone method of corrosion protection) | Painted or None | Steel |  | 1901-01-01 06:00 | [15 empty] | UST Currently In Use: 0; UST Temp Close: 0; AST Currently In Use: 5; AST Temp Closed: 0 | 0 | 0 | 10 | 10005-101-001644 | 187TH FW/DE
16 | Permanently Closed | 1993-06-01 06:00 | 1963-01-01 06:00 | 1995-05-09 06:00 | Petroleum | Unleaded gasoline | Unleaded gasoline | State/federal government | Steel | Steel | Interior lined (not allowed as a standalone method of corrosion protection) | Painted or None | Steel |  | 1901-01-01 06:00 | [15 empty] | UST Currently In Use: 0; UST Temp Close: 0; AST Currently In Use: 5; AST Temp Closed: 0 | 0 | 0 | 10 | 10005-101-001644 | 187TH FW/DE
20 | Retired | 1980-01-01 06:00 | 1953-01-01 06:00 |  | Petroleum | Used oil | Used oil | State/federal government | Steel | Steel | Interior lined (not allowed as a standalone method of corrosion protection) | Painted or None | Steel |  | 1901-01-01 06:00 | [15 empty] | UST Currently In Use: 0; UST Temp Close: 0; AST Currently In Use: 5; AST Temp Closed: 0 | 0 | 0 | 10 | 10005-101-001644 | 187TH FW/DE
21 | Retired | 1975-01-01 06:00 | 1953-01-01 06:00 |  | Petroleum | Used oil | Used oil | State/federal government | Steel | Steel |  | Painted or None | Steel |  | 1901-01-01 06:00 |  | Catchment Basin, Single walled catchment basin | [13 empty] | UST Currently In Use: 0; UST Temp Close: 0; AST Currently In Use: 5; AST Temp Closed: 0 | 0 | 0 | 10 | 10005-101-001644 | 187TH FW/DE
23 | Permanently Closed | 1996-03-20 06:00 | 1953-01-01 06:00 | 1996-03-20 06:00 | Petroleum | Unleaded gasoline | Unleaded gasoline | State/federal government | Steel | Steel | Interior lined (not allowed as a standalone method of corrosion protection) | Painted or None | Steel |  | 1901-01-01 06:00 | [15 empty] | UST Currently In Use: 0; UST Temp Close: 0; AST Currently In Use: 5; AST Temp Closed: 0 | 0 | 0 | 10 | 10005-101-001644 | 187TH FW/DE
26 | Retired | 1988-01-01 06:00 | 1973-01-01 06:00 |  | Petroleum | Used oil | Used oil | State/federal government | Steel | Steel | Interior lined (not allowed as a standalone method of corrosion protection) | Painted or None | Steel |  | 1901-01-01 06:00 |  | Catchment Basin, Single walled catchment basin | [13 empty] | UST Currently In Use: 0; UST Temp Close: 0; AST Currently In Use: 5; AST Temp Closed: 0 | 0 | 0 | 10 | 10005-101-001644 | 187TH FW/DE
30 | Permanently Closed | 1989-11-28 06:00 | 1976-01-01 06:00 | 1996-02-22 06:00 | Petroleum | Aviation fuel (JP-4; etc.) | Aviation fuel (JP-4; etc.) | Bulk facility, State/Federal Government | Steel | Steel | Field installed cathodic protection, Interior lined (not allowed as a standalone method of corrosion protection) |  | Steel |  | 1901-01-01 06:00 | [15 empty] | UST Currently In Use: 0; UST Temp Close: 0; AST Currently In Use: 5; AST Temp Closed: 0 | 0 | 0 | 10 | 10005-101-001644 | 187TH FW/DE
31 | Permanently Closed | 1996-01-01 06:00 | 1970-01-01 06:00 | 1996-02-22 06:00 | Petroleum | Aviation fuel (JP-4; etc.) | Aviation fuel (JP-4; etc.) | Bulk facility, State/Federal Government | Steel | Steel | Interior lined (not allowed as a standalone method of corrosion protection) | Painted or None | Steel |  | 1901-01-01 06:00 | [15 empty] | UST Currently In Use: 0; UST Temp Close: 0; AST Currently In Use: 5; AST Temp Closed: 0 | 0 | 0 | 10 | 10005-101-001644 | 187TH FW/DE
32 | Permanently Closed | 1996-01-01 06:00 | 1970-01-01 06:00 | 1996-02-22 06:00 | Petroleum | Aviation fuel (JP-4; etc.) | Aviation fuel (JP-4; etc.) | Bulk facility, State/Federal Government | Steel | Steel | Interior lined (not allowed as a standalone method of corrosion protection) | Painted or None | Steel |  | 1901-01-01 06:00 | [15 empty] | UST Currently In Use: 0; UST Temp Close: 0; AST Currently In Use: 5; AST Temp Closed: 0 | 0 | 0 | 10 | 10005-101-001644 | 187TH FW/DE
33 | Permanently Closed | 1996-01-01 06:00 | 1970-01-01 06:00 | 1996-02-22 06:00 | Petroleum | Aviation fuel (JP-4; etc.) | Aviation fuel (JP-4; etc.) | Bulk facility, State/Federal Government | Steel | Steel | Interior lined (not allowed as a standalone method of corrosion protection) | Painted or None | Steel |  | 1901-01-01 06:00 | [15 empty] | UST Currently In Use: 0; UST Temp Close: 0; AST Currently In Use: 5; AST Temp Closed: 0 | 0 | 0 | 10 | 10005-101-001644 | 187TH FW/DE
34 | Permanently Closed | 1996-01-01 06:00 | 1970-01-01 06:00 | 1996-02-22 06:00 | Petroleum | Aviation fuel (JP-4; etc.) | Aviation fuel (JP-4; etc.) | Bulk facility, State/Federal Government | Steel | Steel | Interior lined (not allowed as a standalone method of corrosion protection) | Painted or None | Steel |  | 1901-01-01 06:00 | [15 empty] | UST Currently In Use: 0; UST Temp Close: 0; AST Currently In Use: 5; AST Temp Closed: 0 | 0 | 0 | 10 | 10005-101-001644 | 187TH FW/DE
35 | Permanently Closed | 1996-01-01 06:00 | 1976-01-01 06:00 | 1996-02-22 06:00 | Petroleum | Aviation fuel (JP-4; etc.) | Aviation fuel (JP-4; etc.) | Bulk facility, State/Federal Government | Steel | Steel | Interior lined (not allowed as a standalone method of corrosion protection) | Painted or None | Steel |  | 1901-01-01 06:00 | [15 empty] | UST Currently In Use: 0; UST Temp Close: 0; AST Currently In Use: 5; AST Temp Closed: 0 | 0 | 0 | 10 | 10005-101-001644 | 187TH FW/DE
36 | Permanently Closed | 1994-03-22 06:00 | 1944-01-01 07:00 | 1994-03-22 06:00 | Petroleum | Used oil | Used oil | Bulk facility | [6 empty] | 1901-01-01 06:00 | [15 empty] | UST Currently In Use: 0; UST Temp Close: 0; AST Currently In Use: 0; AST Temp Closed: 0 | 0 | 0 | 4 | 10006-067-007334 | 1ST AL BK TRUST DEPT A D WALDEN TST
37 | Permanently Closed | 1991-03-06 06:00 | 1944-01-01 07:00 | 1991-03-06 06:00 | Petroleum | Other, OTHER | Other | [7 empty] | 1901-01-01 06:00 | [15 empty] | UST Currently In Use: 0; UST Temp Close: 0; AST Currently In Use: 0; AST Temp Closed: 0 | 0 | 0 | 4 | 10006-067-007334 | 1ST AL BK TRUST DEPT A D WALDEN TST
38 | Permanently Closed | 1982-06-01 06:00 | 1944-01-01 07:00 | 1991-03-06 06:00 | Petroleum | Other, OTHER | Other | [7 empty] | 1901-01-01 06:00 | [15 empty] | UST Currently In Use: 0; UST Temp Close: 0; AST Currently In Use: 0; AST Temp Closed: 0 | 0 | 0 | 4 | 10006-067-007334 | 1ST AL BK TRUST DEPT A D WALDEN TST
39 | Permanently Closed | 1991-03-06 06:00 | 1944-01-01 07:00 | 1991-03-06 06:00 | Petroleum | Other, OTHER | Other | [7 empty] | 1901-01-01 06:00 | [15 empty] | UST Currently In Use: 0; UST Temp Close: 0; AST Currently In Use: 0; AST Temp Closed: 0 | 0 | 0 | 4 | 10006-067-007334 | 1ST AL BK TRUST DEPT A D WALDEN TST
40 | Permanently Closed | 1901-01-01 06:00 | 1901-01-01 06:00 | 1988-01-01 06:00 | Petroleum | Unleaded gasoline | Unleaded gasoline | State/federal government | [6 empty] | 1901-01-01 06:00 | [15 empty] | UST Currently In Use: 0; UST Temp Close: 0; AST Currently In Use: 0; AST Temp Closed: 0 | 0 | 0 | 1 | 14587-123-013023 | AL ST MILITARY DEPT - CFMO ENV. OFF.
41 | Permanently Closed | 1901-01-01 06:00 | 1969-01-01 06:00 | 1989-07-24 06:00 | Petroleum | Other, OTHER | Other |  | Steel | Steel |  | Painted or None |  |  | 1901-01-01 06:00 | [15 empty] | UST Currently In Use: 0; UST Temp Close: 0; AST Currently In Use: 3; AST Temp Closed: 0 | 0 | 0 | 1 | 10008-093-007427 | 3M CO
42 | Permanently Closed | 1994-03-29 06:00 | 1960-01-01 06:00 | 1994-03-29 06:00 | Hazardous Substance |  |  |  | Steel | Steel |  | Painted or None | Steel |  | 1901-01-01 06:00 | [15 empty] | UST Currently In Use: 0; UST Temp Close: 0; AST Currently In Use: 1; AST Temp Closed: 0 | 0 | 0 | 25 | 10009-103-004784 | 3M CO ENTC
43 | Permanently Closed | 1994-03-29 06:00 | 1960-01-01 06:00 | 1994-03-29 06:00 | Hazardous Substance |  |  |  | Steel | Steel |  | Painted or None | Steel |  | 1901-01-01 06:00 | [15 empty] | UST Currently In Use: 0; UST Temp Close: 0; AST Currently In Use: 1; AST Temp Closed: 0 | 0 | 0 | 25 | 10009-103-004784 | 3M CO ENTC
44 | Permanently Closed | 1994-03-29 06:00 | 1960-01-01 06:00 | 1994-03-29 06:00 | Hazardous Substance |  |  |  | Steel | Steel |  | Painted or None | Steel |  | 1901-01-01 06:00 | [15 empty] | UST Currently In Use: 0; UST Temp Close: 0; AST Currently In Use: 1; AST Temp Closed: 0 | 0 | 0 | 25 | 10009-103-004784 | 3M CO ENTC
45 | Permanently Closed | 1986-10-01 06:00 | 1958-01-01 06:00 |  | Hazardous Substance |  |  |  | Steel | Steel |  | Painted or None | Steel |  | 1901-01-01 06:00 | [15 empty] | UST Currently In Use: 0; UST Temp Close: 0; AST Currently In Use: 1; AST Temp Closed: 0 | 0 | 0 | 25 | 10009-103-004784 | 3M CO ENTC
46 | Permanently Closed | 1994-03-29 06:00 | 1960-01-01 06:00 | 1994-03-29 06:00 | Hazardous Substance |  |  |  | Steel | Steel |  | Painted or None | Other, STLS STEEL |  | 1901-01-01 06:00 | [15 empty] | UST Currently In Use: 0; UST Temp Close: 0; AST Currently In Use: 1; AST Temp Closed: 0 | 0 | 0 | 25 | 10009-103-004784 | 3M CO ENTC
47 | Permanently Closed | 1979-11-01 06:00 | 1958-01-01 06:00 |  | Hazardous Substance |  |  |  | Steel | Steel |  | Painted or None | Other, STLS STEEL |  | 1901-01-01 06:00 | [15 empty] | UST Currently In Use: 0; UST Temp Close: 0; AST Currently In Use: 1; AST Temp Closed: 0 | 0 | 0 | 25 | 10009-103-004784 | 3M CO ENTC
48 | Permanently Closed | 1994-03-29 06:00 | 1960-01-01 06:00 | 1994-03-29 06:00 | Hazardous Substance |  |  |  | Steel | Steel |  | Painted or None | Other, STLS STEEL |  | 1901-01-01 06:00 | [15 empty] | UST Currently In Use: 0; UST Temp Close: 0; AST Currently In Use: 1; AST Temp Closed: 0 | 0 | 0 | 25 | 10009-103-004784 | 3M CO ENTC
49 | Permanently Closed | 1994-03-29 06:00 | 1960-01-01 06:00 | 1994-03-29 06:00 | Hazardous Substance |  |  |  | Steel | Steel |  | Painted or None | Other, STLS STEEL |  | 1901-01-01 06:00 | [15 empty] | UST Currently In Use: 0; UST Temp Close: 0; AST Currently In Use: 1; AST Temp Closed: 0 | 0 | 0 | 25 | 10009-103-004784 | 3M CO ENTC
50 | Permanently Closed | 1994-03-29 06:00 | 1960-01-01 06:00 | 1994-03-29 06:00 | Hazardous Substance |  |  |  | Steel | Steel |  | Painted or None | Other, STLS STEEL |  | 1901-01-01 06:00 | [15 empty] | UST Currently In Use: 0; UST Temp Close: 0; AST Currently In Use: 1; AST Temp Closed: 0 | 0 | 0 | 25 | 10009-103-004784 | 3M CO ENTC
51 | Permanently Closed | 1994-03-29 06:00 | 1960-01-01 06:00 | 1994-03-29 06:00 | Hazardous Substance |  |  |  | Steel | Steel |  | Painted or None |  |  | 1901-01-01 06:00 | [15 empty] | UST Currently In Use: 0; UST Temp Close: 0; AST Currently In Use: 1; AST Temp Closed: 0 | 0 | 0 | 25 | 10009-103-004784 | 3M CO ENTC
52 | Permanently Closed | 1980-12-01 06:00 | 1958-01-01 06:00 |  | Hazardous Substance |  |  |  | Steel | Steel |  | Painted or None | Steel |  | 1901-01-01 06:00 | [15 empty] | UST Currently In Use: 0; UST Temp Close: 0; AST Currently In Use: 1; AST Temp Closed: 0 | 0 | 0 | 25 | 10009-103-004784 | 3M CO ENTC
53 | Permanently Closed | 1980-11-01 06:00 | 1958-01-01 06:00 |  | Hazardous Substance |  |  |  | Steel | Steel |  | Painted or None | Steel |  | 1901-01-01 06:00 | [15 empty] | UST Currently In Use: 0; UST Temp Close: 0; AST Currently In Use: 1; AST Temp Closed: 0 | 0 | 0 | 25 | 10009-103-004784 | 3M CO ENTC
54 | Permanently Closed | 1990-05-22 06:00 | 1971-01-01 06:00 | 1990-05-22 06:00 | Petroleum | Unleaded gasoline | Unleaded gasoline |  | Steel | Steel |  | Painted or None | Steel |  | 1901-01-01 06:00 | [15 empty] | UST Currently In Use: 0; UST Temp Close: 0; AST Currently In Use: 1; AST Temp Closed: 0 | 0 | 0 | 25 | 10009-103-004784 | 3M CO ENTC
55 | Permanently Closed | 1990-05-01 06:00 | 1958-01-01 06:00 | 1990-05-01 06:00 | Petroleum | Unleaded gasoline | Unleaded gasoline |  | Steel | Steel |  | Painted or None | Steel |  | 1901-01-01 06:00 | [15 empty] | UST Currently In Use: 0; UST Temp Close: 0; AST Currently In Use: 1; AST Temp Closed: 0 | 0 | 0 | 25 | 10009-103-004784 | 3M CO ENTC
56 | Permanently Closed | 1994-03-29 06:00 | 1960-01-01 06:00 | 1994-03-29 06:00 | Hazardous Substance |  |  |  | Steel | Steel |  | Painted or None | Steel |  | 1901-01-01 06:00 | [15 empty] | UST Currently In Use: 0; UST Temp Close: 0; AST Currently In Use: 1; AST Temp Closed: 0 | 0 | 0 | 25 | 10009-103-004784 | 3M CO ENTC
57 | Permanently Closed | 1994-03-29 06:00 | 1961-01-01 06:00 | 1994-03-29 06:00 | Hazardous Substance |  |  |  | Steel | Steel |  | Painted or None | Steel |  | 1901-01-01 06:00 | [15 empty] | UST Currently In Use: 0; UST Temp Close: 0; AST Currently In Use: 1; AST Temp Closed: 0 | 0 | 0 | 25 | 10009-103-004784 | 3M CO ENTC
58 | Permanently Closed | 1994-09-29 06:00 | 1961-01-01 06:00 | 1994-09-29 06:00 | Hazardous Substance |  |  |  | Steel | Steel |  | Painted or None | Steel |  | 1901-01-01 06:00 | [15 empty] | UST Currently In Use: 0; UST Temp Close: 0; AST Currently In Use: 1; AST Temp Closed: 0 | 0 | 0 | 25 | 10009-103-004784 | 3M CO ENTC
59 | Permanently Closed | 1994-09-29 06:00 | 1965-01-01 06:00 | 1994-09-29 06:00 | Hazardous Substance |  |  |  | Steel | Steel |  | Painted or None | Steel |  | 1901-01-01 06:00 | [15 empty] | UST Currently In Use: 0; UST Temp Close: 0; AST Currently In Use: 1; AST Temp Closed: 0 | 0 | 0 | 25 | 10009-103-004784 | 3M CO ENTC
60 | Permanently Closed | 1994-04-27 06:00 | 1965-01-01 06:00 | 1994-04-27 06:00 | Hazardous Substance |  |  |  | Steel | Steel |  | Painted or None | Steel |  | 1901-01-01 06:00 | [15 empty] | UST Currently In Use: 0; UST Temp Close: 0; AST Currently In Use: 1; AST Temp Closed: 0 | 0 | 0 | 25 | 10009-103-004784 | 3M CO ENTC
61 | Permanently Closed | 1994-04-27 06:00 | 1964-01-01 06:00 | 1994-04-27 06:00 | Hazardous Substance |  |  |  | Steel | Steel |  | Painted or None | Steel |  | 1901-01-01 06:00 | [15 empty] | UST Currently In Use: 0; UST Temp Close: 0; AST Currently In Use: 1; AST Temp Closed: 0 | 0 | 0 | 25 | 10009-103-004784 | 3M CO ENTC
62 | Permanently Closed | 1995-04-27 06:00 | 1966-01-01 06:00 | 1995-04-27 06:00 | Hazardous Substance |  |  |  | Steel | Steel |  | Painted or None | Steel |  | 1901-01-01 06:00 | [15 empty] | UST Currently In Use: 0; UST Temp Close: 0; AST Currently In Use: 1; AST Temp Closed: 0 | 0 | 0 | 25 | 10009-103-004784 | 3M CO ENTC
63 | Permanently Closed | 1994-04-27 06:00 | 1966-01-01 06:00 | 1994-04-27 06:00 | Hazardous Substance |  |  |  | Steel | Steel |  | Painted or None | Steel |  | 1901-01-01 06:00 | [15 empty] | UST Currently In Use: 0; UST Temp Close: 0; AST Currently In Use: 1; AST Temp Closed: 0 | 0 | 0 | 25 | 10009-103-004784 | 3M CO ENTC
64 | Permanently Closed | 1994-04-27 06:00 | 1966-01-01 06:00 | 1994-04-27 06:00 | Hazardous Substance |  |  |  | Steel | Steel |  | Painted or None | Steel |  | 1901-01-01 06:00 | [15 empty] | UST Currently In Use: 0; UST Temp Close: 0; AST Currently In Use: 1; AST Temp Closed: 0 | 0 | 0 | 25 | 10009-103-004784 | 3M CO ENTC
65 | Permanently Closed | 1994-09-27 06:00 | 1966-01-01 06:00 | 1994-09-27 06:00 | Hazardous Substance |  |  |  | Steel | Steel |  | Painted or None | Steel |  | 1901-01-01 06:00 | [15 empty] | UST Currently In Use: 0; UST Temp Close: 0; AST Currently In Use: 1; AST Temp Closed: 0 | 0 | 0 | 25 | 10009-103-004784 | 3M CO ENTC
66 | Permanently Closed | 1995-10-19 06:00 | 1968-01-01 06:00 | 1995-10-19 06:00 | Petroleum | Unleaded gasoline | Unleaded gasoline |  | Steel | Steel |  | Painted or None | Steel |  | 1901-01-01 06:00 | [15 empty] | UST Currently In Use: 0; UST Temp Close: 0; AST Currently In Use: 1; AST Temp Closed: 0 | 0 | 0 | 25 | 10009-103-004784 | 3M CO ENTC
67 | Permanently Closed | 1993-01-01 06:00 | 1968-01-01 06:00 | 2002-08-26 06:00 | Petroleum | Unleaded gasoline | Unleaded gasoline |  | Steel | Steel |  | Painted or None | Steel |  | 1901-01-01 06:00 | [15 empty] | UST Currently In Use: 0; UST Temp Close: 0; AST Currently In Use: 0; AST Temp Closed: 0 | 0 | 0 | 1 | 10012-125-009645 | 88 TRUCK RENTAL
68 | Permanently Closed | 1991-09-11 06:00 | 1974-01-01 06:00 | 1991-09-11 06:00 | Petroleum | Unleaded gasoline | Unleaded gasoline |  | Steel | Steel | Coated & cathodic protection (sti-P3) |  | Steel |  | 1901-01-01 06:00 | [15 empty] | UST Currently In Use: 0; UST Temp Close: 0; AST Currently In Use: 0; AST Temp Closed: 0 | 0 | 0 | 2 | 10013-025-008081 | A & B INC
69 | Permanently Closed | 1991-09-11 06:00 | 1974-01-01 06:00 | 1991-09-11 06:00 | Petroleum | On road diesel | On road diesel |  | Steel | Steel | Coated & cathodic protection (sti-P3) |  | Steel |  | 1901-01-01 06:00 | [15 empty] | UST Currently In Use: 0; UST Temp Close: 0; AST Currently In Use: 0; AST Temp Closed: 0 | 0 | 0 | 2 | 10013-025-008081 | A & B INC
70 | Permanently Closed | 1992-01-01 06:00 | 1981-01-01 06:00 | 1999-12-28 06:00 | Petroleum | Unleaded gasoline | Unleaded gasoline |  | Steel | Steel |  | Painted or None | Steel |  | 1901-01-01 06:00 | [15 empty] | UST Currently In Use: 0; UST Temp Close: 0; AST Currently In Use: 0; AST Temp Closed: 0 | 0 | 0 | 1 | 10014-091-000386 | A AND B MERC CO
71 | Permanently Closed | 1998-01-23 06:00 | 1982-09-01 06:00 | 1998-01-23 06:00 | Petroleum | Unleaded gasoline | Unleaded gasoline | [7 empty] | 1901-01-01 06:00 | [15 empty] | UST Currently In Use: 0; UST Temp Close: 0; AST Currently In Use: 0; AST Temp Closed: 0 | 0 | 0 | 1 | 10015-089-000104 | A AND K RENTALS INC
72 | Permanently Closed | 1901-01-01 06:00 | 1969-01-01 06:00 |  | Petroleum | Unleaded gasoline | Unleaded gasoline |  | Steel | Steel |  | Painted or None | Steel |  | 1901-01-01 06:00 | [15 empty] | UST Currently In Use: 0; UST Temp Close: 0; AST Currently In Use: 0; AST Temp Closed: 0 | 0 | 0 | 3 | 10016-077-003045 | A AND R OIL CO
73 | Permanently Closed | 1901-01-01 06:00 | 1969-01-01 06:00 |  | Petroleum | Unleaded gasoline | Unleaded gasoline |  | Steel | Steel |  | Painted or None | Steel |  | 1901-01-01 06:00 | [15 empty] | UST Currently In Use: 0; UST Temp Close: 0; AST Currently In Use: 0; AST Temp Closed: 0 | 0 | 0 | 3 | 10016-077-003045 | A AND R OIL CO
74 | Permanently Closed | 1901-01-01 06:00 | 1969-01-01 06:00 |  | Petroleum | Unleaded gasoline | Unleaded gasoline |  | Steel | Steel |  | Painted or None | Steel |  | 1901-01-01 06:00 | [15 empty] | UST Currently In Use: 0; UST Temp Close: 0; AST Currently In Use: 0; AST Temp Closed: 0 | 0 | 0 | 3 | 10016-077-003045 | A AND R OIL CO
75 | Permanently Closed | 1992-07-29 06:00 | 1970-01-01 06:00 | 1992-07-29 06:00 | Petroleum | Unleaded gasoline | Unleaded gasoline |  | Steel | Steel |  | Painted or None | Steel |  | 1901-01-01 06:00 | [15 empty] | UST Currently In Use: 0; UST Temp Close: 0; AST Currently In Use: 0; AST Temp Closed: 0 | 0 | 0 | 4 | 10016-083-003040 | A AND R OIL CO
76 | Permanently Closed | 1992-07-29 06:00 | 1970-01-01 06:00 | 1992-07-29 06:00 | Petroleum | Unleaded gasoline | Unleaded gasoline |  | Steel | Steel |  | Painted or None | Steel |  | 1901-01-01 06:00 | [15 empty] | UST Currently In Use: 0; UST Temp Close: 0; AST Currently In Use: 0; AST Temp Closed: 0 | 0 | 0 | 4 | 10016-083-003040 | A AND R OIL CO
77 | Permanently Closed | 1992-07-29 06:00 | 1970-01-01 06:00 | 1992-07-29 06:00 | Petroleum | Unleaded gasoline | Unleaded gasoline |  | Steel | Steel |  | Painted or None | Steel |  | 1901-01-01 06:00 | [15 empty] | UST Currently In Use: 0; UST Temp Close: 0; AST Currently In Use: 0; AST Temp Closed: 0 | 0 | 0 | 4 | 10016-083-003040 | A AND R OIL CO
78 | Permanently Closed | 1992-07-29 06:00 | 1959-01-01 06:00 | 1992-07-29 06:00 | Petroleum | Used oil | Used oil |  | Steel | Steel |  | Painted or None | Steel |  | 1901-01-01 06:00 | [15 empty] | UST Currently In Use: 0; UST Temp Close: 0; AST Currently In Use: 0; AST Temp Closed: 0 | 0 | 0 | 4 | 10016-083-003040 | A AND R OIL CO
79 | Permanently Closed | 1993-07-23 06:00 | 1964-01-01 06:00 | 1993-07-23 06:00 | Petroleum | Unleaded gasoline | Unleaded gasoline |  | Steel | Steel |  | Painted or None | Steel |  | 1901-01-01 06:00 | [12 empty] | Annual line testing | Annual line testing |  | UST Currently In Use: 0; UST Temp Close: 0; AST Currently In Use: 0; AST Temp Closed: 0 | 0 | 0 | 3 | 10016-083-003041 | A AND R OIL CO
80 | Permanently Closed | 1993-07-23 06:00 | 1964-01-01 06:00 | 1993-07-23 06:00 | Petroleum | Unleaded gasoline | Unleaded gasoline |  | Steel | Steel |  | Painted or None | Steel |  | 1901-01-01 06:00 | [15 empty] | UST Currently In Use: 0; UST Temp Close: 0; AST Currently In Use: 0; AST Temp Closed: 0 | 0 | 0 | 3 | 10016-083-003041 | A AND R OIL CO
81 | Permanently Closed | 1993-07-23 06:00 | 1964-01-01 06:00 | 1993-07-23 06:00 | Petroleum | Unleaded gasoline | Unleaded gasoline |  | Steel | Steel |  | Painted or None | Steel |  | 1901-01-01 06:00 | [15 empty] | UST Currently In Use: 0; UST Temp Close: 0; AST Currently In Use: 0; AST Temp Closed: 0 | 0 | 0 | 3 | 10016-083-003041 | A AND R OIL CO
82 | Permanently Closed | 1901-01-01 06:00 | 1981-01-01 06:00 |  | Petroleum | Unleaded gasoline | Unleaded gasoline |  | Steel | Steel |  | Painted or None | Steel |  | 1901-01-01 06:00 | [15 empty] | UST Currently In Use: 0; UST Temp Close: 0; AST Currently In Use: 0; AST Temp Closed: 0 | 0 | 0 | 2 | 10016-083-003042 | A AND R OIL CO
83 | Permanently Closed | 1901-01-01 06:00 | 1981-01-01 06:00 |  | Petroleum | Unleaded gasoline | Unleaded gasoline |  | Steel | Steel |  | Painted or None | Steel |  | 1901-01-01 06:00 | [15 empty] | UST Currently In Use: 0; UST Temp Close: 0; AST Currently In Use: 0; AST Temp Closed: 0 | 0 | 0 | 2 | 10016-083-003042 | A AND R OIL CO
84 | Permanently Closed | 2012-12-23 06:00 | 1983-01-01 06:00 |  | Petroleum | On road diesel | On road diesel | Retail | Steel | Steel | Coated & cathodic protection (sti-P3) |  | Fiberglass reinforced plastic |  |  |  | Catchment Basin, Single walled catchment basin | Automatic shutoff device At 95% full | Automatic shutoff device At 95% full |  |  | Statistical Inventory Reconciliation (SIR) | [8 empty] | UST Currently In Use: 2; UST Temp Close: 0; AST Currently In Use: 0; AST Temp Closed: 0 | 2 | 0 | 2 | 25247-083-003043 | SUNNY KUMAR PATEL
85 | Permanently Closed | 2012-12-23 06:00 | 1983-01-01 06:00 |  | Petroleum | On road diesel | On road diesel | Retail | Steel | Steel | Coated & cathodic protection (sti-P3) |  | Fiberglass reinforced plastic |  |  |  | Catchment Basin, Single walled catchment basin | Automatic shutoff device At 95% full | Automatic shutoff device At 95% full |  |  | Statistical Inventory Reconciliation (SIR) | [8 empty] | UST Currently In Use: 2; UST Temp Close: 0; AST Currently In Use: 0; AST Temp Closed: 0 | 2 | 0 | 2 | 25247-083-003043 | SUNNY KUMAR PATEL
86 | Permanently Closed | 1998-07-22 06:00 | 1976-01-01 06:00 | 1998-07-22 06:00 | Petroleum | Unleaded gasoline | Unleaded gasoline |  | Steel | Steel |  | Painted or None | Steel |  | 1901-01-01 06:00 | [12 empty] | Annual line testing | Annual line testing |  | UST Currently In Use: 0; UST Temp Close: 0; AST Currently In Use: 1; AST Temp Closed: 0 | 0 | 0 | 1 | 14335-083-003044 | SCHMIDT OIL PRODUCTS INC
87 | Permanently Closed | 1998-08-24 06:00 | 1975-01-01 06:00 | 1998-08-24 06:00 | Petroleum | Unleaded gasoline | Unleaded gasoline |  | Steel | Steel |  | Painted or None | Steel |  | 1901-01-01 06:00 | [12 empty] | Annual line testing | Annual line testing |  | UST Currently In Use: 0; UST Temp Close: 0; AST Currently In Use: 1; AST Temp Closed: 0 | 0 | 0 | 1 | 14335-083-003046 | SCHMIDT OIL PRODUCTS INC
88 | Permanently Closed | 1998-07-07 06:00 | 1974-01-01 06:00 | 1998-07-07 06:00 | Petroleum | Unleaded gasoline | Unleaded gasoline |  | Steel | Steel |  | Painted or None | Steel |  | 1901-01-01 06:00 | [12 empty] | Annual line testing | Annual line testing |  | UST Currently In Use: 0; UST Temp Close: 0; AST Currently In Use: 0; AST Temp Closed: 0 | 0 | 0 | 1 | 14335-083-003047 | SCHMIDT OIL PRODUCTS INC
89 | Permanently Closed | 1995-10-01 06:00 | 1982-01-01 06:00 | 1995-10-18 06:00 | Petroleum | Unleaded gasoline | Unleaded gasoline |  | Steel | Steel |  | Painted or None | Steel |  | 1901-01-01 06:00 | [12 empty] | Annual line testing | Annual line testing |  | UST Currently In Use: 0; UST Temp Close: 0; AST Currently In Use: 0; AST Temp Closed: 0 | 0 | 0 | 1 | 10016-083-003048 | A AND R OIL CO
90 | Permanently Closed | 1998-08-21 06:00 | 1982-01-01 06:00 | 1998-08-21 06:00 | Petroleum | Unleaded gasoline | Unleaded gasoline |  | Steel | Steel |  | Painted or None | Steel |  | 1901-01-01 06:00 | [12 empty] | Annual line testing | Annual line testing |  | UST Currently In Use: 0; UST Temp Close: 0; AST Currently In Use: 0; AST Temp Closed: 0 | 0 | 0 | 1 | 14335-083-003049 | SCHMIDT OIL PRODUCTS INC
91 | Permanently Closed | 1990-08-08 06:00 | 1972-01-01 06:00 | 1990-08-08 06:00 | Petroleum | Unleaded gasoline | Unleaded gasoline |  | Steel | Steel |  | Painted or None | Steel |  | 1901-01-01 06:00 | [15 empty] | UST Currently In Use: 0; UST Temp Close: 0; AST Currently In Use: 0; AST Temp Closed: 0 | 0 | 0 | 2 | 14335-083-003050 | SCHMIDT OIL PRODUCTS INC
92 | Permanently Closed | 1998-08-21 06:00 | 1976-01-01 06:00 | 1998-08-21 06:00 | Petroleum | Unleaded gasoline | Unleaded gasoline |  | Steel | Steel |  | Painted or None | Steel |  | 1901-01-01 06:00 | [12 empty] | Annual line testing | Annual line testing |  | UST Currently In Use: 0; UST Temp Close: 0; AST Currently In Use: 1; AST Temp Closed: 0 | 0 | 0 | 1 | 14335-083-003051 | SCHMIDT OIL PRODUCTS INC
93 | Permanently Closed | 1994-07-19 06:00 | 1969-01-01 06:00 | 1994-07-19 06:00 | Petroleum | Unleaded gasoline | Unleaded gasoline |  | Steel | Steel |  | Painted or None | Steel |  | 1901-01-01 06:00 | [15 empty] | UST Currently In Use: 0; UST Temp Close: 0; AST Currently In Use: 0; AST Temp Closed: 0 | 0 | 0 | 1 | 10016-083-003052 | A AND R OIL CO
94 | Cannot Locate or abandoned | 2003-07-18 06:00 | 1969-01-01 06:00 |  | Petroleum | Unleaded gasoline | Unleaded gasoline |  | Steel | Steel |  | Painted or None | Steel |  | 1901-01-01 06:00 | [12 empty] | Annual line testing | Annual line testing |  | UST Currently In Use: 0; UST Temp Close: 0; AST Currently In Use: 1; AST Temp Closed: 0 | 0 | 0 | 0 | 14335-083-003053 | SCHMIDT OIL PRODUCTS INC
95 | Permanently Closed | 1990-09-21 06:00 | 1964-01-01 06:00 | 1990-09-21 06:00 | Petroleum | Unleaded gasoline | Unleaded gasoline |  | Steel | Steel |  | Painted or None | Steel |  | 1901-01-01 06:00 | [15 empty] | UST Currently In Use: 0; UST Temp Close: 0; AST Currently In Use: 1; AST Temp Closed: 0 | 0 | 0 | 1 | 14335-083-003054 | SCHMIDT OIL PRODUCTS INC
96 | Permanently Closed | 1993-04-01 06:00 | 1965-01-01 06:00 | 1996-09-15 06:00 | Petroleum | Unleaded gasoline | Unleaded gasoline |  | Steel | Steel |  | Painted or None | Steel |  | 1901-01-01 06:00 | [12 empty] | Annual line testing | Annual line testing |  | UST Currently In Use: 0; UST Temp Close: 0; AST Currently In Use: 0; AST Temp Closed: 0 | 0 | 0 | 4 | 10016-083-003055 | A AND R OIL CO
97 | Permanently Closed | 1993-04-01 06:00 | 1965-01-01 06:00 | 1996-09-15 06:00 | Petroleum | Unleaded gasoline | Unleaded gasoline |  | Steel | Steel |  | Painted or None | Steel |  | 1901-01-01 06:00 | [12 empty] | Annual line testing | Annual line testing |  | UST Currently In Use: 0; UST Temp Close: 0; AST Currently In Use: 0; AST Temp Closed: 0 | 0 | 0 | 4 | 10016-083-003055 | A AND R OIL CO
98 | Permanently Closed | 1993-04-01 06:00 | 1965-01-01 06:00 | 1996-09-15 06:00 | Petroleum | Unleaded gasoline | Unleaded gasoline |  | Steel | Steel |  | Painted or None | Steel |  | 1901-01-01 06:00 | [12 empty] | Annual line testing | Annual line testing |  | UST Currently In Use: 0; UST Temp Close: 0; AST Currently In Use: 0; AST Temp Closed: 0 | 0 | 0 | 4 | 10016-083-003055 | A AND R OIL CO
99 | Permanently Closed | 1993-04-01 06:00 | 1965-01-01 06:00 | 1996-09-15 06:00 | Petroleum | Used oil | Used oil |  | Steel | Steel |  | Painted or None | Steel |  | 1901-01-01 06:00 | [15 empty] | UST Currently In Use: 0; UST Temp Close: 0; AST Currently In Use: 0; AST Temp Closed: 0 | 0 | 0 | 4 | 10016-083-003055 | A AND R OIL CO
100 | Permanently Closed | 1998-06-16 06:00 | 1978-01-01 06:00 | 1998-06-16 06:00 | Petroleum | Unleaded gasoline | Unleaded gasoline |  | Steel | Steel |  | Painted or None | Steel |  | 1901-01-01 06:00 | [12 empty] | Annual line testing | Annual line testing |  | UST Currently In Use: 0; UST Temp Close: 0; AST Currently In Use: 0; AST Temp Closed: 0 | 0 | 0 | 4 | 24428-083-007403 | SS RAJ LLC
101 | Permanently Closed | 1998-06-16 06:00 | 1976-01-01 06:00 | 1998-06-16 06:00 | Petroleum | Unleaded gasoline | Unleaded gasoline |  | Steel | Steel |  | Painted or None | Steel |  | 1901-01-01 06:00 | [12 empty] | Annual line testing | Annual line testing |  | UST Currently In Use: 0; UST Temp Close: 0; AST Currently In Use: 0; AST Temp Closed: 0 | 0 | 0 | 4 | 24428-083-007403 | SS RAJ LLC
102 | Permanently Closed | 1980-09-01 06:00 | 1959-01-01 06:00 | 1998-06-16 06:00 | Petroleum | Unleaded gasoline | Unleaded gasoline |  | Steel | Steel |  | Painted or None | Steel |  | 1901-01-01 06:00 | [15 empty] | UST Currently In Use: 0; UST Temp Close: 0; AST Currently In Use: 0; AST Temp Closed: 0 | 0 | 0 | 4 | 24428-083-007403 | SS RAJ LLC
103 | Permanently Closed | 1996-01-01 06:00 | 1959-01-01 06:00 | 1996-07-23 06:00 | Petroleum | On road diesel | On road diesel |  | Steel | Steel |  | Painted or None | Steel |  | 1901-01-01 06:00 | [15 empty] | UST Currently In Use: 0; UST Temp Close: 0; AST Currently In Use: 0; AST Temp Closed: 0 | 0 | 0 | 4 | 10016-083-007404 | A AND R OIL CO
104 | Permanently Closed | 1901-01-01 06:00 | 1959-01-01 06:00 | 1988-09-01 06:00 | Petroleum | On road diesel | On road diesel |  | Steel | Steel |  | Painted or None | Steel |  | 1901-01-01 06:00 | [15 empty] | UST Currently In Use: 0; UST Temp Close: 0; AST Currently In Use: 0; AST Temp Closed: 0 | 0 | 0 | 4 | 10016-083-007404 | A AND R OIL CO
105 | Permanently Closed | 1901-01-01 06:00 | 1959-01-01 06:00 | 1988-09-01 06:00 | Petroleum | On road diesel | On road diesel |  | Steel | Steel |  | Painted or None | Steel |  | 1901-01-01 06:00 | [15 empty] | UST Currently In Use: 0; UST Temp Close: 0; AST Currently In Use: 0; AST Temp Closed: 0 | 0 | 0 | 4 | 10016-083-007404 | A AND R OIL CO
106 | Permanently Closed | 1901-01-01 06:00 | 1954-01-01 06:00 | 1988-09-01 06:00 | Petroleum | Unleaded gasoline | Unleaded gasoline |  | Steel | Steel |  | Painted or None | Steel |  | 1901-01-01 06:00 | [15 empty] | UST Currently In Use: 0; UST Temp Close: 0; AST Currently In Use: 0; AST Temp Closed: 0 | 0 | 0 | 4 | 10016-083-007404 | A AND R OIL CO
107 | Permanently Closed | 2005-02-03 06:00 | 1988-01-01 06:00 | 2000-03-11 06:00 | Petroleum | On road diesel | On road diesel |  | Steel | Steel | Coated & cathodic protection (sti-P3) |  |  |  | 1901-01-01 06:00 | Field installed cathodic protection | Catchment Basin, Single walled catchment basin | [13 empty] | UST Currently In Use: 0; UST Temp Close: 0; AST Currently In Use: 0; AST Temp Closed: 0 | 0 | 0 | 1 | 14335-083-013323 | SCHMIDT OIL PRODUCTS INC
108 | Permanently Closed | 1998-10-13 06:00 | 1977-01-01 06:00 | 1998-10-13 06:00 | Petroleum | Unleaded gasoline | Unleaded gasoline |  | Steel | Steel |  | Painted or None | Steel |  | 1901-01-01 06:00 | [6 empty] | Statistical Inventory Reconciliation (SIR) | [8 empty] | UST Currently In Use: 0; UST Temp Close: 0; AST Currently In Use: 0; AST Temp Closed: 0 | 0 | 0 | 1 | 10018-043-008323 | A AND W RENTAL CO
109 | Temporary Closed | 2016-12-31 06:00 | 1901-01-01 06:00 |  | Petroleum | Other, MNRLSPIRIT | Other | Industrial | Steel | Steel | Field installed cathodic protection |  | Steel |  | 1901-01-01 06:00 | Field installed cathodic protection | Catchment Basin, Single walled catchment basin | Automatic shutoff device At 95% full | Automatic shutoff device At 95% full |  |  | Statistical Inventory Reconciliation (SIR) | [8 empty] | UST Currently In Use: 0; UST Temp Close: 1; AST Currently In Use: 0; AST Temp Closed: 0 | 0 | 1 | 0 | 10019-073-001082 | A-1 PRODUCTS INC.
110 | Permanently Closed | 1992-01-01 06:00 | 1964-01-01 06:00 | 1994-10-26 06:00 | Petroleum | Unleaded gasoline | Unleaded gasoline | Retail | Steel | Steel |  |  |  |  | 1901-01-01 06:00 | [6 empty] | Manual Tank Gauging (only tanks 1000 gal. or less and 48” or 64” in diameter) | [8 empty] | UST Currently In Use: 0; UST Temp Close: 0; AST Currently In Use: 0; AST Temp Closed: 0 | 0 | 0 | 2 | 10020-101-001764 | A 1 ROOFING CO INC
111 | Permanently Closed | 1992-01-01 06:00 | 1964-01-01 06:00 | 1994-10-26 06:00 | Petroleum | Unleaded gasoline | Unleaded gasoline | Retail | Steel | Steel |  |  |  |  | 1901-01-01 06:00 | [6 empty] | Manual Tank Gauging (only tanks 1000 gal. or less and 48” or 64” in diameter) | [8 empty] | UST Currently In Use: 0; UST Temp Close: 0; AST Currently In Use: 0; AST Temp Closed: 0 | 0 | 0 | 2 | 10020-101-001764 | A 1 ROOFING CO INC
112 | Retired | 1987-01-01 06:00 | 1975-01-01 06:00 |  | Petroleum | Unleaded gasoline | Unleaded gasoline |  | Steel | Steel |  | Painted or None | Steel |  | 1901-01-01 06:00 | [15 empty] | UST Currently In Use: 0; UST Temp Close: 0; AST Currently In Use: 0; AST Temp Closed: 0 | 0 | 0 | 0 | 10021-027-002738 | A A BURDETTE
113 | Retired | 1987-01-01 06:00 | 1975-01-01 06:00 |  | Petroleum | Unleaded gasoline | Unleaded gasoline |  | Steel | Steel |  | Painted or None | Steel |  | 1901-01-01 06:00 | [15 empty] | UST Currently In Use: 0; UST Temp Close: 0; AST Currently In Use: 0; AST Temp Closed: 0 | 0 | 0 | 0 | 10021-027-002738 | A A BURDETTE
114 | Permanently Closed | 1994-05-09 06:00 | 1976-01-01 06:00 | 1994-05-09 06:00 | Petroleum | On road diesel | On road diesel |  | Steel | Steel |  |  |  |  | 1901-01-01 06:00 | [15 empty] | UST Currently In Use: 0; UST Temp Close: 0; AST Currently In Use: 0; AST Temp Closed: 0 | 0 | 0 | 4 | 17648-003-001292 | CORTE FARMS (FRED CORTE)
115 | Permanently Closed | 1991-04-24 06:00 | 1976-01-01 06:00 | 1991-04-24 06:00 | Petroleum | Unleaded gasoline | Unleaded gasoline |  | Steel | Steel |  |  |  |  | 1901-01-01 06:00 | [15 empty] | UST Currently In Use: 0; UST Temp Close: 0; AST Currently In Use: 0; AST Temp Closed: 0 | 0 | 0 | 4 | 17648-003-001292 | CORTE FARMS (FRED CORTE)
116 | Permanently Closed | 1991-04-24 06:00 | 1974-01-01 06:00 | 1991-04-24 06:00 | Petroleum | On road diesel | On road diesel |  | Steel | Steel |  | Painted or None | Steel |  | 1901-01-01 06:00 | [15 empty] | UST Currently In Use: 0; UST Temp Close: 0; AST Currently In Use: 0; AST Temp Closed: 0 | 0 | 0 | 4 | 17648-003-001292 | CORTE FARMS (FRED CORTE)
117 | Permanently Closed | 1988-01-01 06:00 | 1974-01-01 06:00 | 1988-01-01 06:00 | Petroleum | On road diesel | On road diesel |  | Steel | Steel |  |  |  |  | 1901-01-01 06:00 | [15 empty] | UST Currently In Use: 0; UST Temp Close: 0; AST Currently In Use: 0; AST Temp Closed: 0 | 0 | 0 | 4 | 17648-003-001292 | CORTE FARMS (FRED CORTE)
118 | Permanently Closed | 1990-08-23 06:00 | 1953-01-01 06:00 | 1990-08-23 06:00 | Petroleum | Unleaded gasoline | Unleaded gasoline |  | Steel | Steel |  | Painted or None | Steel |  | 1901-01-01 06:00 | [15 empty] | UST Currently In Use: 0; UST Temp Close: 0; AST Currently In Use: 0; AST Temp Closed: 0 | 0 | 0 | 3 | 10024-099-010211 | A A HARPER
119 | Permanently Closed | 1990-08-23 06:00 | 1953-01-01 06:00 | 1990-08-23 06:00 | Petroleum | Unleaded gasoline | Unleaded gasoline |  | Steel | Steel |  | Painted or None | Steel |  | 1901-01-01 06:00 | [15 empty] | UST Currently In Use: 0; UST Temp Close: 0; AST Currently In Use: 0; AST Temp Closed: 0 | 0 | 0 | 3 | 10024-099-010211 | A A HARPER
120 | Permanently Closed | 1986-03-01 06:00 | 1953-01-01 06:00 | 1990-08-16 06:00 | Petroleum | Unleaded gasoline | Unleaded gasoline |  | Steel | Steel |  | Painted or None | Steel |  | 1901-01-01 06:00 | [15 empty] | UST Currently In Use: 0; UST Temp Close: 0; AST Currently In Use: 0; AST Temp Closed: 0 | 0 | 0 | 5 | 10025-113-010483 | A B CARROLL LUMBER CO INC
121 | Permanently Closed | 1901-01-01 06:00 | 1971-01-01 06:00 | 1990-08-16 06:00 | Petroleum | On road diesel | On road diesel |  | Steel | Steel |  | Painted or None | Steel |  | 1901-01-01 06:00 | [15 empty] | UST Currently In Use: 0; UST Temp Close: 0; AST Currently In Use: 0; AST Temp Closed: 0 | 0 | 0 | 5 | 10025-113-010483 | A B CARROLL LUMBER CO INC
122 | Permanently Closed | 1992-10-30 06:00 | 1971-01-01 06:00 | 1992-10-30 06:00 | Petroleum | Unleaded gasoline | Unleaded gasoline |  | Steel | Steel |  | Painted or None | Steel |  | 1901-01-01 06:00 | [15 empty] | UST Currently In Use: 0; UST Temp Close: 0; AST Currently In Use: 0; AST Temp Closed: 0 | 0 | 0 | 5 | 10025-113-010483 | A B CARROLL LUMBER CO INC
123 | Permanently Closed | 1973-12-01 06:00 | 1953-01-01 06:00 | 1990-08-16 06:00 | Petroleum | On road diesel | On road diesel |  | Steel | Steel |  | Painted or None | Other, NONE |  | 1901-01-01 06:00 | [15 empty] | UST Currently In Use: 0; UST Temp Close: 0; AST Currently In Use: 0; AST Temp Closed: 0 | 0 | 0 | 5 | 10025-113-010483 | A B CARROLL LUMBER CO INC
124 | Permanently Closed | 1969-12-01 06:00 | 1933-01-01 06:00 | 2011-11-11 06:00 | Petroleum | On road diesel | On road diesel |  | Steel | Steel |  | Painted or None | Other, NONE |  | 1901-01-01 06:00 | [15 empty] | UST Currently In Use: 0; UST Temp Close: 0; AST Currently In Use: 0; AST Temp Closed: 0 | 0 | 0 | 5 | 10025-113-010483 | A B CARROLL LUMBER CO INC
125 | Currently in Use |  | 1986-04-20 05:00 |  | Petroleum | Unleaded gasoline | Unleaded gasoline | Retail | Steel | Steel | Coated & cathodic protection (sti-P3) |  | Fiberglass reinforced plastic |  |  | Other, FLXS ISOLA | Catchment Basin, Single walled catchment basin | Flow Rest 90% Full | Flow Rest 90% Full |  |  | Automatic Tank Gauge |  | Automatic flow restrictor (MLLD) | Automatic flow restrictor (MLLD) |  |  | Annual line testing | Annual line testing |  | UST Currently In Use: 3; UST Temp Close: 0; AST Currently In Use: 0; AST Temp Closed: 0 | 3 | 0 | 0 | 22196-005-007858 | RELIANCE, LLC
126 | Currently in Use |  | 1986-04-20 05:00 |  | Petroleum | Unleaded gasoline | Unleaded gasoline | Retail | Steel | Steel | Coated & cathodic protection (sti-P3) |  | Fiberglass reinforced plastic |  |  | Other, FLXS ISOLA | Catchment Basin, Single walled catchment basin | Flow Rest 90% Full | Flow Rest 90% Full |  |  | Automatic Tank Gauge |  | Automatic flow restrictor (MLLD) | Automatic flow restrictor (MLLD) |  |  | Annual line testing | Annual line testing |  | UST Currently In Use: 3; UST Temp Close: 0; AST Currently In Use: 0; AST Temp Closed: 0 | 3 | 0 | 0 | 22196-005-007858 | RELIANCE, LLC
127 | Currently in Use |  | 1986-04-20 05:00 |  | Petroleum | Premium gasoline | Premium gasoline | Retail | Steel | Steel | Coated & cathodic protection (sti-P3) |  | Fiberglass reinforced plastic |  |  | Other, FLXS ISOLA | Catchment Basin, Single walled catchment basin | Flow Rest 90% Full | Flow Rest 90% Full |  |  | Automatic Tank Gauge |  | Automatic flow restrictor (MLLD) | Automatic flow restrictor (MLLD) |  |  | Annual line testing | Annual line testing |  | UST Currently In Use: 3; UST Temp Close: 0; AST Currently In Use: 0; AST Temp Closed: 0 | 3 | 0 | 0 | 22196-005-007858 | RELIANCE, LLC
128 | Permanently Closed | 1901-01-01 06:00 | 1958-01-01 06:00 | 1987-08-01 06:00 | Petroleum | Unleaded gasoline | Unleaded gasoline |  | Steel | Steel |  | Painted or None | Steel |  | 1901-01-01 06:00 | [15 empty] | UST Currently In Use: 0; UST Temp Close: 2; AST Currently In Use: 1; AST Temp Closed: 0 | 0 | 2 | 2 | 22289-005-007859 | FREDDIE MCNABB
129 | Permanently Closed | 1901-01-01 06:00 | 1958-01-01 06:00 | 1987-08-01 06:00 | Petroleum | Unleaded gasoline | Unleaded gasoline |  | Steel | Steel |  | Painted or None | Steel |  | 1901-01-01 06:00 | [15 empty] | UST Currently In Use: 0; UST Temp Close: 2; AST Currently In Use: 1; AST Temp Closed: 0 | 0 | 2 | 2 | 22289-005-007859 | FREDDIE MCNABB
130 | Permanently Closed | 1993-04-01 06:00 | 1968-01-01 06:00 | 1993-04-15 06:00 | Petroleum | On road diesel | On road diesel |  | Steel | Steel |  | Painted or None | Steel |  | 1901-01-01 06:00 | [15 empty] | UST Currently In Use: 1; UST Temp Close: 0; AST Currently In Use: 0; AST Temp Closed: 0 | 1 | 0 | 3 | 21481-005-007860 | SUPERIOR OIL LLC
131 | Permanently Closed | 1993-04-01 06:00 | 1974-01-01 06:00 | 1993-04-15 06:00 | Petroleum | Unleaded gasoline | Unleaded gasoline |  | Steel | Steel |  | Painted or None | Steel |  | 1901-01-01 06:00 | [15 empty] | UST Currently In Use: 1; UST Temp Close: 0; AST Currently In Use: 0; AST Temp Closed: 0 | 1 | 0 | 3 | 21481-005-007860 | SUPERIOR OIL LLC
132 | Permanently Closed | 1993-04-01 06:00 | 1974-01-01 06:00 | 1993-04-15 06:00 | Petroleum | Unleaded gasoline | Unleaded gasoline |  | Steel | Steel |  | Painted or None | Steel |  | 1901-01-01 06:00 | [15 empty] | UST Currently In Use: 1; UST Temp Close: 0; AST Currently In Use: 0; AST Temp Closed: 0 | 1 | 0 | 3 | 21481-005-007860 | SUPERIOR OIL LLC
133 | Permanently Closed | 1986-09-30 06:00 | 1978-01-01 06:00 |  | Petroleum | Unleaded gasoline | Unleaded gasoline |  | Steel | Steel |  | Painted or None | Steel |  | 1901-01-01 06:00 | [15 empty] | UST Currently In Use: 0; UST Temp Close: 0; AST Currently In Use: 0; AST Temp Closed: 0 | 0 | 0 | 2 | 10026-005-007861 | LITTLE AL'S OIL, LLC
134 | Permanently Closed | 1986-09-30 06:00 | 1963-01-01 06:00 |  | Petroleum | Unleaded gasoline | Unleaded gasoline |  | Steel | Steel |  | Painted or None | Steel |  | 1901-01-01 06:00 | [15 empty] | UST Currently In Use: 0; UST Temp Close: 0; AST Currently In Use: 0; AST Temp Closed: 0 | 0 | 0 | 2 | 10026-005-007861 | LITTLE AL'S OIL, LLC
135 | Retired | 1982-01-01 06:00 | 1963-01-01 06:00 |  | Petroleum | Unleaded gasoline | Unleaded gasoline |  | Steel | Steel |  | Painted or None | Steel |  | 1901-01-01 06:00 | [15 empty] | UST Currently In Use: 0; UST Temp Close: 0; AST Currently In Use: 0; AST Temp Closed: 0 | 0 | 0 | 2 | 10026-005-007861 | LITTLE AL'S OIL, LLC
136 | Permanently Closed | 1996-03-01 06:00 | 1958-01-01 06:00 |  | Petroleum | Unleaded gasoline | Unleaded gasoline | Retail | Steel | Steel |  | Painted or None | Steel |  | 1901-01-01 06:00 | [15 empty] | UST Currently In Use: 0; UST Temp Close: 0; AST Currently In Use: 0; AST Temp Closed: 0 | 0 | 0 | 2 | 10026-005-007865 | LITTLE AL'S OIL, LLC
137 | Permanently Closed | 1996-03-01 06:00 | 1958-01-01 06:00 |  | Petroleum | Unleaded gasoline | Unleaded gasoline | Retail | Steel | Steel |  | Painted or None | Steel |  | 1901-01-01 06:00 | [15 empty] | UST Currently In Use: 0; UST Temp Close: 0; AST Currently In Use: 0; AST Temp Closed: 0 | 0 | 0 | 2 | 10026-005-007865 | LITTLE AL'S OIL, LLC
138 | Permanently Closed | 1901-01-01 06:00 | 1976-01-01 06:00 | 1989-04-26 06:00 | Petroleum | On road diesel | On road diesel |  | Steel | Steel |  | Painted or None | Steel |  | 1901-01-01 06:00 | [15 empty] | UST Currently In Use: 0; UST Temp Close: 0; AST Currently In Use: 0; AST Temp Closed: 0 | 0 | 0 | 2 | 21481-005-007867 | SUPERIOR OIL LLC
139 | Permanently Closed | 2003-05-19 06:00 | 1982-01-01 06:00 | 2012-07-09 06:00 | Petroleum | On road diesel | On road diesel | Industrial | Steel | Steel | Field installed cathodic protection |  | Steel |  | 1901-01-01 06:00 | Field installed cathodic protection | Catchment Basin, Single walled catchment basin | Automatic shutoff device At 95% full | Automatic shutoff device At 95% full | [11 empty] | UST Currently In Use: 0; UST Temp Close: 0; AST Currently In Use: 0; AST Temp Closed: 0 | 0 | 0 | 2 | 21481-005-007867 | SUPERIOR OIL LLC
140 | Permanently Closed | 1901-01-01 06:00 | 1961-01-01 06:00 | 1988-10-05 06:00 | Petroleum | Unleaded gasoline | Unleaded gasoline |  | Steel | Steel |  | Painted or None | Steel |  | 1901-01-01 06:00 | [15 empty] | UST Currently In Use: 0; UST Temp Close: 0; AST Currently In Use: 0; AST Temp Closed: 0 | 0 | 0 | 5 | 10026-005-007868 | LITTLE AL'S OIL, LLC
141 | Permanently Closed | 1901-01-01 06:00 | 1961-01-01 06:00 | 1988-10-05 06:00 | Petroleum | Unleaded gasoline | Unleaded gasoline |  | Steel | Steel |  | Painted or None | Steel |  | 1901-01-01 06:00 | [15 empty] | UST Currently In Use: 0; UST Temp Close: 0; AST Currently In Use: 0; AST Temp Closed: 0 | 0 | 0 | 5 | 10026-005-007868 | LITTLE AL'S OIL, LLC
142 | Permanently Closed | 1901-01-01 06:00 | 1961-01-01 06:00 | 1988-10-05 06:00 | Petroleum | Unleaded gasoline | Unleaded gasoline |  | Steel | Steel |  | Painted or None | Steel |  | 1901-01-01 06:00 | [15 empty] | UST Currently In Use: 0; UST Temp Close: 0; AST Currently In Use: 0; AST Temp Closed: 0 | 0 | 0 | 5 | 10026-005-007868 | LITTLE AL'S OIL, LLC
143 | Permanently Closed | 1901-01-01 06:00 | 1968-01-01 06:00 | 1988-10-05 06:00 | Petroleum | On road diesel | On road diesel |  | Steel | Steel |  | Painted or None | Steel |  | 1901-01-01 06:00 | [15 empty] | UST Currently In Use: 0; UST Temp Close: 0; AST Currently In Use: 0; AST Temp Closed: 0 | 0 | 0 | 5 | 10026-005-007868 | LITTLE AL'S OIL, LLC
144 | Permanently Closed | 1901-01-01 06:00 | 1961-01-01 06:00 | 1988-10-05 06:00 | Petroleum | Used oil | Used oil |  | Steel | Steel |  | Painted or None | Steel |  | 1901-01-01 06:00 | [15 empty] | UST Currently In Use: 0; UST Temp Close: 0; AST Currently In Use: 0; AST Temp Closed: 0 | 0 | 0 | 5 | 10026-005-007868 | LITTLE AL'S OIL, LLC
145 | Retired | 1984-09-01 06:00 | 1963-01-01 06:00 |  | Petroleum | Unleaded gasoline | Unleaded gasoline |  | Steel | Steel |  | Painted or None | Steel |  | 1901-01-01 06:00 | [15 empty] | UST Currently In Use: 0; UST Temp Close: 0; AST Currently In Use: 0; AST Temp Closed: 0 | 0 | 0 | 0 | 10026-005-007869 | LITTLE AL'S OIL, LLC
146 | Retired | 1984-09-01 06:00 | 1963-01-01 06:00 |  | Petroleum | Unleaded gasoline | Unleaded gasoline |  | Steel | Steel |  | Painted or None | Steel |  | 1901-01-01 06:00 | [15 empty] | UST Currently In Use: 0; UST Temp Close: 0; AST Currently In Use: 0; AST Temp Closed: 0 | 0 | 0 | 0 | 10026-005-007869 | LITTLE AL'S OIL, LLC
147 | Permanently Closed | 2014-03-14 06:00 | 1987-01-01 06:00 | 2020-11-30 06:00 | Petroleum | Unleaded gasoline | Unleaded gasoline | Retail | Steel | Steel | Coated & cathodic protection (sti-P3) |  | Fiberglass reinforced plastic |  |  | Galvanic Cathodic, FLEXS | Catchment Basin, Single walled catchment basin | Flow Rest 90% Full | Flow Rest 90% Full |  |  | Automatic Tank Gauge |  | Automatic flow restrictor (MLLD) | Automatic flow restrictor (MLLD) |  |  | Annual line testing | Annual line testing |  | UST Currently In Use: 0; UST Temp Close: 0; AST Currently In Use: 0; AST Temp Closed: 0 | 0 | 0 | 3 | 22196-005-014345 | RELIANCE, LLC
148 | Permanently Closed | 2014-03-14 06:00 | 1987-01-01 06:00 | 2020-11-30 06:00 | Petroleum | Mid-grade gasoline | Mid-grade gasoline | Retail | Steel | Steel | Coated & cathodic protection (sti-P3) |  | Fiberglass reinforced plastic |  |  | Galvanic Cathodic, FLEXS | Catchment Basin, Single walled catchment basin | Flow Rest 90% Full | Flow Rest 90% Full |  |  | Automatic Tank Gauge |  | Automatic flow restrictor (MLLD) | Automatic flow restrictor (MLLD) |  |  | Annual line testing | Annual line testing |  | UST Currently In Use: 0; UST Temp Close: 0; AST Currently In Use: 0; AST Temp Closed: 0 | 0 | 0 | 3 | 22196-005-014345 | RELIANCE, LLC
149 | Permanently Closed | 2014-03-14 06:00 | 1987-01-01 06:00 | 2020-11-30 06:00 | Petroleum | Premium gasoline | Premium gasoline | Retail | Steel | Steel | Coated & cathodic protection (sti-P3) |  | Fiberglass reinforced plastic |  |  | Galvanic Cathodic, FLEXS | Catchment Basin, Single walled catchment basin | Flow Rest 90% Full | Flow Rest 90% Full |  |  | Automatic Tank Gauge |  | Automatic flow restrictor (MLLD) | Automatic flow restrictor (MLLD) |  |  | Annual line testing | Annual line testing |  | UST Currently In Use: 0; UST Temp Close: 0; AST Currently In Use: 0; AST Temp Closed: 0 | 0 | 0 | 3 | 22196-005-014345 | RELIANCE, LLC
150 | Permanently Closed | 1986-05-06 06:00 | 1958-01-01 06:00 |  | Petroleum | Unleaded gasoline | Unleaded gasoline |  | Steel | Steel |  | Painted or None | Steel |  | 1901-01-01 06:00 | [15 empty] | UST Currently In Use: 0; UST Temp Close: 0; AST Currently In Use: 0; AST Temp Closed: 0 | 0 | 0 | 2 | 10026-011-007862 | LITTLE AL'S OIL, LLC
151 | Permanently Closed | 1986-05-06 06:00 | 1958-01-01 06:00 |  | Petroleum | Unleaded gasoline | Unleaded gasoline |  | Steel | Steel |  | Painted or None | Steel |  | 1901-01-01 06:00 | [15 empty] | UST Currently In Use: 0; UST Temp Close: 0; AST Currently In Use: 0; AST Temp Closed: 0 | 0 | 0 | 2 | 10026-011-007862 | LITTLE AL'S OIL, LLC
152 | Temporary Closed | 2006-02-01 06:00 | 1969-01-01 06:00 |  | Petroleum | Unleaded gasoline | Unleaded gasoline | Retail | Steel | Steel | Field installed cathodic protection |  | Steel |  |  | Field installed cathodic protection | Catchment Basin, Single walled catchment basin | Flow Rest 90% Full | Flow Rest 90% Full |  |  | Statistical Inventory Reconciliation (SIR) |  | Automatic flow restrictor (MLLD) | Automatic flow restrictor (MLLD) |  |  | Statistical inventory reconciliation (SIR) | Statistical inventory reconciliation (SIR) |  | UST Currently In Use: 0; UST Temp Close: 6; AST Currently In Use: 0; AST Temp Closed: 0 | 0 | 6 | 3 | 22910-045-000555 | KEITH HARDY
153 | Temporary Closed | 2005-01-01 06:00 | 1969-01-01 06:00 |  | Petroleum | Unleaded gasoline | Unleaded gasoline | Retail | Steel | Steel | Field installed cathodic protection |  | Steel |  |  | Field installed cathodic protection | Catchment Basin, Single walled catchment basin | Flow Rest 90% Full | Flow Rest 90% Full |  |  | Statistical Inventory Reconciliation (SIR) |  | Automatic flow restrictor (MLLD) | Automatic flow restrictor (MLLD) |  |  | Statistical inventory reconciliation (SIR) | Statistical inventory reconciliation (SIR) |  | UST Currently In Use: 0; UST Temp Close: 6; AST Currently In Use: 0; AST Temp Closed: 0 | 0 | 6 | 3 | 22910-045-000555 | KEITH HARDY
154 | Temporary Closed | 2006-02-01 06:00 | 1969-01-01 06:00 |  | Petroleum | Unleaded gasoline | Unleaded gasoline |  | Steel | Steel | Field installed cathodic protection |  | Steel |  |  | Field installed cathodic protection | Catchment Basin, Single walled catchment basin | Flow Rest 90% Full | Flow Rest 90% Full |  |  | Statistical Inventory Reconciliation (SIR) |  | Automatic flow restrictor (MLLD) | Automatic flow restrictor (MLLD) |  |  | Statistical inventory reconciliation (SIR) | Statistical inventory reconciliation (SIR) |  | UST Currently In Use: 0; UST Temp Close: 6; AST Currently In Use: 0; AST Temp Closed: 0 | 0 | 6 | 3 | 22910-045-000555 | KEITH HARDY
155 | Temporary Closed | 2006-06-21 06:00 | 1975-01-01 06:00 |  | Petroleum | Kerosene | Kerosene |  | Steel | Steel | Field installed cathodic protection |  | Steel |  |  | Field installed cathodic protection | Catchment Basin, Single walled catchment basin | Automatic shutoff device At 95% full | Automatic shutoff device At 95% full |  |  | Statistical Inventory Reconciliation (SIR) | [8 empty] | UST Currently In Use: 0; UST Temp Close: 6; AST Currently In Use: 0; AST Temp Closed: 0 | 0 | 6 | 3 | 22910-045-000555 | KEITH HARDY
156 | Temporary Closed | 2005-01-01 06:00 | 1975-01-01 06:00 |  | Petroleum | On road diesel | On road diesel |  | Steel | Steel | Field installed cathodic protection |  | Steel |  |  | Field installed cathodic protection | Catchment Basin, Single walled catchment basin | Automatic shutoff device At 95% full | Automatic shutoff device At 95% full |  |  | Statistical Inventory Reconciliation (SIR) | [8 empty] | UST Currently In Use: 0; UST Temp Close: 6; AST Currently In Use: 0; AST Temp Closed: 0 | 0 | 6 | 3 | 22910-045-000555 | KEITH HARDY
157 | Permanently Closed | 1998-11-10 06:00 | 1979-01-01 06:00 | 1998-11-10 06:00 | Petroleum | Unleaded gasoline | Unleaded gasoline |  | Steel | Steel | Field installed cathodic protection | Painted or None | Steel |  | 1901-01-01 06:00 | Field installed cathodic protection | [14 empty] | UST Currently In Use: 0; UST Temp Close: 6; AST Currently In Use: 0; AST Temp Closed: 0 | 0 | 6 | 3 | 22910-045-000555 | KEITH HARDY
158 | Permanently Closed | 1998-11-10 06:00 | 1978-01-01 06:00 | 1998-11-10 06:00 | Petroleum | Unleaded gasoline | Unleaded gasoline |  | Steel | Steel | Field installed cathodic protection | Painted or None | Steel |  | 1901-01-01 06:00 | Field installed cathodic protection | [14 empty] | UST Currently In Use: 0; UST Temp Close: 6; AST Currently In Use: 0; AST Temp Closed: 0 | 0 | 6 | 3 | 22910-045-000555 | KEITH HARDY
159 | Permanently Closed | 1998-11-10 06:00 | 1977-01-01 06:00 | 1998-11-10 06:00 | Petroleum | Unleaded gasoline | Unleaded gasoline |  | Steel | Steel | Field installed cathodic protection | Painted or None | Steel |  | 1901-01-01 06:00 | Field installed cathodic protection | [14 empty] | UST Currently In Use: 0; UST Temp Close: 6; AST Currently In Use: 0; AST Temp Closed: 0 | 0 | 6 | 3 | 22910-045-000555 | KEITH HARDY
160 | Temporary Closed | 2005-01-01 06:00 | 1964-01-01 06:00 |  | Petroleum | On road diesel | On road diesel |  | Steel | Steel | Field installed cathodic protection |  | Steel |  |  | Field installed cathodic protection | [5 empty] | Statistical Inventory Reconciliation (SIR) | [5 empty] | Annual line testing | Annual line testing |  | UST Currently In Use: 0; UST Temp Close: 6; AST Currently In Use: 0; AST Temp Closed: 0 | 0 | 6 | 3 | 22910-045-000555 | KEITH HARDY
161 | Temporary Closed | 2015-07-20 06:00 | 1969-01-01 06:00 |  | Petroleum | Unleaded gasoline | Unleaded gasoline | Retail | Steel | Steel | Field installed cathodic protection |  | Steel |  |  | Field installed cathodic protection | Catchment Basin, Single walled catchment basin | Automatic shutoff device At 95% full | Automatic shutoff device At 95% full |  |  | Continuous Automatic Tank Gauge |  | Automatic flow restrictor (MLLD) | Automatic flow restrictor (MLLD) |  |  | Annual line testing | Annual line testing |  | UST Currently In Use: 0; UST Temp Close: 3; AST Currently In Use: 0; AST Temp Closed: 0 | 0 | 3 | 0 | 25938-045-000557 | OZARK PETROL LLC
162 | Temporary Closed | 2015-07-20 06:00 | 1969-01-01 06:00 |  | Petroleum | Mid-grade gasoline | Mid-grade gasoline | Retail | Steel | Steel | Field installed cathodic protection |  | Steel |  |  | Field installed cathodic protection | Catchment Basin, Single walled catchment basin | Automatic shutoff device At 95% full | Automatic shutoff device At 95% full |  |  | Continuous Automatic Tank Gauge |  | Automatic flow restrictor (MLLD) | Automatic flow restrictor (MLLD) |  |  | Annual line testing | Annual line testing |  | UST Currently In Use: 0; UST Temp Close: 3; AST Currently In Use: 0; AST Temp Closed: 0 | 0 | 3 | 0 | 25938-045-000557 | OZARK PETROL LLC
163 | Temporary Closed | 2015-07-20 06:00 | 1974-01-01 06:00 |  | Petroleum | Unleaded gasoline | Unleaded gasoline | Retail | Steel | Steel | Field installed cathodic protection |  | Steel |  |  | Field installed cathodic protection | Catchment Basin, Single walled catchment basin | Automatic shutoff device At 95% full | Automatic shutoff device At 95% full |  |  | Continuous Automatic Tank Gauge |  | Automatic flow restrictor (MLLD) | Automatic flow restrictor (MLLD) |  |  | Annual line testing | Annual line testing |  | UST Currently In Use: 0; UST Temp Close: 3; AST Currently In Use: 0; AST Temp Closed: 0 | 0 | 3 | 0 | 25938-045-000557 | OZARK PETROL LLC
164 | Permanently Closed | 1985-01-01 06:00 | 1964-01-01 06:00 | 1989-05-01 06:00 | Petroleum | Unleaded gasoline | Unleaded gasoline |  | Steel | Steel |  |  |  |  | 1901-01-01 06:00 | [15 empty] | UST Currently In Use: 0; UST Temp Close: 0; AST Currently In Use: 0; AST Temp Closed: 0 | 0 | 0 | 1 | 10026-045-003175 | LITTLE AL'S OIL, LLC
165 | Currently in Use |  | 1988-12-23 06:00 |  | Petroleum | Unleaded gasoline | Unleaded gasoline | Retail | Steel | Steel | Coated & cathodic protection (sti-P3) |  | Fiberglass reinforced plastic |  |  | Other, FLEX CONNS | Catchment Basin, Single walled catchment basin | Automatic shutoff device At 95% full | Automatic shutoff device At 95% full |  |  | Continuous Automatic Tank Gauge |  | Automatic flow restrictor (MLLD) | Automatic flow restrictor (MLLD) |  |  | Annual line testing | Annual line testing |  | UST Currently In Use: 3; UST Temp Close: 0; AST Currently In Use: 0; AST Temp Closed: 0 | 3 | 0 | 0 | 25571-045-013748 | AKSHAR LLC
166 | Currently in Use |  | 1988-12-23 06:00 |  | Petroleum | On road diesel | On road diesel | Retail | Steel | Steel | Coated & cathodic protection (sti-P3) |  | Fiberglass reinforced plastic |  |  | Other, FLEX CONNS | Catchment Basin, Single walled catchment basin | Automatic shutoff device At 95% full | Automatic shutoff device At 95% full |  |  | Continuous Automatic Tank Gauge |  | Automatic flow restrictor (MLLD) | Automatic flow restrictor (MLLD) |  |  | Annual line testing | Annual line testing |  | UST Currently In Use: 3; UST Temp Close: 0; AST Currently In Use: 0; AST Temp Closed: 0 | 3 | 0 | 0 | 25571-045-013748 | AKSHAR LLC
167 | Currently in Use |  | 1988-12-23 06:00 |  | Petroleum | Premium gasoline | Premium gasoline | Retail | Steel | Steel | Coated & cathodic protection (sti-P3) |  | Fiberglass reinforced plastic |  |  | Other, FLEX CONNS | Catchment Basin, Single walled catchment basin | Automatic shutoff device At 95% full | Automatic shutoff device At 95% full |  |  | Continuous Automatic Tank Gauge |  | Automatic flow restrictor (MLLD) | Automatic flow restrictor (MLLD) |  |  | Annual line testing | Annual line testing |  | UST Currently In Use: 3; UST Temp Close: 0; AST Currently In Use: 0; AST Temp Closed: 0 | 3 | 0 | 0 | 25571-045-013748 | AKSHAR LLC
168 | Temporary Closed | 2005-10-01 06:00 | 1976-01-01 06:00 |  | Petroleum | Unleaded gasoline | Unleaded gasoline | Retail | Steel | Steel | Field installed cathodic protection |  | Fiberglass reinforced plastic |  | 1901-01-01 06:00 | Field installed cathodic protection | Catchment Basin, Single walled catchment basin | Automatic shutoff device At 95% full, Flow Rest 90% Full | Flow Rest 90% Full |  |  | Statistical Inventory Reconciliation (SIR) | [8 empty] | UST Currently In Use: 0; UST Temp Close: 2; AST Currently In Use: 0; AST Temp Closed: 0 | 0 | 2 | 0 | 23114-069-000558 | BOBBY EDMONDSON
169 | Temporary Closed | 2005-10-01 06:00 | 1976-01-01 06:00 |  | Petroleum | Premium gasoline | Premium gasoline | Retail | Steel | Steel | Field installed cathodic protection |  | Fiberglass reinforced plastic |  | 1901-01-01 06:00 | Field installed cathodic protection | Catchment Basin, Single walled catchment basin | Automatic shutoff device At 95% full | Automatic shutoff device At 95% full |  |  | Statistical Inventory Reconciliation (SIR) | [8 empty] | UST Currently In Use: 0; UST Temp Close: 2; AST Currently In Use: 0; AST Temp Closed: 0 | 0 | 2 | 0 | 23114-069-000558 | BOBBY EDMONDSON
170 | Cannot Locate or abandoned | 1994-01-02 06:00 | 1975-01-01 06:00 |  | Petroleum | Unleaded gasoline | Unleaded gasoline |  | Steel | Steel |  |  | Steel |  | 1901-01-01 06:00 | [15 empty] | UST Currently In Use: 0; UST Temp Close: 0; AST Currently In Use: 0; AST Temp Closed: 0 | 0 | 0 | 0 | 10029-055-004155 | A.H. GUEST
171 | Cannot Locate or abandoned | 1994-01-02 06:00 | 1975-01-01 06:00 |  | Petroleum | Unleaded gasoline | Unleaded gasoline |  | Steel | Steel |  |  | Steel |  | 1901-01-01 06:00 | [15 empty] | UST Currently In Use: 0; UST Temp Close: 0; AST Currently In Use: 0; AST Temp Closed: 0 | 0 | 0 | 0 | 10029-055-004155 | A.H. GUEST
172 | Cannot Locate or abandoned | 1994-01-02 06:00 | 1975-01-01 06:00 |  | Petroleum | Unleaded gasoline | Unleaded gasoline |  | Steel | Steel |  |  | Steel |  | 1901-01-01 06:00 | [15 empty] | UST Currently In Use: 0; UST Temp Close: 0; AST Currently In Use: 0; AST Temp Closed: 0 | 0 | 0 | 0 | 10029-055-004155 | A.H. GUEST
173 | Permanently Closed | 1991-03-27 06:00 | 1969-01-01 06:00 | 1991-03-27 06:00 | Petroleum | Unleaded gasoline | Unleaded gasoline |  | Steel | Steel |  | Painted or None | Steel |  | 1901-01-01 06:00 | [15 empty] | UST Currently In Use: 0; UST Temp Close: 0; AST Currently In Use: 0; AST Temp Closed: 0 | 0 | 0 | 4 | 22537-127-009023 | LOREN WEAVER
174 | Permanently Closed | 1901-01-01 06:00 | 1969-01-01 06:00 | 1988-11-01 06:00 | Petroleum | Unleaded gasoline | Unleaded gasoline |  | Steel | Steel |  | Painted or None | Steel |  | 1901-01-01 06:00 | [15 empty] | UST Currently In Use: 0; UST Temp Close: 0; AST Currently In Use: 0; AST Temp Closed: 0 | 0 | 0 | 4 | 22537-127-009023 | LOREN WEAVER
175 | Permanently Closed | 2001-05-11 06:00 | 1987-01-01 06:00 | 2008-05-11 06:00 | Petroleum | Premium gasoline | Premium gasoline | Retail | Steel | Steel | Coated & cathodic protection (sti-P3), Field installed cathodic protection |  | Fiberglass reinforced plastic |  | 1901-01-01 06:00 |  | Catchment Basin, Single walled catchment basin | Flow Rest 90% Full | Flow Rest 90% Full |  |  | Automatic Tank Gauge | [5 empty] | Annual line testing | Annual line testing |  | UST Currently In Use: 0; UST Temp Close: 0; AST Currently In Use: 0; AST Temp Closed: 0 | 0 | 0 | 4 | 22537-127-009023 | LOREN WEAVER
176 | Temporary Closed | 1997-04-14 06:00 | 1973-01-01 06:00 |  | Petroleum | Unleaded gasoline | Unleaded gasoline | Retail | Single Wall, Steel | Steel | Interior lined (not allowed as a standalone method of corrosion protection) | Painted or None | Fiberglass reinforced plastic, Single Wall |  | 1901-01-01 06:00 |  | Catchment Basin, Single walled catchment basin | Automatic shutoff device At 95% full, Flow Rest 90% Full | Flow Rest 90% Full | [11 empty] | UST Currently In Use: 0; UST Temp Close: 3; AST Currently In Use: 0; AST Temp Closed: 0 | 0 | 3 | 0 | 21179-127-004289 | JEWEL E ANDERSON
177 | Temporary Closed | 1997-04-14 06:00 | 1973-01-01 06:00 |  | Petroleum | Unleaded gasoline | Unleaded gasoline | Retail | Single Wall, Steel | Steel | Interior lined (not allowed as a standalone method of corrosion protection) | Painted or None | Fiberglass reinforced plastic, Single Wall |  | 1901-01-01 06:00 |  | Catchment Basin, Single walled catchment basin | Automatic shutoff device At 95% full, Flow Rest 90% Full | Flow Rest 90% Full | [11 empty] | UST Currently In Use: 0; UST Temp Close: 3; AST Currently In Use: 0; AST Temp Closed: 0 | 0 | 3 | 0 | 21179-127-004289 | JEWEL E ANDERSON
178 | Temporary Closed | 1997-04-14 06:00 | 1972-01-01 06:00 |  | Petroleum | Unleaded gasoline | Unleaded gasoline | Retail | Single Wall, Steel | Steel |  | Painted or None | Single Wall, Steel |  | 1901-01-01 06:00 |  |  | Automatic shutoff device At 95% full | Automatic shutoff device At 95% full | [11 empty] | UST Currently In Use: 0; UST Temp Close: 3; AST Currently In Use: 0; AST Temp Closed: 0 | 0 | 3 | 0 | 21179-127-004289 | JEWEL E ANDERSON
179 | Permanently Closed | 1990-06-04 06:00 | 1962-01-01 06:00 | 1990-06-04 06:00 | Petroleum | Kerosene | Kerosene |  | Steel | Steel |  |  | Steel |  | 1901-01-01 06:00 | [15 empty] | UST Currently In Use: 0; UST Temp Close: 0; AST Currently In Use: 0; AST Temp Closed: 0 | 0 | 0 | 4 | 10033-103-001106 | A JULIAN HARRIS & DAVID C HARRIS
180 | Permanently Closed | 1990-06-04 06:00 | 1962-01-01 06:00 | 1990-06-04 06:00 | Petroleum | Unleaded gasoline | Unleaded gasoline |  | Steel | Steel |  |  | Steel |  | 1901-01-01 06:00 | [15 empty] | UST Currently In Use: 0; UST Temp Close: 0; AST Currently In Use: 0; AST Temp Closed: 0 | 0 | 0 | 4 | 10033-103-001106 | A JULIAN HARRIS & DAVID C HARRIS
181 | Permanently Closed | 1990-06-04 06:00 | 1962-01-01 06:00 | 1990-06-04 06:00 | Petroleum | Unleaded gasoline | Unleaded gasoline |  | Steel | Steel |  |  | Steel |  | 1901-01-01 06:00 | [15 empty] | UST Currently In Use: 0; UST Temp Close: 0; AST Currently In Use: 0; AST Temp Closed: 0 | 0 | 0 | 4 | 10033-103-001106 | A JULIAN HARRIS & DAVID C HARRIS
182 | Permanently Closed | 1990-06-04 06:00 | 1962-01-01 06:00 | 1990-06-04 06:00 | Petroleum | Unleaded gasoline | Unleaded gasoline |  | Steel | Steel |  |  | Steel |  | 1901-01-01 06:00 | [15 empty] | UST Currently In Use: 0; UST Temp Close: 0; AST Currently In Use: 0; AST Temp Closed: 0 | 0 | 0 | 4 | 10033-103-001106 | A JULIAN HARRIS & DAVID C HARRIS
183 | Permanently Closed | 1988-10-01 06:00 | 1959-01-01 06:00 | 1988-11-01 06:00 | Petroleum | Unleaded gasoline | Unleaded gasoline |  | Fiberglass coated steel | Fiberglass coated steel |  |  |  |  | 1901-01-01 06:00 | [15 empty] | UST Currently In Use: 0; UST Temp Close: 0; AST Currently In Use: 0; AST Temp Closed: 0 | 0 | 0 | 2 | 10034-027-004229 | A L DANNER
184 | Permanently Closed | 1988-10-01 06:00 | 1901-01-01 06:00 | 1988-11-01 06:00 | Petroleum | Unleaded gasoline | Unleaded gasoline |  | Fiberglass coated steel | Fiberglass coated steel |  |  |  |  | 1901-01-01 06:00 | [15 empty] | UST Currently In Use: 0; UST Temp Close: 0; AST Currently In Use: 0; AST Temp Closed: 0 | 0 | 0 | 2 | 10034-027-004229 | A L DANNER
185 | Permanently Closed | 1999-03-30 06:00 | 1975-01-01 06:00 | 1999-03-30 06:00 | Petroleum | Unleaded gasoline | Unleaded gasoline |  | Steel | Steel |  | Painted or None | Steel |  | 1901-01-01 06:00 | [12 empty] | Annual line testing | Annual line testing |  | UST Currently In Use: 0; UST Temp Close: 0; AST Currently In Use: 0; AST Temp Closed: 0 | 0 | 0 | 3 | 20017-029-004641 | MARSHALL SPEARS
186 | Permanently Closed | 1999-03-30 06:00 | 1975-01-01 06:00 | 1999-03-30 06:00 | Petroleum | Unleaded gasoline | Unleaded gasoline |  | Steel | Steel |  | Painted or None | Steel |  | 1901-01-01 06:00 | [12 empty] | Annual line testing | Annual line testing |  | UST Currently In Use: 0; UST Temp Close: 0; AST Currently In Use: 0; AST Temp Closed: 0 | 0 | 0 | 3 | 20017-029-004641 | MARSHALL SPEARS
187 | Permanently Closed | 1999-03-30 06:00 | 1975-01-01 06:00 | 1999-03-30 06:00 | Petroleum | On road diesel | On road diesel |  | Steel | Steel |  | Painted or None | Steel |  | 1901-01-01 06:00 | [12 empty] | Annual line testing | Annual line testing |  | UST Currently In Use: 0; UST Temp Close: 0; AST Currently In Use: 0; AST Temp Closed: 0 | 0 | 0 | 3 | 20017-029-004641 | MARSHALL SPEARS
188 | Permanently Closed | 1991-09-27 06:00 | 1973-01-01 06:00 | 1991-09-27 06:00 | Petroleum | Unleaded gasoline | Unleaded gasoline |  | Steel | Steel |  | Painted or None | Steel |  | 1901-01-01 06:00 | [15 empty] | UST Currently In Use: 0; UST Temp Close: 0; AST Currently In Use: 0; AST Temp Closed: 0 | 0 | 0 | 1 | 10036-091-000399 | A R TAYLOR VENEER CO INC
191 | Permanently Closed | 2000-12-18 06:00 | 1982-01-01 06:00 | 2000-12-18 06:00 | Petroleum | Unleaded gasoline | Unleaded gasoline | Retail | Steel | Steel |  | Painted or None | Steel |  | 1901-01-01 06:00 | [6 empty] | Statistical Inventory Reconciliation (SIR) | [8 empty] | UST Currently In Use: 0; UST Temp Close: 0; AST Currently In Use: 0; AST Temp Closed: 0 | 0 | 0 | 3 | 10037-045-005486 | A. W. HERNDON OIL COMPANY, INC.
192 | Permanently Closed | 2000-12-18 06:00 | 1982-01-01 06:00 | 2000-12-18 06:00 | Petroleum | Unleaded gasoline | Unleaded gasoline | Retail | Steel | Steel |  | Painted or None | Steel |  | 1901-01-01 06:00 | [6 empty] | Statistical Inventory Reconciliation (SIR) | [8 empty] | UST Currently In Use: 0; UST Temp Close: 0; AST Currently In Use: 0; AST Temp Closed: 0 | 0 | 0 | 3 | 10037-045-005486 | A. W. HERNDON OIL COMPANY, INC.
193 | Permanently Closed | 2000-12-18 06:00 | 1982-01-01 06:00 | 2000-12-18 06:00 | Petroleum | Unleaded gasoline | Unleaded gasoline | Retail | Steel | Steel |  | Painted or None | Steel |  | 1901-01-01 06:00 | [6 empty] | Statistical Inventory Reconciliation (SIR) | [8 empty] | UST Currently In Use: 0; UST Temp Close: 0; AST Currently In Use: 0; AST Temp Closed: 0 | 0 | 0 | 3 | 10037-045-005486 | A. W. HERNDON OIL COMPANY, INC.
194 | Permanently Closed | 1901-01-01 06:00 | 1976-01-01 06:00 | 2011-11-11 06:00 | Petroleum | Unleaded gasoline | Unleaded gasoline |  | Steel | Steel |  | Painted or None | Steel |  | 1901-01-01 06:00 | [15 empty] | UST Currently In Use: 0; UST Temp Close: 0; AST Currently In Use: 0; AST Temp Closed: 0 | 0 | 0 | 3 | 10037-045-007932 | A. W. HERNDON OIL COMPANY, INC.
195 | Permanently Closed | 1901-01-01 06:00 | 1976-01-01 06:00 | 2011-11-11 06:00 | Petroleum | Unleaded gasoline | Unleaded gasoline |  | Steel | Steel |  | Painted or None | Steel |  | 1901-01-01 06:00 | [15 empty] | UST Currently In Use: 0; UST Temp Close: 0; AST Currently In Use: 0; AST Temp Closed: 0 | 0 | 0 | 3 | 10037-045-007932 | A. W. HERNDON OIL COMPANY, INC.
196 | Permanently Closed | 1901-01-01 06:00 | 1976-01-01 06:00 | 2011-11-11 06:00 | Petroleum | Unleaded gasoline | Unleaded gasoline |  | Steel | Steel |  | Painted or None | Steel |  | 1901-01-01 06:00 | [15 empty] | UST Currently In Use: 0; UST Temp Close: 0; AST Currently In Use: 0; AST Temp Closed: 0 | 0 | 0 | 3 | 10037-045-007932 | A. W. HERNDON OIL COMPANY, INC.
197 | Permanently Closed | 1992-12-20 06:00 | 1982-01-01 06:00 | 1992-12-20 06:00 | Petroleum | Unleaded gasoline | Unleaded gasoline |  | Steel | Steel |  | Painted or None | Steel |  | 1901-01-01 06:00 | [15 empty] | UST Currently In Use: 0; UST Temp Close: 0; AST Currently In Use: 0; AST Temp Closed: 0 | 0 | 0 | 2 | 10037-045-008771 | A. W. HERNDON OIL COMPANY, INC.
198 | Permanently Closed | 1992-12-20 06:00 | 1982-01-01 06:00 | 1992-12-20 06:00 | Petroleum | Unleaded gasoline | Unleaded gasoline |  | Steel | Steel |  | Painted or None | Steel |  | 1901-01-01 06:00 | [15 empty] | UST Currently In Use: 0; UST Temp Close: 0; AST Currently In Use: 0; AST Temp Closed: 0 | 0 | 0 | 2 | 10037-045-008771 | A. W. HERNDON OIL COMPANY, INC.
199 | Permanently Closed | 1995-11-17 06:00 | 1963-01-01 06:00 | 1998-11-17 06:00 | Petroleum | Unleaded gasoline | Unleaded gasoline | Retail |  |  |  | Painted or None | Steel |  | 1901-01-01 06:00 | [6 empty] | Statistical Inventory Reconciliation (SIR) | [8 empty] | UST Currently In Use: 1; UST Temp Close: 3; AST Currently In Use: 0; AST Temp Closed: 0 | 1 | 3 | 4 | 23386-045-008772 | KBC LLC
200 | Permanently Closed | 1995-11-17 06:00 | 1963-01-01 06:00 | 1998-11-17 06:00 | Petroleum | Unleaded gasoline | Unleaded gasoline |  |  |  |  | Painted or None | Steel |  | 1901-01-01 06:00 | [6 empty] | Statistical Inventory Reconciliation (SIR) | [8 empty] | UST Currently In Use: 1; UST Temp Close: 3; AST Currently In Use: 0; AST Temp Closed: 0 | 1 | 3 | 4 | 23386-045-008772 | KBC LLC
201 | Permanently Closed | 1995-11-17 06:00 | 1963-01-01 06:00 | 1998-11-17 06:00 | Petroleum | Unleaded gasoline | Unleaded gasoline | Retail |  |  |  | Painted or None | Steel |  | 1901-01-01 06:00 | [6 empty] | Statistical Inventory Reconciliation (SIR) | [8 empty] | UST Currently In Use: 1; UST Temp Close: 3; AST Currently In Use: 0; AST Temp Closed: 0 | 1 | 3 | 4 | 23386-045-008772 | KBC LLC
202 | Temporary Closed | 2018-02-01 06:00 | 1982-01-01 06:00 |  | Petroleum | On road diesel | On road diesel | Retail | Steel | Steel | Coated & cathodic protection (sti-P3) | Painted or None | Fiberglass reinforced plastic |  |  |  | Catchment Basin, Single walled catchment basin |  |  |  |  | Statistical Inventory Reconciliation (SIR) |  | Automatic flow restrictor (MLLD) | Automatic flow restrictor (MLLD) |  |  | Annual line testing, Statistical inventory reconciliation (SIR) | Statistical inventory reconciliation (SIR) |  | UST Currently In Use: 1; UST Temp Close: 3; AST Currently In Use: 0; AST Temp Closed: 0 | 1 | 3 | 4 | 23386-045-008772 | KBC LLC
203 | Permanently Closed | 1991-11-17 06:00 | 1963-01-01 06:00 | 1998-11-17 06:00 | Petroleum | Unleaded gasoline | Unleaded gasoline | Retail |  |  |  | Painted or None | Steel |  | 1901-01-01 06:00 | [6 empty] | Statistical Inventory Reconciliation (SIR) | [8 empty] | UST Currently In Use: 1; UST Temp Close: 3; AST Currently In Use: 0; AST Temp Closed: 0 | 1 | 3 | 4 | 23386-045-008772 | KBC LLC
204 | Permanently Closed | 2018-07-31 06:00 | 1979-01-01 06:00 | 2019-11-16 06:00 | Petroleum | On road diesel | On road diesel | Retail | Steel | Steel | Field installed cathodic protection |  | Steel |  |  | Field installed cathodic protection | Catchment Basin, Single walled catchment basin | Automatic shutoff device At 95% full | Automatic shutoff device At 95% full |  |  | Automatic Tank Gauge, Statistical Inventory Reconciliation (SIR) | [8 empty] | UST Currently In Use: 0; UST Temp Close: 0; AST Currently In Use: 0; AST Temp Closed: 0 | 0 | 0 | 4 | 22673-045-010727 | JOHN GILLAND
205 | Permanently Closed | 2018-07-31 06:00 | 1979-01-01 06:00 | 2018-11-16 06:00 | Petroleum | Premium gasoline | Premium gasoline | Retail | Steel | Steel | Field installed cathodic protection |  | Steel |  |  | Field installed cathodic protection | Catchment Basin, Single walled catchment basin | Automatic shutoff device At 95% full | Automatic shutoff device At 95% full |  |  | Automatic Tank Gauge, Statistical Inventory Reconciliation (SIR) |  | Automatic flow restrictor (MLLD) | Automatic flow restrictor (MLLD) |  |  | Annual line testing, Statistical inventory reconciliation (SIR) | Statistical inventory reconciliation (SIR) |  | UST Currently In Use: 0; UST Temp Close: 0; AST Currently In Use: 0; AST Temp Closed: 0 | 0 | 0 | 4 | 22673-045-010727 | JOHN GILLAND
206 | Permanently Closed | 2018-07-31 06:00 | 1979-01-01 06:00 | 2018-11-16 06:00 | Petroleum | Mid-grade gasoline | Mid-grade gasoline | Retail | Steel | Steel | Field installed cathodic protection |  | Steel |  |  | Field installed cathodic protection | Catchment Basin, Single walled catchment basin | Automatic shutoff device At 95% full | Automatic shutoff device At 95% full |  |  | Automatic Tank Gauge, Statistical Inventory Reconciliation (SIR) |  | Automatic flow restrictor (MLLD) | Automatic flow restrictor (MLLD) |  |  | Annual line testing, Statistical inventory reconciliation (SIR) | Statistical inventory reconciliation (SIR) |  | UST Currently In Use: 0; UST Temp Close: 0; AST Currently In Use: 0; AST Temp Closed: 0 | 0 | 0 | 4 | 22673-045-010727 | JOHN GILLAND
207 | Permanently Closed | 2018-07-31 06:00 | 1979-01-01 06:00 | 2018-11-16 06:00 | Petroleum | Unleaded gasoline | Unleaded gasoline | Retail | Steel | Steel | Field installed cathodic protection |  | Steel |  |  | Field installed cathodic protection | Catchment Basin, Single walled catchment basin | Automatic shutoff device At 95% full | Automatic shutoff device At 95% full |  |  | Automatic Tank Gauge, Statistical Inventory Reconciliation (SIR) |  | Automatic flow restrictor (MLLD) | Automatic flow restrictor (MLLD) |  |  | Annual line testing, Statistical inventory reconciliation (SIR) | Statistical inventory reconciliation (SIR) |  | UST Currently In Use: 0; UST Temp Close: 0; AST Currently In Use: 0; AST Temp Closed: 0 | 0 | 0 | 4 | 22673-045-010727 | JOHN GILLAND
208 | Permanently Closed | 1995-09-01 06:00 | 1972-01-01 06:00 | 1995-09-12 06:00 | Petroleum | Unleaded gasoline | Unleaded gasoline | Retail | Steel | Steel |  | Painted or None | Steel |  | 1901-01-01 06:00 | [6 empty] | Statistical Inventory Reconciliation (SIR) | [8 empty] | UST Currently In Use: 0; UST Temp Close: 3; AST Currently In Use: 0; AST Temp Closed: 0 | 0 | 3 | 2 | 19898-067-006268 | PETRO SOUTH INC
209 | Permanently Closed | 1995-09-01 06:00 | 1972-01-01 06:00 | 1995-09-12 06:00 | Petroleum | Unleaded gasoline | Unleaded gasoline | Retail | Steel | Steel |  | Painted or None | Steel |  | 1901-01-01 06:00 | [6 empty] | Statistical Inventory Reconciliation (SIR) | [8 empty] | UST Currently In Use: 0; UST Temp Close: 3; AST Currently In Use: 0; AST Temp Closed: 0 | 0 | 3 | 2 | 19898-067-006268 | PETRO SOUTH INC
210 | Permanently Closed | 2015-10-01 06:00 | 1975-01-01 06:00 | 2018-12-05 06:00 | Petroleum | Unleaded gasoline | Unleaded gasoline | Retail | Steel | Steel | Field installed cathodic protection |  | Steel |  |  | Field installed cathodic protection | Catchment Basin, Single walled catchment basin | Automatic shutoff device At 95% full | Automatic shutoff device At 95% full |  |  | Statistical Inventory Reconciliation (SIR) | [8 empty] | UST Currently In Use: 0; UST Temp Close: 0; AST Currently In Use: 0; AST Temp Closed: 0 | 0 | 0 | 5 | 10037-067-007917 | A. W. HERNDON OIL COMPANY, INC.
211 | Permanently Closed | 2015-10-01 06:00 | 1975-01-01 06:00 | 2018-12-05 06:00 | Petroleum | Mid-grade gasoline | Mid-grade gasoline | Retail | Steel | Steel | Field installed cathodic protection |  | Steel |  |  | Field installed cathodic protection | Catchment Basin, Single walled catchment basin | Automatic shutoff device At 95% full | Automatic shutoff device At 95% full |  |  | Statistical Inventory Reconciliation (SIR) | [8 empty] | UST Currently In Use: 0; UST Temp Close: 0; AST Currently In Use: 0; AST Temp Closed: 0 | 0 | 0 | 5 | 10037-067-007917 | A. W. HERNDON OIL COMPANY, INC.
212 | Permanently Closed | 2015-10-01 06:00 | 1975-01-01 06:00 | 2018-12-05 06:00 | Petroleum | Unleaded gasoline | Unleaded gasoline | Retail | Steel | Steel | Field installed cathodic protection |  | Steel |  |  | Field installed cathodic protection | Catchment Basin, Single walled catchment basin | Automatic shutoff device At 95% full | Automatic shutoff device At 95% full |  |  | Statistical Inventory Reconciliation (SIR) | [8 empty] | UST Currently In Use: 0; UST Temp Close: 0; AST Currently In Use: 0; AST Temp Closed: 0 | 0 | 0 | 5 | 10037-067-007917 | A. W. HERNDON OIL COMPANY, INC.
213 | Permanently Closed | 2015-10-01 06:00 | 1975-01-01 06:00 | 2018-12-05 06:00 | Petroleum | On road diesel | On road diesel | Retail | Steel | Steel | Field installed cathodic protection |  | Steel |  |  | Field installed cathodic protection | Catchment Basin, Single walled catchment basin | Automatic shutoff device At 95% full | Automatic shutoff device At 95% full |  |  | Statistical Inventory Reconciliation (SIR) | [8 empty] | UST Currently In Use: 0; UST Temp Close: 0; AST Currently In Use: 0; AST Temp Closed: 0 | 0 | 0 | 5 | 10037-067-007917 | A. W. HERNDON OIL COMPANY, INC.
214 | Permanently Closed | 2015-10-01 06:00 | 1975-01-01 06:00 | 2018-12-05 06:00 | Petroleum | Kerosene | Kerosene | Retail | Steel | Steel | Field installed cathodic protection |  | Steel |  |  | Field installed cathodic protection | Catchment Basin, Single walled catchment basin | Automatic shutoff device At 95% full | Automatic shutoff device At 95% full |  |  | Statistical Inventory Reconciliation (SIR) | [8 empty] | UST Currently In Use: 0; UST Temp Close: 0; AST Currently In Use: 0; AST Temp Closed: 0 | 0 | 0 | 5 | 10037-067-007917 | A. W. HERNDON OIL COMPANY, INC.
215 | Currently in Use |  | 1967-01-01 06:00 |  | Petroleum | Unleaded gasoline | Unleaded gasoline | Retail | Steel | Steel | Field installed cathodic protection |  | Steel |  | 1901-01-01 06:00 | Field installed cathodic protection | Catchment Basin, Single walled catchment basin | Automatic shutoff device At 95% full | Automatic shutoff device At 95% full |  |  | Statistical Inventory Reconciliation (SIR) |  | Automatic flow restrictor (MLLD) | Automatic flow restrictor (MLLD) |  |  | Statistical inventory reconciliation (SIR) | Statistical inventory reconciliation (SIR) |  | UST Currently In Use: 5; UST Temp Close: 0; AST Currently In Use: 0; AST Temp Closed: 0 | 5 | 0 | 0 | 10037-067-007919 | A. W. HERNDON OIL COMPANY, INC.
216 | Currently in Use |  | 1967-01-01 06:00 |  | Petroleum | Mid-grade gasoline | Mid-grade gasoline | Retail | Steel | Steel | Field installed cathodic protection |  | Steel |  | 1901-01-01 06:00 | Field installed cathodic protection | Catchment Basin, Single walled catchment basin | Automatic shutoff device At 95% full | Automatic shutoff device At 95% full |  |  | Statistical Inventory Reconciliation (SIR) |  | Automatic flow restrictor (MLLD) | Automatic flow restrictor (MLLD) |  |  | Statistical inventory reconciliation (SIR) | Statistical inventory reconciliation (SIR) |  | UST Currently In Use: 5; UST Temp Close: 0; AST Currently In Use: 0; AST Temp Closed: 0 | 5 | 0 | 0 | 10037-067-007919 | A. W. HERNDON OIL COMPANY, INC.
217 | Currently in Use |  | 1967-01-01 06:00 |  | Petroleum | Premium gasoline | Premium gasoline | Retail | Steel | Steel | Field installed cathodic protection |  | Steel |  | 1901-01-01 06:00 | Field installed cathodic protection | Catchment Basin, Single walled catchment basin | Automatic shutoff device At 95% full | Automatic shutoff device At 95% full |  |  | Statistical Inventory Reconciliation (SIR) |  | Automatic flow restrictor (MLLD) | Automatic flow restrictor (MLLD) |  |  | Statistical inventory reconciliation (SIR) | Statistical inventory reconciliation (SIR) |  | UST Currently In Use: 5; UST Temp Close: 0; AST Currently In Use: 0; AST Temp Closed: 0 | 5 | 0 | 0 | 10037-067-007919 | A. W. HERNDON OIL COMPANY, INC.
218 | Currently in Use |  | 1967-01-01 06:00 |  | Petroleum | On road diesel | On road diesel | Retail | Steel | Steel | Field installed cathodic protection |  | Steel |  | 1901-01-01 06:00 | Field installed cathodic protection | Catchment Basin, Single walled catchment basin | Automatic shutoff device At 95% full | Automatic shutoff device At 95% full |  |  | Statistical Inventory Reconciliation (SIR) |  | Automatic flow restrictor (MLLD) | Automatic flow restrictor (MLLD) |  |  | Statistical inventory reconciliation (SIR) | Statistical inventory reconciliation (SIR) |  | UST Currently In Use: 5; UST Temp Close: 0; AST Currently In Use: 0; AST Temp Closed: 0 | 5 | 0 | 0 | 10037-067-007919 | A. W. HERNDON OIL COMPANY, INC.
219 | Currently in Use |  | 1968-01-01 06:00 |  | Petroleum | On road diesel | On road diesel | Retail | Steel | Steel | Field installed cathodic protection |  | Steel |  | 1901-01-01 06:00 | Field installed cathodic protection | Catchment Basin, Single walled catchment basin | Automatic shutoff device At 95% full | Automatic shutoff device At 95% full |  |  | Statistical Inventory Reconciliation (SIR) | [8 empty] | UST Currently In Use: 5; UST Temp Close: 0; AST Currently In Use: 0; AST Temp Closed: 0 | 5 | 0 | 0 | 10037-067-007919 | A. W. HERNDON OIL COMPANY, INC.
220 | Currently in Use |  | 1974-01-01 06:00 |  | Petroleum | Unleaded gasoline | Unleaded gasoline | Retail | Steel | Steel | Field installed cathodic protection |  | Steel |  |  | Field installed cathodic protection | Catchment Basin, Single walled catchment basin | Automatic shutoff device At 95% full | Automatic shutoff device At 95% full |  |  | Statistical Inventory Reconciliation (SIR) |  | Automatic flow restrictor (MLLD) | Automatic flow restrictor (MLLD) |  |  | Statistical inventory reconciliation (SIR) | Statistical inventory reconciliation (SIR) |  | UST Currently In Use: 3; UST Temp Close: 0; AST Currently In Use: 0; AST Temp Closed: 0 | 3 | 0 | 0 | 10037-067-007923 | A. W. HERNDON OIL COMPANY, INC.
221 | Currently in Use |  | 1974-01-01 06:00 |  | Petroleum | Premium gasoline | Premium gasoline | Retail | Steel | Steel | Field installed cathodic protection |  | Steel |  |  | Field installed cathodic protection | Catchment Basin, Single walled catchment basin | Automatic shutoff device At 95% full | Automatic shutoff device At 95% full |  |  | Statistical Inventory Reconciliation (SIR) |  | Automatic flow restrictor (MLLD) | Automatic flow restrictor (MLLD) |  |  | Statistical inventory reconciliation (SIR) | Statistical inventory reconciliation (SIR) |  | UST Currently In Use: 3; UST Temp Close: 0; AST Currently In Use: 0; AST Temp Closed: 0 | 3 | 0 | 0 | 10037-067-007923 | A. W. HERNDON OIL COMPANY, INC.
222 | Currently in Use |  | 1974-01-01 06:00 |  | Petroleum | On road diesel | On road diesel | Retail | Steel | Steel | Field installed cathodic protection |  | Steel |  |  | Field installed cathodic protection | Catchment Basin, Single walled catchment basin | Automatic shutoff device At 95% full | Automatic shutoff device At 95% full |  |  | Statistical Inventory Reconciliation (SIR) |  | Automatic flow restrictor (MLLD), MANIFOLDED | Automatic flow restrictor (MLLD) |  |  | Other, MANIFOLDED | Other |  | UST Currently In Use: 3; UST Temp Close: 0; AST Currently In Use: 0; AST Temp Closed: 0 | 3 | 0 | 0 | 10037-067-007923 | A. W. HERNDON OIL COMPANY, INC.
224 | Currently in Use |  | 1973-01-01 06:00 |  | Petroleum | Unleaded gasoline | Unleaded gasoline | Retail | Steel | Steel | Field installed cathodic protection |  | Steel |  |  | Field installed cathodic protection | Catchment Basin, Single walled catchment basin | Automatic shutoff device At 95% full | Automatic shutoff device At 95% full |  |  | Statistical Inventory Reconciliation (SIR) | [8 empty] | UST Currently In Use: 4; UST Temp Close: 1; AST Currently In Use: 0; AST Temp Closed: 0 | 4 | 1 | 0 | 25045-067-007924 | PMDI LLC
225 | Currently in Use |  | 1986-09-01 06:00 |  | Petroleum | Mid-grade gasoline | Mid-grade gasoline | Retail | Steel | Steel | Field installed cathodic protection |  | Steel |  |  | Field installed cathodic protection | Catchment Basin, Single walled catchment basin | Automatic shutoff device At 95% full | Automatic shutoff device At 95% full |  |  | Statistical Inventory Reconciliation (SIR) | [8 empty] | UST Currently In Use: 4; UST Temp Close: 1; AST Currently In Use: 0; AST Temp Closed: 0 | 4 | 1 | 0 | 25045-067-007924 | PMDI LLC
226 | Currently in Use |  | 1986-09-01 06:00 |  | Petroleum | Premium gasoline | Premium gasoline | Retail | Steel | Steel | Field installed cathodic protection |  | Steel |  |  | Field installed cathodic protection | Catchment Basin, Single walled catchment basin | Automatic shutoff device At 95% full | Automatic shutoff device At 95% full |  |  | Statistical Inventory Reconciliation (SIR) | [8 empty] | UST Currently In Use: 4; UST Temp Close: 1; AST Currently In Use: 0; AST Temp Closed: 0 | 4 | 1 | 0 | 25045-067-007924 | PMDI LLC
227 | Currently in Use |  | 1986-09-01 06:00 |  | Petroleum | On road diesel | On road diesel | Retail | Steel | Steel | Field installed cathodic protection |  | Steel |  |  | Field installed cathodic protection | Catchment Basin, Single walled catchment basin | Automatic shutoff device At 95% full | Automatic shutoff device At 95% full |  |  | Statistical Inventory Reconciliation (SIR) | [8 empty] | UST Currently In Use: 4; UST Temp Close: 1; AST Currently In Use: 0; AST Temp Closed: 0 | 4 | 1 | 0 | 25045-067-007924 | PMDI LLC
228 | Temporary Closed | 2015-03-01 06:00 | 1986-09-01 06:00 |  | Petroleum | Kerosene | Kerosene | Retail | Steel | Steel | Field installed cathodic protection |  | Steel |  |  | Field installed cathodic protection | Catchment Basin, Single walled catchment basin | Automatic shutoff device At 95% full | Automatic shutoff device At 95% full |  |  | Statistical Inventory Reconciliation (SIR) | [8 empty] | UST Currently In Use: 4; UST Temp Close: 1; AST Currently In Use: 0; AST Temp Closed: 0 | 4 | 1 | 0 | 25045-067-007924 | PMDI LLC
229 | Permanently Closed | 1999-01-28 06:00 | 1968-01-01 06:00 | 1999-01-28 06:00 | Petroleum | Unleaded gasoline | Unleaded gasoline | Retail | Steel | Steel |  | Painted or None | Steel |  | 1901-01-01 06:00 | [6 empty] | Statistical Inventory Reconciliation (SIR) | [8 empty] | UST Currently In Use: 0; UST Temp Close: 2; AST Currently In Use: 0; AST Temp Closed: 0 | 0 | 2 | 3 | 21234-067-007933 | VONCILE STRICKLAN CO DALE STRICKLAND
230 | Permanently Closed | 1999-01-28 06:00 | 1968-01-01 06:00 | 1999-01-28 06:00 | Petroleum | Unleaded gasoline | Unleaded gasoline | Retail | Steel | Steel |  | Painted or None | Steel |  | 1901-01-01 06:00 | [6 empty] | Statistical Inventory Reconciliation (SIR) | [8 empty] | UST Currently In Use: 0; UST Temp Close: 2; AST Currently In Use: 0; AST Temp Closed: 0 | 0 | 2 | 3 | 21234-067-007933 | VONCILE STRICKLAN CO DALE STRICKLAND
231 | Permanently Closed | 1999-01-28 06:00 | 1968-01-01 06:00 | 1999-01-28 06:00 | Petroleum | Unleaded gasoline | Unleaded gasoline | Retail | Steel | Steel |  | Painted or None | Steel |  | 1901-01-01 06:00 | [6 empty] | Statistical Inventory Reconciliation (SIR) | [8 empty] | UST Currently In Use: 0; UST Temp Close: 2; AST Currently In Use: 0; AST Temp Closed: 0 | 0 | 2 | 3 | 21234-067-007933 | VONCILE STRICKLAN CO DALE STRICKLAND
232 | Temporary Closed | 2007-07-01 06:00 | 1974-01-01 06:00 |  | Petroleum | Premium gasoline | Premium gasoline | Retail | Steel | Steel | Field installed cathodic protection |  | Steel |  |  | Field installed cathodic protection | Catchment Basin, Single walled catchment basin | Automatic shutoff device At 95% full | Automatic shutoff device At 95% full |  |  | Statistical Inventory Reconciliation (SIR) | [8 empty] | UST Currently In Use: 0; UST Temp Close: 3; AST Currently In Use: 0; AST Temp Closed: 0 | 0 | 3 | 0 | 25831-067-008769 | FARMER'S TIRE CENTER LLC
233 | Temporary Closed | 2014-09-01 06:00 | 1963-01-01 06:00 |  | Petroleum | Mid-grade gasoline | Mid-grade gasoline | Retail | Steel | Steel | Field installed cathodic protection |  | Steel |  |  | Field installed cathodic protection | Catchment Basin, Single walled catchment basin | Flow Rest 90% Full | Flow Rest 90% Full |  |  | Statistical Inventory Reconciliation (SIR) | [8 empty] | UST Currently In Use: 0; UST Temp Close: 3; AST Currently In Use: 0; AST Temp Closed: 0 | 0 | 3 | 0 | 25831-067-008769 | FARMER'S TIRE CENTER LLC
234 | Temporary Closed | 2014-09-01 06:00 | 1963-01-01 06:00 |  | Petroleum | Unleaded gasoline | Unleaded gasoline | Retail | Steel | Steel | Field installed cathodic protection |  | Steel |  |  | Field installed cathodic protection | Catchment Basin, Single walled catchment basin | Flow Rest 90% Full | Flow Rest 90% Full |  |  | Statistical Inventory Reconciliation (SIR) | [8 empty] | UST Currently In Use: 0; UST Temp Close: 3; AST Currently In Use: 0; AST Temp Closed: 0 | 0 | 3 | 0 | 25831-067-008769 | FARMER'S TIRE CENTER LLC
235 | Permanently Closed | 2000-12-01 06:00 | 1984-01-01 06:00 | 2001-08-01 06:00 | Petroleum | Unleaded gasoline | Unleaded gasoline | Retail | Steel | Steel |  | Painted or None | Steel |  | 1901-01-01 06:00 | [6 empty] | Statistical Inventory Reconciliation (SIR) | [8 empty] | UST Currently In Use: 0; UST Temp Close: 0; AST Currently In Use: 0; AST Temp Closed: 0 | 0 | 0 | 4 | 10037-067-012586 | A. W. HERNDON OIL COMPANY, INC.
236 | Permanently Closed | 2000-12-01 06:00 | 1984-01-01 06:00 | 2001-08-01 06:00 | Petroleum | Unleaded gasoline | Unleaded gasoline | Retail | Steel | Steel |  | Painted or None | Steel |  | 1901-01-01 06:00 | [6 empty] | Statistical Inventory Reconciliation (SIR) | [8 empty] | UST Currently In Use: 0; UST Temp Close: 0; AST Currently In Use: 0; AST Temp Closed: 0 | 0 | 0 | 4 | 10037-067-012586 | A. W. HERNDON OIL COMPANY, INC.
237 | Permanently Closed | 2000-12-01 06:00 | 1984-01-01 06:00 | 2001-08-01 06:00 | Petroleum | Unleaded gasoline | Unleaded gasoline | Retail | Steel | Steel |  | Painted or None | Steel |  | 1901-01-01 06:00 | [6 empty] | Statistical Inventory Reconciliation (SIR) | [8 empty] | UST Currently In Use: 0; UST Temp Close: 0; AST Currently In Use: 0; AST Temp Closed: 0 | 0 | 0 | 4 | 10037-067-012586 | A. W. HERNDON OIL COMPANY, INC.
238 | Permanently Closed | 1996-11-01 06:00 | 1984-01-01 06:00 | 1997-02-24 06:00 | Petroleum | On road diesel | On road diesel | Retail | Steel | Steel |  | Painted or None | Steel |  | 1901-01-01 06:00 | [15 empty] | UST Currently In Use: 0; UST Temp Close: 0; AST Currently In Use: 0; AST Temp Closed: 0 | 0 | 0 | 4 | 10037-067-012586 | A. W. HERNDON OIL COMPANY, INC.
240 | Permanently Closed | 1997-11-01 06:00 | 1976-01-01 06:00 | 1997-11-12 06:00 | Petroleum | Unleaded gasoline | Unleaded gasoline | Retail | Steel | Steel |  | Painted or None | Steel |  | 1901-01-01 06:00 | [6 empty] | Statistical Inventory Reconciliation (SIR) | [8 empty] | UST Currently In Use: 0; UST Temp Close: 0; AST Currently In Use: 0; AST Temp Closed: 0 | 0 | 0 | 2 | 10037-069-000456 | A. W. HERNDON OIL COMPANY, INC.
241 | Permanently Closed | 1997-11-01 06:00 | 1976-01-01 06:00 | 1997-11-12 06:00 | Petroleum | Unleaded gasoline | Unleaded gasoline | Retail | Steel | Steel |  | Painted or None | Steel |  | 1901-01-01 06:00 | [6 empty] | Statistical Inventory Reconciliation (SIR) | [5 empty] | Annual line testing | Annual line testing |  | UST Currently In Use: 0; UST Temp Close: 0; AST Currently In Use: 0; AST Temp Closed: 0 | 0 | 0 | 2 | 10037-069-000456 | A. W. HERNDON OIL COMPANY, INC.
242 | Currently in Use |  | 1968-01-01 06:00 |  | Petroleum | Unleaded gasoline | Unleaded gasoline | Retail | Steel | Steel | Field installed cathodic protection |  | Fiberglass reinforced plastic |  |  |  | Catchment Basin, Single walled catchment basin | Automatic shutoff device At 95% full | Automatic shutoff device At 95% full |  |  | Automatic Tank Gauge | [8 empty] | UST Currently In Use: 3; UST Temp Close: 1; AST Currently In Use: 0; AST Temp Closed: 0 | 3 | 1 | 0 | 23853-069-004247 | PATEL GAS DISTRIBUTOR INC
243 | Currently in Use |  | 1968-01-01 06:00 |  | Petroleum | On road diesel | On road diesel | Retail | Steel | Steel | Field installed cathodic protection |  | Fiberglass reinforced plastic |  |  |  | Catchment Basin, Single walled catchment basin | Automatic shutoff device At 95% full | Automatic shutoff device At 95% full |  |  | Automatic Tank Gauge | [8 empty] | UST Currently In Use: 3; UST Temp Close: 1; AST Currently In Use: 0; AST Temp Closed: 0 | 3 | 1 | 0 | 23853-069-004247 | PATEL GAS DISTRIBUTOR INC
244 | Permanently Closed | 1990-04-27 06:00 | 1973-01-01 06:00 | 1990-04-27 06:00 | Petroleum | Unleaded gasoline | Unleaded gasoline |  | Steel | Steel |  | Painted or None | Steel |  | 1901-01-01 06:00 | [15 empty] | UST Currently In Use: 0; UST Temp Close: 0; AST Currently In Use: 0; AST Temp Closed: 0 | 0 | 0 | 5 | 10037-069-007918 | A. W. HERNDON OIL COMPANY, INC.
245 | Permanently Closed | 1990-04-27 06:00 | 1963-01-01 06:00 | 1990-04-27 06:00 | Petroleum | Unleaded gasoline | Unleaded gasoline |  | Steel | Steel |  | Painted or None | Steel |  | 1901-01-01 06:00 | [15 empty] | UST Currently In Use: 0; UST Temp Close: 0; AST Currently In Use: 0; AST Temp Closed: 0 | 0 | 0 | 5 | 10037-069-007918 | A. W. HERNDON OIL COMPANY, INC.
246 | Permanently Closed | 1990-04-27 06:00 | 1973-01-01 06:00 | 1990-04-27 06:00 | Petroleum | On road diesel | On road diesel |  | Steel | Steel |  | Painted or None | Steel |  | 1901-01-01 06:00 | [15 empty] | UST Currently In Use: 0; UST Temp Close: 0; AST Currently In Use: 0; AST Temp Closed: 0 | 0 | 0 | 5 | 10037-069-007918 | A. W. HERNDON OIL COMPANY, INC.
247 | Permanently Closed | 1990-04-27 06:00 | 1979-01-01 06:00 | 1990-04-27 06:00 | Petroleum | Kerosene | Kerosene |  | Steel | Steel |  | Painted or None | Steel |  | 1901-01-01 06:00 | [15 empty] | UST Currently In Use: 0; UST Temp Close: 0; AST Currently In Use: 0; AST Temp Closed: 0 | 0 | 0 | 5 | 10037-069-007918 | A. W. HERNDON OIL COMPANY, INC.
248 | Permanently Closed | 1990-04-27 06:00 | 1984-01-01 06:00 | 1990-04-27 06:00 | Petroleum | Kerosene | Kerosene |  | Steel | Steel | Coated & cathodic protection (sti-P3) |  | Steel |  | 1901-01-01 06:00 | [15 empty] | UST Currently In Use: 0; UST Temp Close: 0; AST Currently In Use: 0; AST Temp Closed: 0 | 0 | 0 | 5 | 10037-069-007918 | A. W. HERNDON OIL COMPANY, INC.
249 | Currently in Use |  | 1975-01-01 06:00 |  | Petroleum | Unleaded gasoline | Unleaded gasoline | Retail | Steel | Steel | Field installed cathodic protection |  | Steel |  |  | Field installed cathodic protection | Catchment Basin, Single walled catchment basin | Automatic shutoff device At 95% full | Automatic shutoff device At 95% full |  |  | Statistical Inventory Reconciliation (SIR) |  | Automatic flow restrictor (MLLD) | Automatic flow restrictor (MLLD) |  |  | Annual line testing, Statistical inventory reconciliation (SIR) | Statistical inventory reconciliation (SIR) |  | UST Currently In Use: 3; UST Temp Close: 2; AST Currently In Use: 0; AST Temp Closed: 0 | 3 | 2 | 0 | 24303-069-007920 | KDV LLC
250 | Currently in Use |  | 1975-01-01 06:00 |  | Petroleum | On road diesel | On road diesel | Retail | Steel | Steel | Field installed cathodic protection |  | Steel |  |  | Field installed cathodic protection | Catchment Basin, Single walled catchment basin | Automatic shutoff device At 95% full | Automatic shutoff device At 95% full |  |  | Statistical Inventory Reconciliation (SIR) |  | Automatic flow restrictor (MLLD) | Automatic flow restrictor (MLLD) |  |  | Annual line testing, Statistical inventory reconciliation (SIR) | Statistical inventory reconciliation (SIR) |  | UST Currently In Use: 3; UST Temp Close: 2; AST Currently In Use: 0; AST Temp Closed: 0 | 3 | 2 | 0 | 24303-069-007920 | KDV LLC
251 | Currently in Use |  | 1975-01-01 06:00 |  | Petroleum | Premium gasoline | Premium gasoline | Retail | Steel | Steel | Field installed cathodic protection |  | Steel |  |  | Field installed cathodic protection | Catchment Basin, Single walled catchment basin | Automatic shutoff device At 95% full | Automatic shutoff device At 95% full |  |  | Statistical Inventory Reconciliation (SIR) |  | Automatic flow restrictor (MLLD) | Automatic flow restrictor (MLLD) |  |  | Annual line testing, Statistical inventory reconciliation (SIR) | Statistical inventory reconciliation (SIR) |  | UST Currently In Use: 3; UST Temp Close: 2; AST Currently In Use: 0; AST Temp Closed: 0 | 3 | 2 | 0 | 24303-069-007920 | KDV LLC
252 | Temporary Closed | 2015-10-10 06:00 | 1975-01-01 06:00 |  | Petroleum | On road diesel | On road diesel | Retail | Steel | Steel | Field installed cathodic protection |  | Steel |  |  | Field installed cathodic protection | Catchment Basin, Single walled catchment basin | Automatic shutoff device At 95% full | Automatic shutoff device At 95% full |  |  | Statistical Inventory Reconciliation (SIR) |  | Automatic flow restrictor (MLLD) | Automatic flow restrictor (MLLD) |  |  | Statistical inventory reconciliation (SIR) | Statistical inventory reconciliation (SIR) |  | UST Currently In Use: 3; UST Temp Close: 2; AST Currently In Use: 0; AST Temp Closed: 0 | 3 | 2 | 0 | 24303-069-007920 | KDV LLC
253 | Temporary Closed | 2010-01-01 06:00 | 1975-01-01 06:00 |  | Petroleum | Kerosene | Kerosene | Retail | Steel | Steel | Field installed cathodic protection |  | Steel |  |  | Field installed cathodic protection | Catchment Basin, Single walled catchment basin | Automatic shutoff device At 95% full | Automatic shutoff device At 95% full |  |  | Statistical Inventory Reconciliation (SIR) |  | Automatic flow restrictor (MLLD) | Automatic flow restrictor (MLLD) |  |  | Statistical inventory reconciliation (SIR) | Statistical inventory reconciliation (SIR) |  | UST Currently In Use: 3; UST Temp Close: 2; AST Currently In Use: 0; AST Temp Closed: 0 | 3 | 2 | 0 | 24303-069-007920 | KDV LLC
254 | Currently in Use |  | 1978-01-01 06:00 |  | Petroleum | Unleaded gasoline | Unleaded gasoline | Retail | Steel | Steel | Field installed cathodic protection |  | Steel |  |  | Field installed cathodic protection | Catchment Basin, Single walled catchment basin | Automatic shutoff device At 95% full | Automatic shutoff device At 95% full |  |  | Statistical Inventory Reconciliation (SIR) | [8 empty] | UST Currently In Use: 1; UST Temp Close: 1; AST Currently In Use: 0; AST Temp Closed: 0 | 1 | 1 | 0 | 23383-069-007921 | NAUJIWAN KAUR
255 | Temporary Closed | 2023-10-01 06:00 | 1978-01-01 06:00 |  | Petroleum | Premium gasoline | Premium gasoline | Retail | Steel | Steel | Field installed cathodic protection |  | Steel |  |  | Field installed cathodic protection | Catchment Basin, Single walled catchment basin | Automatic shutoff device At 95% full | Automatic shutoff device At 95% full |  |  | Statistical Inventory Reconciliation (SIR) | [8 empty] | UST Currently In Use: 1; UST Temp Close: 1; AST Currently In Use: 0; AST Temp Closed: 0 | 1 | 1 | 0 | 23383-069-007921 | NAUJIWAN KAUR
256 | Temporary Closed | 2006-09-27 06:00 | 1978-01-01 06:00 |  | Petroleum | Unleaded gasoline | Unleaded gasoline | Retail | Steel | Steel | Field installed cathodic protection |  | Steel |  | 1901-01-01 06:00 | Field installed cathodic protection | Catchment Basin, Single walled catchment basin | Automatic shutoff device At 95% full | Automatic shutoff device At 95% full |  |  | Statistical Inventory Reconciliation (SIR) | [8 empty] | UST Currently In Use: 0; UST Temp Close: 3; AST Currently In Use: 0; AST Temp Closed: 0 | 0 | 3 | 0 | 22731-069-007922 | DOTHAN TRADE CORP
257 | Temporary Closed | 2006-09-27 06:00 | 1978-01-01 06:00 |  | Petroleum | Unleaded gasoline | Unleaded gasoline | Retail | Steel | Steel | Field installed cathodic protection |  | Steel |  | 1901-01-01 06:00 | Field installed cathodic protection | Catchment Basin, Single walled catchment basin | Automatic shutoff device At 95% full | Automatic shutoff device At 95% full |  |  | Statistical Inventory Reconciliation (SIR) | [8 empty] | UST Currently In Use: 0; UST Temp Close: 3; AST Currently In Use: 0; AST Temp Closed: 0 | 0 | 3 | 0 | 22731-069-007922 | DOTHAN TRADE CORP
258 | Temporary Closed | 2006-09-27 06:00 | 1978-01-01 06:00 |  | Petroleum | Kerosene | Kerosene | Retail | Steel | Steel | Field installed cathodic protection |  | Steel |  | 1901-01-01 06:00 | Field installed cathodic protection | Catchment Basin, Single walled catchment basin | Automatic shutoff device At 95% full | Automatic shutoff device At 95% full |  |  | Statistical Inventory Reconciliation (SIR) | [8 empty] | UST Currently In Use: 0; UST Temp Close: 3; AST Currently In Use: 0; AST Temp Closed: 0 | 0 | 3 | 0 | 22731-069-007922 | DOTHAN TRADE CORP
259 | Permanently Closed | 2002-07-11 06:00 | 1967-01-01 06:00 | 2002-07-11 06:00 | Petroleum | Unleaded gasoline | Unleaded gasoline | Retail | Steel | Steel | Field installed cathodic protection |  | Steel |  | 1901-01-01 06:00 | Field installed cathodic protection | Catchment Basin, Single walled catchment basin | Flow Rest 90% Full | Flow Rest 90% Full |  |  | Statistical Inventory Reconciliation (SIR) | [5 empty] | Annual line testing, Statistical inventory reconciliation (SIR) | Statistical inventory reconciliation (SIR) |  | UST Currently In Use: 0; UST Temp Close: 0; AST Currently In Use: 0; AST Temp Closed: 0 | 0 | 0 | 6 | 10037-069-007926 | A. W. HERNDON OIL COMPANY, INC.
260 | Permanently Closed | 2002-07-24 06:00 | 1967-01-01 06:00 | 2002-07-24 06:00 | Petroleum | On road diesel | On road diesel | Retail | Steel | Steel | Field installed cathodic protection |  | Steel |  | 1901-01-01 06:00 | Field installed cathodic protection | Catchment Basin, Single walled catchment basin | Flow Rest 90% Full | Flow Rest 90% Full |  |  | Statistical Inventory Reconciliation (SIR) | [5 empty] | Annual line testing, Statistical inventory reconciliation (SIR) | Statistical inventory reconciliation (SIR) |  | UST Currently In Use: 0; UST Temp Close: 0; AST Currently In Use: 0; AST Temp Closed: 0 | 0 | 0 | 6 | 10037-069-007926 | A. W. HERNDON OIL COMPANY, INC.
261 | Permanently Closed | 2002-07-24 06:00 | 1967-01-01 06:00 | 2002-07-24 06:00 | Petroleum | On road diesel | On road diesel | Retail | Steel | Steel | Field installed cathodic protection |  | Steel |  | 1901-01-01 06:00 | Field installed cathodic protection | Catchment Basin, Single walled catchment basin | Flow Rest 90% Full | Flow Rest 90% Full |  |  | Statistical Inventory Reconciliation (SIR) | [5 empty] | Annual line testing, Statistical inventory reconciliation (SIR) | Statistical inventory reconciliation (SIR) |  | UST Currently In Use: 0; UST Temp Close: 0; AST Currently In Use: 0; AST Temp Closed: 0 | 0 | 0 | 6 | 10037-069-007926 | A. W. HERNDON OIL COMPANY, INC.
262 | Permanently Closed | 2002-07-11 06:00 | 1987-01-01 06:00 | 2002-07-11 06:00 | Petroleum | Unleaded gasoline | Unleaded gasoline | Retail | Steel | Steel | Field installed cathodic protection |  | Steel |  | 1901-01-01 06:00 | Field installed cathodic protection | Catchment Basin, Single walled catchment basin | Flow Rest 90% Full | Flow Rest 90% Full |  |  | Statistical Inventory Reconciliation (SIR) | [5 empty] | Annual line testing, Statistical inventory reconciliation (SIR) | Statistical inventory reconciliation (SIR) |  | UST Currently In Use: 0; UST Temp Close: 0; AST Currently In Use: 0; AST Temp Closed: 0 | 0 | 0 | 6 | 10037-069-007926 | A. W. HERNDON OIL COMPANY, INC.
263 | Permanently Closed | 2002-07-11 06:00 | 1987-01-01 06:00 | 2002-07-11 06:00 | Petroleum | Unleaded gasoline | Unleaded gasoline | Retail | Steel | Steel | Field installed cathodic protection |  | Steel |  | 1901-01-01 06:00 | Field installed cathodic protection | Catchment Basin, Single walled catchment basin | Flow Rest 90% Full | Flow Rest 90% Full |  |  | Statistical Inventory Reconciliation (SIR) | [5 empty] | Annual line testing, Statistical inventory reconciliation (SIR) | Statistical inventory reconciliation (SIR) |  | UST Currently In Use: 0; UST Temp Close: 0; AST Currently In Use: 0; AST Temp Closed: 0 | 0 | 0 | 6 | 10037-069-007926 | A. W. HERNDON OIL COMPANY, INC.
264 | Permanently Closed | 2002-07-11 06:00 | 1987-01-01 06:00 | 2002-07-11 06:00 | Petroleum | Kerosene | Kerosene | Retail | Steel | Steel | Field installed cathodic protection |  | Steel |  | 1901-01-01 06:00 | Field installed cathodic protection | Catchment Basin, Single walled catchment basin | Flow Rest 90% Full | Flow Rest 90% Full |  |  | Statistical Inventory Reconciliation (SIR) | [5 empty] | Statistical inventory reconciliation (SIR) | Statistical inventory reconciliation (SIR) |  | UST Currently In Use: 0; UST Temp Close: 0; AST Currently In Use: 0; AST Temp Closed: 0 | 0 | 0 | 6 | 10037-069-007926 | A. W. HERNDON OIL COMPANY, INC.
265 | Permanently Closed | 1901-01-01 06:00 | 1977-01-01 06:00 | 1991-05-08 06:00 | Petroleum | Unleaded gasoline | Unleaded gasoline |  | Steel | Steel |  | Painted or None | Steel |  | 1901-01-01 06:00 | [15 empty] | UST Currently In Use: 0; UST Temp Close: 0; AST Currently In Use: 0; AST Temp Closed: 0 | 0 | 0 | 5 | 10037-069-007929 | A. W. HERNDON OIL COMPANY, INC.
266 | Permanently Closed | 1901-01-01 06:00 | 1977-01-01 06:00 | 1991-05-08 06:00 | Petroleum | Unleaded gasoline | Unleaded gasoline |  | Steel | Steel |  | Painted or None | Steel |  | 1901-01-01 06:00 | [15 empty] | UST Currently In Use: 0; UST Temp Close: 0; AST Currently In Use: 0; AST Temp Closed: 0 | 0 | 0 | 5 | 10037-069-007929 | A. W. HERNDON OIL COMPANY, INC.
267 | Permanently Closed | 1901-01-01 06:00 | 1977-01-01 06:00 | 1991-05-08 06:00 | Petroleum | Unleaded gasoline | Unleaded gasoline |  | Steel | Steel |  | Painted or None | Steel |  | 1901-01-01 06:00 | [15 empty] | UST Currently In Use: 0; UST Temp Close: 0; AST Currently In Use: 0; AST Temp Closed: 0 | 0 | 0 | 5 | 10037-069-007929 | A. W. HERNDON OIL COMPANY, INC.
268 | Permanently Closed | 1901-01-01 06:00 | 1977-01-01 06:00 | 1991-05-08 06:00 | Petroleum | Unleaded gasoline | Unleaded gasoline |  | Steel | Steel |  | Painted or None | Steel |  | 1901-01-01 06:00 | [15 empty] | UST Currently In Use: 0; UST Temp Close: 0; AST Currently In Use: 0; AST Temp Closed: 0 | 0 | 0 | 5 | 10037-069-007929 | A. W. HERNDON OIL COMPANY, INC.
269 | Permanently Closed | 1901-01-01 06:00 | 1977-01-01 06:00 | 2011-11-11 06:00 | Petroleum | On road diesel | On road diesel |  | Steel | Steel |  | Painted or None | Steel |  | 1901-01-01 06:00 | [15 empty] | UST Currently In Use: 0; UST Temp Close: 0; AST Currently In Use: 0; AST Temp Closed: 0 | 0 | 0 | 5 | 10037-069-007929 | A. W. HERNDON OIL COMPANY, INC.
270 | Currently in Use |  | 1983-01-01 06:00 |  | Petroleum | Unleaded gasoline | Unleaded gasoline | Retail | Steel | Steel | Coated & cathodic protection (sti-P3) |  | Fiberglass reinforced plastic |  | 1901-01-01 06:00 |  | Catchment Basin, Single walled catchment basin | Automatic shutoff device At 95% full | Automatic shutoff device At 95% full |  |  | Continuous Automatic Tank Gauge |  | Automatic flow restrictor (MLLD) | Automatic flow restrictor (MLLD) |  |  | Annual line testing | Annual line testing |  | UST Currently In Use: 3; UST Temp Close: 0; AST Currently In Use: 0; AST Temp Closed: 0 | 3 | 0 | 0 | 24303-069-012234 | KDV LLC
271 | Currently in Use |  | 1983-01-01 06:00 |  | Petroleum | Mid-grade gasoline | Mid-grade gasoline | Retail | Steel | Steel | Coated & cathodic protection (sti-P3) |  | Fiberglass reinforced plastic |  | 1901-01-01 06:00 |  | Catchment Basin, Single walled catchment basin | Automatic shutoff device At 95% full | Automatic shutoff device At 95% full |  |  | Continuous Automatic Tank Gauge |  | Automatic flow restrictor (MLLD) | Automatic flow restrictor (MLLD) |  |  | Annual line testing | Annual line testing |  | UST Currently In Use: 3; UST Temp Close: 0; AST Currently In Use: 0; AST Temp Closed: 0 | 3 | 0 | 0 | 24303-069-012234 | KDV LLC
272 | Currently in Use |  | 1983-01-01 06:00 |  | Petroleum | Premium gasoline | Premium gasoline | Retail | Steel | Steel | Coated & cathodic protection (sti-P3) |  | Fiberglass reinforced plastic |  | 1901-01-01 06:00 |  | Catchment Basin, Single walled catchment basin | Automatic shutoff device At 95% full | Automatic shutoff device At 95% full |  |  | Continuous Automatic Tank Gauge |  | Automatic flow restrictor (MLLD) | Automatic flow restrictor (MLLD) |  |  | Annual line testing | Annual line testing |  | UST Currently In Use: 3; UST Temp Close: 0; AST Currently In Use: 0; AST Temp Closed: 0 | 3 | 0 | 0 | 24303-069-012234 | KDV LLC
273 | Permanently Closed | 1999-10-21 06:00 | 1964-01-01 06:00 | 2000-12-27 06:00 | Petroleum | Unleaded gasoline | Unleaded gasoline |  | Steel | Steel |  | Painted or None | Steel |  | 1901-01-01 06:00 | [6 empty] | Statistical Inventory Reconciliation (SIR) | [8 empty] | UST Currently In Use: 0; UST Temp Close: 0; AST Currently In Use: 0; AST Temp Closed: 0 | 0 | 0 | 4 | 10037-113-007934 | A. W. HERNDON OIL COMPANY, INC.
274 | Permanently Closed | 1999-10-21 06:00 | 1964-01-01 06:00 | 2000-12-27 06:00 | Petroleum | Unleaded gasoline | Unleaded gasoline |  | Steel | Steel |  | Painted or None | Steel |  | 1901-01-01 06:00 | [6 empty] | Statistical Inventory Reconciliation (SIR) | [8 empty] | UST Currently In Use: 0; UST Temp Close: 0; AST Currently In Use: 0; AST Temp Closed: 0 | 0 | 0 | 4 | 10037-113-007934 | A. W. HERNDON OIL COMPANY, INC.
275 | Permanently Closed | 1999-10-21 06:00 | 1964-01-01 06:00 | 2000-12-27 06:00 | Petroleum | Unleaded gasoline | Unleaded gasoline |  | Steel | Steel |  | Painted or None | Steel |  | 1901-01-01 06:00 | [6 empty] | Statistical Inventory Reconciliation (SIR) | [8 empty] | UST Currently In Use: 0; UST Temp Close: 0; AST Currently In Use: 0; AST Temp Closed: 0 | 0 | 0 | 4 | 10037-113-007934 | A. W. HERNDON OIL COMPANY, INC.
276 | Permanently Closed | 1999-10-21 06:00 | 1964-01-01 06:00 | 2000-12-27 06:00 | Petroleum | On road diesel | On road diesel |  | Steel | Steel |  | Painted or None | Steel |  | 1901-01-01 06:00 | [6 empty] | Statistical Inventory Reconciliation (SIR) | [8 empty] | UST Currently In Use: 0; UST Temp Close: 0; AST Currently In Use: 0; AST Temp Closed: 0 | 0 | 0 | 4 | 10037-113-007934 | A. W. HERNDON OIL COMPANY, INC.
277 | Permanently Closed | 2000-07-13 06:00 | 1964-01-01 06:00 | 2001-01-02 06:00 | Petroleum | Unleaded gasoline | Unleaded gasoline | Retail | Steel | Steel |  | Painted or None | Steel |  | 1901-01-01 06:00 | [6 empty] | Statistical Inventory Reconciliation (SIR) | [5 empty] | Annual line testing | Annual line testing |  | UST Currently In Use: 0; UST Temp Close: 0; AST Currently In Use: 0; AST Temp Closed: 0 | 0 | 0 | 3 | 10037-113-007935 | A. W. HERNDON OIL COMPANY, INC.
278 | Permanently Closed | 2000-07-13 06:00 | 1964-01-01 06:00 | 2001-01-02 06:00 | Petroleum | Unleaded gasoline | Unleaded gasoline | Retail | Steel | Steel |  | Painted or None | Steel |  | 1901-01-01 06:00 | [6 empty] | Statistical Inventory Reconciliation (SIR) | [5 empty] | Annual line testing | Annual line testing |  | UST Currently In Use: 0; UST Temp Close: 0; AST Currently In Use: 0; AST Temp Closed: 0 | 0 | 0 | 3 | 10037-113-007935 | A. W. HERNDON OIL COMPANY, INC.
279 | Permanently Closed | 2000-07-13 06:00 | 1964-01-01 06:00 | 2001-01-02 06:00 | Petroleum | Unleaded gasoline | Unleaded gasoline | Retail | Steel | Steel |  | Painted or None | Steel |  | 1901-01-01 06:00 | [6 empty] | Statistical Inventory Reconciliation (SIR) | [5 empty] | Annual line testing | Annual line testing |  | UST Currently In Use: 0; UST Temp Close: 0; AST Currently In Use: 0; AST Temp Closed: 0 | 0 | 0 | 3 | 10037-113-007935 | A. W. HERNDON OIL COMPANY, INC.
280 | Permanently Closed | 1993-08-17 06:00 | 1968-01-01 06:00 | 1993-08-17 06:00 | Petroleum | On road diesel | On road diesel | Local government | [6 empty] | 1901-01-01 06:00 | [15 empty] | UST Currently In Use: 0; UST Temp Close: 0; AST Currently In Use: 0; AST Temp Closed: 0 | 0 | 0 | 2 | 10979-015-001631 | CITY ANNISTON
281 | Permanently Closed | 1993-08-17 06:00 | 1968-01-01 06:00 | 1993-08-17 06:00 | Petroleum | On road diesel | On road diesel | Local government | [6 empty] | 1901-01-01 06:00 | [15 empty] | UST Currently In Use: 0; UST Temp Close: 0; AST Currently In Use: 0; AST Temp Closed: 0 | 0 | 0 | 2 | 10979-015-001631 | CITY ANNISTON
282 | Permanently Closed | 1998-12-22 06:00 | 1985-01-01 06:00 | 1999-05-07 06:00 | Petroleum | On road diesel | On road diesel |  | Steel | Steel |  | Painted or None | Fiberglass reinforced plastic |  | 1901-01-01 06:00 | Other, DOUBLEWALL | Catchment Basin, Single walled catchment basin | Audible high level alarm At 90% full | Audible high level alarm At 90% full | [6 empty] | Interstitial Monitoring within Secondary Containment |  |  |  |  | UST Currently In Use: 0; UST Temp Close: 0; AST Currently In Use: 0; AST Temp Closed: 0 | 0 | 0 | 2 | 10038-049-000853 | AAA COOPER TRANSPORTATION ATTN JOYA
283 | Permanently Closed | 1991-03-11 06:00 | 1978-01-01 06:00 | 1991-03-11 06:00 | Petroleum | Unleaded gasoline | Unleaded gasoline |  | Steel | Steel |  |  | Steel |  | 1901-01-01 06:00 | [15 empty] | UST Currently In Use: 0; UST Temp Close: 2; AST Currently In Use: 0; AST Temp Closed: 0 | 0 | 2 | 2 | 10038-069-000852 | AAA COOPER TRANSPORTATION ATTN JOYA
284 | Permanently Closed | 1991-03-11 06:00 | 1978-01-01 06:00 | 1991-03-11 06:00 | Petroleum | On road diesel | On road diesel |  | Steel | Steel |  |  | Steel |  | 1901-01-01 06:00 | [15 empty] | UST Currently In Use: 0; UST Temp Close: 2; AST Currently In Use: 0; AST Temp Closed: 0 | 0 | 2 | 2 | 10038-069-000852 | AAA COOPER TRANSPORTATION ATTN JOYA
285 | Temporary Closed | 2014-10-16 06:00 | 1970-01-01 06:00 |  | Petroleum | On road diesel | On road diesel | Industrial | Steel | Steel | Field installed cathodic protection |  | Fiberglass reinforced plastic |  |  |  | Catchment Basin, Single walled catchment basin | Audible high level alarm At 90% full, Flow Rest 90% Full | Flow Rest 90% Full |  |  | Automatic Tank Gauge |  | Automatic flow restrictor (MLLD) | Automatic flow restrictor (MLLD) |  |  | Annual line testing | Annual line testing |  | UST Currently In Use: 0; UST Temp Close: 2; AST Currently In Use: 0; AST Temp Closed: 0 | 0 | 2 | 2 | 10038-069-000852 | AAA COOPER TRANSPORTATION ATTN JOYA
286 | Temporary Closed | 2014-10-16 06:00 | 1970-01-01 06:00 |  | Petroleum | On road diesel | On road diesel | Industrial | Single Wall, Steel | Steel | Field installed cathodic protection |  | Fiberglass reinforced plastic, Single Wall |  |  |  | Catchment Basin, Single walled catchment basin | Automatic shutoff device At 95% full | Automatic shutoff device At 95% full |  |  | Automatic Tank Gauge |  | Other, MANIFOLDED | Other |  |  | Other, MANIFOLDED | Other |  | UST Currently In Use: 0; UST Temp Close: 2; AST Currently In Use: 0; AST Temp Closed: 0 | 0 | 2 | 2 | 10038-069-000852 | AAA COOPER TRANSPORTATION ATTN JOYA
287 | Permanently Closed | 1995-02-10 06:00 | 1974-01-01 06:00 | 1995-02-14 06:00 | Petroleum | Unleaded gasoline | Unleaded gasoline |  | Steel | Steel |  |  | Fiberglass reinforced plastic |  | 1901-01-01 06:00 |  | Catchment Basin, Single walled catchment basin | Audible high level alarm At 90% full | Audible high level alarm At 90% full |  |  | Automatic Tank Gauge |  |  |  | Interstitial Monitoring within Secondary Containment |  |  |  |  | UST Currently In Use: 1; UST Temp Close: 0; AST Currently In Use: 1; AST Temp Closed: 0 | 1 | 0 | 7 | 10038-073-000850 | AAA COOPER TRANSPORTATION ATTN JOYA
288 | Permanently Closed | 1995-05-01 06:00 | 1974-01-01 06:00 | 1995-06-02 06:00 | Petroleum | On road diesel | On road diesel |  | Steel | Steel |  |  | Fiberglass reinforced plastic |  | 1901-01-01 06:00 |  | Catchment Basin, Single walled catchment basin | Audible high level alarm At 90% full | Audible high level alarm At 90% full |  |  | Automatic Tank Gauge |  |  |  | Interstitial Monitoring within Secondary Containment |  |  |  |  | UST Currently In Use: 1; UST Temp Close: 0; AST Currently In Use: 1; AST Temp Closed: 0 | 1 | 0 | 7 | 10038-073-000850 | AAA COOPER TRANSPORTATION ATTN JOYA
289 | Permanently Closed | 1995-05-01 06:00 | 1974-01-01 06:00 | 1995-06-02 06:00 | Petroleum | On road diesel | On road diesel |  | Steel | Steel |  |  | Fiberglass reinforced plastic |  | 1901-01-01 06:00 |  | Catchment Basin, Single walled catchment basin | Audible high level alarm At 90% full | Audible high level alarm At 90% full |  |  | Automatic Tank Gauge |  |  |  | Interstitial Monitoring within Secondary Containment |  |  |  |  | UST Currently In Use: 1; UST Temp Close: 0; AST Currently In Use: 1; AST Temp Closed: 0 | 1 | 0 | 7 | 10038-073-000850 | AAA COOPER TRANSPORTATION ATTN JOYA
290 | Permanently Closed | 1993-09-09 06:00 | 1982-01-01 06:00 | 1993-09-09 06:00 | Petroleum | On road diesel | On road diesel |  | Steel | Steel |  | Painted or None | Steel |  | 1901-01-01 06:00 | [15 empty] | UST Currently In Use: 1; UST Temp Close: 0; AST Currently In Use: 1; AST Temp Closed: 0 | 1 | 0 | 7 | 10038-073-000850 | AAA COOPER TRANSPORTATION ATTN JOYA
291 | Permanently Closed | 1993-09-09 06:00 | 1982-01-01 06:00 | 1993-09-09 06:00 | Petroleum | Used oil | Used oil |  | Steel | Steel |  | Painted or None | Steel |  | 1901-01-01 06:00 | [15 empty] | UST Currently In Use: 1; UST Temp Close: 0; AST Currently In Use: 1; AST Temp Closed: 0 | 1 | 0 | 7 | 10038-073-000850 | AAA COOPER TRANSPORTATION ATTN JOYA
292 | Permanently Closed | 1988-11-01 06:00 | 1969-01-01 06:00 | 1988-11-14 06:00 | Petroleum | On road diesel | On road diesel |  | Steel | Steel |  | Painted or None |  |  | 1901-01-01 06:00 | [15 empty] | UST Currently In Use: 0; UST Temp Close: 0; AST Currently In Use: 0; AST Temp Closed: 0 | 0 | 0 | 2 | 10038-097-001164 | AAA COOPER TRANSPORTATION ATTN JOYA
293 | Permanently Closed | 1988-11-01 06:00 | 1969-01-01 06:00 | 1988-11-14 06:00 | Petroleum | Unleaded gasoline | Unleaded gasoline |  | Steel | Steel |  | Painted or None |  |  | 1901-01-01 06:00 | [15 empty] | UST Currently In Use: 0; UST Temp Close: 0; AST Currently In Use: 0; AST Temp Closed: 0 | 0 | 0 | 2 | 10038-097-001164 | AAA COOPER TRANSPORTATION ATTN JOYA
294 | Permanently Closed | 1994-08-15 06:00 | 1983-01-01 06:00 | 1994-08-15 06:00 | Petroleum | On road diesel | On road diesel |  | Steel | Steel |  |  | Fiberglass reinforced plastic |  | 1901-01-01 06:00 | [15 empty] | UST Currently In Use: 0; UST Temp Close: 0; AST Currently In Use: 1; AST Temp Closed: 0 | 0 | 0 | 1 | 10038-097-012476 | AAA COOPER TRANSPORTATION ATTN JOYA
295 | Permanently Closed | 2020-11-01 06:00 | 1972-06-10 06:00 | 2021-01-29 06:00 | Petroleum | On road diesel | On road diesel | Industrial | Steel | Steel | Field installed cathodic protection |  | Fiberglass reinforced plastic |  |  | Galvanic Cathodic, FLEX CONN | Catchment Basin, Single walled catchment basin | Audible high level alarm At 90% full, Flow Rest 90% Full | Flow Rest 90% Full |  |  | Automatic Tank Gauge | [8 empty] | UST Currently In Use: 0; UST Temp Close: 0; AST Currently In Use: 1; AST Temp Closed: 0 | 0 | 0 | 2 | 10038-101-000851 | AAA COOPER TRANSPORTATION ATTN JOYA
296 | Permanently Closed | 2020-04-08 06:00 | 1972-01-01 06:00 | 2021-01-29 06:00 | Petroleum | Unleaded gasoline | Unleaded gasoline | Industrial | Steel | Steel | Field installed cathodic protection |  | Fiberglass reinforced plastic |  |  | Galvanic Cathodic, FLEX CONN | Catchment Basin, Single walled catchment basin | Audible high level alarm At 90% full, Flow Rest 90% Full | Flow Rest 90% Full |  |  | Automatic Tank Gauge | [8 empty] | UST Currently In Use: 0; UST Temp Close: 0; AST Currently In Use: 1; AST Temp Closed: 0 | 0 | 0 | 2 | 10038-101-000851 | AAA COOPER TRANSPORTATION ATTN JOYA
297 | Permanently Closed | 1990-02-08 06:00 | 1970-01-01 06:00 | 1990-02-08 06:00 | Petroleum | On road diesel | On road diesel |  | Steel | Steel |  |  | Steel |  | 1901-01-01 06:00 | [15 empty] | UST Currently In Use: 0; UST Temp Close: 0; AST Currently In Use: 0; AST Temp Closed: 0 | 0 | 0 | 3 | 10038-103-000856 | AAA COOPER TRANSPORTATION ATTN JOYA
298 | Permanently Closed | 1990-02-08 06:00 | 1970-01-01 06:00 | 1990-02-08 06:00 | Petroleum | Unleaded gasoline | Unleaded gasoline |  | Steel | Steel |  |  | Steel |  | 1901-01-01 06:00 | [15 empty] | UST Currently In Use: 0; UST Temp Close: 0; AST Currently In Use: 0; AST Temp Closed: 0 | 0 | 0 | 3 | 10038-103-000856 | AAA COOPER TRANSPORTATION ATTN JOYA
299 | Permanently Closed | 1993-06-18 06:00 | 1987-01-01 06:00 | 1993-06-18 06:00 | Petroleum | On road diesel | On road diesel |  | Steel | Steel | Coated & cathodic protection (sti-P3) |  | Steel |  | 1901-01-01 06:00 | [15 empty] | UST Currently In Use: 0; UST Temp Close: 0; AST Currently In Use: 0; AST Temp Closed: 0 | 0 | 0 | 3 | 10038-103-000856 | AAA COOPER TRANSPORTATION ATTN JOYA
300 | Permanently Closed | 1996-10-30 06:00 | 1983-01-01 06:00 | 1996-10-30 06:00 | Petroleum | Used oil | Used oil | Retail | Steel | Steel |  | Painted or None | Steel |  | 1901-01-01 06:00 | [15 empty] | UST Currently In Use: 0; UST Temp Close: 0; AST Currently In Use: 0; AST Temp Closed: 0 | 0 | 0 | 1 | 10039-069-001799 | AAMCO TRANSMISSIONS
301 | Permanently Closed | 1994-01-01 06:00 | 1978-01-01 06:00 |  | Petroleum | Other, TRANSFLUID | Other |  | Steel | Steel |  | Painted or None | Steel |  | 1901-01-01 06:00 | [6 empty] | Manual Tank Gauging (only tanks 1000 gal. or less and 48” or 64” in diameter) | [8 empty] | UST Currently In Use: 0; UST Temp Close: 0; AST Currently In Use: 0; AST Temp Closed: 0 | 0 | 0 | 2 | 10040-003-001800 | JACOB FOSTER
302 | Permanently Closed | 1994-01-01 06:00 | 1978-01-01 06:00 |  | Petroleum | Used oil | Used oil |  | Steel | Steel |  | Painted or None | Steel |  | 1901-01-01 06:00 | [6 empty] | Manual Tank Gauging (only tanks 1000 gal. or less and 48” or 64” in diameter) | [8 empty] | UST Currently In Use: 0; UST Temp Close: 0; AST Currently In Use: 0; AST Temp Closed: 0 | 0 | 0 | 2 | 10040-003-001800 | JACOB FOSTER
303 | Retired | 1983-01-01 06:00 | 1978-01-01 06:00 |  | Petroleum | Other, NEEDS PREV | Other |  | Steel | Steel |  | Painted or None | Steel |  | 1901-01-01 06:00 | [15 empty] | UST Currently In Use: 0; UST Temp Close: 0; AST Currently In Use: 0; AST Temp Closed: 0 | 0 | 0 | 2 | 10040-003-001800 | JACOB FOSTER
304 | Permanently Closed | 1993-01-26 06:00 | 1964-01-01 06:00 | 1993-01-26 06:00 | Petroleum | On road diesel | On road diesel | [7 empty] | 1901-01-01 06:00 | [15 empty] | UST Currently In Use: 0; UST Temp Close: 0; AST Currently In Use: 0; AST Temp Closed: 0 | 0 | 0 | 2 | 10041-089-001846 | AARON BAILEY
305 | Permanently Closed | 1993-01-26 06:00 | 1964-01-01 06:00 | 1993-01-26 06:00 | Petroleum | Unleaded gasoline | Unleaded gasoline | [7 empty] | 1901-01-01 06:00 | [15 empty] | UST Currently In Use: 0; UST Temp Close: 0; AST Currently In Use: 0; AST Temp Closed: 0 | 0 | 0 | 2 | 10041-089-001846 | AARON BAILEY
306 | Permanently Closed | 1997-01-25 06:00 | 1978-01-01 06:00 | 1997-01-25 06:00 | Petroleum | On road diesel | On road diesel | Retail | Steel | Steel | Interior lined (not allowed as a standalone method of corrosion protection) | Painted or None | Steel |  | 1901-01-01 06:00 | [12 empty] | Annual line testing | Annual line testing |  | UST Currently In Use: 0; UST Temp Close: 0; AST Currently In Use: 0; AST Temp Closed: 0 | 0 | 0 | 2 | 10042-009-004681 | ABBOTT & ASSOCIATES INC
307 | Permanently Closed | 1991-01-18 06:00 | 1978-01-01 06:00 | 1992-04-01 06:00 | Petroleum | Unleaded gasoline | Unleaded gasoline |  | Steel | Steel | Interior lined (not allowed as a standalone method of corrosion protection) | Painted or None | Steel |  | 1901-01-01 06:00 | [15 empty] | UST Currently In Use: 0; UST Temp Close: 0; AST Currently In Use: 0; AST Temp Closed: 0 | 0 | 0 | 2 | 10042-009-004681 | ABBOTT & ASSOCIATES INC
308 | Permanently Closed | 1989-05-01 06:00 | 1974-01-01 06:00 | 1989-05-01 06:00 | Petroleum | Unleaded gasoline | Unleaded gasoline |  | Steel | Steel |  | Painted or None | Steel |  | 1901-01-01 06:00 | [15 empty] | UST Currently In Use: 0; UST Temp Close: 0; AST Currently In Use: 0; AST Temp Closed: 0 | 0 | 0 | 2 | 10043-073-002777 | ABC COKE DIVISION DRUMMOND CO INC
309 | Permanently Closed | 1987-10-01 06:00 | 1974-01-01 06:00 |  | Petroleum | Used oil | Used oil |  |  |  |  | Painted or None | Steel |  | 1901-01-01 06:00 | [15 empty] | UST Currently In Use: 0; UST Temp Close: 0; AST Currently In Use: 0; AST Temp Closed: 0 | 0 | 0 | 2 | 10043-073-002777 | ABC COKE DIVISION DRUMMOND CO INC
310 | Permanently Closed | 1992-09-14 06:00 | 1974-01-01 06:00 | 1992-09-14 06:00 | Petroleum | On road diesel | On road diesel |  | Steel | Steel |  |  | Steel |  | 1901-01-01 06:00 | [15 empty] | UST Currently In Use: 0; UST Temp Close: 0; AST Currently In Use: 0; AST Temp Closed: 0 | 0 | 0 | 2 | 16777-073-000269 | G P MILLWORK SPECIALITY DIST CENTER
311 | Permanently Closed | 1977-01-01 06:00 | 1956-01-01 06:00 | 1996-05-03 06:00 | Petroleum | Unleaded gasoline | Unleaded gasoline |  | Steel | Steel |  | Painted or None | Steel |  | 1901-01-01 06:00 | [15 empty] | UST Currently In Use: 0; UST Temp Close: 0; AST Currently In Use: 0; AST Temp Closed: 0 | 0 | 0 | 3 | 10045-125-001238 | ABLES GARAGE INC
312 | Permanently Closed | 1977-01-01 06:00 | 1956-01-01 06:00 | 1996-05-03 06:00 | Petroleum | Unleaded gasoline | Unleaded gasoline |  | Steel | Steel |  | Painted or None | Steel |  | 1901-01-01 06:00 | [15 empty] | UST Currently In Use: 0; UST Temp Close: 0; AST Currently In Use: 0; AST Temp Closed: 0 | 0 | 0 | 3 | 10045-125-001238 | ABLES GARAGE INC
313 | Permanently Closed | 1977-01-01 06:00 | 1956-01-01 06:00 | 1996-05-03 06:00 | Petroleum | Unleaded gasoline | Unleaded gasoline |  | Steel | Steel |  | Painted or None | Steel |  | 1901-01-01 06:00 | [15 empty] | UST Currently In Use: 0; UST Temp Close: 0; AST Currently In Use: 0; AST Temp Closed: 0 | 0 | 0 | 3 | 10045-125-001238 | ABLES GARAGE INC
314 | Permanently Closed | 1987-01-01 06:00 | 1974-01-01 06:00 |  | Petroleum | Unleaded gasoline | Unleaded gasoline |  | Steel | Steel |  | Painted or None | Steel |  | 1901-01-01 06:00 | [15 empty] | UST Currently In Use: 0; UST Temp Close: 0; AST Currently In Use: 0; AST Temp Closed: 0 | 0 | 0 | 1 | 10046-073-001823 | ABSCO FIREPLACES
315 | Permanently Closed | 1988-12-01 06:00 | 1975-01-01 06:00 | 1988-12-01 06:00 | Petroleum | Unleaded gasoline | Unleaded gasoline |  | Steel | Steel |  | Painted or None | Steel |  | 1901-01-01 06:00 | [15 empty] | UST Currently In Use: 0; UST Temp Close: 0; AST Currently In Use: 0; AST Temp Closed: 0 | 0 | 0 | 2 | 10050-023-005024 | ABSTON PETROLEUM INC
316 | Permanently Closed | 1988-12-01 06:00 | 1975-01-01 06:00 | 1988-12-01 06:00 | Petroleum | Unleaded gasoline | Unleaded gasoline |  | Steel | Steel |  | Painted or None | Steel |  | 1901-01-01 06:00 | [15 empty] | UST Currently In Use: 0; UST Temp Close: 0; AST Currently In Use: 0; AST Temp Closed: 0 | 0 | 0 | 2 | 10050-023-005024 | ABSTON PETROLEUM INC
317 | Permanently Closed | 1988-12-01 06:00 | 1980-01-01 06:00 | 1988-12-01 06:00 | Petroleum | Unleaded gasoline | Unleaded gasoline |  | Steel | Steel |  | Painted or None | Steel |  | 1901-01-01 06:00 | [15 empty] | UST Currently In Use: 0; UST Temp Close: 0; AST Currently In Use: 0; AST Temp Closed: 0 | 0 | 0 | 2 | 10050-023-006421 | ABSTON PETROLEUM INC
318 | Permanently Closed | 1997-01-01 06:00 | 1980-01-01 06:00 | 1997-02-06 06:00 | Petroleum | Unleaded gasoline | Unleaded gasoline |  | Steel | Steel |  | Painted or None | Steel |  | 1901-01-01 06:00 | [15 empty] | UST Currently In Use: 0; UST Temp Close: 0; AST Currently In Use: 0; AST Temp Closed: 0 | 0 | 0 | 2 | 10050-023-006421 | ABSTON PETROLEUM INC
319 | Permanently Closed | 1988-11-01 06:00 | 1970-01-01 06:00 | 1988-11-01 06:00 | Petroleum | Unleaded gasoline | Unleaded gasoline |  | Steel | Steel |  | Painted or None | Steel |  | 1901-01-01 06:00 | [15 empty] | UST Currently In Use: 0; UST Temp Close: 0; AST Currently In Use: 5; AST Temp Closed: 0 | 0 | 0 | 3 | 22036-023-007528 | RIVERFRONT MANAGEMENT LLC
320 | Permanently Closed | 1988-11-01 06:00 | 1970-01-01 06:00 | 1988-11-01 06:00 | Petroleum | On road diesel | On road diesel |  | Steel | Steel |  | Painted or None | Steel |  | 1901-01-01 06:00 | [15 empty] | UST Currently In Use: 0; UST Temp Close: 0; AST Currently In Use: 5; AST Temp Closed: 0 | 0 | 0 | 3 | 22036-023-007528 | RIVERFRONT MANAGEMENT LLC
321 | Permanently Closed | 1988-11-01 06:00 | 1981-01-01 06:00 | 1988-11-01 06:00 | Petroleum | Kerosene | Kerosene |  | Steel | Steel |  | Painted or None | Steel |  | 1901-01-01 06:00 | [15 empty] | UST Currently In Use: 0; UST Temp Close: 0; AST Currently In Use: 5; AST Temp Closed: 0 | 0 | 0 | 3 | 22036-023-007528 | RIVERFRONT MANAGEMENT LLC
322 | Permanently Closed | 1996-01-21 06:00 | 1979-01-01 06:00 | 1998-01-21 06:00 | Petroleum | Unleaded gasoline | Unleaded gasoline |  | Steel | Steel |  | Painted or None | Steel |  | 1901-01-01 06:00 | [15 empty] | UST Currently In Use: 0; UST Temp Close: 0; AST Currently In Use: 0; AST Temp Closed: 0 | 0 | 0 | 2 | 10050-023-007530 | ABSTON PETROLEUM INC
323 | Permanently Closed | 1996-01-21 06:00 | 1979-01-01 06:00 | 1998-01-21 06:00 | Petroleum | Unleaded gasoline | Unleaded gasoline |  | Steel | Steel |  | Painted or None | Steel |  | 1901-01-01 06:00 | [15 empty] | UST Currently In Use: 0; UST Temp Close: 0; AST Currently In Use: 0; AST Temp Closed: 0 | 0 | 0 | 2 | 10050-023-007530 | ABSTON PETROLEUM INC
324 | Retired | 1988-08-08 06:00 | 1964-01-01 06:00 |  | Petroleum | Other, OTHER | Other |  | Steel | Steel |  | Painted or None | Steel |  | 1901-01-01 06:00 | [15 empty] | UST Currently In Use: 0; UST Temp Close: 0; AST Currently In Use: 0; AST Temp Closed: 0 | 0 | 0 | 2 | 10050-023-007533 | ABSTON PETROLEUM INC
325 | Permanently Closed | 1988-08-08 06:00 | 1964-01-01 06:00 | 1999-06-15 06:00 | Petroleum | Unleaded gasoline | Unleaded gasoline |  | Steel | Steel |  | Painted or None | Steel |  | 1901-01-01 06:00 | [15 empty] | UST Currently In Use: 0; UST Temp Close: 0; AST Currently In Use: 0; AST Temp Closed: 0 | 0 | 0 | 2 | 10050-023-007533 | ABSTON PETROLEUM INC
326 | Permanently Closed | 1988-08-08 06:00 | 1964-01-01 06:00 | 1999-06-15 06:00 | Petroleum | Unleaded gasoline | Unleaded gasoline |  | Steel | Steel |  | Painted or None | Steel |  | 1901-01-01 06:00 | [15 empty] | UST Currently In Use: 0; UST Temp Close: 0; AST Currently In Use: 0; AST Temp Closed: 0 | 0 | 0 | 2 | 10050-023-007533 | ABSTON PETROLEUM INC
327 | Permanently Closed | 1998-06-23 06:00 | 1973-01-01 06:00 | 1998-06-23 06:00 | Petroleum | Unleaded gasoline | Unleaded gasoline |  | Steel | Steel |  | Painted or None | Steel |  | 1901-01-01 06:00 | [15 empty] | UST Currently In Use: 0; UST Temp Close: 0; AST Currently In Use: 2; AST Temp Closed: 0 | 0 | 0 | 4 | 10050-023-007534 | ABSTON PETROLEUM INC
328 | Permanently Closed | 1998-06-23 06:00 | 1973-01-01 06:00 | 1998-06-23 06:00 | Petroleum | Unleaded gasoline | Unleaded gasoline |  | Steel | Steel |  | Painted or None | Steel |  | 1901-01-01 06:00 | [15 empty] | UST Currently In Use: 0; UST Temp Close: 0; AST Currently In Use: 2; AST Temp Closed: 0 | 0 | 0 | 4 | 10050-023-007534 | ABSTON PETROLEUM INC
329 | Permanently Closed | 1998-06-23 06:00 | 1973-01-01 06:00 | 1998-06-23 06:00 | Petroleum | Unleaded gasoline | Unleaded gasoline |  | Steel | Steel |  | Painted or None | Steel |  | 1901-01-01 06:00 | [15 empty] | UST Currently In Use: 0; UST Temp Close: 0; AST Currently In Use: 2; AST Temp Closed: 0 | 0 | 0 | 4 | 10050-023-007534 | ABSTON PETROLEUM INC
330 | Permanently Closed | 1993-06-23 06:00 | 1973-01-01 06:00 | 1998-06-23 06:00 | Petroleum | On road diesel | On road diesel |  | Steel | Steel |  | Painted or None | Steel |  | 1901-01-01 06:00 | [15 empty] | UST Currently In Use: 0; UST Temp Close: 0; AST Currently In Use: 2; AST Temp Closed: 0 | 0 | 0 | 4 | 10050-023-007534 | ABSTON PETROLEUM INC
331 | Currently in Use |  | 1976-01-01 06:00 |  | Petroleum | Mid-grade gasoline | Mid-grade gasoline | Retail | Steel | Steel | Field installed cathodic protection |  | Steel |  |  | Field installed cathodic protection | Catchment Basin, Single walled catchment basin | Automatic shutoff device At 95% full | Automatic shutoff device At 95% full |  |  | Statistical Inventory Reconciliation (SIR) | [8 empty] | UST Currently In Use: 3; UST Temp Close: 0; AST Currently In Use: 0; AST Temp Closed: 0 | 3 | 0 | 0 | 15772-023-007536 | J W EZELL
332 | Currently in Use |  | 1976-01-01 06:00 |  | Petroleum | Unleaded gasoline | Unleaded gasoline | Retail | Steel | Steel | Field installed cathodic protection |  | Steel |  |  | Field installed cathodic protection | Catchment Basin, Single walled catchment basin | Automatic shutoff device At 95% full | Automatic shutoff device At 95% full |  |  | Statistical Inventory Reconciliation (SIR) | [8 empty] | UST Currently In Use: 3; UST Temp Close: 0; AST Currently In Use: 0; AST Temp Closed: 0 | 3 | 0 | 0 | 15772-023-007536 | J W EZELL
333 | Currently in Use |  | 1976-01-01 06:00 |  | Petroleum | On road diesel | On road diesel | Retail | Steel | Steel | Field installed cathodic protection |  | Steel |  |  | Field installed cathodic protection | Catchment Basin, Single walled catchment basin | Automatic shutoff device At 95% full | Automatic shutoff device At 95% full |  |  | Statistical Inventory Reconciliation (SIR) | [8 empty] | UST Currently In Use: 3; UST Temp Close: 0; AST Currently In Use: 0; AST Temp Closed: 0 | 3 | 0 | 0 | 15772-023-007536 | J W EZELL
334 | Permanently Closed | 1988-12-19 06:00 | 1979-01-01 06:00 |  | Petroleum | Unleaded gasoline | Unleaded gasoline |  | Steel | Steel |  | Painted or None | Steel |  | 1901-01-01 06:00 | [15 empty] | UST Currently In Use: 0; UST Temp Close: 0; AST Currently In Use: 0; AST Temp Closed: 0 | 0 | 0 | 1 | 10050-023-007537 | ABSTON PETROLEUM INC
335 | Permanently Closed | 1998-12-21 06:00 | 1963-01-01 06:00 | 1999-03-24 06:00 | Petroleum | Unleaded gasoline | Unleaded gasoline |  |  |  |  | Painted or None | Steel |  | 1901-01-01 06:00 | [15 empty] | UST Currently In Use: 0; UST Temp Close: 0; AST Currently In Use: 0; AST Temp Closed: 0 | 0 | 0 | 2 | 10050-023-007538 | ABSTON PETROLEUM INC
336 | Permanently Closed | 1998-12-21 06:00 | 1963-01-01 06:00 | 1999-03-24 06:00 | Petroleum | Unleaded gasoline | Unleaded gasoline |  |  |  |  | Painted or None | Steel |  | 1901-01-01 06:00 | [15 empty] | UST Currently In Use: 0; UST Temp Close: 0; AST Currently In Use: 0; AST Temp Closed: 0 | 0 | 0 | 2 | 10050-023-007538 | ABSTON PETROLEUM INC
337 | Permanently Closed | 1996-12-01 06:00 | 1974-01-01 06:00 | 1997-02-06 06:00 | Petroleum | Unleaded gasoline | Unleaded gasoline |  | Steel | Steel |  | Painted or None | Steel |  | 1901-01-01 06:00 | [15 empty] | UST Currently In Use: 0; UST Temp Close: 0; AST Currently In Use: 0; AST Temp Closed: 0 | 0 | 0 | 3 | 10050-023-007539 | ABSTON PETROLEUM INC
338 | Permanently Closed | 1996-12-01 06:00 | 1974-01-01 06:00 | 1997-02-07 06:00 | Petroleum | Unleaded gasoline | Unleaded gasoline |  | Steel | Steel |  | Painted or None | Steel |  | 1901-01-01 06:00 | [15 empty] | UST Currently In Use: 0; UST Temp Close: 0; AST Currently In Use: 0; AST Temp Closed: 0 | 0 | 0 | 3 | 10050-023-007539 | ABSTON PETROLEUM INC
339 | Permanently Closed | 1996-12-01 06:00 | 1974-01-01 06:00 | 1997-02-07 06:00 | Petroleum | On road diesel | On road diesel |  | Steel | Steel |  | Painted or None | Steel |  | 1901-01-01 06:00 | [15 empty] | UST Currently In Use: 0; UST Temp Close: 0; AST Currently In Use: 0; AST Temp Closed: 0 | 0 | 0 | 3 | 10050-023-007539 | ABSTON PETROLEUM INC
340 | Temporary Closed | 2021-08-21 06:00 | 1975-01-01 06:00 |  | Petroleum | Unleaded gasoline | Unleaded gasoline | Retail | Steel | Steel | Field installed cathodic protection |  | Steel |  |  | Field installed cathodic protection | Catchment Basin, Single walled catchment basin | Automatic shutoff device At 95% full | Automatic shutoff device At 95% full |  |  | Statistical Inventory Reconciliation (SIR) | [8 empty] | UST Currently In Use: 0; UST Temp Close: 2; AST Currently In Use: 0; AST Temp Closed: 0 | 0 | 2 | 0 | 23696-023-007540 | WILLIAM KIRKLAND
341 | Temporary Closed | 2008-10-01 06:00 | 1975-01-01 06:00 |  | Petroleum | Premium gasoline | Premium gasoline | Retail | Steel | Steel | Field installed cathodic protection |  | Steel |  |  | Field installed cathodic protection | Catchment Basin, Single walled catchment basin | Automatic shutoff device At 95% full | Automatic shutoff device At 95% full | [11 empty] | UST Currently In Use: 0; UST Temp Close: 2; AST Currently In Use: 0; AST Temp Closed: 0 | 0 | 2 | 0 | 23696-023-007540 | WILLIAM KIRKLAND
342 | Permanently Closed | 1994-04-28 06:00 | 1980-01-01 06:00 | 1994-04-28 06:00 | Petroleum | Unleaded gasoline | Unleaded gasoline |  | Steel | Steel |  | Painted or None | Steel |  | 1901-01-01 06:00 | [15 empty] | UST Currently In Use: 0; UST Temp Close: 0; AST Currently In Use: 0; AST Temp Closed: 0 | 0 | 0 | 3 | 10050-023-007541 | ABSTON PETROLEUM INC
343 | Permanently Closed | 1994-04-28 06:00 | 1973-01-01 06:00 | 1994-04-28 06:00 | Petroleum | Unleaded gasoline | Unleaded gasoline |  | Steel | Steel |  | Painted or None | Steel |  | 1901-01-01 06:00 | [15 empty] | UST Currently In Use: 0; UST Temp Close: 0; AST Currently In Use: 0; AST Temp Closed: 0 | 0 | 0 | 3 | 10050-023-007541 | ABSTON PETROLEUM INC
344 | Permanently Closed | 1994-04-28 06:00 | 1977-01-01 06:00 | 1994-04-28 06:00 | Petroleum | On road diesel | On road diesel |  | Steel | Steel |  | Painted or None | Steel |  | 1901-01-01 06:00 | [15 empty] | UST Currently In Use: 0; UST Temp Close: 0; AST Currently In Use: 0; AST Temp Closed: 0 | 0 | 0 | 3 | 10050-023-007541 | ABSTON PETROLEUM INC
345 | Permanently Closed | 1998-11-24 06:00 | 1964-01-01 06:00 | 1999-03-22 06:00 | Petroleum | Unleaded gasoline | Unleaded gasoline |  | Steel | Steel |  | Painted or None | Steel |  | 1901-01-01 06:00 | [15 empty] | UST Currently In Use: 0; UST Temp Close: 0; AST Currently In Use: 0; AST Temp Closed: 0 | 0 | 0 | 4 | 10050-023-007542 | ABSTON PETROLEUM INC
346 | Permanently Closed | 1998-11-24 06:00 | 1964-01-01 06:00 | 1999-03-22 06:00 | Petroleum | Unleaded gasoline | Unleaded gasoline |  | Steel | Steel |  | Painted or None | Steel |  | 1901-01-01 06:00 | [15 empty] | UST Currently In Use: 0; UST Temp Close: 0; AST Currently In Use: 0; AST Temp Closed: 0 | 0 | 0 | 4 | 10050-023-007542 | ABSTON PETROLEUM INC
347 | Permanently Closed | 1998-11-24 06:00 | 1964-01-01 06:00 | 1999-03-22 06:00 | Petroleum | Unleaded gasoline | Unleaded gasoline |  | Steel | Steel |  | Painted or None | Steel |  | 1901-01-01 06:00 | [15 empty] | UST Currently In Use: 0; UST Temp Close: 0; AST Currently In Use: 0; AST Temp Closed: 0 | 0 | 0 | 4 | 10050-023-007542 | ABSTON PETROLEUM INC
348 | Permanently Closed | 1988-12-01 06:00 | 1964-01-01 06:00 |  | Petroleum | Kerosene | Kerosene |  | Steel | Steel |  | Painted or None | Steel |  | 1901-01-01 06:00 | [15 empty] | UST Currently In Use: 0; UST Temp Close: 0; AST Currently In Use: 0; AST Temp Closed: 0 | 0 | 0 | 4 | 10050-023-007542 | ABSTON PETROLEUM INC
349 | Permanently Closed | 2009-08-01 06:00 | 1964-01-01 06:00 | 2016-03-23 06:00 | Petroleum | Unleaded gasoline | Unleaded gasoline | Retail | Steel | Steel | Field installed cathodic protection |  | Steel |  |  | Field installed cathodic protection | Catchment Basin, Single walled catchment basin |  |  |  |  | Statistical Inventory Reconciliation (SIR) | [8 empty] | UST Currently In Use: 0; UST Temp Close: 0; AST Currently In Use: 0; AST Temp Closed: 0 | 0 | 0 | 4 | 24890-023-007545 | CITY OF BUTLER
350 | Permanently Closed | 2007-06-01 06:00 | 1964-01-01 06:00 | 2016-03-23 06:00 | Petroleum | Mid-grade gasoline | Mid-grade gasoline | Retail | Steel | Steel | Field installed cathodic protection |  | Steel |  |  | Field installed cathodic protection | Catchment Basin, Single walled catchment basin |  |  |  |  | Statistical Inventory Reconciliation (SIR) | [8 empty] | UST Currently In Use: 0; UST Temp Close: 0; AST Currently In Use: 0; AST Temp Closed: 0 | 0 | 0 | 4 | 24890-023-007545 | CITY OF BUTLER
351 | Permanently Closed | 2007-08-01 06:00 | 1964-01-01 06:00 | 2016-03-23 06:00 | Petroleum | Premium gasoline | Premium gasoline | Retail | Steel | Steel | Field installed cathodic protection |  | Steel |  |  | Field installed cathodic protection | Catchment Basin, Single walled catchment basin |  |  |  |  | Statistical Inventory Reconciliation (SIR) | [8 empty] | UST Currently In Use: 0; UST Temp Close: 0; AST Currently In Use: 0; AST Temp Closed: 0 | 0 | 0 | 4 | 24890-023-007545 | CITY OF BUTLER
352 | Permanently Closed | 2008-03-01 06:00 | 1964-01-01 06:00 | 2016-03-23 06:00 | Petroleum | On road diesel | On road diesel | Retail | Steel | Steel | Field installed cathodic protection |  | Steel |  |  | Field installed cathodic protection | Catchment Basin, Single walled catchment basin |  |  |  |  | Statistical Inventory Reconciliation (SIR) | [8 empty] | UST Currently In Use: 0; UST Temp Close: 0; AST Currently In Use: 0; AST Temp Closed: 0 | 0 | 0 | 4 | 24890-023-007545 | CITY OF BUTLER
353 | Permanently Closed | 1994-11-02 06:00 | 1974-01-01 06:00 | 1994-11-02 06:00 | Petroleum | Unleaded gasoline | Unleaded gasoline |  | Steel | Steel |  | Painted or None | Steel |  | 1901-01-01 06:00 | [15 empty] | UST Currently In Use: 0; UST Temp Close: 0; AST Currently In Use: 0; AST Temp Closed: 0 | 0 | 0 | 2 | 10050-023-007546 | ABSTON PETROLEUM INC
354 | Permanently Closed | 1994-11-02 06:00 | 1974-01-01 06:00 | 1994-11-02 06:00 | Petroleum | Unleaded gasoline | Unleaded gasoline |  | Steel | Steel |  | Painted or None | Steel |  | 1901-01-01 06:00 | [15 empty] | UST Currently In Use: 0; UST Temp Close: 0; AST Currently In Use: 0; AST Temp Closed: 0 | 0 | 0 | 2 | 10050-023-007546 | ABSTON PETROLEUM INC
355 | Permanently Closed | 1997-02-10 06:00 | 1972-01-01 06:00 | 1997-02-11 06:00 | Petroleum | Unleaded gasoline | Unleaded gasoline |  | Steel | Steel |  | Painted or None | Steel |  | 1901-01-01 06:00 | [15 empty] | UST Currently In Use: 0; UST Temp Close: 0; AST Currently In Use: 0; AST Temp Closed: 0 | 0 | 0 | 3 | 10050-023-009295 | ABSTON PETROLEUM INC
356 | Permanently Closed | 1997-02-10 06:00 | 1972-01-01 06:00 | 1997-02-11 06:00 | Petroleum | Unleaded gasoline | Unleaded gasoline |  | Steel | Steel |  | Painted or None | Steel |  | 1901-01-01 06:00 | [15 empty] | UST Currently In Use: 0; UST Temp Close: 0; AST Currently In Use: 0; AST Temp Closed: 0 | 0 | 0 | 3 | 10050-023-009295 | ABSTON PETROLEUM INC
357 | Permanently Closed | 1997-02-10 06:00 | 1972-01-01 06:00 | 1997-02-11 06:00 | Petroleum | Unleaded gasoline | Unleaded gasoline |  | Steel | Steel |  | Painted or None | Steel |  | 1901-01-01 06:00 | [15 empty] | UST Currently In Use: 0; UST Temp Close: 0; AST Currently In Use: 0; AST Temp Closed: 0 | 0 | 0 | 3 | 10050-023-009295 | ABSTON PETROLEUM INC
358 | Permanently Closed | 1988-10-01 06:00 | 1974-01-01 06:00 |  | Petroleum | Unleaded gasoline | Unleaded gasoline |  | Steel | Steel |  | Painted or None | Steel |  | 1901-01-01 06:00 | [15 empty] | UST Currently In Use: 0; UST Temp Close: 0; AST Currently In Use: 0; AST Temp Closed: 0 | 0 | 0 | 3 | 10050-023-009300 | ABSTON PETROLEUM INC
359 | Permanently Closed | 1996-07-01 06:00 | 1974-01-01 06:00 | 1996-09-16 06:00 | Petroleum | Unleaded gasoline | Unleaded gasoline |  | Steel | Steel |  | Painted or None | Steel |  | 1901-01-01 06:00 | [15 empty] | UST Currently In Use: 0; UST Temp Close: 0; AST Currently In Use: 0; AST Temp Closed: 0 | 0 | 0 | 3 | 10050-023-009300 | ABSTON PETROLEUM INC
360 | Permanently Closed | 1998-05-17 06:00 | 1979-01-01 06:00 | 1998-05-19 06:00 | Petroleum | On road diesel | On road diesel |  | Steel | Steel |  | Painted or None | Steel |  | 1901-01-01 06:00 | [15 empty] | UST Currently In Use: 0; UST Temp Close: 0; AST Currently In Use: 0; AST Temp Closed: 0 | 0 | 0 | 1 | 10050-023-010762 | ABSTON PETROLEUM INC
361 | Permanently Closed | 1988-11-01 06:00 | 1968-01-01 06:00 | 1988-11-01 06:00 | Petroleum | Unleaded gasoline | Unleaded gasoline |  | Steel | Steel |  | Painted or None | Steel |  | 1901-01-01 06:00 | [15 empty] | UST Currently In Use: 0; UST Temp Close: 0; AST Currently In Use: 0; AST Temp Closed: 0 | 0 | 0 | 1 | 10050-023-010763 | ABSTON PETROLEUM INC
362 | Permanently Closed | 1988-12-01 06:00 | 1969-01-01 06:00 | 1988-12-01 06:00 | Petroleum | Unleaded gasoline | Unleaded gasoline |  | Steel | Steel |  | Painted or None | Steel |  | 1901-01-01 06:00 | [15 empty] | UST Currently In Use: 0; UST Temp Close: 0; AST Currently In Use: 0; AST Temp Closed: 0 | 0 | 0 | 1 | 10050-023-010764 | ABSTON PETROLEUM INC
363 | Permanently Closed | 1998-12-21 06:00 | 1980-01-01 06:00 | 1999-09-22 06:00 | Petroleum | Unleaded gasoline | Unleaded gasoline |  | Steel | Steel |  | Painted or None | Steel |  | 1901-01-01 06:00 | [15 empty] | UST Currently In Use: 0; UST Temp Close: 0; AST Currently In Use: 0; AST Temp Closed: 0 | 0 | 0 | 3 | 10050-023-012954 | ABSTON PETROLEUM INC
364 | Permanently Closed | 1998-12-21 06:00 | 1980-01-01 06:00 | 1999-09-22 06:00 | Petroleum | Unleaded gasoline | Unleaded gasoline |  | Steel | Steel |  | Painted or None | Steel |  | 1901-01-01 06:00 | [15 empty] | UST Currently In Use: 0; UST Temp Close: 0; AST Currently In Use: 0; AST Temp Closed: 0 | 0 | 0 | 3 | 10050-023-012954 | ABSTON PETROLEUM INC
365 | Permanently Closed | 1998-12-21 06:00 | 1987-01-01 06:00 | 1999-09-22 06:00 | Petroleum | Unleaded gasoline | Unleaded gasoline |  | Steel | Steel | Coated & cathodic protection (sti-P3) |  | Steel |  | 1901-01-01 06:00 | Field installed cathodic protection | [14 empty] | UST Currently In Use: 0; UST Temp Close: 0; AST Currently In Use: 0; AST Temp Closed: 0 | 0 | 0 | 3 | 10050-023-012954 | ABSTON PETROLEUM INC
366 | Permanently Closed | 1988-09-01 06:00 | 1971-01-01 06:00 |  | Petroleum | Unleaded gasoline | Unleaded gasoline |  | Steel | Steel |  | Painted or None | Steel |  | 1901-01-01 06:00 | [15 empty] | UST Currently In Use: 0; UST Temp Close: 0; AST Currently In Use: 0; AST Temp Closed: 0 | 0 | 0 | 3 | 10050-025-007526 | ABSTON PETROLEUM INC
367 | Permanently Closed | 1984-05-01 06:00 | 1963-01-01 06:00 |  | Petroleum | Other, OTHER | Other |  | Steel | Steel |  | Painted or None | Steel |  | 1901-01-01 06:00 | [15 empty] | UST Currently In Use: 0; UST Temp Close: 0; AST Currently In Use: 0; AST Temp Closed: 0 | 0 | 0 | 3 | 10050-025-007526 | ABSTON PETROLEUM INC
368 | Permanently Closed | 1988-09-01 06:00 | 1981-01-01 06:00 |  | Petroleum | Unleaded gasoline | Unleaded gasoline |  | Steel | Steel |  | Painted or None | Steel |  | 1901-01-01 06:00 | [15 empty] | UST Currently In Use: 0; UST Temp Close: 0; AST Currently In Use: 0; AST Temp Closed: 0 | 0 | 0 | 3 | 10050-025-007526 | ABSTON PETROLEUM INC
369 | Permanently Closed | 1998-11-23 06:00 | 1975-01-01 06:00 | 2000-03-16 06:00 | Petroleum | Unleaded gasoline | Unleaded gasoline |  | Steel | Steel |  | Painted or None | Steel |  | 1901-01-01 06:00 | [15 empty] | UST Currently In Use: 0; UST Temp Close: 0; AST Currently In Use: 0; AST Temp Closed: 0 | 0 | 0 | 2 | 10050-025-009297 | ABSTON PETROLEUM INC
370 | Permanently Closed | 1998-11-23 06:00 | 1975-01-01 06:00 | 2000-03-16 06:00 | Petroleum | Unleaded gasoline | Unleaded gasoline |  | Steel | Steel |  | Painted or None | Steel |  | 1901-01-01 06:00 | [15 empty] | UST Currently In Use: 0; UST Temp Close: 0; AST Currently In Use: 0; AST Temp Closed: 0 | 0 | 0 | 2 | 10050-025-009297 | ABSTON PETROLEUM INC
371 | Temporary Closed | 2007-06-01 06:00 | 1988-01-01 06:00 |  | Petroleum | Unleaded gasoline | Unleaded gasoline | Retail | Steel | Steel | Coated & cathodic protection (sti-P3) |  | Steel |  | 1901-01-01 06:00 | Field installed cathodic protection | Catchment Basin, Single walled catchment basin |  |  |  |  | Statistical Inventory Reconciliation (SIR) |  | Automatic flow restrictor (MLLD) | Automatic flow restrictor (MLLD) |  |  | Statistical inventory reconciliation (SIR) | Statistical inventory reconciliation (SIR) |  | UST Currently In Use: 0; UST Temp Close: 2; AST Currently In Use: 0; AST Temp Closed: 0 | 0 | 2 | 1 | 22660-025-013805 | J P WALKER
372 | Temporary Closed | 2007-06-01 06:00 | 1988-01-01 06:00 |  | Petroleum | Premium gasoline | Premium gasoline | Retail | Steel | Steel | Coated & cathodic protection (sti-P3) |  | Steel |  | 1901-01-01 06:00 | Field installed cathodic protection | Catchment Basin, Single walled catchment basin |  |  |  |  | Statistical Inventory Reconciliation (SIR) | [5 empty] | Statistical inventory reconciliation (SIR) | Statistical inventory reconciliation (SIR) |  | UST Currently In Use: 0; UST Temp Close: 2; AST Currently In Use: 0; AST Temp Closed: 0 | 0 | 2 | 1 | 22660-025-013805 | J P WALKER
373 | Permanently Closed | 1998-12-17 06:00 | 1988-01-01 06:00 | 1999-03-23 06:00 | Petroleum | Unleaded gasoline | Unleaded gasoline |  | Steel | Steel | Coated & cathodic protection (sti-P3) |  | Steel |  | 1901-01-01 06:00 | Field installed cathodic protection | [14 empty] | UST Currently In Use: 0; UST Temp Close: 2; AST Currently In Use: 0; AST Temp Closed: 0 | 0 | 2 | 1 | 22660-025-013805 | J P WALKER
374 | Currently in Use |  | 1984-01-01 06:00 |  | Petroleum | Unleaded gasoline | Unleaded gasoline |  | Steel | Steel | Coated & cathodic protection (sti-P3) |  | Fiberglass reinforced plastic |  |  |  | Catchment Basin, Single walled catchment basin | Automatic shutoff device At 95% full | Automatic shutoff device At 95% full |  |  | Automatic Tank Gauge |  | Automatic shutoff device (AELLD), Containment Sump | Containment Sump | [5 empty] | UST Currently In Use: 3; UST Temp Close: 0; AST Currently In Use: 0; AST Temp Closed: 0 | 3 | 0 | 0 | 23877-047-000994 | SHREE KIRSHNA LLC
376 | Currently in Use |  | 1984-01-01 06:00 |  | Petroleum | Unleaded gasoline | Unleaded gasoline |  | Steel | Steel | Coated & cathodic protection (sti-P3) |  | Fiberglass reinforced plastic |  |  |  | Catchment Basin, Single walled catchment basin | Automatic shutoff device At 95% full | Automatic shutoff device At 95% full |  |  | Automatic Tank Gauge |  | Automatic shutoff device (AELLD), Containment Sump | Containment Sump | [5 empty] | UST Currently In Use: 3; UST Temp Close: 0; AST Currently In Use: 0; AST Temp Closed: 0 | 3 | 0 | 0 | 23877-047-000994 | SHREE KIRSHNA LLC
377 | Currently in Use |  | 1984-01-01 06:00 |  | Petroleum | On road diesel | On road diesel |  | Steel | Steel | Coated & cathodic protection (sti-P3) |  | Fiberglass reinforced plastic |  |  |  | Catchment Basin, Single walled catchment basin | Automatic shutoff device At 95% full | Automatic shutoff device At 95% full |  |  | Automatic Tank Gauge |  | Automatic shutoff device (AELLD), Containment Sump | Containment Sump | [5 empty] | UST Currently In Use: 3; UST Temp Close: 0; AST Currently In Use: 0; AST Temp Closed: 0 | 3 | 0 | 0 | 23877-047-000994 | SHREE KIRSHNA LLC
378 | Permanently Closed | 1996-02-01 06:00 | 1984-01-01 06:00 | 1996-04-08 06:00 | Petroleum | Unleaded gasoline | Unleaded gasoline |  | Steel | Steel | Coated & cathodic protection (sti-P3) |  | Steel |  | 1901-01-01 06:00 | Field installed cathodic protection | [14 empty] | UST Currently In Use: 0; UST Temp Close: 0; AST Currently In Use: 0; AST Temp Closed: 0 | 0 | 0 | 3 | 10050-091-004600 | ABSTON PETROLEUM INC
379 | Permanently Closed | 1996-02-01 06:00 | 1984-01-01 06:00 | 1996-04-08 06:00 | Petroleum | Unleaded gasoline | Unleaded gasoline |  | Steel | Steel | Coated & cathodic protection (sti-P3) |  | Steel |  | 1901-01-01 06:00 | Field installed cathodic protection | [14 empty] | UST Currently In Use: 0; UST Temp Close: 0; AST Currently In Use: 0; AST Temp Closed: 0 | 0 | 0 | 3 | 10050-091-004600 | ABSTON PETROLEUM INC
380 | Permanently Closed | 1996-02-01 06:00 | 1984-01-01 06:00 | 1996-04-08 06:00 | Petroleum | Unleaded gasoline | Unleaded gasoline |  | Steel | Steel | Coated & cathodic protection (sti-P3) |  | Steel |  | 1901-01-01 06:00 | Field installed cathodic protection | [14 empty] | UST Currently In Use: 0; UST Temp Close: 0; AST Currently In Use: 0; AST Temp Closed: 0 | 0 | 0 | 3 | 10050-091-004600 | ABSTON PETROLEUM INC
381 | Cannot Locate or abandoned | 1998-12-21 06:00 | 1971-01-01 06:00 |  | Petroleum | Kerosene | Kerosene |  | Steel | Steel |  | Painted or None | Steel |  | 1901-01-01 06:00 | [15 empty] | UST Currently In Use: 0; UST Temp Close: 0; AST Currently In Use: 0; AST Temp Closed: 0 | 0 | 0 | 2 | 10050-091-007525 | ABSTON PETROLEUM INC
382 | Permanently Closed | 1998-12-21 06:00 | 1980-01-01 06:00 | 1999-09-21 06:00 | Petroleum | Unleaded gasoline | Unleaded gasoline |  | Steel | Steel |  | Painted or None | Steel |  | 1901-01-01 06:00 | [15 empty] | UST Currently In Use: 0; UST Temp Close: 0; AST Currently In Use: 0; AST Temp Closed: 0 | 0 | 0 | 2 | 10050-091-007525 | ABSTON PETROLEUM INC
383 | Permanently Closed | 1998-12-21 06:00 | 1980-01-01 06:00 | 1999-09-21 06:00 | Petroleum | Unleaded gasoline | Unleaded gasoline |  | Steel | Steel |  | Painted or None | Steel |  | 1901-01-01 06:00 | [15 empty] | UST Currently In Use: 0; UST Temp Close: 0; AST Currently In Use: 0; AST Temp Closed: 0 | 0 | 0 | 2 | 10050-091-007525 | ABSTON PETROLEUM INC
384 | Permanently Closed | 1995-05-01 06:00 | 1971-01-01 06:00 | 1995-04-11 06:00 | Petroleum | Unleaded gasoline | Unleaded gasoline |  | Steel | Steel |  | Painted or None | Steel |  | 1901-01-01 06:00 | [15 empty] | UST Currently In Use: 0; UST Temp Close: 0; AST Currently In Use: 0; AST Temp Closed: 0 | 0 | 0 | 1 | 10050-091-009298 | ABSTON PETROLEUM INC
385 | Permanently Closed | 1998-11-17 06:00 | 1978-01-01 06:00 | 1998-11-17 06:00 | Petroleum | Unleaded gasoline | Unleaded gasoline |  | Steel | Steel | Coated & cathodic protection (sti-P3) |  | Steel |  | 1901-01-01 06:00 | Field installed cathodic protection | [14 empty] | UST Currently In Use: 0; UST Temp Close: 0; AST Currently In Use: 0; AST Temp Closed: 0 | 0 | 0 | 6 | 10050-097-009353 | ABSTON PETROLEUM INC
386 | Permanently Closed | 1998-11-17 06:00 | 1978-01-01 06:00 | 1998-11-17 06:00 | Petroleum | Unleaded gasoline | Unleaded gasoline |  | Steel | Steel | Coated & cathodic protection (sti-P3) |  | Steel |  | 1901-01-01 06:00 | Field installed cathodic protection | [14 empty] | UST Currently In Use: 0; UST Temp Close: 0; AST Currently In Use: 0; AST Temp Closed: 0 | 0 | 0 | 6 | 10050-097-009353 | ABSTON PETROLEUM INC
387 | Permanently Closed | 1998-11-17 06:00 | 1978-01-01 06:00 | 1998-11-17 06:00 | Petroleum | Unleaded gasoline | Unleaded gasoline |  | Steel | Steel | Coated & cathodic protection (sti-P3) |  | Steel |  | 1901-01-01 06:00 | Field installed cathodic protection | [14 empty] | UST Currently In Use: 0; UST Temp Close: 0; AST Currently In Use: 0; AST Temp Closed: 0 | 0 | 0 | 6 | 10050-097-009353 | ABSTON PETROLEUM INC
388 | Permanently Closed | 1998-11-17 06:00 | 1978-01-01 06:00 | 1998-11-17 06:00 | Petroleum | On road diesel | On road diesel |  | Steel | Steel | Coated & cathodic protection (sti-P3) |  | Steel |  | 1901-01-01 06:00 | Field installed cathodic protection | [14 empty] | UST Currently In Use: 0; UST Temp Close: 0; AST Currently In Use: 0; AST Temp Closed: 0 | 0 | 0 | 6 | 10050-097-009353 | ABSTON PETROLEUM INC
389 | Permanently Closed | 1998-11-17 06:00 | 1978-01-01 06:00 | 1998-11-17 06:00 | Petroleum | On road diesel | On road diesel |  | Steel | Steel | Coated & cathodic protection (sti-P3) |  | Steel |  | 1901-01-01 06:00 | Field installed cathodic protection | [14 empty] | UST Currently In Use: 0; UST Temp Close: 0; AST Currently In Use: 0; AST Temp Closed: 0 | 0 | 0 | 6 | 10050-097-009353 | ABSTON PETROLEUM INC
390 | Permanently Closed | 1998-12-03 06:00 | 1978-01-01 06:00 | 1998-12-03 06:00 | Petroleum | On road diesel | On road diesel |  | Steel | Steel | Coated & cathodic protection (sti-P3) |  | Steel |  | 1901-01-01 06:00 | Field installed cathodic protection | [14 empty] | UST Currently In Use: 0; UST Temp Close: 0; AST Currently In Use: 0; AST Temp Closed: 0 | 0 | 0 | 6 | 10050-097-009353 | ABSTON PETROLEUM INC
391 | Permanently Closed | 1992-08-04 06:00 | 1978-01-01 06:00 | 1992-08-04 06:00 | Petroleum | Unleaded gasoline | Unleaded gasoline |  | Steel | Steel |  | Painted or None | Steel |  | 1901-01-01 06:00 | [15 empty] | UST Currently In Use: 0; UST Temp Close: 0; AST Currently In Use: 0; AST Temp Closed: 0 | 0 | 0 | 4 | 10050-119-007543 | ABSTON PETROLEUM INC
392 | Permanently Closed | 1992-08-04 06:00 | 1978-01-01 06:00 | 1992-08-04 06:00 | Petroleum | Unleaded gasoline | Unleaded gasoline |  | Steel | Steel |  | Painted or None | Steel |  | 1901-01-01 06:00 | [15 empty] | UST Currently In Use: 0; UST Temp Close: 0; AST Currently In Use: 0; AST Temp Closed: 0 | 0 | 0 | 4 | 10050-119-007543 | ABSTON PETROLEUM INC
393 | Permanently Closed | 1992-08-04 06:00 | 1978-01-01 06:00 | 1992-08-04 06:00 | Petroleum | On road diesel | On road diesel |  | Steel | Steel |  | Painted or None | Steel |  | 1901-01-01 06:00 | [15 empty] | UST Currently In Use: 0; UST Temp Close: 0; AST Currently In Use: 0; AST Temp Closed: 0 | 0 | 0 | 4 | 10050-119-007543 | ABSTON PETROLEUM INC
394 | Permanently Closed | 1992-08-04 06:00 | 1980-01-01 06:00 | 1992-08-04 06:00 | Petroleum | Unleaded gasoline | Unleaded gasoline |  | Steel | Steel |  | Painted or None | Steel |  | 1901-01-01 06:00 | [15 empty] | UST Currently In Use: 0; UST Temp Close: 0; AST Currently In Use: 0; AST Temp Closed: 0 | 0 | 0 | 4 | 10050-119-007543 | ABSTON PETROLEUM INC
395 | Permanently Closed | 1998-04-08 06:00 | 1976-01-01 06:00 | 1998-04-08 06:00 | Petroleum | Unleaded gasoline | Unleaded gasoline |  | Steel | Steel |  | Painted or None | Steel |  | 1901-01-01 06:00 | [15 empty] | UST Currently In Use: 0; UST Temp Close: 0; AST Currently In Use: 0; AST Temp Closed: 0 | 0 | 0 | 8 | 10050-129-005020 | ABSTON PETROLEUM INC
396 | Permanently Closed | 1998-04-08 06:00 | 1976-01-01 06:00 | 1998-04-08 06:00 | Petroleum | Unleaded gasoline | Unleaded gasoline |  | Steel | Steel |  | Painted or None | Steel |  | 1901-01-01 06:00 | [15 empty] | UST Currently In Use: 0; UST Temp Close: 0; AST Currently In Use: 0; AST Temp Closed: 0 | 0 | 0 | 8 | 10050-129-005020 | ABSTON PETROLEUM INC
397 | Permanently Closed | 1998-04-08 06:00 | 1976-01-01 06:00 | 1998-04-08 06:00 | Petroleum | Unleaded gasoline | Unleaded gasoline |  | Steel | Steel |  | Painted or None | Steel |  | 1901-01-01 06:00 | [15 empty] | UST Currently In Use: 0; UST Temp Close: 0; AST Currently In Use: 0; AST Temp Closed: 0 | 0 | 0 | 8 | 10050-129-005020 | ABSTON PETROLEUM INC
398 | Permanently Closed | 1998-04-08 06:00 | 1976-01-01 06:00 | 1998-04-08 06:00 | Petroleum | Unleaded gasoline | Unleaded gasoline |  | Steel | Steel |  | Painted or None | Steel |  | 1901-01-01 06:00 | [15 empty] | UST Currently In Use: 0; UST Temp Close: 0; AST Currently In Use: 0; AST Temp Closed: 0 | 0 | 0 | 8 | 10050-129-005020 | ABSTON PETROLEUM INC
399 | Retired | 1988-12-22 06:00 | 1974-01-01 06:00 |  | Petroleum | Unleaded gasoline | Unleaded gasoline |  | Steel | Steel |  | Painted or None | Steel |  | 1901-01-01 06:00 | [15 empty] | UST Currently In Use: 0; UST Temp Close: 0; AST Currently In Use: 0; AST Temp Closed: 0 | 0 | 0 | 8 | 10050-129-005020 | ABSTON PETROLEUM INC
400 | Permanently Closed | 1988-12-01 06:00 | 1978-01-01 06:00 | 1988-12-01 06:00 | Petroleum | Unleaded gasoline | Unleaded gasoline |  | Steel | Steel |  | Painted or None | Steel |  | 1901-01-01 06:00 | [15 empty] | UST Currently In Use: 0; UST Temp Close: 0; AST Currently In Use: 0; AST Temp Closed: 0 | 0 | 0 | 8 | 10050-129-005020 | ABSTON PETROLEUM INC
401 | Permanently Closed | 1988-12-01 06:00 | 1977-01-01 06:00 | 1988-12-01 06:00 | Petroleum | On road diesel | On road diesel |  | Steel | Steel |  | Painted or None | Steel |  | 1901-01-01 06:00 | [15 empty] | UST Currently In Use: 0; UST Temp Close: 0; AST Currently In Use: 0; AST Temp Closed: 0 | 0 | 0 | 8 | 10050-129-005020 | ABSTON PETROLEUM INC
402 | Permanently Closed | 1988-12-01 06:00 | 1974-01-01 06:00 | 1988-12-01 06:00 | Petroleum | On road diesel | On road diesel |  | Steel | Steel |  | Painted or None | Steel |  | 1901-01-01 06:00 | [15 empty] | UST Currently In Use: 0; UST Temp Close: 0; AST Currently In Use: 0; AST Temp Closed: 0 | 0 | 0 | 8 | 10050-129-005020 | ABSTON PETROLEUM INC
403 | Permanently Closed | 1988-12-01 06:00 | 1974-01-01 06:00 | 1988-12-01 06:00 | Petroleum | On road diesel | On road diesel |  | Steel | Steel |  | Painted or None | Steel |  | 1901-01-01 06:00 | [15 empty] | UST Currently In Use: 0; UST Temp Close: 0; AST Currently In Use: 0; AST Temp Closed: 0 | 0 | 0 | 8 | 10050-129-005020 | ABSTON PETROLEUM INC
404 | Cannot Locate or abandoned |  | 1975-01-01 06:00 |  | Petroleum | Unleaded gasoline | Unleaded gasoline |  | Steel | Steel |  | Painted or None | Steel |  | 1901-01-01 06:00 | [15 empty] | UST Currently In Use: 0; UST Temp Close: 0; AST Currently In Use: 0; AST Temp Closed: 0 | 0 | 0 | 0 | 10050-129-005027 | ABSTON PETROLEUM INC
405 | Cannot Locate or abandoned |  | 1975-01-01 06:00 |  | Petroleum | Unleaded gasoline | Unleaded gasoline |  | Steel | Steel |  | Painted or None | Steel |  | 1901-01-01 06:00 | [15 empty] | UST Currently In Use: 0; UST Temp Close: 0; AST Currently In Use: 0; AST Temp Closed: 0 | 0 | 0 | 0 | 10050-129-005027 | ABSTON PETROLEUM INC
406 | Permanently Closed | 1987-06-01 06:00 | 1960-01-01 06:00 | 1988-11-01 06:00 | Petroleum | Unleaded gasoline | Unleaded gasoline |  | Steel | Steel |  | Painted or None | Steel |  | 1901-01-01 06:00 | [15 empty] | UST Currently In Use: 3; UST Temp Close: 0; AST Currently In Use: 0; AST Temp Closed: 0 | 3 | 0 | 4 | 23918-129-005030 | JORDAN HOLDINGS LLC
407 | Permanently Closed | 1987-06-01 06:00 | 1973-01-01 06:00 | 1988-11-01 06:00 | Petroleum | Unleaded gasoline | Unleaded gasoline |  | Steel | Steel |  | Painted or None | Steel |  | 1901-01-01 06:00 | [15 empty] | UST Currently In Use: 3; UST Temp Close: 0; AST Currently In Use: 0; AST Temp Closed: 0 | 3 | 0 | 4 | 23918-129-005030 | JORDAN HOLDINGS LLC
408 | Permanently Closed | 1987-06-01 06:00 | 1960-01-01 06:00 | 1988-11-01 06:00 | Petroleum | Unleaded gasoline | Unleaded gasoline |  | Steel | Steel |  | Painted or None | Steel |  | 1901-01-01 06:00 | [15 empty] | UST Currently In Use: 3; UST Temp Close: 0; AST Currently In Use: 0; AST Temp Closed: 0 | 3 | 0 | 4 | 23918-129-005030 | JORDAN HOLDINGS LLC
409 | Permanently Closed | 2000-09-25 06:00 | 1981-01-01 06:00 | 2000-09-25 06:00 | Petroleum | On road diesel | On road diesel | Retail | Steel | Steel |  | Painted or None | Steel |  | 1901-01-01 06:00 |  | Catchment Basin, Single walled catchment basin |  |  |  |  | Statistical Inventory Reconciliation (SIR) | [8 empty] | UST Currently In Use: 3; UST Temp Close: 0; AST Currently In Use: 0; AST Temp Closed: 0 | 3 | 0 | 4 | 23918-129-005030 | JORDAN HOLDINGS LLC
410 | Currently in Use |  | 1984-01-01 06:00 |  | Petroleum | Unleaded gasoline | Unleaded gasoline | Retail | Steel | Steel | Coated & cathodic protection (sti-P3) |  | Fiberglass reinforced plastic |  |  |  | Catchment Basin, Single walled catchment basin | Automatic shutoff device At 95% full | Automatic shutoff device At 95% full |  |  | Continuous Automatic Tank Gauge |  | Automatic shutoff device (AELLD) | Automatic shutoff device (AELLD) |  |  | Annual line testing | Annual line testing |  | UST Currently In Use: 3; UST Temp Close: 0; AST Currently In Use: 0; AST Temp Closed: 0 | 3 | 0 | 4 | 23918-129-005030 | JORDAN HOLDINGS LLC
411 | Currently in Use |  | 1984-01-01 06:00 |  | Petroleum | Unleaded gasoline | Unleaded gasoline | Retail | Steel | Steel | Coated & cathodic protection (sti-P3) |  | Fiberglass reinforced plastic |  |  |  | Catchment Basin, Single walled catchment basin | Automatic shutoff device At 95% full | Automatic shutoff device At 95% full |  |  | Continuous Automatic Tank Gauge |  | Automatic shutoff device (AELLD) | Automatic shutoff device (AELLD) |  |  | Annual line testing | Annual line testing |  | UST Currently In Use: 3; UST Temp Close: 0; AST Currently In Use: 0; AST Temp Closed: 0 | 3 | 0 | 4 | 23918-129-005030 | JORDAN HOLDINGS LLC
412 | Currently in Use |  | 1984-01-01 06:00 |  | Petroleum | Premium gasoline | Premium gasoline | Retail | Steel | Steel | Coated & cathodic protection (sti-P3) |  | Fiberglass reinforced plastic |  |  |  | Catchment Basin, Single walled catchment basin | Automatic shutoff device At 95% full | Automatic shutoff device At 95% full |  |  | Continuous Automatic Tank Gauge |  | Automatic shutoff device (AELLD) | Automatic shutoff device (AELLD) |  |  | Annual line testing | Annual line testing |  | UST Currently In Use: 3; UST Temp Close: 0; AST Currently In Use: 0; AST Temp Closed: 0 | 3 | 0 | 4 | 23918-129-005030 | JORDAN HOLDINGS LLC
413 | Permanently Closed | 1988-11-01 06:00 | 1969-01-01 06:00 |  | Petroleum | Unleaded gasoline | Unleaded gasoline |  | Steel | Steel |  | Painted or None | Steel |  | 1901-01-01 06:00 | [15 empty] | UST Currently In Use: 0; UST Temp Close: 0; AST Currently In Use: 0; AST Temp Closed: 0 | 0 | 0 | 2 | 10050-129-007527 | ABSTON PETROLEUM INC
414 | Permanently Closed | 1988-11-01 06:00 | 1969-01-01 06:00 |  | Petroleum | Unleaded gasoline | Unleaded gasoline |  | Steel | Steel |  | Painted or None | Steel |  | 1901-01-01 06:00 | [15 empty] | UST Currently In Use: 0; UST Temp Close: 0; AST Currently In Use: 0; AST Temp Closed: 0 | 0 | 0 | 2 | 10050-129-007527 | ABSTON PETROLEUM INC
415 | Permanently Closed | 1998-12-01 06:00 | 1975-01-01 06:00 | 2000-03-21 06:00 | Petroleum | Unleaded gasoline | Unleaded gasoline |  | Steel | Steel |  | Painted or None | Steel |  | 1901-01-01 06:00 | [15 empty] | UST Currently In Use: 0; UST Temp Close: 0; AST Currently In Use: 0; AST Temp Closed: 0 | 0 | 0 | 2 | 10050-129-007529 | ABSTON PETROLEUM INC
416 | Permanently Closed | 1998-12-01 06:00 | 1975-01-01 06:00 | 2000-03-21 06:00 | Petroleum | Unleaded gasoline | Unleaded gasoline |  | Steel | Steel |  | Painted or None | Steel |  | 1901-01-01 06:00 | [15 empty] | UST Currently In Use: 0; UST Temp Close: 0; AST Currently In Use: 0; AST Temp Closed: 0 | 0 | 0 | 2 | 10050-129-007529 | ABSTON PETROLEUM INC
417 | Permanently Closed | 2017-01-17 06:00 | 1976-01-01 06:00 | 2018-06-12 06:00 | Petroleum | Unleaded gasoline | Unleaded gasoline | Retail | Steel | Steel | Field installed cathodic protection |  | Steel |  | 1901-01-01 06:00 | Field installed cathodic protection | Catchment Basin, Single walled catchment basin | Automatic shutoff device At 95% full | Automatic shutoff device At 95% full |  |  | Statistical Inventory Reconciliation (SIR) | [8 empty] | UST Currently In Use: 0; UST Temp Close: 0; AST Currently In Use: 0; AST Temp Closed: 0 | 0 | 0 | 2 | 21380-129-007535 | CHOCTAW INVESTMENTS LTD
418 | Permanently Closed | 2017-01-17 06:00 | 1976-01-01 06:00 | 2018-06-12 06:00 | Petroleum | Premium gasoline | Premium gasoline | Retail | Steel | Steel | Field installed cathodic protection |  | Steel |  | 1901-01-01 06:00 | Field installed cathodic protection | Catchment Basin, Single walled catchment basin | Automatic shutoff device At 95% full | Automatic shutoff device At 95% full |  |  | Statistical Inventory Reconciliation (SIR) | [8 empty] | UST Currently In Use: 0; UST Temp Close: 0; AST Currently In Use: 0; AST Temp Closed: 0 | 0 | 0 | 2 | 21380-129-007535 | CHOCTAW INVESTMENTS LTD
419 | Permanently Closed | 1998-12-10 06:00 | 1974-01-01 06:00 | 2000-03-20 06:00 | Petroleum | On road diesel | On road diesel |  | Steel | Steel |  | Painted or None | Steel |  | 1901-01-01 06:00 | [15 empty] | UST Currently In Use: 0; UST Temp Close: 0; AST Currently In Use: 0; AST Temp Closed: 0 | 0 | 0 | 1 | 10050-129-008775 | ABSTON PETROLEUM INC
420 | Cannot Locate or abandoned |  | 1901-01-01 06:00 |  | Petroleum | Unleaded gasoline | Unleaded gasoline |  | Steel | Steel |  | Painted or None | Steel |  | 1901-01-01 06:00 | [15 empty] | UST Currently In Use: 0; UST Temp Close: 0; AST Currently In Use: 0; AST Temp Closed: 0 | 0 | 0 | 0 | 10050-129-008888 | ABSTON PETROLEUM INC
421 | Cannot Locate or abandoned |  | 1901-01-01 06:00 |  | Petroleum | Unleaded gasoline | Unleaded gasoline |  | Steel | Steel |  | Painted or None | Steel |  | 1901-01-01 06:00 | [15 empty] | UST Currently In Use: 0; UST Temp Close: 0; AST Currently In Use: 0; AST Temp Closed: 0 | 0 | 0 | 0 | 10050-129-008888 | ABSTON PETROLEUM INC
422 | Permanently Closed | 1988-08-01 06:00 | 1973-01-01 06:00 | 1988-08-01 06:00 | Petroleum | Unleaded gasoline | Unleaded gasoline |  | Steel | Steel |  | Painted or None | Steel |  | 1901-01-01 06:00 | [15 empty] | UST Currently In Use: 0; UST Temp Close: 0; AST Currently In Use: 0; AST Temp Closed: 0 | 0 | 0 | 2 | 10050-129-009296 | ABSTON PETROLEUM INC
423 | Permanently Closed | 1988-08-01 06:00 | 1973-01-01 06:00 | 1988-08-01 06:00 | Petroleum | Unleaded gasoline | Unleaded gasoline |  | Steel | Steel |  | Painted or None | Steel |  | 1901-01-01 06:00 | [15 empty] | UST Currently In Use: 0; UST Temp Close: 0; AST Currently In Use: 0; AST Temp Closed: 0 | 0 | 0 | 2 | 10050-129-009296 | ABSTON PETROLEUM INC
424 | Permanently Closed | 1988-08-01 06:00 | 1981-01-01 06:00 |  | Petroleum | Unleaded gasoline | Unleaded gasoline |  | Steel | Steel |  | Painted or None | Steel |  | 1901-01-01 06:00 | [15 empty] | UST Currently In Use: 0; UST Temp Close: 0; AST Currently In Use: 0; AST Temp Closed: 0 | 0 | 0 | 5 | 10050-129-009299 | ABSTON PETROLEUM INC
425 | Permanently Closed | 1988-08-01 06:00 | 1964-01-01 06:00 |  | Petroleum | Unleaded gasoline | Unleaded gasoline |  | Steel | Steel |  | Painted or None | Steel |  | 1901-01-01 06:00 | [15 empty] | UST Currently In Use: 0; UST Temp Close: 0; AST Currently In Use: 0; AST Temp Closed: 0 | 0 | 0 | 5 | 10050-129-009299 | ABSTON PETROLEUM INC
426 | Permanently Closed | 1988-08-01 06:00 | 1964-01-01 06:00 |  | Petroleum | Unleaded gasoline | Unleaded gasoline |  | Steel | Steel |  | Painted or None | Steel |  | 1901-01-01 06:00 | [15 empty] | UST Currently In Use: 0; UST Temp Close: 0; AST Currently In Use: 0; AST Temp Closed: 0 | 0 | 0 | 5 | 10050-129-009299 | ABSTON PETROLEUM INC
427 | Permanently Closed | 1988-08-01 06:00 | 1964-01-01 06:00 |  | Petroleum | On road diesel | On road diesel |  | Steel | Steel |  | Painted or None | Steel |  | 1901-01-01 06:00 | [15 empty] | UST Currently In Use: 0; UST Temp Close: 0; AST Currently In Use: 0; AST Temp Closed: 0 | 0 | 0 | 5 | 10050-129-009299 | ABSTON PETROLEUM INC
428 | Permanently Closed | 1988-08-01 06:00 | 1964-01-01 06:00 | 1988-08-01 06:00 | Petroleum | Unleaded gasoline | Unleaded gasoline |  | Steel | Steel |  | Painted or None | Steel |  | 1901-01-01 06:00 | [15 empty] | UST Currently In Use: 0; UST Temp Close: 0; AST Currently In Use: 0; AST Temp Closed: 0 | 0 | 0 | 5 | 10050-129-009299 | ABSTON PETROLEUM INC
429 | Permanently Closed | 2001-08-30 06:00 | 1971-01-01 06:00 | 2001-08-30 06:00 | Petroleum | Unleaded gasoline | Unleaded gasoline | Retail | Steel | Steel | Field installed cathodic protection |  | Steel |  | 1901-01-01 06:00 | Field installed cathodic protection | Catchment Basin, Single walled catchment basin |  |  |  |  | Statistical Inventory Reconciliation (SIR) | [5 empty] | Statistical inventory reconciliation (SIR) | Statistical inventory reconciliation (SIR) |  | UST Currently In Use: 0; UST Temp Close: 0; AST Currently In Use: 0; AST Temp Closed: 0 | 0 | 0 | 4 | 10050-129-009301 | ABSTON PETROLEUM INC
430 | Permanently Closed | 2001-08-30 06:00 | 1971-01-01 06:00 | 2001-08-30 06:00 | Petroleum | Mid-grade gasoline | Mid-grade gasoline | Retail | Steel | Steel | Field installed cathodic protection |  | Steel |  | 1901-01-01 06:00 | Field installed cathodic protection | Catchment Basin, Single walled catchment basin |  |  |  |  | Statistical Inventory Reconciliation (SIR) | [5 empty] | Statistical inventory reconciliation (SIR) | Statistical inventory reconciliation (SIR) |  | UST Currently In Use: 0; UST Temp Close: 0; AST Currently In Use: 0; AST Temp Closed: 0 | 0 | 0 | 4 | 10050-129-009301 | ABSTON PETROLEUM INC
431 | Permanently Closed | 2001-08-30 06:00 | 1971-01-01 06:00 | 2001-08-30 06:00 | Petroleum | Premium gasoline | Premium gasoline | Retail | Steel | Steel | Field installed cathodic protection |  | Steel |  | 1901-01-01 06:00 | Field installed cathodic protection | Catchment Basin, Single walled catchment basin |  |  |  |  | Statistical Inventory Reconciliation (SIR) | [5 empty] | Statistical inventory reconciliation (SIR) | Statistical inventory reconciliation (SIR) |  | UST Currently In Use: 0; UST Temp Close: 0; AST Currently In Use: 0; AST Temp Closed: 0 | 0 | 0 | 4 | 10050-129-009301 | ABSTON PETROLEUM INC
432 | Permanently Closed | 2001-08-30 06:00 | 1971-01-01 06:00 | 2001-08-30 06:00 | Petroleum | On road diesel | On road diesel | Retail | Steel | Steel | Field installed cathodic protection |  | Steel |  | 1901-01-01 06:00 | Field installed cathodic protection | Catchment Basin, Single walled catchment basin |  |  |  |  | Statistical Inventory Reconciliation (SIR) | [5 empty] | Statistical inventory reconciliation (SIR) | Statistical inventory reconciliation (SIR) |  | UST Currently In Use: 0; UST Temp Close: 0; AST Currently In Use: 0; AST Temp Closed: 0 | 0 | 0 | 4 | 10050-129-009301 | ABSTON PETROLEUM INC
433 | Permanently Closed | 1988-12-01 06:00 | 1976-01-01 06:00 | 1988-12-01 06:00 | Petroleum | Unleaded gasoline | Unleaded gasoline |  | Steel | Steel |  | Painted or None | Steel |  | 1901-01-01 06:00 | [15 empty] | UST Currently In Use: 0; UST Temp Close: 0; AST Currently In Use: 0; AST Temp Closed: 0 | 0 | 0 | 2 | 10050-129-010704 | ABSTON PETROLEUM INC
434 | Permanently Closed | 1988-12-01 06:00 | 1976-01-01 06:00 | 1988-12-01 06:00 | Petroleum | On road diesel | On road diesel |  | Steel | Steel |  | Painted or None | Steel |  | 1901-01-01 06:00 | [15 empty] | UST Currently In Use: 0; UST Temp Close: 0; AST Currently In Use: 0; AST Temp Closed: 0 | 0 | 0 | 2 | 10050-129-010704 | ABSTON PETROLEUM INC
435 | Permanently Closed | 1988-12-01 06:00 | 1976-01-01 06:00 | 1988-12-01 06:00 | Petroleum | Unleaded gasoline | Unleaded gasoline |  | Steel | Steel |  | Painted or None | Steel |  | 1901-01-01 06:00 | [15 empty] | UST Currently In Use: 0; UST Temp Close: 0; AST Currently In Use: 0; AST Temp Closed: 0 | 0 | 0 | 2 | 10050-129-010705 | ABSTON PETROLEUM INC
436 | Permanently Closed | 1988-12-01 06:00 | 1976-01-01 06:00 | 1988-12-01 06:00 | Petroleum | On road diesel | On road diesel |  | Steel | Steel |  | Painted or None | Steel |  | 1901-01-01 06:00 | [15 empty] | UST Currently In Use: 0; UST Temp Close: 0; AST Currently In Use: 0; AST Temp Closed: 0 | 0 | 0 | 2 | 10050-129-010705 | ABSTON PETROLEUM INC
437 | Permanently Closed | 1988-12-01 06:00 | 1976-01-01 06:00 | 1988-12-01 06:00 | Petroleum | Unleaded gasoline | Unleaded gasoline |  | Steel | Steel |  | Painted or None | Steel |  | 1901-01-01 06:00 | [15 empty] | UST Currently In Use: 0; UST Temp Close: 0; AST Currently In Use: 0; AST Temp Closed: 0 | 0 | 0 | 2 | 10050-129-010706 | ABSTON PETROLEUM INC
438 | Permanently Closed | 1988-12-01 06:00 | 1976-01-01 06:00 | 1988-12-01 06:00 | Petroleum | On road diesel | On road diesel |  | Steel | Steel |  | Painted or None | Steel |  | 1901-01-01 06:00 | [15 empty] | UST Currently In Use: 0; UST Temp Close: 0; AST Currently In Use: 0; AST Temp Closed: 0 | 0 | 0 | 2 | 10050-129-010706 | ABSTON PETROLEUM INC
439 | Cannot Locate or abandoned | 1998-12-22 06:00 | 1976-01-01 06:00 |  | Petroleum | Unleaded gasoline | Unleaded gasoline |  | Steel | Steel |  | Painted or None | Steel |  | 1901-01-01 06:00 | [15 empty] | UST Currently In Use: 0; UST Temp Close: 0; AST Currently In Use: 0; AST Temp Closed: 0 | 0 | 0 | 0 | 10050-129-010707 | ABSTON PETROLEUM INC
440 | Cannot Locate or abandoned | 1998-12-21 06:00 | 1976-01-01 06:00 |  | Petroleum | On road diesel | On road diesel |  | Steel | Steel |  | Painted or None | Steel |  | 1901-01-01 06:00 | [15 empty] | UST Currently In Use: 0; UST Temp Close: 0; AST Currently In Use: 0; AST Temp Closed: 0 | 0 | 0 | 0 | 10050-129-010707 | ABSTON PETROLEUM INC
441 | Permanently Closed | 1988-12-01 06:00 | 1974-01-01 06:00 | 1988-12-01 06:00 | Petroleum | On road diesel | On road diesel |  | Steel | Steel |  | Painted or None | Steel |  | 1901-01-01 06:00 | [15 empty] | UST Currently In Use: 0; UST Temp Close: 0; AST Currently In Use: 0; AST Temp Closed: 0 | 0 | 0 | 4 | 10050-129-010708 | ABSTON PETROLEUM INC
442 | Permanently Closed | 1988-12-01 06:00 | 1974-01-01 06:00 | 1988-12-01 06:00 | Petroleum | Unleaded gasoline | Unleaded gasoline |  | Steel | Steel |  | Painted or None | Steel |  | 1901-01-01 06:00 | [15 empty] | UST Currently In Use: 0; UST Temp Close: 0; AST Currently In Use: 0; AST Temp Closed: 0 | 0 | 0 | 4 | 10050-129-010708 | ABSTON PETROLEUM INC
443 | Permanently Closed | 1988-12-01 06:00 | 1974-01-01 06:00 | 1988-12-01 06:00 | Petroleum | Unleaded gasoline | Unleaded gasoline |  | Steel | Steel |  | Painted or None | Steel |  | 1901-01-01 06:00 | [15 empty] | UST Currently In Use: 0; UST Temp Close: 0; AST Currently In Use: 0; AST Temp Closed: 0 | 0 | 0 | 4 | 10050-129-010708 | ABSTON PETROLEUM INC
444 | Permanently Closed | 1988-12-01 06:00 | 1974-01-01 06:00 | 1988-12-01 06:00 | Petroleum | Unleaded gasoline | Unleaded gasoline |  | Steel | Steel |  | Painted or None | Steel |  | 1901-01-01 06:00 | [15 empty] | UST Currently In Use: 0; UST Temp Close: 0; AST Currently In Use: 0; AST Temp Closed: 0 | 0 | 0 | 4 | 10050-129-010708 | ABSTON PETROLEUM INC
445 | Permanently Closed | 2006-10-24 06:00 | 1981-01-01 06:00 |  | Petroleum | Premium gasoline | Premium gasoline | Retail | Steel | Steel | Field installed cathodic protection |  | Steel |  | 1901-01-01 06:00 | Field installed cathodic protection | Catchment Basin, Single walled catchment basin | Automatic shutoff device At 95% full | Automatic shutoff device At 95% full |  |  | Statistical Inventory Reconciliation (SIR) | [8 empty] | UST Currently In Use: 0; UST Temp Close: 0; AST Currently In Use: 0; AST Temp Closed: 0 | 0 | 0 | 3 | 16568-131-005025 | TLD PETRO
446 | Permanently Closed | 2006-10-24 06:00 | 1981-01-01 06:00 |  | Petroleum | Unleaded gasoline | Unleaded gasoline | Retail | Steel | Steel | Field installed cathodic protection |  | Steel |  | 1901-01-01 06:00 | Field installed cathodic protection | Catchment Basin, Single walled catchment basin | Automatic shutoff device At 95% full | Automatic shutoff device At 95% full |  |  | Statistical Inventory Reconciliation (SIR) | [8 empty] | UST Currently In Use: 0; UST Temp Close: 0; AST Currently In Use: 0; AST Temp Closed: 0 | 0 | 0 | 3 | 16568-131-005025 | TLD PETRO
447 | Permanently Closed | 2006-10-24 06:00 | 1981-01-01 06:00 |  | Petroleum | On road diesel | On road diesel | Retail | Steel | Steel | Field installed cathodic protection |  | Steel |  | 1901-01-01 06:00 | Field installed cathodic protection | Catchment Basin, Single walled catchment basin | Automatic shutoff device At 95% full | Automatic shutoff device At 95% full |  |  | Statistical Inventory Reconciliation (SIR) | [8 empty] | UST Currently In Use: 0; UST Temp Close: 0; AST Currently In Use: 0; AST Temp Closed: 0 | 0 | 0 | 3 | 16568-131-005025 | TLD PETRO
448 | Cannot Locate or abandoned |  | 1976-01-01 06:00 |  | Petroleum | Unleaded gasoline | Unleaded gasoline |  | Steel | Steel |  | Painted or None | Steel |  | 1901-01-01 06:00 | [15 empty] | UST Currently In Use: 0; UST Temp Close: 0; AST Currently In Use: 0; AST Temp Closed: 0 | 0 | 0 | 0 | 10054-097-003167 | ACADEMY SYSTEMS INC
449 | Permanently Closed | 1992-12-29 06:00 | 1968-01-01 06:00 | 1992-12-29 06:00 | Petroleum | Unleaded gasoline | Unleaded gasoline |  | Steel | Steel |  |  | Steel |  | 1901-01-01 06:00 | [15 empty] | UST Currently In Use: 0; UST Temp Close: 0; AST Currently In Use: 0; AST Temp Closed: 0 | 0 | 0 | 1 | 10055-101-011344 | ACE STORAGE & MOVING CO INC
450 | Permanently Closed | 1997-04-01 06:00 | 1982-01-01 06:00 | 1997-04-09 06:00 | Petroleum | Unleaded gasoline | Unleaded gasoline | Retail | Steel | Steel |  | Painted or None | Steel |  | 1901-01-01 06:00 |  | Catchment Basin, Single walled catchment basin | [13 empty] | UST Currently In Use: 2; UST Temp Close: 0; AST Currently In Use: 0; AST Temp Closed: 0 | 2 | 0 | 1 | 10249-007-004332 | ANDALUSIA ENTERPRISES INC.
451 | Retired | 1988-01-01 06:00 | 1982-01-01 06:00 |  | Petroleum | Unleaded gasoline | Unleaded gasoline | Retail | Steel | Steel |  | Painted or None | Steel |  | 1901-01-01 06:00 |  | Catchment Basin, Single walled catchment basin | [13 empty] | UST Currently In Use: 2; UST Temp Close: 0; AST Currently In Use: 0; AST Temp Closed: 0 | 2 | 0 | 1 | 10249-007-004332 | ANDALUSIA ENTERPRISES INC.
452 | Permanently Closed | 1991-08-23 06:00 | 1971-01-01 06:00 | 1991-08-23 06:00 | Petroleum | Unleaded gasoline | Unleaded gasoline |  | Steel | Steel |  | Painted or None | Steel |  | 1901-01-01 06:00 | [15 empty] | UST Currently In Use: 0; UST Temp Close: 0; AST Currently In Use: 0; AST Temp Closed: 0 | 0 | 0 | 3 | 10249-007-004380 | ANDALUSIA ENTERPRISES INC.
453 | Permanently Closed | 1997-03-01 06:00 | 1968-01-01 06:00 | 1997-04-01 06:00 | Petroleum | On road diesel | On road diesel |  | Steel | Steel |  | Painted or None | Steel |  | 1901-01-01 06:00 | [15 empty] | UST Currently In Use: 0; UST Temp Close: 0; AST Currently In Use: 0; AST Temp Closed: 0 | 0 | 0 | 3 | 10249-007-004380 | ANDALUSIA ENTERPRISES INC.
454 | Permanently Closed | 1997-03-01 06:00 | 1968-01-01 06:00 | 1997-04-01 06:00 | Petroleum | On road diesel | On road diesel |  | Steel | Steel |  | Painted or None | Steel |  | 1901-01-01 06:00 | [15 empty] | UST Currently In Use: 0; UST Temp Close: 0; AST Currently In Use: 0; AST Temp Closed: 0 | 0 | 0 | 3 | 10249-007-004380 | ANDALUSIA ENTERPRISES INC.
455 | Permanently Closed | 1996-07-01 06:00 | 1968-01-01 06:00 | 1999-05-19 06:00 | Petroleum | Unleaded gasoline | Unleaded gasoline |  | Steel | Steel |  | Painted or None | Steel |  | 1901-01-01 06:00 | [15 empty] | UST Currently In Use: 1; UST Temp Close: 0; AST Currently In Use: 0; AST Temp Closed: 0 | 1 | 0 | 3 | 10249-021-004384 | ANDALUSIA ENTERPRISES INC.
456 | Permanently Closed | 1996-07-01 06:00 | 1968-01-01 06:00 | 1999-05-19 06:00 | Petroleum | Unleaded gasoline | Unleaded gasoline |  | Steel | Steel |  | Painted or None | Steel |  | 1901-01-01 06:00 | [15 empty] | UST Currently In Use: 1; UST Temp Close: 0; AST Currently In Use: 0; AST Temp Closed: 0 | 1 | 0 | 3 | 10249-021-004384 | ANDALUSIA ENTERPRISES INC.
457 | Permanently Closed | 1998-03-01 06:00 | 1981-01-01 06:00 | 1998-04-06 06:00 | Petroleum | Unleaded gasoline | Unleaded gasoline |  | Steel | Steel |  | Painted or None | Steel |  | 1901-01-01 06:00 | [15 empty] | UST Currently In Use: 1; UST Temp Close: 0; AST Currently In Use: 0; AST Temp Closed: 0 | 1 | 0 | 3 | 10249-021-004384 | ANDALUSIA ENTERPRISES INC.
458 | Permanently Closed | 1996-08-01 06:00 | 1975-01-01 06:00 | 1997-02-07 06:00 | Petroleum | Unleaded gasoline | Unleaded gasoline |  | Steel | Steel |  | Painted or None | Steel |  | 1901-01-01 06:00 | [15 empty] | UST Currently In Use: 0; UST Temp Close: 0; AST Currently In Use: 0; AST Temp Closed: 0 | 0 | 0 | 3 | 10249-021-004385 | ANDALUSIA ENTERPRISES INC.
459 | Permanently Closed | 1996-08-01 06:00 | 1975-01-01 06:00 | 1997-02-07 06:00 | Petroleum | Unleaded gasoline | Unleaded gasoline |  | Steel | Steel |  | Painted or None | Steel |  | 1901-01-01 06:00 | [15 empty] | UST Currently In Use: 0; UST Temp Close: 0; AST Currently In Use: 0; AST Temp Closed: 0 | 0 | 0 | 3 | 10249-021-004385 | ANDALUSIA ENTERPRISES INC.
460 | Permanently Closed | 1996-08-01 06:00 | 1981-01-01 06:00 | 1997-02-12 06:00 | Petroleum | On road diesel | On road diesel |  | Steel | Steel |  | Painted or None | Steel |  | 1901-01-01 06:00 | [15 empty] | UST Currently In Use: 0; UST Temp Close: 0; AST Currently In Use: 0; AST Temp Closed: 0 | 0 | 0 | 3 | 10249-021-004385 | ANDALUSIA ENTERPRISES INC.
461 | Permanently Closed | 2006-01-11 06:00 | 1968-01-01 06:00 | 2006-01-11 06:00 | Petroleum | Unleaded gasoline | Unleaded gasoline | Retail | Steel | Steel | Field installed cathodic protection | Painted or None | Steel |  | 1901-01-01 06:00 | Field installed cathodic protection | Catchment Basin, Single walled catchment basin | Automatic shutoff device At 95% full | Automatic shutoff device At 95% full |  |  | Statistical Inventory Reconciliation (SIR) | [8 empty] | UST Currently In Use: 0; UST Temp Close: 0; AST Currently In Use: 0; AST Temp Closed: 0 | 0 | 0 | 4 | 10249-117-004381 | ANDALUSIA ENTERPRISES INC.
462 | Permanently Closed | 2006-01-11 06:00 | 1982-01-01 06:00 | 2006-01-11 06:00 | Petroleum | Premium gasoline | Premium gasoline | Retail | Steel | Steel | Field installed cathodic protection | Painted or None | Steel |  | 1901-01-01 06:00 | Field installed cathodic protection | Catchment Basin, Single walled catchment basin | Automatic shutoff device At 95% full | Automatic shutoff device At 95% full |  |  | Statistical Inventory Reconciliation (SIR) | [8 empty] | UST Currently In Use: 0; UST Temp Close: 0; AST Currently In Use: 0; AST Temp Closed: 0 | 0 | 0 | 4 | 10249-117-004381 | ANDALUSIA ENTERPRISES INC.
463 | Permanently Closed | 2006-01-11 06:00 | 1968-01-01 06:00 | 2006-01-11 06:00 | Petroleum | On road diesel | On road diesel | Retail | Steel | Steel | Field installed cathodic protection | Painted or None | Steel |  | 1901-01-01 06:00 | Field installed cathodic protection | Catchment Basin, Single walled catchment basin | Automatic shutoff device At 95% full | Automatic shutoff device At 95% full |  |  | Statistical Inventory Reconciliation (SIR) | [8 empty] | UST Currently In Use: 0; UST Temp Close: 0; AST Currently In Use: 0; AST Temp Closed: 0 | 0 | 0 | 4 | 10249-117-004381 | ANDALUSIA ENTERPRISES INC.
464 | Permanently Closed | 2006-01-11 06:00 | 1980-01-01 06:00 | 2006-01-11 06:00 | Petroleum | On road diesel | On road diesel | Retail | Steel | Steel | Field installed cathodic protection | Painted or None | Steel |  | 1901-01-01 06:00 | Field installed cathodic protection | Catchment Basin, Single walled catchment basin | Automatic shutoff device At 95% full | Automatic shutoff device At 95% full |  |  | Statistical Inventory Reconciliation (SIR) | [8 empty] | UST Currently In Use: 0; UST Temp Close: 0; AST Currently In Use: 0; AST Temp Closed: 0 | 0 | 0 | 4 | 10249-117-004381 | ANDALUSIA ENTERPRISES INC.
465 | Permanently Closed | 1990-12-11 06:00 | 1968-01-01 06:00 | 1990-12-11 06:00 | Petroleum | Unleaded gasoline | Unleaded gasoline |  | Steel | Steel |  | Painted or None | Steel |  | 1901-01-01 06:00 | [15 empty] | UST Currently In Use: 0; UST Temp Close: 0; AST Currently In Use: 0; AST Temp Closed: 0 | 0 | 0 | 2 | 10249-117-004383 | ANDALUSIA ENTERPRISES INC.
466 | Permanently Closed | 1990-12-11 06:00 | 1968-01-01 06:00 | 1990-12-11 06:00 | Petroleum | Unleaded gasoline | Unleaded gasoline |  | Steel | Steel |  | Painted or None | Steel |  | 1901-01-01 06:00 | [15 empty] | UST Currently In Use: 0; UST Temp Close: 0; AST Currently In Use: 0; AST Temp Closed: 0 | 0 | 0 | 2 | 10249-117-004383 | ANDALUSIA ENTERPRISES INC.
467 | Permanently Closed | 1989-05-01 06:00 | 1978-01-01 06:00 | 1989-05-23 06:00 | Petroleum | Unleaded gasoline | Unleaded gasoline |  | Steel | Steel |  | Painted or None | Steel |  | 1901-01-01 06:00 | [15 empty] | UST Currently In Use: 0; UST Temp Close: 0; AST Currently In Use: 0; AST Temp Closed: 0 | 0 | 0 | 1 | 10058-069-008801 | ROBERT H HOLLIS JR
468 | Permanently Closed | 1901-01-01 06:00 | 1977-01-01 06:00 | 1992-07-29 06:00 | Petroleum | Used oil | Used oil | [7 empty] | 1901-01-01 06:00 | [15 empty] | UST Currently In Use: 0; UST Temp Close: 0; AST Currently In Use: 0; AST Temp Closed: 0 | 0 | 0 | 1 | 10060-089-012423 | ACUFF WILMER & CO INC
469 | Permanently Closed | 1972-05-01 06:00 | 1901-01-01 06:00 | 1988-11-09 06:00 | Petroleum | Other, OTHER | Other |  | Steel | Steel |  | Painted or None | Steel |  | 1901-01-01 06:00 | [15 empty] | UST Currently In Use: 0; UST Temp Close: 0; AST Currently In Use: 0; AST Temp Closed: 0 | 0 | 0 | 5 | 10060-089-012839 | ACUFF WILMER & CO INC
470 | Permanently Closed | 1972-05-01 06:00 | 1901-01-01 06:00 | 1988-11-09 06:00 | Petroleum | Other, OTHER | Other |  | Steel | Steel |  | Painted or None | Steel |  | 1901-01-01 06:00 | [15 empty] | UST Currently In Use: 0; UST Temp Close: 0; AST Currently In Use: 0; AST Temp Closed: 0 | 0 | 0 | 5 | 10060-089-012839 | ACUFF WILMER & CO INC
471 | Permanently Closed | 1972-05-01 06:00 | 1901-01-01 06:00 | 1988-11-09 06:00 | Petroleum | Other, OTHER | Other |  | Steel | Steel |  | Painted or None | Steel |  | 1901-01-01 06:00 | [15 empty] | UST Currently In Use: 0; UST Temp Close: 0; AST Currently In Use: 0; AST Temp Closed: 0 | 0 | 0 | 5 | 10060-089-012839 | ACUFF WILMER & CO INC
472 | Permanently Closed | 1972-05-01 06:00 | 1901-01-01 06:00 | 1988-11-09 06:00 | Petroleum | Other, OTHER | Other |  | Steel | Steel |  | Painted or None | Steel |  | 1901-01-01 06:00 | [15 empty] | UST Currently In Use: 0; UST Temp Close: 0; AST Currently In Use: 0; AST Temp Closed: 0 | 0 | 0 | 5 | 10060-089-012839 | ACUFF WILMER & CO INC
473 | Permanently Closed | 1986-03-01 06:00 | 1901-01-01 06:00 | 1988-11-09 06:00 | Petroleum | Used oil | Used oil |  | Steel | Steel |  | Painted or None | Steel |  | 1901-01-01 06:00 | [15 empty] | UST Currently In Use: 0; UST Temp Close: 0; AST Currently In Use: 0; AST Temp Closed: 0 | 0 | 0 | 5 | 10060-089-012839 | ACUFF WILMER & CO INC
474 | Permanently Closed | 1988-04-01 06:00 | 1978-01-01 06:00 | 1988-04-01 06:00 | Petroleum | Other, PET DISTIL | Other |  | Steel | Steel |  | Painted or None | Steel |  | 1901-01-01 06:00 | [15 empty] | UST Currently In Use: 0; UST Temp Close: 0; AST Currently In Use: 1; AST Temp Closed: 0 | 0 | 0 | 9 | 10061-089-005868 | CHRYSLER HUNTSVILLE ELECTRONICS
475 | Permanently Closed | 1990-03-23 06:00 | 1974-01-01 06:00 | 1990-04-19 06:00 | Petroleum | Unleaded gasoline | Unleaded gasoline |  | Steel | Steel |  | Painted or None | Steel |  | 1901-01-01 06:00 | [15 empty] | UST Currently In Use: 0; UST Temp Close: 0; AST Currently In Use: 1; AST Temp Closed: 0 | 0 | 0 | 9 | 10061-089-005868 | CHRYSLER HUNTSVILLE ELECTRONICS
476 | Permanently Closed | 1988-04-01 06:00 | 1978-01-01 06:00 | 1988-04-01 06:00 | Petroleum | Other, PET DISTIL | Other |  | Steel | Steel |  | Painted or None | Steel |  | 1901-01-01 06:00 | [15 empty] | UST Currently In Use: 0; UST Temp Close: 0; AST Currently In Use: 1; AST Temp Closed: 0 | 0 | 0 | 9 | 10061-089-005868 | CHRYSLER HUNTSVILLE ELECTRONICS
477 | Permanently Closed | 1989-12-20 06:00 | 1973-01-01 06:00 | 1989-12-20 06:00 | Petroleum | Unleaded gasoline | Unleaded gasoline |  | Steel | Steel |  | Painted or None | Steel |  | 1901-01-01 06:00 | [15 empty] | UST Currently In Use: 0; UST Temp Close: 0; AST Currently In Use: 1; AST Temp Closed: 0 | 0 | 0 | 9 | 10061-089-005868 | CHRYSLER HUNTSVILLE ELECTRONICS
478 | Permanently Closed | 1988-04-01 06:00 | 1978-01-01 06:00 | 1988-04-01 06:00 | Petroleum | Other, MNRLSPIRIT | Other |  | Steel | Steel |  | Painted or None | Steel |  | 1901-01-01 06:00 | [15 empty] | UST Currently In Use: 0; UST Temp Close: 0; AST Currently In Use: 1; AST Temp Closed: 0 | 0 | 0 | 9 | 10061-089-005868 | CHRYSLER HUNTSVILLE ELECTRONICS
479 | Permanently Closed | 1988-04-01 06:00 | 1978-01-01 06:00 | 1988-04-01 06:00 | Petroleum | Other, MNRLSPIRIT | Other |  | Steel | Steel |  | Painted or None | Steel |  | 1901-01-01 06:00 | [15 empty] | UST Currently In Use: 0; UST Temp Close: 0; AST Currently In Use: 1; AST Temp Closed: 0 | 0 | 0 | 9 | 10061-089-005868 | CHRYSLER HUNTSVILLE ELECTRONICS
480 | Permanently Closed | 1988-04-01 06:00 | 1978-01-01 06:00 | 1988-04-01 06:00 | Petroleum | Other, MNRLSPIRIT | Other |  | Steel | Steel |  | Painted or None | Steel |  | 1901-01-01 06:00 | [15 empty] | UST Currently In Use: 0; UST Temp Close: 0; AST Currently In Use: 1; AST Temp Closed: 0 | 0 | 0 | 9 | 10061-089-005868 | CHRYSLER HUNTSVILLE ELECTRONICS
481 | Permanently Closed | 1988-04-01 06:00 | 1978-01-01 06:00 | 1988-04-01 06:00 | Petroleum | Unleaded gasoline | Unleaded gasoline |  | Steel | Steel |  | Painted or None | Steel |  | 1901-01-01 06:00 | [15 empty] | UST Currently In Use: 0; UST Temp Close: 0; AST Currently In Use: 1; AST Temp Closed: 0 | 0 | 0 | 9 | 10061-089-005868 | CHRYSLER HUNTSVILLE ELECTRONICS
482 | Permanently Closed | 1990-03-23 06:00 | 1982-01-01 06:00 | 1990-03-23 06:00 | Petroleum | Other, FLRWASHWAT | Other |  |  |  |  | Painted or None | Steel, KYNAR |  | 1901-01-01 06:00 | [15 empty] | UST Currently In Use: 0; UST Temp Close: 0; AST Currently In Use: 1; AST Temp Closed: 0 | 0 | 0 | 9 | 10061-089-005868 | CHRYSLER HUNTSVILLE ELECTRONICS
483 | Permanently Closed | 1995-09-28 06:00 | 1969-01-01 06:00 | 1995-09-28 06:00 | Petroleum | Unleaded gasoline | Unleaded gasoline | Industrial | Steel | Steel | Other, OTHER |  | Steel |  | 1901-01-01 06:00 | [12 empty] | Annual line testing | Annual line testing |  | UST Currently In Use: 0; UST Temp Close: 0; AST Currently In Use: 0; AST Temp Closed: 0 | 0 | 0 | 2 | 10062-073-000397 | ADAMSON CAR & TRUCK RENTAL INC
484 | Permanently Closed | 1995-09-28 06:00 | 1969-01-01 06:00 | 1995-09-28 06:00 | Petroleum | Unleaded gasoline | Unleaded gasoline | Industrial | Steel | Steel | Other, OTHER |  | Steel |  | 1901-01-01 06:00 | [15 empty] | UST Currently In Use: 0; UST Temp Close: 0; AST Currently In Use: 0; AST Temp Closed: 0 | 0 | 0 | 2 | 10062-073-000397 | ADAMSON CAR & TRUCK RENTAL INC
485 | Retired | 1988-08-08 06:00 | 1963-01-01 06:00 |  | Petroleum | Other, NONE | Other | State/federal government | [6 empty] | 1901-01-01 06:00 | [15 empty] | UST Currently In Use: 0; UST Temp Close: 0; AST Currently In Use: 0; AST Temp Closed: 0 | 0 | 0 | 0 | 14587-021-009208 | AL ST MILITARY DEPT - CFMO ENV. OFF.
486 | Retired | 1988-08-08 06:00 | 1981-01-01 06:00 |  | Petroleum | Used oil | Used oil | State/federal government | Steel | Steel |  |  | Steel |  | 1901-01-01 06:00 | [15 empty] | UST Currently In Use: 0; UST Temp Close: 0; AST Currently In Use: 0; AST Temp Closed: 0 | 0 | 0 | 0 | 14587-021-009208 | AL ST MILITARY DEPT - CFMO ENV. OFF.
487 | Permanently Closed | 1989-11-29 06:00 | 1974-01-01 06:00 | 1989-11-29 06:00 | Petroleum | Unleaded gasoline | Unleaded gasoline |  | Steel | Steel |  | Painted or None | Steel |  | 1901-01-01 06:00 | [15 empty] | UST Currently In Use: 0; UST Temp Close: 0; AST Currently In Use: 0; AST Temp Closed: 0 | 0 | 0 | 1 | 10064-033-002030 | ADVANCE WELDING SUPPLY INC
488 | Permanently Closed | 1982-12-01 06:00 | 1973-01-01 06:00 | 1990-05-22 06:00 | Petroleum | Unleaded gasoline | Unleaded gasoline |  | Steel | Steel |  | Painted or None | Steel |  | 1901-01-01 06:00 | [15 empty] | UST Currently In Use: 0; UST Temp Close: 0; AST Currently In Use: 0; AST Temp Closed: 0 | 0 | 0 | 2 | 10065-003-001032 | AETNA LIFE INSURANCE CO OF CT
489 | Permanently Closed | 1982-12-01 06:00 | 1973-01-01 06:00 | 1990-05-22 06:00 | Petroleum | On road diesel | On road diesel |  | Steel | Steel |  | Painted or None | Steel |  | 1901-01-01 06:00 | [15 empty] | UST Currently In Use: 0; UST Temp Close: 0; AST Currently In Use: 0; AST Temp Closed: 0 | 0 | 0 | 2 | 10065-003-001032 | AETNA LIFE INSURANCE CO OF CT
490 | Permanently Closed | 1982-12-01 06:00 | 1975-01-01 06:00 | 1990-05-22 06:00 | Petroleum | On road diesel | On road diesel |  | Steel | Steel |  |  | Steel |  | 1901-01-01 06:00 | [12 empty] | Annual line testing | Annual line testing |  | UST Currently In Use: 0; UST Temp Close: 0; AST Currently In Use: 0; AST Temp Closed: 0 | 0 | 0 | 3 | 10065-003-014681 | AETNA LIFE INSURANCE CO OF CT
491 | Permanently Closed | 1982-12-01 06:00 | 1975-01-01 06:00 | 1990-05-22 06:00 | Petroleum | On road diesel | On road diesel |  | Steel | Steel |  |  | Steel |  | 1901-01-01 06:00 | [15 empty] | UST Currently In Use: 0; UST Temp Close: 0; AST Currently In Use: 0; AST Temp Closed: 0 | 0 | 0 | 3 | 10065-003-014681 | AETNA LIFE INSURANCE CO OF CT
492 | Permanently Closed | 1982-12-01 06:00 | 1975-01-01 06:00 | 1990-05-22 06:00 | Petroleum | On road diesel | On road diesel |  | Steel | Steel |  |  | Steel |  | 1901-01-01 06:00 | [12 empty] | Annual line testing | Annual line testing |  | UST Currently In Use: 0; UST Temp Close: 0; AST Currently In Use: 0; AST Temp Closed: 0 | 0 | 0 | 3 | 10065-003-014681 | AETNA LIFE INSURANCE CO OF CT
494 | Permanently Closed | 1990-09-14 06:00 | 1963-01-01 06:00 | 1990-09-14 06:00 | Petroleum | Unleaded gasoline | Unleaded gasoline |  | Steel | Steel | Other, OTHER |  | Steel |  | 1901-01-01 06:00 | [15 empty] | UST Currently In Use: 0; UST Temp Close: 0; AST Currently In Use: 0; AST Temp Closed: 0 | 0 | 0 | 3 | 10067-073-009799 | AFTON M LEE JR/A & A SERVICE CTR
495 | Permanently Closed | 1990-09-14 06:00 | 1963-01-01 06:00 | 1990-09-14 06:00 | Petroleum | Unleaded gasoline | Unleaded gasoline |  | Steel | Steel | Other, OTHER |  | Steel |  | 1901-01-01 06:00 | [15 empty] | UST Currently In Use: 0; UST Temp Close: 0; AST Currently In Use: 0; AST Temp Closed: 0 | 0 | 0 | 3 | 10067-073-009799 | AFTON M LEE JR/A & A SERVICE CTR
496 | Permanently Closed | 1990-09-14 06:00 | 1963-01-01 06:00 | 1990-09-14 06:00 | Petroleum | Unleaded gasoline | Unleaded gasoline |  | Steel | Steel | Other, OTHER |  | Steel |  | 1901-01-01 06:00 | [15 empty] | UST Currently In Use: 0; UST Temp Close: 0; AST Currently In Use: 0; AST Temp Closed: 0 | 0 | 0 | 3 | 10067-073-009799 | AFTON M LEE JR/A & A SERVICE CTR
498 | Permanently Closed | 1992-08-20 06:00 | 1976-01-01 06:00 | 1992-08-20 06:00 | Petroleum | Used oil | Used oil | [7 empty] | 1901-01-01 06:00 | [15 empty] | UST Currently In Use: 0; UST Temp Close: 0; AST Currently In Use: 0; AST Temp Closed: 0 | 0 | 0 | 1 | 10069-121-013036 | AILEEN K VINSON
499 | Permanently Closed | 1990-04-18 06:00 | 1978-01-01 06:00 | 1990-04-18 06:00 | Petroleum | Used oil | Used oil |  | Steel | Steel |  |  |  |  | 1901-01-01 06:00 | [15 empty] | UST Currently In Use: 0; UST Temp Close: 0; AST Currently In Use: 0; AST Temp Closed: 0 | 0 | 0 | 1 | 10071-053-004926 | AIR PRODUCTS & CHEMICALS INC A12B5
500 | Permanently Closed | 1991-08-14 06:00 | 1979-01-01 06:00 | 1991-08-14 06:00 | Petroleum | On road diesel | On road diesel |  | Steel | Steel | Coated & cathodic protection (sti-P3) |  | Steel |  | 1901-01-01 06:00 | [15 empty] | UST Currently In Use: 0; UST Temp Close: 0; AST Currently In Use: 0; AST Temp Closed: 0 | 0 | 0 | 1 | 10071-097-011298 | AIR PRODUCTS & CHEMICALS INC A12B5
501 | Currently in Use |  | 1982-01-01 06:00 |  | Petroleum | On road diesel | On road diesel | Industrial | Single Wall, Steel | Steel | Coated & cathodic protection (sti-P3) |  | Fiberglass reinforced plastic, Single Wall |  |  | Other, FLXS ISOLA | Catchment Basin, Single walled catchment basin | Automatic shutoff device At 95% full | Automatic shutoff device At 95% full |  |  | Continuous Automatic Tank Gauge, Other | [8 empty] | UST Currently In Use: 3; UST Temp Close: 0; AST Currently In Use: 0; AST Temp Closed: 0 | 3 | 0 | 1 | 10071-103-009771 | AIR PRODUCTS & CHEMICALS INC A12B5
502 | Currently in Use |  | 1983-01-01 06:00 |  | Petroleum | On road diesel | On road diesel | Industrial | Single Wall, Steel | Steel | Coated & cathodic protection (sti-P3) |  | Fiberglass reinforced plastic, Single Wall |  |  | Other, FLXS ISOLA | Catchment Basin, Single walled catchment basin | Automatic shutoff device At 95% full | Automatic shutoff device At 95% full |  |  | Continuous Automatic Tank Gauge | [8 empty] | UST Currently In Use: 3; UST Temp Close: 0; AST Currently In Use: 0; AST Temp Closed: 0 | 3 | 0 | 1 | 10071-103-009771 | AIR PRODUCTS & CHEMICALS INC A12B5
503 | Currently in Use |  | 1983-01-01 06:00 |  | Petroleum | On road diesel | On road diesel | Industrial | Single Wall, Steel | Steel | Coated & cathodic protection (sti-P3) |  | Fiberglass reinforced plastic, Single Wall |  |  | Other, FLXS ISOLA | Catchment Basin, Single walled catchment basin | Automatic shutoff device At 95% full | Automatic shutoff device At 95% full |  |  | Continuous Automatic Tank Gauge | [8 empty] | UST Currently In Use: 3; UST Temp Close: 0; AST Currently In Use: 0; AST Temp Closed: 0 | 3 | 0 | 1 | 10071-103-009771 | AIR PRODUCTS & CHEMICALS INC A12B5
504 | Permanently Closed | 2002-11-01 06:00 | 1987-01-01 06:00 | 2004-01-13 06:00 | Petroleum | Used oil | Used oil | Industrial | Fiberglass reinforced plastic | Fiberglass reinforced plastic |  |  | Fiberglass reinforced plastic |  | 1901-01-01 06:00 |  | Catchment Basin, EXEMPT | Audible high level alarm At 90% full, Flow Rest 90% Full, EXEMPT | Flow Rest 90% Full | Interstitial Monitoring within Secondary Containment | [10 empty] | UST Currently In Use: 3; UST Temp Close: 0; AST Currently In Use: 0; AST Temp Closed: 0 | 3 | 0 | 1 | 10071-103-009771 | AIR PRODUCTS & CHEMICALS INC A12B5
505 | Permanently Closed | 1989-07-05 06:00 | 1970-01-01 06:00 | 1989-07-05 06:00 | Petroleum | On road diesel | On road diesel |  | Steel | Steel | Other, OTHER |  | Steel |  | 1901-01-01 06:00 | [15 empty] | UST Currently In Use: 0; UST Temp Close: 0; AST Currently In Use: 0; AST Temp Closed: 0 | 0 | 0 | 2 | 10072-073-009979 | AIRCO INDUSTRIAL GASES
506 | Permanently Closed | 1989-07-05 06:00 | 1970-01-01 06:00 | 1989-07-05 06:00 | Petroleum | Used oil | Used oil |  | Steel | Steel | Other, OTHER |  | Steel |  | 1901-01-01 06:00 | [15 empty] | UST Currently In Use: 0; UST Temp Close: 0; AST Currently In Use: 0; AST Temp Closed: 0 | 0 | 0 | 2 | 10072-073-009979 | AIRCO INDUSTRIAL GASES
507 | Permanently Closed | 1994-05-25 06:00 | 1977-01-01 06:00 | 1994-05-25 06:00 | Petroleum | On road diesel | On road diesel |  | Steel | Steel |  | Painted or None |  |  | 1901-01-01 06:00 | [15 empty] | UST Currently In Use: 0; UST Temp Close: 0; AST Currently In Use: 0; AST Temp Closed: 0 | 0 | 0 | 2 | 10073-033-009867 | AIRCO INDUSTRIAL GASES
508 | Permanently Closed | 1994-05-25 06:00 | 1977-01-01 06:00 | 1994-05-25 06:00 | Petroleum | On road diesel | On road diesel |  | Steel | Steel |  | Painted or None |  |  | 1901-01-01 06:00 | [15 empty] | UST Currently In Use: 0; UST Temp Close: 0; AST Currently In Use: 0; AST Temp Closed: 0 | 0 | 0 | 2 | 10073-033-009867 | AIRCO INDUSTRIAL GASES
509 | Permanently Closed | 1986-09-01 06:00 | 1941-01-01 06:00 | 1986-09-10 06:00 | Petroleum | Kerosene | Kerosene | [7 empty] | 1901-01-01 06:00 | [15 empty] | UST Currently In Use: 0; UST Temp Close: 0; AST Currently In Use: 0; AST Temp Closed: 0 | 0 | 0 | 8 | 10074-097-002083 | AIRCRAFT SERVICES INC
510 | Permanently Closed | 1986-09-01 06:00 | 1941-01-01 06:00 | 1986-09-01 06:00 | Petroleum | Kerosene | Kerosene | [7 empty] | 1901-01-01 06:00 | [15 empty] | UST Currently In Use: 0; UST Temp Close: 0; AST Currently In Use: 0; AST Temp Closed: 0 | 0 | 0 | 8 | 10074-097-002083 | AIRCRAFT SERVICES INC
511 | Permanently Closed | 1991-11-20 06:00 | 1941-01-01 06:00 | 1991-11-20 06:00 | Petroleum | Kerosene | Kerosene | [7 empty] | 1901-01-01 06:00 | [15 empty] | UST Currently In Use: 0; UST Temp Close: 0; AST Currently In Use: 0; AST Temp Closed: 0 | 0 | 0 | 8 | 10074-097-002083 | AIRCRAFT SERVICES INC
512 | Permanently Closed | 1991-11-20 06:00 | 1941-01-01 06:00 | 1991-11-20 06:00 | Petroleum | Kerosene | Kerosene | [7 empty] | 1901-01-01 06:00 | [15 empty] | UST Currently In Use: 0; UST Temp Close: 0; AST Currently In Use: 0; AST Temp Closed: 0 | 0 | 0 | 8 | 10074-097-002083 | AIRCRAFT SERVICES INC
513 | Permanently Closed | 1991-11-20 06:00 | 1941-01-01 06:00 | 1991-11-20 06:00 | Petroleum | Unleaded gasoline | Unleaded gasoline | [7 empty] | 1901-01-01 06:00 | [15 empty] | UST Currently In Use: 0; UST Temp Close: 0; AST Currently In Use: 0; AST Temp Closed: 0 | 0 | 0 | 8 | 10074-097-002083 | AIRCRAFT SERVICES INC
514 | Permanently Closed | 1991-11-20 06:00 | 1975-01-01 06:00 | 1991-11-20 06:00 | Petroleum | Kerosene | Kerosene | [7 empty] | 1901-01-01 06:00 | [15 empty] | UST Currently In Use: 0; UST Temp Close: 0; AST Currently In Use: 0; AST Temp Closed: 0 | 0 | 0 | 8 | 10074-097-002083 | AIRCRAFT SERVICES INC
515 | Permanently Closed | 1991-11-20 06:00 | 1956-01-01 06:00 | 1991-11-20 06:00 | Petroleum | Kerosene | Kerosene | [7 empty] | 1901-01-01 06:00 | [15 empty] | UST Currently In Use: 0; UST Temp Close: 0; AST Currently In Use: 0; AST Temp Closed: 0 | 0 | 0 | 8 | 10074-097-002083 | AIRCRAFT SERVICES INC
516 | Permanently Closed | 1991-11-20 06:00 | 1956-01-01 06:00 | 1991-11-20 06:00 | Petroleum | Kerosene | Kerosene | [7 empty] | 1901-01-01 06:00 | [15 empty] | UST Currently In Use: 0; UST Temp Close: 0; AST Currently In Use: 0; AST Temp Closed: 0 | 0 | 0 | 8 | 10074-097-002083 | AIRCRAFT SERVICES INC
517 | Permanently Closed | 1992-11-03 06:00 | 1976-01-01 06:00 | 1992-11-03 06:00 | Petroleum | Unleaded gasoline | Unleaded gasoline |  | Steel | Steel |  | Painted or None | Steel |  | 1901-01-01 06:00 | [15 empty] | UST Currently In Use: 0; UST Temp Close: 0; AST Currently In Use: 1; AST Temp Closed: 0 | 0 | 0 | 1 | 20462-051-001637 | MCDONOUGH PROPERTIES LLC
518 | Permanently Closed | 1901-01-01 06:00 | 1963-01-01 06:00 |  | Petroleum | Unleaded gasoline | Unleaded gasoline |  | Steel | Steel |  | Painted or None | Steel |  | 1901-01-01 06:00 | [15 empty] | UST Currently In Use: 0; UST Temp Close: 0; AST Currently In Use: 0; AST Temp Closed: 0 | 0 | 0 | 3 | 10076-003-011404 | AL HOLLINGSWORTH DBA AL'S SERVC CTR
519 | Permanently Closed | 1901-01-01 06:00 | 1963-01-01 06:00 |  | Petroleum | Unleaded gasoline | Unleaded gasoline |  | Steel | Steel |  | Painted or None | Steel |  | 1901-01-01 06:00 | [15 empty] | UST Currently In Use: 0; UST Temp Close: 0; AST Currently In Use: 0; AST Temp Closed: 0 | 0 | 0 | 3 | 10076-003-011404 | AL HOLLINGSWORTH DBA AL'S SERVC CTR
520 | Permanently Closed | 1901-01-01 06:00 | 1963-01-01 06:00 |  | Petroleum | Unleaded gasoline | Unleaded gasoline |  | Steel | Steel |  | Painted or None | Steel |  | 1901-01-01 06:00 | [15 empty] | UST Currently In Use: 0; UST Temp Close: 0; AST Currently In Use: 0; AST Temp Closed: 0 | 0 | 0 | 3 | 10076-003-011404 | AL HOLLINGSWORTH DBA AL'S SERVC CTR
526 | Permanently Closed | 1994-03-19 06:00 | 1950-01-01 06:00 | 1994-03-19 06:00 | Petroleum | Aviation fuel (JP-4; etc.) | Aviation fuel (JP-4; etc.) | State/federal government | Steel | Steel |  | Painted or None | Other, BLACK IRON |  | 1901-01-01 06:00 | [12 empty] | Annual line testing | Annual line testing |  | UST Currently In Use: 0; UST Temp Close: 0; AST Currently In Use: 11; AST Temp Closed: 0 | 0 | 0 | 15 | 10077-073-001912 | 117 AIR REFUELING WING AANG
527 | Permanently Closed | 1994-10-01 06:00 | 1974-01-01 06:00 | 1994-11-22 06:00 | Petroleum | Unleaded gasoline | Unleaded gasoline | State/federal government | Steel | Steel |  | Painted or None | Steel |  | 1901-01-01 06:00 | [12 empty] | Annual line testing | Annual line testing |  | UST Currently In Use: 0; UST Temp Close: 0; AST Currently In Use: 11; AST Temp Closed: 0 | 0 | 0 | 15 | 10077-073-001912 | 117 AIR REFUELING WING AANG
528 | Permanently Closed | 1994-10-01 06:00 | 1974-01-01 06:00 | 1994-11-22 06:00 | Petroleum | Unleaded gasoline | Unleaded gasoline | State/federal government | Steel | Steel |  | Painted or None | Steel |  | 1901-01-01 06:00 | [15 empty] | UST Currently In Use: 0; UST Temp Close: 0; AST Currently In Use: 11; AST Temp Closed: 0 | 0 | 0 | 15 | 10077-073-001912 | 117 AIR REFUELING WING AANG
529 | Permanently Closed | 1993-12-09 06:00 | 1974-01-01 06:00 | 1994-11-22 06:00 | Petroleum | On road diesel | On road diesel | State/federal government | Steel | Steel |  | Painted or None | Steel |  | 1901-01-01 06:00 | [15 empty] | UST Currently In Use: 0; UST Temp Close: 0; AST Currently In Use: 11; AST Temp Closed: 0 | 0 | 0 | 15 | 10077-073-001912 | 117 AIR REFUELING WING AANG
530 | Permanently Closed | 1994-05-24 06:00 | 1983-01-01 06:00 | 1994-05-25 06:00 | Petroleum | Unleaded gasoline | Unleaded gasoline | State/federal government | Fiberglass reinforced plastic | Fiberglass reinforced plastic |  |  | Steel |  | 1901-01-01 06:00 | [15 empty] | UST Currently In Use: 0; UST Temp Close: 0; AST Currently In Use: 11; AST Temp Closed: 0 | 0 | 0 | 15 | 10077-073-001912 | 117 AIR REFUELING WING AANG
531 | Permanently Closed | 1994-05-24 06:00 | 1983-01-01 06:00 | 1994-05-24 06:00 | Petroleum | On road diesel | On road diesel | State/federal government | Fiberglass reinforced plastic | Fiberglass reinforced plastic |  |  | Steel |  | 1901-01-01 06:00 | [15 empty] | UST Currently In Use: 0; UST Temp Close: 0; AST Currently In Use: 11; AST Temp Closed: 0 | 0 | 0 | 15 | 10077-073-001912 | 117 AIR REFUELING WING AANG
532 | Permanently Closed | 1994-03-19 06:00 | 1972-01-01 06:00 | 1994-03-19 06:00 | Petroleum | Aviation fuel (JP-4; etc.) | Aviation fuel (JP-4; etc.) | State/federal government | Steel | Steel |  | Painted or None | Other, BLACK IRON |  | 1901-01-01 06:00 | [15 empty] | UST Currently In Use: 0; UST Temp Close: 0; AST Currently In Use: 11; AST Temp Closed: 0 | 0 | 0 | 15 | 10077-073-001912 | 117 AIR REFUELING WING AANG
533 | Permanently Closed | 1994-03-19 06:00 | 1952-01-01 06:00 | 1994-03-19 06:00 | Petroleum | Aviation fuel (JP-4; etc.) | Aviation fuel (JP-4; etc.) | State/federal government | Steel | Steel |  | Painted or None | Other, BLACK IRON |  | 1901-01-01 06:00 | [15 empty] | UST Currently In Use: 0; UST Temp Close: 0; AST Currently In Use: 11; AST Temp Closed: 0 | 0 | 0 | 15 | 10077-073-001912 | 117 AIR REFUELING WING AANG
534 | Permanently Closed | 1994-03-19 06:00 | 1952-01-01 06:00 | 1994-03-19 06:00 | Petroleum | Aviation fuel (JP-4; etc.) | Aviation fuel (JP-4; etc.) | State/federal government | Steel | Steel |  | Painted or None | Other, BLACK IRON |  | 1901-01-01 06:00 | [15 empty] | UST Currently In Use: 0; UST Temp Close: 0; AST Currently In Use: 11; AST Temp Closed: 0 | 0 | 0 | 15 | 10077-073-001912 | 117 AIR REFUELING WING AANG
535 | Permanently Closed | 1994-03-19 06:00 | 1952-01-01 06:00 | 1994-03-19 06:00 | Petroleum | Aviation fuel (JP-4; etc.) | Aviation fuel (JP-4; etc.) | State/federal government | Steel | Steel |  | Painted or None | Other, BLK IRON |  | 1901-01-01 06:00 | [15 empty] | UST Currently In Use: 0; UST Temp Close: 0; AST Currently In Use: 11; AST Temp Closed: 0 | 0 | 0 | 15 | 10077-073-001912 | 117 AIR REFUELING WING AANG
536 | Permanently Closed | 1994-03-19 06:00 | 1952-01-01 06:00 | 1994-03-19 06:00 | Petroleum | Aviation fuel (JP-4; etc.) | Aviation fuel (JP-4; etc.) | State/federal government | Steel | Steel |  | Painted or None | Other, BLACK IRON |  | 1901-01-01 06:00 | [15 empty] | UST Currently In Use: 0; UST Temp Close: 0; AST Currently In Use: 11; AST Temp Closed: 0 | 0 | 0 | 15 | 10077-073-001912 | 117 AIR REFUELING WING AANG
537 | Permanently Closed | 1994-03-19 06:00 | 1952-01-01 06:00 | 1994-03-19 06:00 | Petroleum | Aviation fuel (JP-4; etc.) | Aviation fuel (JP-4; etc.) | State/federal government | Steel | Steel |  | Painted or None | Other, BLACK IRON |  | 1901-01-01 06:00 | [15 empty] | UST Currently In Use: 0; UST Temp Close: 0; AST Currently In Use: 11; AST Temp Closed: 0 | 0 | 0 | 15 | 10077-073-001912 | 117 AIR REFUELING WING AANG
538 | Permanently Closed | 1994-05-24 06:00 | 1983-01-01 06:00 | 1994-05-24 06:00 | Petroleum | Aviation fuel (JP-4; etc.) | Aviation fuel (JP-4; etc.) | State/federal government | Steel | Steel |  | Painted or None | Steel |  | 1901-01-01 06:00 | [15 empty] | UST Currently In Use: 0; UST Temp Close: 0; AST Currently In Use: 11; AST Temp Closed: 0 | 0 | 0 | 15 | 10077-073-001912 | 117 AIR REFUELING WING AANG
539 | Permanently Closed | 1994-03-19 06:00 | 1971-01-01 06:00 | 1994-03-19 06:00 | Petroleum | Used oil | Used oil | State/federal government |  |  |  | Painted or None | Steel |  | 1901-01-01 06:00 | [15 empty] | UST Currently In Use: 0; UST Temp Close: 0; AST Currently In Use: 11; AST Temp Closed: 0 | 0 | 0 | 15 | 10077-073-001912 | 117 AIR REFUELING WING AANG
540 | Permanently Closed | 1994-02-09 06:00 | 1950-01-01 06:00 | 1995-02-09 06:00 | Petroleum | Unleaded gasoline | Unleaded gasoline | State/federal government |  |  |  | Painted or None |  |  | 1901-01-01 06:00 | [15 empty] | UST Currently In Use: 0; UST Temp Close: 0; AST Currently In Use: 11; AST Temp Closed: 0 | 0 | 0 | 15 | 10077-073-001912 | 117 AIR REFUELING WING AANG
541 | Permanently Closed | 1993-10-01 06:00 | 1978-01-01 06:00 | 1995-11-01 06:00 | Petroleum | Unleaded gasoline | Unleaded gasoline | Local government | Steel | Steel |  | Painted or None | Steel |  | 1901-01-01 06:00 | [15 empty] | UST Currently In Use: 0; UST Temp Close: 0; AST Currently In Use: 0; AST Temp Closed: 0 | 0 | 0 | 4 | 11025-055-001911 | CITY OF GADSDEN
542 | Permanently Closed | 1993-10-01 06:00 | 1978-01-01 06:00 | 1995-11-01 06:00 | Petroleum | On road diesel | On road diesel | Local government | Steel | Steel |  | Painted or None | Steel |  | 1901-01-01 06:00 | [15 empty] | UST Currently In Use: 0; UST Temp Close: 0; AST Currently In Use: 0; AST Temp Closed: 0 | 0 | 0 | 4 | 11025-055-001911 | CITY OF GADSDEN
543 | Permanently Closed | 1993-10-01 06:00 | 1978-01-01 06:00 | 1995-11-01 06:00 | Petroleum | On road diesel | On road diesel | Local government | Steel | Steel |  | Painted or None | Steel |  | 1901-01-01 06:00 | [15 empty] | UST Currently In Use: 0; UST Temp Close: 0; AST Currently In Use: 0; AST Temp Closed: 0 | 0 | 0 | 4 | 11025-055-001911 | CITY OF GADSDEN
544 | Permanently Closed | 1975-06-01 06:00 | 1956-01-01 06:00 |  | Petroleum | Unleaded gasoline | Unleaded gasoline | Local government | Steel | Steel |  | Painted or None |  |  | 1901-01-01 06:00 | [15 empty] | UST Currently In Use: 0; UST Temp Close: 0; AST Currently In Use: 0; AST Temp Closed: 0 | 0 | 0 | 4 | 11025-055-001911 | CITY OF GADSDEN
545 | Permanently Closed | 1992-10-02 06:00 | 1977-06-06 06:00 | 1992-10-02 06:00 | Petroleum | Unleaded gasoline | Unleaded gasoline | State/federal government | Steel | Steel |  |  | Steel |  | 1901-01-01 06:00 | [6 empty] | Manual Tank Gauging (only tanks 1000 gal. or less and 48” or 64” in diameter) | [8 empty] | UST Currently In Use: 0; UST Temp Close: 0; AST Currently In Use: 0; AST Temp Closed: 0 | 0 | 0 | 3 | 14587-031-012247 | AL ST MILITARY DEPT - CFMO ENV. OFF.
546 | Permanently Closed | 1992-10-02 06:00 | 1977-06-06 06:00 | 1992-10-02 06:00 | Petroleum | On road diesel | On road diesel | State/federal government | Steel | Steel |  |  | Steel |  | 1901-01-01 06:00 | [6 empty] | Manual Tank Gauging (only tanks 1000 gal. or less and 48” or 64” in diameter) | [8 empty] | UST Currently In Use: 0; UST Temp Close: 0; AST Currently In Use: 0; AST Temp Closed: 0 | 0 | 0 | 3 | 14587-031-012247 | AL ST MILITARY DEPT - CFMO ENV. OFF.
547 | Permanently Closed | 1992-10-02 06:00 | 1977-06-06 06:00 | 1992-10-02 06:00 | Petroleum | Used oil | Used oil | State/federal government | Steel | Steel |  |  | Steel |  | 1901-01-01 06:00 | [15 empty] | UST Currently In Use: 0; UST Temp Close: 0; AST Currently In Use: 0; AST Temp Closed: 0 | 0 | 0 | 3 | 14587-031-012247 | AL ST MILITARY DEPT - CFMO ENV. OFF.
548 | Permanently Closed | 1992-10-02 06:00 | 1974-01-01 06:00 | 1992-10-02 06:00 | Petroleum | Unleaded gasoline | Unleaded gasoline | State/federal government | Steel | Steel | Other, OTHER |  | Steel |  | 1901-01-01 06:00 | [15 empty] | UST Currently In Use: 0; UST Temp Close: 0; AST Currently In Use: 0; AST Temp Closed: 0 | 0 | 0 | 2 | 10079-031-012247 | ALA AR NG
549 | Permanently Closed | 1992-10-02 06:00 | 1974-01-01 06:00 | 1992-10-02 06:00 | Petroleum | Unleaded gasoline | Unleaded gasoline | State/federal government | Steel | Steel | Other, OTHER |  | Steel |  | 1901-01-01 06:00 | [15 empty] | UST Currently In Use: 0; UST Temp Close: 0; AST Currently In Use: 0; AST Temp Closed: 0 | 0 | 0 | 2 | 10079-031-012247 | ALA AR NG
551 | Retired | 1955-06-01 06:00 | 1940-01-01 06:00 |  | Petroleum | Other, ACTUSL OIL | Other | State/federal government | Steel | Steel |  | Painted or None | Steel |  | 1901-01-01 06:00 | [15 empty] | UST Currently In Use: 0; UST Temp Close: 0; AST Currently In Use: 0; AST Temp Closed: 0 | 0 | 0 | 0 | 10081-121-002554 | ALA ARMY AMMUNITION PLANT
553 | Permanently Closed | 1993-06-07 06:00 | 1971-01-01 06:00 | 1993-06-07 06:00 | Petroleum | Unleaded gasoline | Unleaded gasoline | State/federal government | Steel | Steel |  |  |  |  | 1901-01-01 06:00 | [15 empty] | UST Currently In Use: 0; UST Temp Close: 0; AST Currently In Use: 0; AST Temp Closed: 0 | 0 | 0 | 6 | 10083-015-013117 | ALA ARMY NAT'L GUARD TRAINING SITE
554 | Permanently Closed | 1993-06-07 06:00 | 1971-01-01 06:00 | 1993-06-07 06:00 | Petroleum | On road diesel | On road diesel | State/federal government | Steel | Steel |  |  |  |  | 1901-01-01 06:00 | [15 empty] | UST Currently In Use: 0; UST Temp Close: 0; AST Currently In Use: 0; AST Temp Closed: 0 | 0 | 0 | 6 | 10083-015-013117 | ALA ARMY NAT'L GUARD TRAINING SITE
555 | Permanently Closed | 1993-06-07 06:00 | 1978-01-01 06:00 | 1993-06-07 06:00 | Petroleum | On road diesel | On road diesel | State/federal government | Steel | Steel |  |  | Steel |  | 1901-01-01 06:00 | [15 empty] | UST Currently In Use: 0; UST Temp Close: 0; AST Currently In Use: 0; AST Temp Closed: 0 | 0 | 0 | 6 | 10083-015-013117 | ALA ARMY NAT'L GUARD TRAINING SITE
556 | Permanently Closed | 1993-05-01 06:00 | 1968-01-01 06:00 | 1993-05-01 06:00 | Petroleum | Unleaded gasoline | Unleaded gasoline | State/federal government | Steel | Steel |  |  | Steel |  | 1901-01-01 06:00 | [15 empty] | UST Currently In Use: 0; UST Temp Close: 0; AST Currently In Use: 0; AST Temp Closed: 0 | 0 | 0 | 6 | 10083-015-013117 | ALA ARMY NAT'L GUARD TRAINING SITE
557 | Permanently Closed | 1993-05-01 06:00 | 1968-01-01 06:00 | 1993-05-01 06:00 | Petroleum | On road diesel | On road diesel | State/federal government | Steel | Steel |  |  | Steel |  | 1901-01-01 06:00 | [15 empty] | UST Currently In Use: 0; UST Temp Close: 0; AST Currently In Use: 0; AST Temp Closed: 0 | 0 | 0 | 6 | 10083-015-013117 | ALA ARMY NAT'L GUARD TRAINING SITE
558 | Permanently Closed | 1992-04-16 06:00 | 1982-01-01 06:00 | 1992-04-16 06:00 | Petroleum | Used oil | Used oil | State/federal government | Steel | Steel |  |  | Steel |  | 1901-01-01 06:00 | [15 empty] | UST Currently In Use: 0; UST Temp Close: 0; AST Currently In Use: 0; AST Temp Closed: 0 | 0 | 0 | 6 | 10083-015-013117 | ALA ARMY NAT'L GUARD TRAINING SITE
562 | Permanently Closed | 1995-11-05 06:00 | 1975-01-01 06:00 | 1998-11-05 06:00 | Petroleum | Unleaded gasoline | Unleaded gasoline |  | Steel | Steel |  | Painted or None | Steel |  | 1901-01-01 06:00 | [15 empty] | UST Currently In Use: 0; UST Temp Close: 0; AST Currently In Use: 0; AST Temp Closed: 0 | 0 | 0 | 3 | 17750-015-013523 | USA OIL CORP
563 | Permanently Closed | 1995-11-05 06:00 | 1975-01-01 06:00 | 1998-11-05 06:00 | Petroleum | Unleaded gasoline | Unleaded gasoline |  | Steel | Steel |  | Painted or None | Steel |  | 1901-01-01 06:00 | [15 empty] | UST Currently In Use: 0; UST Temp Close: 0; AST Currently In Use: 0; AST Temp Closed: 0 | 0 | 0 | 3 | 17750-015-013523 | USA OIL CORP
564 | Permanently Closed | 1995-11-05 06:00 | 1975-01-01 06:00 | 1998-11-05 06:00 | Petroleum | Unleaded gasoline | Unleaded gasoline |  | Steel | Steel |  | Painted or None | Steel |  | 1901-01-01 06:00 | [15 empty] | UST Currently In Use: 0; UST Temp Close: 0; AST Currently In Use: 0; AST Temp Closed: 0 | 0 | 0 | 3 | 17750-015-013523 | USA OIL CORP
565 | Cannot Locate or abandoned | 1998-07-01 06:00 | 1978-01-01 06:00 |  | Petroleum | Unleaded gasoline | Unleaded gasoline |  | Steel | Steel |  |  |  |  | 1901-01-01 06:00 | [15 empty] | UST Currently In Use: 0; UST Temp Close: 0; AST Currently In Use: 0; AST Temp Closed: 0 | 0 | 0 | 0 | 20291-015-013866 | KENNETH ULRICH
566 | Cannot Locate or abandoned | 1998-07-01 06:00 | 1978-01-01 06:00 |  | Petroleum | Unleaded gasoline | Unleaded gasoline |  | Steel | Steel |  |  |  |  | 1901-01-01 06:00 | [15 empty] | UST Currently In Use: 0; UST Temp Close: 0; AST Currently In Use: 0; AST Temp Closed: 0 | 0 | 0 | 0 | 20291-015-013866 | KENNETH ULRICH
567 | Cannot Locate or abandoned | 1998-07-01 06:00 | 1978-01-01 06:00 |  | Petroleum | Unleaded gasoline | Unleaded gasoline |  | Steel | Steel |  |  |  |  | 1901-01-01 06:00 | [15 empty] | UST Currently In Use: 0; UST Temp Close: 0; AST Currently In Use: 0; AST Temp Closed: 0 | 0 | 0 | 0 | 20291-015-013866 | KENNETH ULRICH
568 | Permanently Closed | 1991-02-26 06:00 | 1975-01-01 06:00 | 1991-02-26 06:00 | Petroleum | Unleaded gasoline | Unleaded gasoline |  | Steel | Steel |  | Painted or None | Steel |  | 1901-01-01 06:00 | [15 empty] | UST Currently In Use: 1; UST Temp Close: 0; AST Currently In Use: 0; AST Temp Closed: 0 | 1 | 0 | 5 | 25804-073-007798 | ROZINA HOLDINGS
569 | Permanently Closed | 1991-02-26 06:00 | 1975-01-01 06:00 | 1991-02-26 06:00 | Petroleum | Unleaded gasoline | Unleaded gasoline |  | Steel | Steel |  | Painted or None | Steel |  | 1901-01-01 06:00 | [15 empty] | UST Currently In Use: 1; UST Temp Close: 0; AST Currently In Use: 0; AST Temp Closed: 0 | 1 | 0 | 5 | 25804-073-007798 | ROZINA HOLDINGS
570 | Permanently Closed | 1998-06-01 06:00 | 1975-01-01 06:00 | 1998-06-17 06:00 | Petroleum | On road diesel | On road diesel | Retail | Steel | Steel |  | Painted or None | Steel |  | 1901-01-01 06:00 | [12 empty] | Annual line testing | Annual line testing |  | UST Currently In Use: 1; UST Temp Close: 0; AST Currently In Use: 0; AST Temp Closed: 0 | 1 | 0 | 5 | 25804-073-007798 | ROZINA HOLDINGS
571 | Cannot Locate or abandoned | 1998-04-01 06:00 | 1971-01-01 06:00 |  | Petroleum | Unleaded gasoline | Unleaded gasoline |  | Steel | Steel |  | Painted or None | Steel |  | 1901-01-01 06:00 | [15 empty] | UST Currently In Use: 0; UST Temp Close: 0; AST Currently In Use: 0; AST Temp Closed: 0 | 0 | 0 | 0 | 20436-073-007955 | SOUTHESTERN REALITY & MORTGAGE INC
572 | Cannot Locate or abandoned | 1998-04-01 06:00 | 1971-01-01 06:00 |  | Petroleum | Unleaded gasoline | Unleaded gasoline |  | Steel | Steel |  | Painted or None | Steel |  | 1901-01-01 06:00 | [15 empty] | UST Currently In Use: 0; UST Temp Close: 0; AST Currently In Use: 0; AST Temp Closed: 0 | 0 | 0 | 0 | 20436-073-007955 | SOUTHESTERN REALITY & MORTGAGE INC
573 | Cannot Locate or abandoned | 1998-04-01 06:00 | 1971-01-01 06:00 |  | Petroleum | Unleaded gasoline | Unleaded gasoline |  | Steel | Steel |  | Painted or None | Steel |  | 1901-01-01 06:00 | [15 empty] | UST Currently In Use: 0; UST Temp Close: 0; AST Currently In Use: 0; AST Temp Closed: 0 | 0 | 0 | 0 | 20436-073-007955 | SOUTHESTERN REALITY & MORTGAGE INC
574 | Permanently Closed | 1990-01-02 06:00 | 1975-01-01 06:00 | 1990-01-02 06:00 | Petroleum | Unleaded gasoline | Unleaded gasoline |  | Steel | Steel |  | Painted or None | Steel |  | 1901-01-01 06:00 | [15 empty] | UST Currently In Use: 0; UST Temp Close: 0; AST Currently In Use: 0; AST Temp Closed: 0 | 0 | 0 | 2 | 10088-073-007958 | WILLIS OIL CO
575 | Permanently Closed | 1990-02-01 06:00 | 1975-01-01 06:00 | 1990-02-01 06:00 | Petroleum | Unleaded gasoline | Unleaded gasoline |  | Steel | Steel |  | Painted or None | Steel |  | 1901-01-01 06:00 | [15 empty] | UST Currently In Use: 0; UST Temp Close: 0; AST Currently In Use: 0; AST Temp Closed: 0 | 0 | 0 | 2 | 10088-073-007958 | WILLIS OIL CO
576 | Permanently Closed | 1901-01-01 06:00 | 1979-01-01 06:00 | 1988-01-01 06:00 | Petroleum | Other, NEW OIL | Other |  | Steel | Steel |  | Painted or None | Steel |  | 1901-01-01 06:00 | [15 empty] | UST Currently In Use: 0; UST Temp Close: 0; AST Currently In Use: 0; AST Temp Closed: 0 | 0 | 0 | 6 | 10088-073-011104 | WILLIS OIL CO
577 | Permanently Closed | 1901-01-01 06:00 | 1979-01-01 06:00 | 1988-01-01 06:00 | Petroleum | Other, NEW OIL | Other |  | Steel | Steel |  | Painted or None | Steel |  | 1901-01-01 06:00 | [15 empty] | UST Currently In Use: 0; UST Temp Close: 0; AST Currently In Use: 0; AST Temp Closed: 0 | 0 | 0 | 6 | 10088-073-011104 | WILLIS OIL CO
578 | Permanently Closed | 1901-01-01 06:00 | 1979-01-01 06:00 | 1988-01-01 06:00 | Petroleum | Other, NEW OIL | Other |  | Steel | Steel |  | Painted or None | Steel |  | 1901-01-01 06:00 | [15 empty] | UST Currently In Use: 0; UST Temp Close: 0; AST Currently In Use: 0; AST Temp Closed: 0 | 0 | 0 | 6 | 10088-073-011104 | WILLIS OIL CO
579 | Permanently Closed | 1901-01-01 06:00 | 1979-01-01 06:00 | 1988-01-01 06:00 | Petroleum | Kerosene | Kerosene |  | Steel | Steel |  | Painted or None | Steel |  | 1901-01-01 06:00 | [15 empty] | UST Currently In Use: 0; UST Temp Close: 0; AST Currently In Use: 0; AST Temp Closed: 0 | 0 | 0 | 6 | 10088-073-011104 | WILLIS OIL CO
580 | Permanently Closed | 1901-01-01 06:00 | 1979-01-01 06:00 | 1988-01-01 06:00 | Petroleum | Kerosene | Kerosene |  | Steel | Steel |  | Painted or None | Steel |  | 1901-01-01 06:00 | [15 empty] | UST Currently In Use: 0; UST Temp Close: 0; AST Currently In Use: 0; AST Temp Closed: 0 | 0 | 0 | 6 | 10088-073-011104 | WILLIS OIL CO
581 | Permanently Closed | 1901-01-01 06:00 | 1979-01-01 06:00 | 1988-01-01 06:00 | Petroleum | On road diesel | On road diesel |  | Steel | Steel |  | Painted or None | Steel |  | 1901-01-01 06:00 | [15 empty] | UST Currently In Use: 0; UST Temp Close: 0; AST Currently In Use: 0; AST Temp Closed: 0 | 0 | 0 | 6 | 10088-073-011104 | WILLIS OIL CO
582 | Temporary Closed | 2017-08-01 06:00 | 1977-01-01 06:00 |  | Petroleum | Unleaded gasoline | Unleaded gasoline | Retail | Single Wall, Steel | Steel | Coated & cathodic protection (sti-P3) |  | Double Wall, Fiberglass reinforced plastic |  |  |  | Catchment Basin, Single walled catchment basin | Flow Rest 90% Full | Flow Rest 90% Full |  |  | Automatic Tank Gauge |  | Containment Sump, Sump sensor relayed to automatically shut off submersible pump | Sump sensor relayed to automatically shut off submersible pump | Interstitial Monitoring within Secondary Containment |  |  |  |  | UST Currently In Use: 0; UST Temp Close: 2; AST Currently In Use: 0; AST Temp Closed: 0 | 0 | 2 | 0 | 25441-117-007952 | SOUTHEASTERN REALTY & MORTGAGE
583 | Temporary Closed | 2017-08-01 06:00 | 1977-01-01 06:00 |  | Petroleum | Mid-grade gasoline | Mid-grade gasoline | Retail | Single Wall, Steel | Steel | Coated & cathodic protection (sti-P3) |  | Double Wall, Fiberglass reinforced plastic |  |  |  | Catchment Basin, Single walled catchment basin | Flow Rest 90% Full | Flow Rest 90% Full |  |  | Automatic Tank Gauge |  | Containment Sump, Sump sensor relayed to automatically shut off submersible pump | Sump sensor relayed to automatically shut off submersible pump | Interstitial Monitoring within Secondary Containment |  |  |  |  | UST Currently In Use: 0; UST Temp Close: 2; AST Currently In Use: 0; AST Temp Closed: 0 | 0 | 2 | 0 | 25441-117-007952 | SOUTHEASTERN REALTY & MORTGAGE
584 | Temporary Closed | 2009-07-01 06:00 | 1974-01-01 06:00 |  | Petroleum | Unleaded gasoline | Unleaded gasoline | Retail | Single Wall, Steel | Steel | Field installed cathodic protection |  | Single Wall, Steel |  | 1901-01-01 06:00 | Field installed cathodic protection | Catchment Basin, Single walled catchment basin | Flow Rest 90% Full | Flow Rest 90% Full |  |  | Statistical Inventory Reconciliation (SIR) | [8 empty] | UST Currently In Use: 0; UST Temp Close: 3; AST Currently In Use: 0; AST Temp Closed: 0 | 0 | 3 | 0 | 23640-121-007968 | TALLADEGA LASHLEY LLC
585 | Temporary Closed | 2009-07-01 06:00 | 1974-01-01 06:00 |  | Petroleum | Unleaded gasoline | Unleaded gasoline | Retail | Single Wall, Steel | Steel | Field installed cathodic protection |  | Single Wall, Steel |  | 1901-01-01 06:00 | Field installed cathodic protection | Catchment Basin, Single walled catchment basin | Flow Rest 90% Full | Flow Rest 90% Full |  |  | Statistical Inventory Reconciliation (SIR) | [8 empty] | UST Currently In Use: 0; UST Temp Close: 3; AST Currently In Use: 0; AST Temp Closed: 0 | 0 | 3 | 0 | 23640-121-007968 | TALLADEGA LASHLEY LLC
586 | Temporary Closed | 2009-07-01 06:00 | 1974-01-01 06:00 |  | Petroleum | Premium gasoline | Premium gasoline | Retail | Single Wall, Steel | Steel | Field installed cathodic protection |  | Single Wall, Steel |  | 1901-01-01 06:00 | Field installed cathodic protection | Catchment Basin, Single walled catchment basin | Flow Rest 90% Full | Flow Rest 90% Full |  |  | Statistical Inventory Reconciliation (SIR) | [8 empty] | UST Currently In Use: 0; UST Temp Close: 3; AST Currently In Use: 0; AST Temp Closed: 0 | 0 | 3 | 0 | 23640-121-007968 | TALLADEGA LASHLEY LLC
587 | Permanently Closed | 1997-09-10 06:00 | 1978-05-01 06:00 | 1997-09-10 06:00 | Petroleum | Unleaded gasoline | Unleaded gasoline | Retail | Steel | Steel |  | Painted or None | Steel |  | 1901-01-01 06:00 |  | Catchment Basin, Single walled catchment basin |  |  |  |  | Statistical Inventory Reconciliation (SIR) | [5 empty] | Annual line testing, Statistical inventory reconciliation (SIR) | Statistical inventory reconciliation (SIR) |  | UST Currently In Use: 0; UST Temp Close: 0; AST Currently In Use: 0; AST Temp Closed: 0 | 0 | 0 | 3 | 10088-121-013521 | WILLIS OIL CO
588 | Permanently Closed | 1997-09-10 06:00 | 1978-05-01 06:00 | 1997-09-10 06:00 | Petroleum | Unleaded gasoline | Unleaded gasoline | Retail | Steel | Steel |  | Painted or None | Steel |  | 1901-01-01 06:00 |  | Catchment Basin, Single walled catchment basin |  |  |  |  | Statistical Inventory Reconciliation (SIR) | [5 empty] | Annual line testing, Statistical inventory reconciliation (SIR) | Statistical inventory reconciliation (SIR) |  | UST Currently In Use: 0; UST Temp Close: 0; AST Currently In Use: 0; AST Temp Closed: 0 | 0 | 0 | 3 | 10088-121-013521 | WILLIS OIL CO
589 | Permanently Closed | 1997-09-10 06:00 | 1976-01-01 06:00 | 1997-09-10 06:00 | Petroleum | Unleaded gasoline | Unleaded gasoline | Retail | Steel | Steel |  | Painted or None | Steel |  | 1901-01-01 06:00 |  | Catchment Basin, Single walled catchment basin |  |  |  |  | Statistical Inventory Reconciliation (SIR) | [5 empty] | Annual line testing, Statistical inventory reconciliation (SIR) | Statistical inventory reconciliation (SIR) |  | UST Currently In Use: 0; UST Temp Close: 0; AST Currently In Use: 0; AST Temp Closed: 0 | 0 | 0 | 3 | 10088-121-013521 | WILLIS OIL CO
590 | Permanently Closed | 1992-10-08 06:00 | 1973-01-01 06:00 | 1992-10-08 06:00 | Petroleum | Unleaded gasoline | Unleaded gasoline |  | Steel | Steel |  | Painted or None | Steel |  | 1901-01-01 06:00 | [15 empty] | UST Currently In Use: 0; UST Temp Close: 0; AST Currently In Use: 0; AST Temp Closed: 0 | 0 | 0 | 2 | 10089-125-004678 | ALA INST FOODS INC
591 | Permanently Closed | 1991-12-18 06:00 | 1968-01-01 06:00 | 1991-12-18 06:00 | Petroleum | On road diesel | On road diesel |  | Steel | Steel |  | Painted or None | Steel |  | 1901-01-01 06:00 | [15 empty] | UST Currently In Use: 0; UST Temp Close: 0; AST Currently In Use: 0; AST Temp Closed: 0 | 0 | 0 | 2 | 10089-125-004678 | ALA INST FOODS INC
592 | Permanently Closed | 1980-09-01 06:00 | 1950-01-01 06:00 | 1990-02-02 06:00 | Petroleum | On road diesel | On road diesel | State/federal government | Steel | Steel |  |  |  |  | 1901-01-01 06:00 | [15 empty] | UST Currently In Use: 0; UST Temp Close: 0; AST Currently In Use: 0; AST Temp Closed: 0 | 0 | 0 | 1 | 10091-015-009720 | ALA NAT'L GUARD CO C 1/152D AR
593 | Permanently Closed | 1988-06-01 06:00 | 1973-01-01 06:00 | 1988-06-01 06:00 | Petroleum | Unleaded gasoline | Unleaded gasoline | State/federal government | Steel | Steel |  |  | Steel |  | 1901-01-01 06:00 | [15 empty] | UST Currently In Use: 0; UST Temp Close: 0; AST Currently In Use: 0; AST Temp Closed: 0 | 0 | 0 | 2 | 14587-095-006255 | AL ST MILITARY DEPT - CFMO ENV. OFF.
594 | Permanently Closed | 1988-06-01 06:00 | 1973-01-01 06:00 | 1988-06-01 06:00 | Petroleum | Unleaded gasoline | Unleaded gasoline | State/federal government | Steel | Steel |  |  | Steel |  | 1901-01-01 06:00 | [15 empty] | UST Currently In Use: 0; UST Temp Close: 0; AST Currently In Use: 0; AST Temp Closed: 0 | 0 | 0 | 2 | 14587-095-006255 | AL ST MILITARY DEPT - CFMO ENV. OFF.
595 | Permanently Closed | 1901-01-01 06:00 | 1977-01-01 06:00 | 1990-12-12 06:00 | Petroleum | On road diesel | On road diesel | State/federal government | Steel | Steel |  |  |  |  | 1901-01-01 06:00 | [15 empty] | UST Currently In Use: 0; UST Temp Close: 0; AST Currently In Use: 0; AST Temp Closed: 0 | 0 | 0 | 2 | 14587-121-009216 | AL ST MILITARY DEPT - CFMO ENV. OFF.
596 | Permanently Closed | 1901-01-01 06:00 | 1978-01-01 06:00 | 1990-12-12 06:00 | Petroleum | Unleaded gasoline | Unleaded gasoline | State/federal government | Steel | Steel |  |  |  |  | 1901-01-01 06:00 | [15 empty] | UST Currently In Use: 0; UST Temp Close: 0; AST Currently In Use: 0; AST Temp Closed: 0 | 0 | 0 | 2 | 14587-121-009216 | AL ST MILITARY DEPT - CFMO ENV. OFF.
602 | Permanently Closed | 1992-01-01 06:00 | 1975-01-01 06:00 | 1997-07-23 06:00 | Petroleum | Unleaded gasoline | Unleaded gasoline |  | Steel | Steel |  | Painted or None | Steel |  | 1901-01-01 06:00 | [15 empty] | UST Currently In Use: 0; UST Temp Close: 0; AST Currently In Use: 0; AST Temp Closed: 0 | 0 | 0 | 3 | 10094-033-006898 | ALABAMA OIL CO. OF SHEFFIELD, INC.
603 | Permanently Closed | 1992-01-01 06:00 | 1975-01-01 06:00 | 1997-07-23 06:00 | Petroleum | Unleaded gasoline | Unleaded gasoline |  | Steel | Steel |  | Painted or None | Steel |  | 1901-01-01 06:00 | [15 empty] | UST Currently In Use: 0; UST Temp Close: 0; AST Currently In Use: 0; AST Temp Closed: 0 | 0 | 0 | 3 | 10094-033-006898 | ALABAMA OIL CO. OF SHEFFIELD, INC.
604 | Permanently Closed | 1992-01-01 06:00 | 1975-01-01 06:00 | 1997-07-23 06:00 | Petroleum | Unleaded gasoline | Unleaded gasoline |  | Steel | Steel |  | Painted or None | Steel |  | 1901-01-01 06:00 | [15 empty] | UST Currently In Use: 0; UST Temp Close: 0; AST Currently In Use: 0; AST Temp Closed: 0 | 0 | 0 | 3 | 10094-033-006898 | ALABAMA OIL CO. OF SHEFFIELD, INC.
605 | Permanently Closed | 1901-01-01 06:00 | 1981-01-01 06:00 | 1988-11-30 06:00 | Petroleum | Unleaded gasoline | Unleaded gasoline |  | Steel | Steel |  | Painted or None | Steel |  | 1901-01-01 06:00 | [15 empty] | UST Currently In Use: 0; UST Temp Close: 0; AST Currently In Use: 0; AST Temp Closed: 0 | 0 | 0 | 4 | 10094-033-006900 | ALABAMA OIL CO. OF SHEFFIELD, INC.
606 | Permanently Closed | 1901-01-01 06:00 | 1974-01-01 06:00 | 1988-11-30 06:00 | Petroleum | Unleaded gasoline | Unleaded gasoline |  | Steel | Steel |  | Painted or None | Steel |  | 1901-01-01 06:00 | [15 empty] | UST Currently In Use: 0; UST Temp Close: 0; AST Currently In Use: 0; AST Temp Closed: 0 | 0 | 0 | 4 | 10094-033-006900 | ALABAMA OIL CO. OF SHEFFIELD, INC.
607 | Permanently Closed | 1901-01-01 06:00 | 1974-01-01 06:00 | 1988-11-30 06:00 | Petroleum | On road diesel | On road diesel |  | Steel | Steel |  | Painted or None | Steel |  | 1901-01-01 06:00 | [15 empty] | UST Currently In Use: 0; UST Temp Close: 0; AST Currently In Use: 0; AST Temp Closed: 0 | 0 | 0 | 4 | 10094-033-006900 | ALABAMA OIL CO. OF SHEFFIELD, INC.
608 | Permanently Closed | 1901-01-01 06:00 | 1974-01-01 06:00 | 1988-11-30 06:00 | Petroleum | Kerosene | Kerosene |  | Steel | Steel |  | Painted or None | Steel |  | 1901-01-01 06:00 | [15 empty] | UST Currently In Use: 0; UST Temp Close: 0; AST Currently In Use: 0; AST Temp Closed: 0 | 0 | 0 | 4 | 10094-033-006900 | ALABAMA OIL CO. OF SHEFFIELD, INC.
609 | Permanently Closed | 1901-01-01 06:00 | 1967-01-01 06:00 | 1988-12-01 06:00 | Petroleum | Unleaded gasoline | Unleaded gasoline |  | Steel | Steel |  | Painted or None | Steel |  | 1901-01-01 06:00 | [15 empty] | UST Currently In Use: 0; UST Temp Close: 0; AST Currently In Use: 0; AST Temp Closed: 0 | 0 | 0 | 6 | 10094-033-006901 | ALABAMA OIL CO. OF SHEFFIELD, INC.
610 | Permanently Closed | 1901-01-01 06:00 | 1967-01-01 06:00 | 1988-12-01 06:00 | Petroleum | Unleaded gasoline | Unleaded gasoline |  | Steel | Steel |  | Painted or None | Steel |  | 1901-01-01 06:00 | [15 empty] | UST Currently In Use: 0; UST Temp Close: 0; AST Currently In Use: 0; AST Temp Closed: 0 | 0 | 0 | 6 | 10094-033-006901 | ALABAMA OIL CO. OF SHEFFIELD, INC.
611 | Permanently Closed | 1901-01-01 06:00 | 1967-01-01 06:00 | 1988-12-01 06:00 | Petroleum | Unleaded gasoline | Unleaded gasoline |  | Steel | Steel |  | Painted or None | Steel |  | 1901-01-01 06:00 | [15 empty] | UST Currently In Use: 0; UST Temp Close: 0; AST Currently In Use: 0; AST Temp Closed: 0 | 0 | 0 | 6 | 10094-033-006901 | ALABAMA OIL CO. OF SHEFFIELD, INC.
612 | Permanently Closed | 1901-01-01 06:00 | 1967-01-01 06:00 | 1988-12-01 06:00 | Petroleum | Unleaded gasoline | Unleaded gasoline |  | Steel | Steel |  | Painted or None | Steel |  | 1901-01-01 06:00 | [15 empty] | UST Currently In Use: 0; UST Temp Close: 0; AST Currently In Use: 0; AST Temp Closed: 0 | 0 | 0 | 6 | 10094-033-006901 | ALABAMA OIL CO. OF SHEFFIELD, INC.
613 | Permanently Closed | 1901-01-01 06:00 | 1967-01-01 06:00 | 1988-12-01 06:00 | Petroleum | Other, OTHER | Other |  | Steel | Steel |  | Painted or None | Steel |  | 1901-01-01 06:00 | [15 empty] | UST Currently In Use: 0; UST Temp Close: 0; AST Currently In Use: 0; AST Temp Closed: 0 | 0 | 0 | 6 | 10094-033-006901 | ALABAMA OIL CO. OF SHEFFIELD, INC.
614 | Permanently Closed | 1901-01-01 06:00 | 1967-01-01 06:00 | 1988-12-01 06:00 | Petroleum | Other, OTHER | Other |  | Steel | Steel |  | Painted or None | Steel |  | 1901-01-01 06:00 | [15 empty] | UST Currently In Use: 0; UST Temp Close: 0; AST Currently In Use: 0; AST Temp Closed: 0 | 0 | 0 | 6 | 10094-033-006901 | ALABAMA OIL CO. OF SHEFFIELD, INC.
615 | Permanently Closed | 1999-09-13 06:00 | 1983-01-01 06:00 | 1999-10-14 06:00 | Petroleum | Unleaded gasoline | Unleaded gasoline |  | Steel | Steel |  | Painted or None | Steel |  | 1901-01-01 06:00 | [15 empty] | UST Currently In Use: 0; UST Temp Close: 0; AST Currently In Use: 0; AST Temp Closed: 0 | 0 | 0 | 2 | 10094-033-006904 | ALABAMA OIL CO. OF SHEFFIELD, INC.
616 | Permanently Closed | 1999-09-13 06:00 | 1983-01-01 06:00 | 1999-10-14 06:00 | Petroleum | Unleaded gasoline | Unleaded gasoline |  | Steel | Steel |  | Painted or None | Steel |  | 1901-01-01 06:00 | [15 empty] | UST Currently In Use: 0; UST Temp Close: 0; AST Currently In Use: 0; AST Temp Closed: 0 | 0 | 0 | 2 | 10094-033-006904 | ALABAMA OIL CO. OF SHEFFIELD, INC.
617 | Permanently Closed | 1998-06-01 06:00 | 1972-01-01 06:00 | 1999-12-05 06:00 | Petroleum | Unleaded gasoline | Unleaded gasoline | Retail | Steel | Steel | Field installed cathodic protection |  | Steel |  | 1901-01-01 06:00 | Field installed cathodic protection | Catchment Basin, Single walled catchment basin | Automatic shutoff device At 95% full | Automatic shutoff device At 95% full |  |  | Statistical Inventory Reconciliation (SIR) | [5 empty] | Statistical inventory reconciliation (SIR) | Statistical inventory reconciliation (SIR) |  | UST Currently In Use: 2; UST Temp Close: 0; AST Currently In Use: 0; AST Temp Closed: 0 | 2 | 0 | 3 | 23659-033-006906 | JOHN C. JOINER
618 | Permanently Closed | 1998-06-01 06:00 | 1972-01-01 06:00 | 1999-12-05 06:00 | Petroleum | Unleaded gasoline | Unleaded gasoline | Retail | Steel | Steel | Field installed cathodic protection |  | Steel |  | 1901-01-01 06:00 | Field installed cathodic protection | Catchment Basin, Single walled catchment basin | Automatic shutoff device At 95% full | Automatic shutoff device At 95% full |  |  | Statistical Inventory Reconciliation (SIR) | [5 empty] | Statistical inventory reconciliation (SIR) | Statistical inventory reconciliation (SIR) |  | UST Currently In Use: 2; UST Temp Close: 0; AST Currently In Use: 0; AST Temp Closed: 0 | 2 | 0 | 3 | 23659-033-006906 | JOHN C. JOINER
619 | Permanently Closed | 1998-06-01 06:00 | 1972-01-01 06:00 | 1999-12-05 06:00 | Petroleum | Unleaded gasoline | Unleaded gasoline | Retail | Steel | Steel | Field installed cathodic protection |  | Steel |  | 1901-01-01 06:00 | Field installed cathodic protection | Catchment Basin, Single walled catchment basin | Automatic shutoff device At 95% full | Automatic shutoff device At 95% full |  |  | Statistical Inventory Reconciliation (SIR) | [5 empty] | Statistical inventory reconciliation (SIR) | Statistical inventory reconciliation (SIR) |  | UST Currently In Use: 2; UST Temp Close: 0; AST Currently In Use: 0; AST Temp Closed: 0 | 2 | 0 | 3 | 23659-033-006906 | JOHN C. JOINER
620 | Permanently Closed | 1991-01-01 06:00 | 1974-01-01 06:00 | 1999-12-03 06:00 | Petroleum | Unleaded gasoline | Unleaded gasoline | Retail | Steel | Steel |  | Painted or None | Steel |  | 1901-01-01 06:00 | [15 empty] | UST Currently In Use: 0; UST Temp Close: 0; AST Currently In Use: 0; AST Temp Closed: 0 | 0 | 0 | 3 | 10094-033-006907 | ALABAMA OIL CO. OF SHEFFIELD, INC.
621 | Permanently Closed | 1991-01-01 06:00 | 1974-01-01 06:00 | 1999-12-03 06:00 | Petroleum | Unleaded gasoline | Unleaded gasoline | Retail | Steel | Steel |  | Painted or None | Steel |  | 1901-01-01 06:00 | [15 empty] | UST Currently In Use: 0; UST Temp Close: 0; AST Currently In Use: 0; AST Temp Closed: 0 | 0 | 0 | 3 | 10094-033-006907 | ALABAMA OIL CO. OF SHEFFIELD, INC.
622 | Permanently Closed | 1991-01-01 06:00 | 1974-01-01 06:00 | 1999-12-03 06:00 | Petroleum | Unleaded gasoline | Unleaded gasoline | Retail | Steel | Steel |  | Painted or None | Steel |  | 1901-01-01 06:00 | [15 empty] | UST Currently In Use: 0; UST Temp Close: 0; AST Currently In Use: 0; AST Temp Closed: 0 | 0 | 0 | 3 | 10094-033-006907 | ALABAMA OIL CO. OF SHEFFIELD, INC.
623 | Permanently Closed | 1901-01-01 06:00 | 1982-01-01 06:00 | 1988-12-01 06:00 | Petroleum | Unleaded gasoline | Unleaded gasoline |  | Steel | Steel |  | Painted or None | Steel |  | 1901-01-01 06:00 | [15 empty] | UST Currently In Use: 0; UST Temp Close: 0; AST Currently In Use: 0; AST Temp Closed: 0 | 0 | 0 | 2 | 10094-033-006912 | ALABAMA OIL CO. OF SHEFFIELD, INC.
624 | Permanently Closed | 1901-01-01 06:00 | 1982-01-01 06:00 | 1988-12-01 06:00 | Petroleum | Unleaded gasoline | Unleaded gasoline |  | Steel | Steel |  | Painted or None | Steel |  | 1901-01-01 06:00 | [15 empty] | UST Currently In Use: 0; UST Temp Close: 0; AST Currently In Use: 0; AST Temp Closed: 0 | 0 | 0 | 2 | 10094-033-006912 | ALABAMA OIL CO. OF SHEFFIELD, INC.
625 | Permanently Closed | 1999-08-12 06:00 | 1970-01-01 06:00 | 1999-10-13 06:00 | Petroleum | Unleaded gasoline | Unleaded gasoline |  | Steel | Steel |  | Painted or None | Steel |  | 1901-01-01 06:00 | [15 empty] | UST Currently In Use: 0; UST Temp Close: 0; AST Currently In Use: 0; AST Temp Closed: 0 | 0 | 0 | 3 | 10094-033-006914 | ALABAMA OIL CO. OF SHEFFIELD, INC.
626 | Permanently Closed | 1999-08-12 06:00 | 1970-01-01 06:00 | 1999-10-13 06:00 | Petroleum | Unleaded gasoline | Unleaded gasoline |  | Steel | Steel |  | Painted or None | Steel |  | 1901-01-01 06:00 | [15 empty] | UST Currently In Use: 0; UST Temp Close: 0; AST Currently In Use: 0; AST Temp Closed: 0 | 0 | 0 | 3 | 10094-033-006914 | ALABAMA OIL CO. OF SHEFFIELD, INC.
627 | Permanently Closed | 1999-08-12 06:00 | 1970-01-01 06:00 | 1999-10-13 06:00 | Petroleum | Unleaded gasoline | Unleaded gasoline |  | Steel | Steel |  | Painted or None | Steel |  | 1901-01-01 06:00 | [15 empty] | UST Currently In Use: 0; UST Temp Close: 0; AST Currently In Use: 0; AST Temp Closed: 0 | 0 | 0 | 3 | 10094-033-006914 | ALABAMA OIL CO. OF SHEFFIELD, INC.
628 | Permanently Closed | 1999-05-20 06:00 | 1980-01-01 06:00 | 1999-12-19 06:00 | Petroleum | Unleaded gasoline | Unleaded gasoline |  | Steel | Steel |  | Painted or None | Steel |  | 1901-01-01 06:00 | [15 empty] | UST Currently In Use: 0; UST Temp Close: 0; AST Currently In Use: 0; AST Temp Closed: 0 | 0 | 0 | 4 | 10094-033-014565 | ALABAMA OIL CO. OF SHEFFIELD, INC.
629 | Permanently Closed | 1999-05-20 06:00 | 1980-01-01 06:00 | 1999-12-19 06:00 | Petroleum | Unleaded gasoline | Unleaded gasoline |  | Steel | Steel |  | Painted or None | Steel |  | 1901-01-01 06:00 | [15 empty] | UST Currently In Use: 0; UST Temp Close: 0; AST Currently In Use: 0; AST Temp Closed: 0 | 0 | 0 | 4 | 10094-033-014565 | ALABAMA OIL CO. OF SHEFFIELD, INC.
630 | Permanently Closed | 1999-05-20 06:00 | 1980-01-01 06:00 | 1999-12-19 06:00 | Petroleum | Unleaded gasoline | Unleaded gasoline |  | Steel | Steel |  | Painted or None | Steel |  | 1901-01-01 06:00 | [15 empty] | UST Currently In Use: 0; UST Temp Close: 0; AST Currently In Use: 0; AST Temp Closed: 0 | 0 | 0 | 4 | 10094-033-014565 | ALABAMA OIL CO. OF SHEFFIELD, INC.
631 | Permanently Closed | 1999-05-20 06:00 | 1980-01-01 06:00 | 1999-12-19 06:00 | Petroleum | Unleaded gasoline | Unleaded gasoline |  | Steel | Steel |  | Painted or None | Steel |  | 1901-01-01 06:00 | [15 empty] | UST Currently In Use: 0; UST Temp Close: 0; AST Currently In Use: 0; AST Temp Closed: 0 | 0 | 0 | 4 | 10094-033-014565 | ALABAMA OIL CO. OF SHEFFIELD, INC.
632 | Permanently Closed | 1901-01-01 06:00 | 1977-01-01 06:00 | 1988-12-01 06:00 | Petroleum | Unleaded gasoline | Unleaded gasoline |  | Steel | Steel |  | Painted or None | Steel |  | 1901-01-01 06:00 | [15 empty] | UST Currently In Use: 0; UST Temp Close: 0; AST Currently In Use: 0; AST Temp Closed: 0 | 0 | 0 | 3 | 10094-059-006899 | ALABAMA OIL CO. OF SHEFFIELD, INC.
633 | Permanently Closed | 1901-01-01 06:00 | 1977-01-01 06:00 | 1988-12-01 06:00 | Petroleum | Unleaded gasoline | Unleaded gasoline |  | Steel | Steel |  | Painted or None | Steel |  | 1901-01-01 06:00 | [15 empty] | UST Currently In Use: 0; UST Temp Close: 0; AST Currently In Use: 0; AST Temp Closed: 0 | 0 | 0 | 3 | 10094-059-006899 | ALABAMA OIL CO. OF SHEFFIELD, INC.
634 | Permanently Closed | 1901-01-01 06:00 | 1977-01-01 06:00 | 1988-12-01 06:00 | Petroleum | Unleaded gasoline | Unleaded gasoline |  | Steel | Steel |  | Painted or None | Steel |  | 1901-01-01 06:00 | [15 empty] | UST Currently In Use: 0; UST Temp Close: 0; AST Currently In Use: 0; AST Temp Closed: 0 | 0 | 0 | 3 | 10094-059-006899 | ALABAMA OIL CO. OF SHEFFIELD, INC.
635 | Permanently Closed | 1901-01-01 06:00 | 1975-01-01 06:00 | 1988-12-13 06:00 | Petroleum | Unleaded gasoline | Unleaded gasoline |  | Steel | Steel |  | Painted or None | Steel |  | 1901-01-01 06:00 | [15 empty] | UST Currently In Use: 0; UST Temp Close: 0; AST Currently In Use: 0; AST Temp Closed: 0 | 0 | 0 | 3 | 10094-077-006892 | ALABAMA OIL CO. OF SHEFFIELD, INC.
636 | Permanently Closed | 1901-01-01 06:00 | 1975-01-01 06:00 | 1988-12-13 06:00 | Petroleum | Unleaded gasoline | Unleaded gasoline |  | Steel | Steel |  | Painted or None | Steel |  | 1901-01-01 06:00 | [15 empty] | UST Currently In Use: 0; UST Temp Close: 0; AST Currently In Use: 0; AST Temp Closed: 0 | 0 | 0 | 3 | 10094-077-006892 | ALABAMA OIL CO. OF SHEFFIELD, INC.
637 | Permanently Closed | 1901-01-01 06:00 | 1975-01-01 06:00 | 1988-12-13 06:00 | Petroleum | Unleaded gasoline | Unleaded gasoline |  | Steel | Steel |  | Painted or None | Steel |  | 1901-01-01 06:00 | [15 empty] | UST Currently In Use: 0; UST Temp Close: 0; AST Currently In Use: 0; AST Temp Closed: 0 | 0 | 0 | 3 | 10094-077-006892 | ALABAMA OIL CO. OF SHEFFIELD, INC.
638 | Cannot Locate or abandoned | 2003-04-17 06:00 | 1988-12-14 06:00 |  | Petroleum | Unleaded gasoline | Unleaded gasoline |  | Single Wall, Steel | Steel | Coated & cathodic protection (sti-P3) |  | Fiberglass reinforced plastic, Single Wall |  | 1901-01-01 06:00 |  | Catchment Basin, Single walled catchment basin | Flow Rest 90% Full | Flow Rest 90% Full |  |  | Automatic Tank Gauge | [8 empty] | UST Currently In Use: 0; UST Temp Close: 0; AST Currently In Use: 0; AST Temp Closed: 0 | 0 | 0 | 3 | 10094-077-006892 | ALABAMA OIL CO. OF SHEFFIELD, INC.
639 | Cannot Locate or abandoned | 2003-04-17 06:00 | 1988-12-14 06:00 |  | Petroleum | Unleaded gasoline | Unleaded gasoline |  | Single Wall, Steel | Steel | Coated & cathodic protection (sti-P3) |  | Fiberglass reinforced plastic, Single Wall |  | 1901-01-01 06:00 |  | Catchment Basin, Single walled catchment basin | Flow Rest 90% Full | Flow Rest 90% Full |  |  | Automatic Tank Gauge | [8 empty] | UST Currently In Use: 0; UST Temp Close: 0; AST Currently In Use: 0; AST Temp Closed: 0 | 0 | 0 | 3 | 10094-077-006892 | ALABAMA OIL CO. OF SHEFFIELD, INC.
640 | Cannot Locate or abandoned | 2003-04-17 06:00 | 1988-12-14 06:00 |  | Petroleum | Unleaded gasoline | Unleaded gasoline |  | Single Wall, Steel | Steel | Coated & cathodic protection (sti-P3) |  | Fiberglass reinforced plastic, Single Wall |  | 1901-01-01 06:00 |  | Catchment Basin, Single walled catchment basin | Flow Rest 90% Full | Flow Rest 90% Full |  |  | Automatic Tank Gauge | [8 empty] | UST Currently In Use: 0; UST Temp Close: 0; AST Currently In Use: 0; AST Temp Closed: 0 | 0 | 0 | 3 | 10094-077-006892 | ALABAMA OIL CO. OF SHEFFIELD, INC.
641 | Permanently Closed | 1987-05-01 06:00 | 1976-01-01 06:00 | 1987-05-01 06:00 | Petroleum | Unleaded gasoline | Unleaded gasoline |  | Steel | Steel |  | Painted or None | Steel |  | 1901-01-01 06:00 | [15 empty] | UST Currently In Use: 0; UST Temp Close: 0; AST Currently In Use: 0; AST Temp Closed: 0 | 0 | 0 | 2 | 10094-077-006894 | ALABAMA OIL CO. OF SHEFFIELD, INC.
642 | Permanently Closed | 1987-05-01 06:00 | 1976-01-01 06:00 | 1987-05-01 06:00 | Petroleum | Unleaded gasoline | Unleaded gasoline |  | Steel | Steel |  | Painted or None | Steel |  | 1901-01-01 06:00 | [15 empty] | UST Currently In Use: 0; UST Temp Close: 0; AST Currently In Use: 0; AST Temp Closed: 0 | 0 | 0 | 2 | 10094-077-006894 | ALABAMA OIL CO. OF SHEFFIELD, INC.
643 | Permanently Closed | 1985-10-01 06:00 | 1976-01-01 06:00 |  | Petroleum | Unleaded gasoline | Unleaded gasoline |  | Steel | Steel |  | Painted or None | Steel |  | 1901-01-01 06:00 | [15 empty] | UST Currently In Use: 0; UST Temp Close: 0; AST Currently In Use: 0; AST Temp Closed: 0 | 0 | 0 | 2 | 10094-077-006895 | ALABAMA OIL CO. OF SHEFFIELD, INC.
644 | Permanently Closed | 1985-10-01 06:00 | 1976-01-01 06:00 |  | Petroleum | Unleaded gasoline | Unleaded gasoline |  | Steel | Steel |  | Painted or None | Steel |  | 1901-01-01 06:00 | [15 empty] | UST Currently In Use: 0; UST Temp Close: 0; AST Currently In Use: 0; AST Temp Closed: 0 | 0 | 0 | 2 | 10094-077-006895 | ALABAMA OIL CO. OF SHEFFIELD, INC.
645 | Currently in Use |  | 1985-01-01 06:00 |  | Petroleum | Unleaded gasoline | Unleaded gasoline | Retail | Single Wall, Steel, MANIFOLDED | Steel | Coated & cathodic protection (sti-P3) |  | Double Wall, Fiberglass reinforced plastic |  |  |  | Catchment Basin, Single walled catchment basin | Automatic shutoff device At 95% full | Automatic shutoff device At 95% full |  |  | Statistical Inventory Reconciliation (SIR) | Single walled submersible pump containment sump | Other, SLAVE | Other |  |  | Other, Statistical inventory reconciliation (SIR), SLAVE | Statistical inventory reconciliation (SIR) |  | UST Currently In Use: 4; UST Temp Close: 0; AST Currently In Use: 0; AST Temp Closed: 0 | 4 | 0 | 0 | 24200-077-006897 | MCCOY & COMPANY, INC.
646 | Currently in Use |  | 1985-01-01 06:00 |  | Petroleum | Unleaded gasoline | Unleaded gasoline | Retail | Single Wall, Steel, MANIFOLDED | Steel | Coated & cathodic protection (sti-P3) |  | Double Wall, Fiberglass reinforced plastic |  |  |  | Catchment Basin, Single walled catchment basin | Automatic shutoff device At 95% full | Automatic shutoff device At 95% full |  |  | Statistical Inventory Reconciliation (SIR) | Single walled submersible pump containment sump | Automatic flow restrictor (MLLD) | Automatic flow restrictor (MLLD) |  |  | Statistical inventory reconciliation (SIR) | Statistical inventory reconciliation (SIR) |  | UST Currently In Use: 4; UST Temp Close: 0; AST Currently In Use: 0; AST Temp Closed: 0 | 4 | 0 | 0 | 24200-077-006897 | MCCOY & COMPANY, INC.
647 | Currently in Use |  | 1985-01-01 06:00 |  | Petroleum | Premium gasoline | Premium gasoline | Retail | Single Wall, Steel | Steel | Coated & cathodic protection (sti-P3) |  | Double Wall, Fiberglass reinforced plastic |  |  |  | Catchment Basin, Single walled catchment basin | Automatic shutoff device At 95% full | Automatic shutoff device At 95% full |  |  | Statistical Inventory Reconciliation (SIR) | Single walled submersible pump containment sump | Automatic flow restrictor (MLLD) | Automatic flow restrictor (MLLD) |  |  | Statistical inventory reconciliation (SIR) | Statistical inventory reconciliation (SIR) |  | UST Currently In Use: 4; UST Temp Close: 0; AST Currently In Use: 0; AST Temp Closed: 0 | 4 | 0 | 0 | 24200-077-006897 | MCCOY & COMPANY, INC.
648 | Currently in Use |  | 1985-01-01 06:00 |  | Petroleum | On road diesel | On road diesel | Retail | Single Wall, Steel | Steel | Coated & cathodic protection (sti-P3) |  | Fiberglass reinforced plastic, Single Wall |  |  |  | Catchment Basin, Single walled catchment basin | Automatic shutoff device At 95% full | Automatic shutoff device At 95% full |  |  | Statistical Inventory Reconciliation (SIR) | [8 empty] | UST Currently In Use: 4; UST Temp Close: 0; AST Currently In Use: 0; AST Temp Closed: 0 | 4 | 0 | 0 | 24200-077-006897 | MCCOY & COMPANY, INC.
649 | Permanently Closed | 1901-01-01 06:00 | 1974-01-01 06:00 | 1988-12-01 06:00 | Petroleum | Unleaded gasoline | Unleaded gasoline |  | Steel | Steel |  | Painted or None | Steel |  | 1901-01-01 06:00 | [15 empty] | UST Currently In Use: 0; UST Temp Close: 0; AST Currently In Use: 0; AST Temp Closed: 0 | 0 | 0 | 2 | 10094-077-006902 | ALABAMA OIL CO. OF SHEFFIELD, INC.
650 | Permanently Closed | 1901-01-01 06:00 | 1974-01-01 06:00 | 1988-12-01 06:00 | Petroleum | Unleaded gasoline | Unleaded gasoline |  | Steel | Steel |  | Painted or None | Steel |  | 1901-01-01 06:00 | [15 empty] | UST Currently In Use: 0; UST Temp Close: 0; AST Currently In Use: 0; AST Temp Closed: 0 | 0 | 0 | 2 | 10094-077-006902 | ALABAMA OIL CO. OF SHEFFIELD, INC.
651 | Permanently Closed | 1991-08-13 06:00 | 1974-01-01 06:00 | 1994-02-16 06:00 | Petroleum | Unleaded gasoline | Unleaded gasoline |  | Steel | Steel |  | Painted or None | Steel |  | 1901-01-01 06:00 | [15 empty] | UST Currently In Use: 0; UST Temp Close: 0; AST Currently In Use: 0; AST Temp Closed: 0 | 0 | 0 | 4 | 10094-077-006903 | ALABAMA OIL CO. OF SHEFFIELD, INC.
652 | Permanently Closed | 1991-08-13 06:00 | 1974-01-01 06:00 | 1994-02-16 06:00 | Petroleum | Unleaded gasoline | Unleaded gasoline |  | Steel | Steel |  | Painted or None | Steel |  | 1901-01-01 06:00 | [15 empty] | UST Currently In Use: 0; UST Temp Close: 0; AST Currently In Use: 0; AST Temp Closed: 0 | 0 | 0 | 4 | 10094-077-006903 | ALABAMA OIL CO. OF SHEFFIELD, INC.
653 | Permanently Closed | 1991-08-13 06:00 | 1974-01-01 06:00 | 1994-02-16 06:00 | Petroleum | Unleaded gasoline | Unleaded gasoline |  | Steel | Steel |  | Painted or None | Steel |  | 1901-01-01 06:00 | [15 empty] | UST Currently In Use: 0; UST Temp Close: 0; AST Currently In Use: 0; AST Temp Closed: 0 | 0 | 0 | 4 | 10094-077-006903 | ALABAMA OIL CO. OF SHEFFIELD, INC.
654 | Permanently Closed | 1991-08-13 06:00 | 1976-01-01 06:00 | 1994-02-16 06:00 | Petroleum | Unleaded gasoline | Unleaded gasoline |  | Steel | Steel |  | Painted or None | Steel |  | 1901-01-01 06:00 | [15 empty] | UST Currently In Use: 0; UST Temp Close: 0; AST Currently In Use: 0; AST Temp Closed: 0 | 0 | 0 | 4 | 10094-077-006903 | ALABAMA OIL CO. OF SHEFFIELD, INC.
655 | Permanently Closed | 1901-01-01 06:00 | 1976-01-01 06:00 | 1988-11-30 06:00 | Petroleum | Unleaded gasoline | Unleaded gasoline |  | Steel | Steel |  | Painted or None | Steel |  | 1901-01-01 06:00 | [15 empty] | UST Currently In Use: 0; UST Temp Close: 0; AST Currently In Use: 0; AST Temp Closed: 0 | 0 | 0 | 3 | 10094-077-006905 | ALABAMA OIL CO. OF SHEFFIELD, INC.
656 | Permanently Closed | 1901-01-01 06:00 | 1976-01-01 06:00 | 1988-11-30 06:00 | Petroleum | Unleaded gasoline | Unleaded gasoline |  | Steel | Steel |  | Painted or None | Steel |  | 1901-01-01 06:00 | [15 empty] | UST Currently In Use: 0; UST Temp Close: 0; AST Currently In Use: 0; AST Temp Closed: 0 | 0 | 0 | 3 | 10094-077-006905 | ALABAMA OIL CO. OF SHEFFIELD, INC.
657 | Permanently Closed | 1901-01-01 06:00 | 1978-01-01 06:00 | 1988-11-30 06:00 | Petroleum | Unleaded gasoline | Unleaded gasoline |  | Steel | Steel |  | Painted or None | Steel |  | 1901-01-01 06:00 | [15 empty] | UST Currently In Use: 0; UST Temp Close: 0; AST Currently In Use: 0; AST Temp Closed: 0 | 0 | 0 | 3 | 10094-077-006905 | ALABAMA OIL CO. OF SHEFFIELD, INC.
658 | Permanently Closed | 1901-01-01 06:00 | 1976-01-01 06:00 | 1988-11-30 06:00 | Petroleum | Unleaded gasoline | Unleaded gasoline |  | Steel | Steel |  | Painted or None | Steel |  | 1901-01-01 06:00 | [15 empty] | UST Currently In Use: 0; UST Temp Close: 0; AST Currently In Use: 0; AST Temp Closed: 0 | 0 | 0 | 3 | 10094-077-006909 | ALABAMA OIL CO. OF SHEFFIELD, INC.
659 | Permanently Closed | 1901-01-01 06:00 | 1976-01-01 06:00 | 1988-11-30 06:00 | Petroleum | Unleaded gasoline | Unleaded gasoline |  | Steel | Steel |  | Painted or None | Steel |  | 1901-01-01 06:00 | [15 empty] | UST Currently In Use: 0; UST Temp Close: 0; AST Currently In Use: 0; AST Temp Closed: 0 | 0 | 0 | 3 | 10094-077-006909 | ALABAMA OIL CO. OF SHEFFIELD, INC.
660 | Permanently Closed | 1901-01-01 06:00 | 1976-01-01 06:00 | 1988-11-30 06:00 | Petroleum | Unleaded gasoline | Unleaded gasoline |  | Steel | Steel |  | Painted or None | Steel |  | 1901-01-01 06:00 | [15 empty] | UST Currently In Use: 0; UST Temp Close: 0; AST Currently In Use: 0; AST Temp Closed: 0 | 0 | 0 | 3 | 10094-077-006909 | ALABAMA OIL CO. OF SHEFFIELD, INC.
661 | Permanently Closed | 1901-01-01 06:00 | 1967-01-01 06:00 |  | Petroleum | Unleaded gasoline | Unleaded gasoline |  | Steel | Steel |  | Painted or None | Steel |  | 1901-01-01 06:00 | [15 empty] | UST Currently In Use: 0; UST Temp Close: 0; AST Currently In Use: 0; AST Temp Closed: 0 | 0 | 0 | 2 | 10094-077-006910 | ALABAMA OIL CO. OF SHEFFIELD, INC.
662 | Permanently Closed | 1901-01-01 06:00 | 1967-01-01 06:00 |  | Petroleum | Unleaded gasoline | Unleaded gasoline |  | Steel | Steel |  | Painted or None | Steel |  | 1901-01-01 06:00 | [15 empty] | UST Currently In Use: 0; UST Temp Close: 0; AST Currently In Use: 0; AST Temp Closed: 0 | 0 | 0 | 2 | 10094-077-006910 | ALABAMA OIL CO. OF SHEFFIELD, INC.
663 | Permanently Closed | 1901-01-01 06:00 | 1980-01-01 06:00 | 1988-11-30 06:00 | Petroleum | Unleaded gasoline | Unleaded gasoline |  | Steel | Steel |  | Painted or None | Steel |  | 1901-01-01 06:00 | [15 empty] | UST Currently In Use: 0; UST Temp Close: 0; AST Currently In Use: 0; AST Temp Closed: 0 | 0 | 0 | 1 | 10094-077-006913 | ALABAMA OIL CO. OF SHEFFIELD, INC.
664 | Currently in Use |  | 1982-01-01 06:00 |  | Petroleum | Unleaded gasoline | Unleaded gasoline | Retail | Single Wall, Steel | Steel | Field installed cathodic protection, Interior lined (not allowed as a standalone method of corrosion protection) |  | Fiberglass reinforced plastic, Single Wall |  |  |  | Catchment Basin, Single walled catchment basin | Flow Rest 90% Full | Flow Rest 90% Full |  |  | Statistical Inventory Reconciliation (SIR) | Direct Bury submersible pump | Automatic flow restrictor (MLLD) | Automatic flow restrictor (MLLD) |  |  | Statistical inventory reconciliation (SIR) | Statistical inventory reconciliation (SIR) |  | UST Currently In Use: 4; UST Temp Close: 0; AST Currently In Use: 0; AST Temp Closed: 0 | 4 | 0 | 0 | 22125-077-006915 | HUU TRINH
665 | Currently in Use |  | 1982-01-01 06:00 |  | Petroleum | Premium gasoline | Premium gasoline | Retail | Single Wall, Steel | Steel | Field installed cathodic protection, Interior lined (not allowed as a standalone method of corrosion protection) |  | Fiberglass reinforced plastic, Single Wall |  |  |  | Catchment Basin, Single walled catchment basin | Automatic shutoff device At 95% full, Flow Rest 90% Full | Flow Rest 90% Full |  |  | Statistical Inventory Reconciliation (SIR) | Direct Bury submersible pump | Automatic flow restrictor (MLLD) | Automatic flow restrictor (MLLD) |  |  | Statistical inventory reconciliation (SIR) | Statistical inventory reconciliation (SIR) |  | UST Currently In Use: 4; UST Temp Close: 0; AST Currently In Use: 0; AST Temp Closed: 0 | 4 | 0 | 0 | 22125-077-006915 | HUU TRINH
666 | Currently in Use |  | 1982-01-01 06:00 |  | Petroleum | Unleaded gasoline | Unleaded gasoline | Retail | Single Wall, Steel | Steel | Field installed cathodic protection, Interior lined (not allowed as a standalone method of corrosion protection) |  | Fiberglass reinforced plastic, Single Wall |  |  |  | Catchment Basin, Single walled catchment basin | Automatic shutoff device At 95% full | Automatic shutoff device At 95% full |  |  | Statistical Inventory Reconciliation (SIR) | Direct Bury submersible pump | Automatic flow restrictor (MLLD) | Automatic flow restrictor (MLLD) |  |  | Statistical inventory reconciliation (SIR) | Statistical inventory reconciliation (SIR) |  | UST Currently In Use: 4; UST Temp Close: 0; AST Currently In Use: 0; AST Temp Closed: 0 | 4 | 0 | 0 | 22125-077-006915 | HUU TRINH
667 | Currently in Use |  | 1982-01-01 06:00 |  | Petroleum | On road diesel | On road diesel | Retail | Single Wall, Steel | Steel | Field installed cathodic protection, Interior lined (not allowed as a standalone method of corrosion protection) |  | Fiberglass reinforced plastic, Single Wall |  |  |  | Catchment Basin, Single walled catchment basin | Flow Rest 90% Full | Flow Rest 90% Full |  |  | Statistical Inventory Reconciliation (SIR) | [8 empty] | UST Currently In Use: 4; UST Temp Close: 0; AST Currently In Use: 0; AST Temp Closed: 0 | 4 | 0 | 0 | 22125-077-006915 | HUU TRINH
668 | Permanently Closed | 1901-01-01 06:00 | 1975-01-01 06:00 | 1988-12-01 06:00 | Petroleum | Unleaded gasoline | Unleaded gasoline |  | Steel | Steel |  | Painted or None | Steel |  | 1901-01-01 06:00 | [15 empty] | UST Currently In Use: 0; UST Temp Close: 0; AST Currently In Use: 0; AST Temp Closed: 0 | 0 | 0 | 3 | 10094-077-006916 | ALABAMA OIL CO. OF SHEFFIELD, INC.
669 | Permanently Closed | 1901-01-01 06:00 | 1975-01-01 06:00 | 1988-12-01 06:00 | Petroleum | Unleaded gasoline | Unleaded gasoline |  | Steel | Steel |  | Painted or None | Steel |  | 1901-01-01 06:00 | [15 empty] | UST Currently In Use: 0; UST Temp Close: 0; AST Currently In Use: 0; AST Temp Closed: 0 | 0 | 0 | 3 | 10094-077-006916 | ALABAMA OIL CO. OF SHEFFIELD, INC.
670 | Permanently Closed | 1901-01-01 06:00 | 1975-01-01 06:00 | 1988-12-01 06:00 | Petroleum | Unleaded gasoline | Unleaded gasoline |  | Steel | Steel |  | Painted or None | Steel |  | 1901-01-01 06:00 | [15 empty] | UST Currently In Use: 0; UST Temp Close: 0; AST Currently In Use: 0; AST Temp Closed: 0 | 0 | 0 | 3 | 10094-077-006916 | ALABAMA OIL CO. OF SHEFFIELD, INC.
671 | Permanently Closed | 1987-06-01 06:00 | 1983-01-01 06:00 | 1987-06-01 06:00 | Petroleum | Unleaded gasoline | Unleaded gasoline |  | Steel | Steel |  | Painted or None | Steel |  | 1901-01-01 06:00 | [15 empty] | UST Currently In Use: 0; UST Temp Close: 0; AST Currently In Use: 0; AST Temp Closed: 0 | 0 | 0 | 3 | 10094-077-006917 | ALABAMA OIL CO. OF SHEFFIELD, INC.
672 | Permanently Closed | 1987-06-01 06:00 | 1983-01-01 06:00 | 1987-06-01 06:00 | Petroleum | Unleaded gasoline | Unleaded gasoline |  | Steel | Steel |  | Painted or None | Steel |  | 1901-01-01 06:00 | [15 empty] | UST Currently In Use: 0; UST Temp Close: 0; AST Currently In Use: 0; AST Temp Closed: 0 | 0 | 0 | 3 | 10094-077-006917 | ALABAMA OIL CO. OF SHEFFIELD, INC.
673 | Permanently Closed | 1987-06-01 06:00 | 1976-01-01 06:00 | 1987-06-01 06:00 | Petroleum | Unleaded gasoline | Unleaded gasoline |  | Steel | Steel |  | Painted or None | Steel |  | 1901-01-01 06:00 | [15 empty] | UST Currently In Use: 0; UST Temp Close: 0; AST Currently In Use: 0; AST Temp Closed: 0 | 0 | 0 | 3 | 10094-077-006917 | ALABAMA OIL CO. OF SHEFFIELD, INC.
674 | Currently in Use |  | 1986-01-01 06:00 |  | Petroleum | Mid-grade gasoline | Mid-grade gasoline | Retail | Single Wall, Steel | Steel | Coated & cathodic protection (sti-P3), Field installed cathodic protection |  | Single Wall, Steel |  |  | Field installed cathodic protection | Catchment Basin, Single walled catchment basin | Automatic shutoff device At 95% full, Flow Rest 90% Full | Flow Rest 90% Full |  |  | Continuous Automatic Tank Gauge | Direct Bury submersible pump | Automatic shutoff device (AELLD) | Automatic shutoff device (AELLD) | [5 empty] | UST Currently In Use: 4; UST Temp Close: 0; AST Currently In Use: 0; AST Temp Closed: 0 | 4 | 0 | 0 | 15420-077-012198 | MAPCO EXPRESS, LLC
675 | Currently in Use |  | 1986-01-01 06:00 |  | Petroleum | Premium gasoline | Premium gasoline | Retail | Single Wall, Steel | Steel | Coated & cathodic protection (sti-P3), Field installed cathodic protection |  | Single Wall, Steel |  |  | Field installed cathodic protection | Catchment Basin, Single walled catchment basin | Automatic shutoff device At 95% full, Flow Rest 90% Full | Flow Rest 90% Full |  |  | Continuous Automatic Tank Gauge | Direct Bury submersible pump | Automatic shutoff device (AELLD) | Automatic shutoff device (AELLD) | [5 empty] | UST Currently In Use: 4; UST Temp Close: 0; AST Currently In Use: 0; AST Temp Closed: 0 | 4 | 0 | 0 | 15420-077-012198 | MAPCO EXPRESS, LLC
676 | Currently in Use |  | 1986-01-01 06:00 |  | Petroleum | Unleaded gasoline | Unleaded gasoline | Retail | Single Wall, Steel | Steel | Coated & cathodic protection (sti-P3), Field installed cathodic protection |  | Single Wall, Steel |  |  | Field installed cathodic protection | Catchment Basin, Single walled catchment basin | Automatic shutoff device At 95% full, Flow Rest 90% Full | Flow Rest 90% Full |  |  | Continuous Automatic Tank Gauge | Direct Bury submersible pump | Automatic shutoff device (AELLD) | Automatic shutoff device (AELLD) | [5 empty] | UST Currently In Use: 4; UST Temp Close: 0; AST Currently In Use: 0; AST Temp Closed: 0 | 4 | 0 | 0 | 15420-077-012198 | MAPCO EXPRESS, LLC
677 | Currently in Use |  | 1986-01-01 06:00 |  | Petroleum | On road diesel | On road diesel | Retail | Single Wall, Steel | Steel | Coated & cathodic protection (sti-P3), Field installed cathodic protection |  | Single Wall, Steel |  |  | Field installed cathodic protection | Catchment Basin, Single walled catchment basin | Automatic shutoff device At 95% full, Flow Rest 90% Full | Flow Rest 90% Full |  |  | Continuous Automatic Tank Gauge | Direct Bury submersible pump | Automatic shutoff device (AELLD) | Automatic shutoff device (AELLD) | [5 empty] | UST Currently In Use: 4; UST Temp Close: 0; AST Currently In Use: 0; AST Temp Closed: 0 | 4 | 0 | 0 | 15420-077-012198 | MAPCO EXPRESS, LLC
678 | Permanently Closed | 1901-01-01 06:00 | 1968-01-01 06:00 |  | Petroleum | Unleaded gasoline | Unleaded gasoline |  | Steel | Steel |  | Painted or None | Steel |  | 1901-01-01 06:00 | [15 empty] | UST Currently In Use: 0; UST Temp Close: 0; AST Currently In Use: 0; AST Temp Closed: 0 | 0 | 0 | 2 | 10094-079-006896 | ALABAMA OIL CO. OF SHEFFIELD, INC.
679 | Permanently Closed | 1901-01-01 06:00 | 1968-01-01 06:00 |  | Petroleum | Unleaded gasoline | Unleaded gasoline |  | Steel | Steel |  | Painted or None | Steel |  | 1901-01-01 06:00 | [15 empty] | UST Currently In Use: 0; UST Temp Close: 0; AST Currently In Use: 0; AST Temp Closed: 0 | 0 | 0 | 2 | 10094-079-006896 | ALABAMA OIL CO. OF SHEFFIELD, INC.
680 | Permanently Closed | 1997-09-01 06:00 | 1972-01-01 06:00 | 1998-02-27 06:00 | Petroleum | On road diesel | On road diesel |  | Steel | Steel |  | Painted or None |  |  | 1901-01-01 06:00 | [15 empty] | UST Currently In Use: 0; UST Temp Close: 0; AST Currently In Use: 0; AST Temp Closed: 0 | 0 | 0 | 1 | 10097-073-010296 | ALABAMA PAPER AND METAL WARE CO
681 | Permanently Closed | 1994-01-01 06:00 | 1975-01-01 06:00 | 1994-01-01 06:00 | Petroleum | Unleaded gasoline | Unleaded gasoline |  | Steel | Steel |  | Painted or None | Steel |  | 1901-01-01 06:00 | [15 empty] | UST Currently In Use: 0; UST Temp Close: 0; AST Currently In Use: 0; AST Temp Closed: 0 | 0 | 0 | 1 | 10099-073-000478 | ALABAMA BRIDGE BUILDERS INC
682 | Permanently Closed | 1989-12-13 06:00 | 1977-01-01 06:00 | 1989-12-13 06:00 | Petroleum | On road diesel | On road diesel |  | Steel | Steel |  | Painted or None | Steel |  | 1901-01-01 06:00 | [15 empty] | UST Currently In Use: 0; UST Temp Close: 0; AST Currently In Use: 0; AST Temp Closed: 0 | 0 | 0 | 5 | 10102-015-002136 | COCA COLA BOTTLING CO OF ALABAMA
683 | Permanently Closed | 1989-12-13 06:00 | 1974-01-01 06:00 | 1989-12-13 06:00 | Petroleum | Unleaded gasoline | Unleaded gasoline |  | Steel | Steel |  | Painted or None | Steel |  | 1901-01-01 06:00 | [15 empty] | UST Currently In Use: 0; UST Temp Close: 0; AST Currently In Use: 0; AST Temp Closed: 0 | 0 | 0 | 5 | 10102-015-002136 | COCA COLA BOTTLING CO OF ALABAMA
684 | Permanently Closed | 1989-12-13 06:00 | 1974-01-01 06:00 | 1989-12-13 06:00 | Petroleum | Unleaded gasoline | Unleaded gasoline |  | Steel | Steel |  | Painted or None | Steel |  | 1901-01-01 06:00 | [15 empty] | UST Currently In Use: 0; UST Temp Close: 0; AST Currently In Use: 0; AST Temp Closed: 0 | 0 | 0 | 5 | 10102-015-002136 | COCA COLA BOTTLING CO OF ALABAMA
685 | Permanently Closed | 1989-08-08 06:00 | 1979-01-01 06:00 | 1989-08-08 06:00 | Petroleum | On road diesel | On road diesel |  | Steel | Steel |  | Painted or None | Steel |  | 1901-01-01 06:00 | [15 empty] | UST Currently In Use: 0; UST Temp Close: 0; AST Currently In Use: 0; AST Temp Closed: 0 | 0 | 0 | 2 | 10103-095-002135 | COCA COLA BOTTLING CO OF ALABAMA
686 | Permanently Closed | 1989-08-08 06:00 | 1953-01-01 06:00 | 1989-08-08 06:00 | Petroleum | Unleaded gasoline | Unleaded gasoline |  | Steel | Steel |  | Painted or None | Steel |  | 1901-01-01 06:00 | [15 empty] | UST Currently In Use: 0; UST Temp Close: 0; AST Currently In Use: 0; AST Temp Closed: 0 | 0 | 0 | 2 | 10103-095-002135 | COCA COLA BOTTLING CO OF ALABAMA
687 | Permanently Closed | 1996-01-18 06:00 | 1988-10-01 06:00 | 1996-01-18 06:00 | Petroleum | Unleaded gasoline | Unleaded gasoline | Bulk facility | [6 empty] | 1901-01-01 06:00 | [6 empty] | Statistical Inventory Reconciliation (SIR) | [8 empty] | UST Currently In Use: 0; UST Temp Close: 0; AST Currently In Use: 0; AST Temp Closed: 0 | 0 | 0 | 2 | 10105-089-011343 | GEORGIA CROWN DISTRIBUTING CO INC
688 | Permanently Closed | 1996-01-18 06:00 | 1988-10-01 06:00 | 1996-01-18 06:00 | Petroleum | On road diesel | On road diesel | Bulk facility | [6 empty] | 1901-01-01 06:00 | [6 empty] | Statistical Inventory Reconciliation (SIR) | [8 empty] | UST Currently In Use: 0; UST Temp Close: 0; AST Currently In Use: 0; AST Temp Closed: 0 | 0 | 0 | 2 | 10105-089-011343 | GEORGIA CROWN DISTRIBUTING CO INC
689 | Permanently Closed | 2008-05-01 06:00 | 1983-01-01 06:00 |  | Petroleum | Unleaded gasoline | Unleaded gasoline | Retail | Steel | Steel | Coated & cathodic protection (sti-P3) |  | Fiberglass reinforced plastic |  |  | Other, FLXS ISOLA | Catchment Basin, Single walled catchment basin | Audible high level alarm At 90% full, Automatic shutoff device At 95% full | Automatic shutoff device At 95% full |  |  | Continuous Automatic Tank Gauge |  |  |  | Interstitial Monitoring within Secondary Containment |  | Annual line testing, Continuous alarm system | Continuous alarm system |  | UST Currently In Use: 0; UST Temp Close: 0; AST Currently In Use: 0; AST Temp Closed: 0 | 0 | 0 | 3 | 21268-117-012544 | CARWASH HEADQUARTERS/MSTR CAR WASH
690 | Permanently Closed | 2008-05-01 06:00 | 1983-01-01 06:00 |  | Petroleum | Mid-grade gasoline | Mid-grade gasoline | Retail | Steel | Steel | Coated & cathodic protection (sti-P3) |  | Fiberglass reinforced plastic |  |  | Other, FLXS ISOLA | Catchment Basin, Single walled catchment basin | Audible high level alarm At 90% full, Automatic shutoff device At 95% full | Automatic shutoff device At 95% full |  |  | Continuous Automatic Tank Gauge |  |  |  | Interstitial Monitoring within Secondary Containment |  | Annual line testing, Continuous alarm system | Continuous alarm system |  | UST Currently In Use: 0; UST Temp Close: 0; AST Currently In Use: 0; AST Temp Closed: 0 | 0 | 0 | 3 | 21268-117-012544 | CARWASH HEADQUARTERS/MSTR CAR WASH
691 | Permanently Closed | 2008-05-01 06:00 | 1983-01-01 06:00 |  | Petroleum | Premium gasoline | Premium gasoline | Retail | Steel | Steel | Coated & cathodic protection (sti-P3) |  | Fiberglass reinforced plastic |  |  | Other, FLXS ISOLA | Catchment Basin, Single walled catchment basin | Audible high level alarm At 90% full, Automatic shutoff device At 95% full | Automatic shutoff device At 95% full |  |  | Continuous Automatic Tank Gauge |  |  |  | Interstitial Monitoring within Secondary Containment |  | Continuous alarm system | Continuous alarm system |  | UST Currently In Use: 0; UST Temp Close: 0; AST Currently In Use: 0; AST Temp Closed: 0 | 0 | 0 | 3 | 21268-117-012544 | CARWASH HEADQUARTERS/MSTR CAR WASH
692 | Permanently Closed | 1999-10-13 06:00 | 1989-01-01 06:00 | 1999-10-13 06:00 | Petroleum | Unleaded gasoline | Unleaded gasoline | State/federal government | Steel | Steel | Interior lined (not allowed as a standalone method of corrosion protection) | Painted or None | Steel |  | 1901-01-01 06:00 | [15 empty] | UST Currently In Use: 1; UST Temp Close: 0; AST Currently In Use: 0; AST Temp Closed: 0 | 1 | 0 | 4 | 21890-095-014180 | LAKE GUNTERSVILLE STATE PARK
693 | Permanently Closed | 1999-10-13 06:00 | 1989-01-01 06:00 | 1999-10-13 06:00 | Petroleum | Unleaded gasoline | Unleaded gasoline | State/federal government | Steel | Steel |  | Painted or None | Steel |  | 1901-01-01 06:00 | [15 empty] | UST Currently In Use: 1; UST Temp Close: 0; AST Currently In Use: 0; AST Temp Closed: 0 | 1 | 0 | 4 | 21890-095-014180 | LAKE GUNTERSVILLE STATE PARK
694 | Permanently Closed | 1999-10-12 06:00 | 1989-01-01 06:00 | 1999-10-12 06:00 | Petroleum | Unleaded gasoline | Unleaded gasoline | State/federal government | Steel | Steel | Interior lined (not allowed as a standalone method of corrosion protection) | Painted or None | Steel |  | 1901-01-01 06:00 | [15 empty] | UST Currently In Use: 1; UST Temp Close: 0; AST Currently In Use: 0; AST Temp Closed: 0 | 1 | 0 | 4 | 21890-095-014180 | LAKE GUNTERSVILLE STATE PARK
695 | Permanently Closed | 1999-10-21 06:00 | 1989-01-01 06:00 | 1999-10-21 06:00 | Petroleum | Unleaded gasoline | Unleaded gasoline | State/federal government | Steel | Steel |  | Painted or None | Steel |  | 1901-01-01 06:00 | [15 empty] | UST Currently In Use: 1; UST Temp Close: 0; AST Currently In Use: 0; AST Temp Closed: 0 | 1 | 0 | 4 | 21890-095-014180 | LAKE GUNTERSVILLE STATE PARK
696 | Permanently Closed | 1991-02-07 06:00 | 1968-01-01 06:00 | 1991-02-07 06:00 | Petroleum | Used oil | Used oil | State/federal government | Steel | Steel |  |  | Steel |  | 1901-01-01 06:00 | [15 empty] | UST Currently In Use: 0; UST Temp Close: 0; AST Currently In Use: 0; AST Temp Closed: 0 | 0 | 0 | 5 | 10112-051-004964 | ALABAMA DEPT OF CORRECTIONS
697 | Permanently Closed | 1991-01-04 06:00 | 1968-01-01 06:00 | 1991-01-04 06:00 | Petroleum | On road diesel | On road diesel | State/federal government | Steel | Steel |  |  | Steel |  | 1901-01-01 06:00 | [15 empty] | UST Currently In Use: 0; UST Temp Close: 0; AST Currently In Use: 0; AST Temp Closed: 0 | 0 | 0 | 5 | 10112-051-004964 | ALABAMA DEPT OF CORRECTIONS
698 | Permanently Closed | 1991-01-04 06:00 | 1968-01-01 06:00 | 1991-01-04 06:00 | Petroleum | On road diesel | On road diesel | State/federal government | Steel | Steel |  |  | Steel |  | 1901-01-01 06:00 | [15 empty] | UST Currently In Use: 0; UST Temp Close: 0; AST Currently In Use: 0; AST Temp Closed: 0 | 0 | 0 | 5 | 10112-051-004964 | ALABAMA DEPT OF CORRECTIONS
699 | Permanently Closed | 1991-01-04 06:00 | 1977-01-01 06:00 | 1991-01-04 06:00 | Petroleum | Unleaded gasoline | Unleaded gasoline | State/federal government | Steel | Steel |  | Painted or None | Steel |  | 1901-01-01 06:00 | [15 empty] | UST Currently In Use: 0; UST Temp Close: 0; AST Currently In Use: 0; AST Temp Closed: 0 | 0 | 0 | 5 | 10112-051-004964 | ALABAMA DEPT OF CORRECTIONS
700 | Permanently Closed | 1991-01-04 06:00 | 1982-01-01 06:00 | 1991-01-04 06:00 | Petroleum | Used oil | Used oil | State/federal government | Steel | Steel |  |  | Steel |  | 1901-01-01 06:00 | [15 empty] | UST Currently In Use: 0; UST Temp Close: 0; AST Currently In Use: 0; AST Temp Closed: 0 | 0 | 0 | 5 | 10112-051-004964 | ALABAMA DEPT OF CORRECTIONS
701 | Permanently Closed | 1990-11-30 06:00 | 1961-01-01 06:00 | 1990-11-30 06:00 | Petroleum | On road diesel | On road diesel | State/federal government |  |  |  |  | Steel |  | 1901-01-01 06:00 | [15 empty] | UST Currently In Use: 0; UST Temp Close: 0; AST Currently In Use: 0; AST Temp Closed: 0 | 0 | 0 | 1 | 10112-051-011169 | ALABAMA DEPT OF CORRECTIONS
702 | Permanently Closed | 2004-07-07 06:00 | 1973-01-01 06:00 | 2004-07-07 06:00 | Petroleum | On road diesel | On road diesel | State/federal government |  |  | Other, OTHER |  | Steel |  | 1901-01-01 06:00 | [15 empty] | UST Currently In Use: 1; UST Temp Close: 2; AST Currently In Use: 0; AST Temp Closed: 0 | 1 | 2 | 8 | 10112-053-004961 | ALABAMA DEPT OF CORRECTIONS
703 | Permanently Closed | 2004-07-07 06:00 | 1973-01-01 06:00 | 2004-07-07 06:00 | Petroleum | On road diesel | On road diesel | State/federal government |  |  | Other, OTHER |  | Steel |  | 1901-01-01 06:00 | [15 empty] | UST Currently In Use: 1; UST Temp Close: 2; AST Currently In Use: 0; AST Temp Closed: 0 | 1 | 2 | 8 | 10112-053-004961 | ALABAMA DEPT OF CORRECTIONS
704 | Permanently Closed | 1990-11-25 06:00 | 1980-01-01 06:00 | 1990-11-25 06:00 | Petroleum | On road diesel | On road diesel | State/federal government | [6 empty] | 1901-01-01 06:00 | [15 empty] | UST Currently In Use: 1; UST Temp Close: 2; AST Currently In Use: 0; AST Temp Closed: 0 | 1 | 2 | 8 | 10112-053-004961 | ALABAMA DEPT OF CORRECTIONS
705 | Permanently Closed | 1990-11-25 06:00 | 1980-01-01 06:00 | 1990-11-25 06:00 | Petroleum | On road diesel | On road diesel | State/federal government | [6 empty] | 1901-01-01 06:00 | [15 empty] | UST Currently In Use: 1; UST Temp Close: 2; AST Currently In Use: 0; AST Temp Closed: 0 | 1 | 2 | 8 | 10112-053-004961 | ALABAMA DEPT OF CORRECTIONS
706 | Permanently Closed | 1990-11-25 06:00 | 1980-01-01 06:00 | 1990-11-25 06:00 | Petroleum | On road diesel | On road diesel | State/federal government | [6 empty] | 1901-01-01 06:00 | [15 empty] | UST Currently In Use: 1; UST Temp Close: 2; AST Currently In Use: 0; AST Temp Closed: 0 | 1 | 2 | 8 | 10112-053-004961 | ALABAMA DEPT OF CORRECTIONS
709 | Permanently Closed | 1990-11-07 06:00 | 1968-01-01 06:00 | 1990-11-07 06:00 | Petroleum | On road diesel | On road diesel | State/federal government | Steel | Steel |  | Painted or None | Steel |  | 1901-01-01 06:00 | [15 empty] | UST Currently In Use: 0; UST Temp Close: 0; AST Currently In Use: 0; AST Temp Closed: 0 | 0 | 0 | 2 | 10112-065-004965 | ALABAMA DEPT OF CORRECTIONS
710 | Permanently Closed | 1990-11-07 06:00 | 1968-01-01 06:00 | 1990-11-07 06:00 | Petroleum | Unleaded gasoline | Unleaded gasoline | State/federal government | Steel | Steel |  | Painted or None | Steel |  | 1901-01-01 06:00 | [15 empty] | UST Currently In Use: 0; UST Temp Close: 0; AST Currently In Use: 0; AST Temp Closed: 0 | 0 | 0 | 2 | 10112-065-004965 | ALABAMA DEPT OF CORRECTIONS
711 | Permanently Closed | 1991-01-23 06:00 | 1980-01-01 06:00 | 1991-01-23 06:00 | Petroleum | On road diesel | On road diesel | State/federal government | [6 empty] | 1901-01-01 06:00 | [15 empty] | UST Currently In Use: 2; UST Temp Close: 0; AST Currently In Use: 0; AST Temp Closed: 0 | 2 | 0 | 1 | 10112-073-004959 | ALABAMA DEPT OF CORRECTIONS
712 | Currently in Use |  | 1980-01-01 06:00 |  | Petroleum | On road diesel | On road diesel | Emergency Power Generator, State/Federal Government | Single Wall, Steel | Steel | Coated & cathodic protection (sti-P3) |  | Double Wall, Flexible, HOSE IN F |  |  |  | Catchment Basin, Single walled catchment basin | Automatic shutoff device At 95% full | Automatic shutoff device At 95% full |  |  | Other |  | Other | Other |  |  | Other | Other |  | UST Currently In Use: 2; UST Temp Close: 0; AST Currently In Use: 0; AST Temp Closed: 0 | 2 | 0 | 1 | 10112-073-004959 | ALABAMA DEPT OF CORRECTIONS
713 | Currently in Use |  | 1980-01-01 06:00 |  | Petroleum | On road diesel | On road diesel | Emergency Power Generator, State/Federal Government | Single Wall, Steel | Steel | Coated & cathodic protection (sti-P3) |  | Other, HOSE IN F |  |  |  | Catchment Basin, Single walled catchment basin | Automatic shutoff device At 95% full | Automatic shutoff device At 95% full |  |  | Other |  | Other | Other |  |  | Other | Other |  | UST Currently In Use: 2; UST Temp Close: 0; AST Currently In Use: 0; AST Temp Closed: 0 | 2 | 0 | 1 | 10112-073-004959 | ALABAMA DEPT OF CORRECTIONS
715 | Permanently Closed | 1991-01-08 06:00 | 1982-01-01 06:00 | 1991-01-08 06:00 | Petroleum | Used oil | Used oil | State/federal government | [6 empty] | 1901-01-01 06:00 | [15 empty] | UST Currently In Use: 1; UST Temp Close: 0; AST Currently In Use: 0; AST Temp Closed: 0 | 1 | 0 | 3 | 10112-083-011168 | ALABAMA DEPT OF CORRECTIONS
716 | Permanently Closed | 1991-01-08 06:00 | 1968-01-01 06:00 | 1991-01-08 06:00 | Petroleum | On road diesel | On road diesel | State/federal government | Steel | Steel |  |  |  |  | 1901-01-01 06:00 | [15 empty] | UST Currently In Use: 1; UST Temp Close: 0; AST Currently In Use: 0; AST Temp Closed: 0 | 1 | 0 | 3 | 10112-083-011168 | ALABAMA DEPT OF CORRECTIONS
717 | Permanently Closed | 1991-01-08 06:00 | 1982-01-01 06:00 | 1991-01-08 06:00 | Petroleum | On road diesel | On road diesel | State/federal government | Steel | Steel |  |  |  |  | 1901-01-01 06:00 | [15 empty] | UST Currently In Use: 1; UST Temp Close: 0; AST Currently In Use: 0; AST Temp Closed: 0 | 1 | 0 | 3 | 10112-083-011168 | ALABAMA DEPT OF CORRECTIONS
719 | Permanently Closed | 1991-01-15 06:00 | 1979-01-01 06:00 | 1991-01-15 06:00 | Petroleum | Unleaded gasoline | Unleaded gasoline | State/federal government | Steel | Steel |  | Painted or None | Steel |  | 1901-01-01 06:00 | [15 empty] | UST Currently In Use: 0; UST Temp Close: 0; AST Currently In Use: 0; AST Temp Closed: 0 | 0 | 0 | 1 | 10112-093-004958 | ALABAMA DEPT OF CORRECTIONS
720 | Permanently Closed | 1990-11-01 06:00 | 1963-01-01 06:00 | 1990-11-06 06:00 | Petroleum | Unleaded gasoline | Unleaded gasoline | State/federal government | [6 empty] | 1901-01-01 06:00 | [15 empty] | UST Currently In Use: 0; UST Temp Close: 0; AST Currently In Use: 0; AST Temp Closed: 0 | 0 | 0 | 1 | 10112-101-004962 | ALABAMA DEPT OF CORRECTIONS
721 | Permanently Closed | 1990-11-14 06:00 | 1966-01-01 06:00 | 1990-11-14 06:00 | Petroleum | On road diesel | On road diesel | State/federal government | Steel | Steel |  | Painted or None | Steel |  | 1901-01-01 06:00 | [15 empty] | UST Currently In Use: 0; UST Temp Close: 0; AST Currently In Use: 1; AST Temp Closed: 0 | 0 | 0 | 3 | 10112-101-004963 | ALABAMA DEPT OF CORRECTIONS
722 | Permanently Closed | 1990-11-14 06:00 | 1966-01-01 06:00 | 1990-11-15 06:00 | Petroleum | On road diesel | On road diesel | State/federal government | Steel | Steel |  | Painted or None | Steel |  | 1901-01-01 06:00 | [15 empty] | UST Currently In Use: 0; UST Temp Close: 0; AST Currently In Use: 1; AST Temp Closed: 0 | 0 | 0 | 3 | 10112-101-004963 | ALABAMA DEPT OF CORRECTIONS
723 | Permanently Closed | 1990-11-14 06:00 | 1966-01-01 06:00 | 1990-11-15 06:00 | Petroleum | Unleaded gasoline | Unleaded gasoline | State/federal government | Steel | Steel |  | Painted or None | Steel |  | 1901-01-01 06:00 | [15 empty] | UST Currently In Use: 0; UST Temp Close: 0; AST Currently In Use: 1; AST Temp Closed: 0 | 0 | 0 | 3 | 10112-101-004963 | ALABAMA DEPT OF CORRECTIONS
724 | Permanently Closed | 1991-01-17 06:00 | 1980-01-01 06:00 | 1991-01-17 06:00 | Petroleum | Unleaded gasoline | Unleaded gasoline | State/federal government | Steel | Steel |  |  | Steel |  | 1901-01-01 06:00 | [15 empty] | UST Currently In Use: 0; UST Temp Close: 0; AST Currently In Use: 0; AST Temp Closed: 0 | 0 | 0 | 3 | 10112-115-004960 | ALABAMA DEPT OF CORRECTIONS
725 | Permanently Closed | 1991-01-17 06:00 | 1982-01-01 06:00 | 1991-01-17 06:00 | Petroleum | Used oil | Used oil | State/federal government | [6 empty] | 1901-01-01 06:00 | [15 empty] | UST Currently In Use: 0; UST Temp Close: 0; AST Currently In Use: 0; AST Temp Closed: 0 | 0 | 0 | 3 | 10112-115-004960 | ALABAMA DEPT OF CORRECTIONS
726 | Permanently Closed | 1991-01-17 06:00 | 1980-01-01 06:00 | 1991-01-17 06:00 | Petroleum | On road diesel | On road diesel | State/federal government | Steel | Steel |  |  | Steel |  | 1901-01-01 06:00 | [15 empty] | UST Currently In Use: 0; UST Temp Close: 0; AST Currently In Use: 0; AST Temp Closed: 0 | 0 | 0 | 3 | 10112-115-004960 | ALABAMA DEPT OF CORRECTIONS
727 | Permanently Closed | 1999-11-29 06:00 | 1972-01-01 06:00 | 2000-08-08 06:00 | Petroleum | Unleaded gasoline | Unleaded gasoline | State/federal government | Steel | Steel |  | Painted or None | Steel |  | 1901-01-01 06:00 | [15 empty] | UST Currently In Use: 0; UST Temp Close: 0; AST Currently In Use: 0; AST Temp Closed: 0 | 0 | 0 | 2 | 10113-097-002755 | ALBERT P BREWER DEVELOPMENTAL CENTR
728 | Permanently Closed | 1999-11-29 06:00 | 1974-01-01 06:00 | 2000-08-08 06:00 | Petroleum | Unleaded gasoline | Unleaded gasoline | State/federal government | Steel | Steel |  | Painted or None | Steel |  | 1901-01-01 06:00 | [15 empty] | UST Currently In Use: 0; UST Temp Close: 0; AST Currently In Use: 0; AST Temp Closed: 0 | 0 | 0 | 2 | 10113-097-002755 | ALBERT P BREWER DEVELOPMENTAL CENTR
729 | Permanently Closed | 1986-05-01 06:00 | 1943-01-01 07:00 |  | Petroleum | On road diesel | On road diesel |  | Steel | Steel |  | Painted or None | Steel |  | 1901-01-01 06:00 | [15 empty] | UST Currently In Use: 0; UST Temp Close: 0; AST Currently In Use: 0; AST Temp Closed: 0 | 0 | 0 | 20 | 10116-097-009539 | ALABAMA DRY DOCK AND SHIPBLDG CORP
730 | Permanently Closed | 1986-05-01 06:00 | 1943-01-01 07:00 |  | Petroleum | Kerosene | Kerosene |  | Steel | Steel |  | Painted or None | Steel |  | 1901-01-01 06:00 | [15 empty] | UST Currently In Use: 0; UST Temp Close: 0; AST Currently In Use: 0; AST Temp Closed: 0 | 0 | 0 | 20 | 10116-097-009539 | ALABAMA DRY DOCK AND SHIPBLDG CORP
731 | Permanently Closed | 1986-05-01 06:00 | 1943-01-01 07:00 |  | Petroleum | Other, BUNKER"C" | Other |  | Steel | Steel |  | Painted or None | Steel |  | 1901-01-01 06:00 | [15 empty] | UST Currently In Use: 0; UST Temp Close: 0; AST Currently In Use: 0; AST Temp Closed: 0 | 0 | 0 | 20 | 10116-097-009539 | ALABAMA DRY DOCK AND SHIPBLDG CORP
732 | Permanently Closed | 1986-05-01 06:00 | 1943-01-01 07:00 |  | Petroleum | Other, BUNKER"C" | Other |  | Steel | Steel |  | Painted or None | Steel |  | 1901-01-01 06:00 | [15 empty] | UST Currently In Use: 0; UST Temp Close: 0; AST Currently In Use: 0; AST Temp Closed: 0 | 0 | 0 | 20 | 10116-097-009539 | ALABAMA DRY DOCK AND SHIPBLDG CORP
733 | Permanently Closed | 1986-05-01 06:00 | 1943-01-01 07:00 |  | Petroleum | On road diesel | On road diesel |  | Steel | Steel |  | Painted or None | Steel |  | 1901-01-01 06:00 | [15 empty] | UST Currently In Use: 0; UST Temp Close: 0; AST Currently In Use: 0; AST Temp Closed: 0 | 0 | 0 | 20 | 10116-097-009539 | ALABAMA DRY DOCK AND SHIPBLDG CORP
734 | Permanently Closed | 1986-05-01 06:00 | 1943-01-01 07:00 |  | Petroleum | On road diesel | On road diesel |  | Steel | Steel |  | Painted or None | Steel |  | 1901-01-01 06:00 | [15 empty] | UST Currently In Use: 0; UST Temp Close: 0; AST Currently In Use: 0; AST Temp Closed: 0 | 0 | 0 | 20 | 10116-097-009539 | ALABAMA DRY DOCK AND SHIPBLDG CORP
735 | Permanently Closed | 1986-05-01 06:00 | 1943-01-01 07:00 |  | Petroleum | Kerosene | Kerosene |  | Steel | Steel |  | Painted or None | Steel |  | 1901-01-01 06:00 | [15 empty] | UST Currently In Use: 0; UST Temp Close: 0; AST Currently In Use: 0; AST Temp Closed: 0 | 0 | 0 | 20 | 10116-097-009539 | ALABAMA DRY DOCK AND SHIPBLDG CORP
736 | Permanently Closed | 1986-05-01 06:00 | 1943-01-01 07:00 |  | Petroleum | On road diesel | On road diesel |  | Steel | Steel |  | Painted or None | Steel |  | 1901-01-01 06:00 | [15 empty] | UST Currently In Use: 0; UST Temp Close: 0; AST Currently In Use: 0; AST Temp Closed: 0 | 0 | 0 | 20 | 10116-097-009539 | ALABAMA DRY DOCK AND SHIPBLDG CORP
737 | Permanently Closed | 1986-05-01 06:00 | 1943-01-01 07:00 |  | Petroleum | On road diesel | On road diesel |  | Steel | Steel |  | Painted or None | Steel |  | 1901-01-01 06:00 | [15 empty] | UST Currently In Use: 0; UST Temp Close: 0; AST Currently In Use: 0; AST Temp Closed: 0 | 0 | 0 | 20 | 10116-097-009539 | ALABAMA DRY DOCK AND SHIPBLDG CORP
738 | Permanently Closed | 1986-05-01 06:00 | 1943-01-01 07:00 |  | Petroleum | On road diesel | On road diesel |  | Steel | Steel |  | Painted or None | Steel |  | 1901-01-01 06:00 | [15 empty] | UST Currently In Use: 0; UST Temp Close: 0; AST Currently In Use: 0; AST Temp Closed: 0 | 0 | 0 | 20 | 10116-097-009539 | ALABAMA DRY DOCK AND SHIPBLDG CORP
739 | Permanently Closed | 1986-05-01 06:00 | 1943-01-01 07:00 |  | Petroleum | On road diesel | On road diesel |  | Steel | Steel |  | Painted or None | Steel |  | 1901-01-01 06:00 | [15 empty] | UST Currently In Use: 0; UST Temp Close: 0; AST Currently In Use: 0; AST Temp Closed: 0 | 0 | 0 | 20 | 10116-097-009539 | ALABAMA DRY DOCK AND SHIPBLDG CORP
740 | Permanently Closed | 1986-05-01 06:00 | 1943-01-01 07:00 |  | Petroleum | Other, BUNKER"C" | Other |  | Steel | Steel |  | Painted or None | Steel |  | 1901-01-01 06:00 | [15 empty] | UST Currently In Use: 0; UST Temp Close: 0; AST Currently In Use: 0; AST Temp Closed: 0 | 0 | 0 | 20 | 10116-097-009539 | ALABAMA DRY DOCK AND SHIPBLDG CORP
741 | Permanently Closed | 1986-05-01 06:00 | 1943-01-01 07:00 |  | Petroleum | Other, BUNKER"C" | Other |  | Steel | Steel |  | Painted or None | Steel |  | 1901-01-01 06:00 | [15 empty] | UST Currently In Use: 0; UST Temp Close: 0; AST Currently In Use: 0; AST Temp Closed: 0 | 0 | 0 | 20 | 10116-097-009539 | ALABAMA DRY DOCK AND SHIPBLDG CORP
742 | Permanently Closed | 1986-05-01 06:00 | 1943-01-01 07:00 |  | Petroleum | Other, BUNKER"C" | Other |  | Steel | Steel |  | Painted or None | Steel |  | 1901-01-01 06:00 | [15 empty] | UST Currently In Use: 0; UST Temp Close: 0; AST Currently In Use: 0; AST Temp Closed: 0 | 0 | 0 | 20 | 10116-097-009539 | ALABAMA DRY DOCK AND SHIPBLDG CORP
743 | Permanently Closed | 1986-05-01 06:00 | 1943-01-01 07:00 |  | Petroleum | Unleaded gasoline | Unleaded gasoline |  | Steel | Steel |  | Painted or None | Steel |  | 1901-01-01 06:00 | [15 empty] | UST Currently In Use: 0; UST Temp Close: 0; AST Currently In Use: 0; AST Temp Closed: 0 | 0 | 0 | 20 | 10116-097-009539 | ALABAMA DRY DOCK AND SHIPBLDG CORP
744 | Permanently Closed | 1986-05-01 06:00 | 1943-01-01 07:00 |  | Petroleum | Unleaded gasoline | Unleaded gasoline |  | Steel | Steel |  | Painted or None | Steel |  | 1901-01-01 06:00 | [15 empty] | UST Currently In Use: 0; UST Temp Close: 0; AST Currently In Use: 0; AST Temp Closed: 0 | 0 | 0 | 20 | 10116-097-009539 | ALABAMA DRY DOCK AND SHIPBLDG CORP
745 | Permanently Closed | 1986-05-01 06:00 | 1943-01-01 07:00 |  | Petroleum | Other, MNRLSPIRIT | Other |  | Steel | Steel |  | Painted or None | Steel |  | 1901-01-01 06:00 | [15 empty] | UST Currently In Use: 0; UST Temp Close: 0; AST Currently In Use: 0; AST Temp Closed: 0 | 0 | 0 | 20 | 10116-097-009539 | ALABAMA DRY DOCK AND SHIPBLDG CORP
746 | Permanently Closed | 1986-05-01 06:00 | 1943-01-01 07:00 |  | Petroleum | On road diesel | On road diesel |  | Steel | Steel |  | Painted or None | Steel |  | 1901-01-01 06:00 | [15 empty] | UST Currently In Use: 0; UST Temp Close: 0; AST Currently In Use: 0; AST Temp Closed: 0 | 0 | 0 | 20 | 10116-097-009539 | ALABAMA DRY DOCK AND SHIPBLDG CORP
747 | Permanently Closed | 1986-05-01 06:00 | 1943-01-01 07:00 |  | Petroleum | On road diesel | On road diesel |  | Steel | Steel |  | Painted or None | Steel |  | 1901-01-01 06:00 | [15 empty] | UST Currently In Use: 0; UST Temp Close: 0; AST Currently In Use: 0; AST Temp Closed: 0 | 0 | 0 | 20 | 10116-097-009539 | ALABAMA DRY DOCK AND SHIPBLDG CORP
748 | Permanently Closed | 1986-05-01 06:00 | 1943-01-01 07:00 |  | Petroleum | Other, BUNKER"C" | Other |  | Steel | Steel |  | Painted or None | Steel |  | 1901-01-01 06:00 | [15 empty] | UST Currently In Use: 0; UST Temp Close: 0; AST Currently In Use: 0; AST Temp Closed: 0 | 0 | 0 | 20 | 10116-097-009539 | ALABAMA DRY DOCK AND SHIPBLDG CORP
749 | Permanently Closed | 1989-10-09 06:00 | 1969-01-01 06:00 | 1989-10-09 06:00 | Petroleum | Unleaded gasoline | Unleaded gasoline |  | Steel | Steel |  | Painted or None | Steel |  | 1901-01-01 06:00 | [15 empty] | UST Currently In Use: 0; UST Temp Close: 0; AST Currently In Use: 0; AST Temp Closed: 0 | 0 | 0 | 1 | 10117-069-007801 | ALABAMA ELECTRIC CO INC OF DOTHAN
750 | Permanently Closed | 1996-02-21 06:00 | 1985-01-01 06:00 | 1996-02-21 06:00 | Petroleum | On road diesel | On road diesel |  | Fiberglass reinforced plastic | Fiberglass reinforced plastic |  |  | Fiberglass reinforced plastic |  | 1901-01-01 06:00 | [12 empty] | Annual line testing | Annual line testing |  | UST Currently In Use: 0; UST Temp Close: 0; AST Currently In Use: 1; AST Temp Closed: 0 | 0 | 0 | 1 | 10118-003-003305 | POWER SOUTH ENERGY COOPERATIVE
751 | Permanently Closed | 2016-03-01 06:00 | 1985-01-01 06:00 | 2016-03-17 06:00 | Petroleum | Unleaded gasoline | Unleaded gasoline | Industrial | Fiberglass reinforced plastic | Fiberglass reinforced plastic |  |  | Fiberglass reinforced plastic |  | 1901-01-01 06:00 |  | Catchment Basin, Single walled catchment basin | Automatic shutoff device At 95% full, Flow Rest 90% Full | Flow Rest 90% Full |  |  | Automatic Tank Gauge | [5 empty] | Annual line testing | Annual line testing |  | UST Currently In Use: 2; UST Temp Close: 0; AST Currently In Use: 1; AST Temp Closed: 0 | 2 | 0 | 3 | 10118-039-003302 | POWER SOUTH ENERGY COOPERATIVE
752 | Permanently Closed | 2016-03-01 06:00 | 1985-01-01 06:00 | 2016-03-17 06:00 | Petroleum | On road diesel | On road diesel | Industrial | Fiberglass reinforced plastic | Fiberglass reinforced plastic |  |  | Fiberglass reinforced plastic |  | 1901-01-01 06:00 |  | Catchment Basin, Single walled catchment basin | Automatic shutoff device At 95% full, Flow Rest 90% Full | Flow Rest 90% Full |  |  | Automatic Tank Gauge | [5 empty] | Annual line testing | Annual line testing |  | UST Currently In Use: 2; UST Temp Close: 0; AST Currently In Use: 1; AST Temp Closed: 0 | 2 | 0 | 3 | 10118-039-003302 | POWER SOUTH ENERGY COOPERATIVE
753 | Permanently Closed | 1997-12-01 06:00 | 1976-01-01 06:00 | 1997-12-17 06:00 | Petroleum | On road diesel | On road diesel | Bulk facility, Emergency Power Generator | Steel | Steel |  | Painted or None | Other, ASPALTIC |  | 1901-01-01 06:00 | None | [5 empty] | Manual Tank Gauging (only tanks 1000 gal. or less and 48” or 64” in diameter) | [8 empty] | UST Currently In Use: 2; UST Temp Close: 0; AST Currently In Use: 1; AST Temp Closed: 0 | 2 | 0 | 3 | 10118-039-003302 | POWER SOUTH ENERGY COOPERATIVE
755 | Permanently Closed | 1901-01-01 06:00 | 1973-01-01 06:00 | 1988-01-01 06:00 | Petroleum | Unleaded gasoline | Unleaded gasoline |  | Steel | Steel |  | Painted or None | Other, ASPHALTIC |  | 1901-01-01 06:00 | [15 empty] | UST Currently In Use: 0; UST Temp Close: 0; AST Currently In Use: 3; AST Temp Closed: 0 | 0 | 0 | 2 | 10118-129-003303 | POWER SOUTH ENERGY COOPERATIVE
756 | Permanently Closed | 2002-04-24 06:00 | 1988-01-01 06:00 | 2002-04-24 06:00 | Petroleum | Unleaded gasoline | Unleaded gasoline | Industrial | Steel | Steel | Coated & cathodic protection (sti-P3) |  | Fiberglass reinforced plastic |  | 1901-01-01 06:00 | None | Catchment Basin, Single walled catchment basin | Automatic shutoff device At 95% full | Automatic shutoff device At 95% full | [11 empty] | UST Currently In Use: 0; UST Temp Close: 0; AST Currently In Use: 3; AST Temp Closed: 0 | 0 | 0 | 2 | 10118-129-003303 | POWER SOUTH ENERGY COOPERATIVE
757 | Permanently Closed | 1993-01-27 06:00 | 1978-01-01 06:00 | 1993-01-27 06:00 | Petroleum | On road diesel | On road diesel |  | Steel | Steel |  | Painted or None | Steel |  | 1901-01-01 06:00 | [15 empty] | UST Currently In Use: 0; UST Temp Close: 0; AST Currently In Use: 2; AST Temp Closed: 0 | 0 | 0 | 1 | 10118-129-003304 | POWER SOUTH ENERGY COOPERATIVE
758 | Permanently Closed | 1977-03-05 06:00 | 1971-01-01 06:00 | 1992-02-21 06:00 | Petroleum | On road diesel | On road diesel |  | Steel | Steel |  |  |  |  | 1901-01-01 06:00 | [15 empty] | UST Currently In Use: 0; UST Temp Close: 0; AST Currently In Use: 0; AST Temp Closed: 0 | 0 | 0 | 4 | 10119-101-004948 | ALABAMA FARM BUREAU SERVICES INC
759 | Permanently Closed | 1977-03-05 06:00 | 1971-01-01 06:00 | 1992-02-21 06:00 | Petroleum | On road diesel | On road diesel |  | Steel | Steel |  |  |  |  | 1901-01-01 06:00 | [15 empty] | UST Currently In Use: 0; UST Temp Close: 0; AST Currently In Use: 0; AST Temp Closed: 0 | 0 | 0 | 4 | 10119-101-004948 | ALABAMA FARM BUREAU SERVICES INC
760 | Permanently Closed | 1977-03-05 06:00 | 1974-01-01 06:00 | 1992-02-21 06:00 | Petroleum | On road diesel | On road diesel |  | Steel | Steel |  |  |  |  | 1901-01-01 06:00 | [15 empty] | UST Currently In Use: 0; UST Temp Close: 0; AST Currently In Use: 0; AST Temp Closed: 0 | 0 | 0 | 4 | 10119-101-004948 | ALABAMA FARM BUREAU SERVICES INC
761 | Permanently Closed | 1977-03-05 06:00 | 1974-01-01 06:00 | 1992-02-21 06:00 | Petroleum | Unleaded gasoline | Unleaded gasoline |  | Steel | Steel |  |  |  |  | 1901-01-01 06:00 | [15 empty] | UST Currently In Use: 0; UST Temp Close: 0; AST Currently In Use: 0; AST Temp Closed: 0 | 0 | 0 | 4 | 10119-101-004948 | ALABAMA FARM BUREAU SERVICES INC
762 | Permanently Closed | 1990-05-29 06:00 | 1969-01-01 06:00 | 1990-05-29 06:00 | Petroleum | On road diesel | On road diesel |  | Steel | Steel |  |  | Steel |  | 1901-01-01 06:00 | [15 empty] | UST Currently In Use: 0; UST Temp Close: 0; AST Currently In Use: 0; AST Temp Closed: 0 | 0 | 0 | 3 | 10120-125-000101 | ALABAMA FEED MILLS INC
763 | Permanently Closed | 1990-05-29 06:00 | 1969-01-01 06:00 | 1990-05-29 06:00 | Petroleum | Unleaded gasoline | Unleaded gasoline |  | Steel | Steel |  |  | Steel |  | 1901-01-01 06:00 | [15 empty] | UST Currently In Use: 0; UST Temp Close: 0; AST Currently In Use: 0; AST Temp Closed: 0 | 0 | 0 | 3 | 10120-125-000101 | ALABAMA FEED MILLS INC
764 | Permanently Closed | 1990-05-29 06:00 | 1974-01-01 06:00 | 1990-05-29 06:00 | Petroleum | On road diesel | On road diesel |  | Steel | Steel |  |  | Steel |  | 1901-01-01 06:00 | [15 empty] | UST Currently In Use: 0; UST Temp Close: 0; AST Currently In Use: 0; AST Temp Closed: 0 | 0 | 0 | 3 | 10120-125-000101 | ALABAMA FEED MILLS INC
765 | Permanently Closed | 1901-01-01 06:00 | 1980-01-01 06:00 | 1987-02-04 06:00 | Petroleum | On road diesel | On road diesel |  | Steel | Steel |  | Painted or None | Steel |  | 1901-01-01 06:00 | [15 empty] | UST Currently In Use: 0; UST Temp Close: 0; AST Currently In Use: 1; AST Temp Closed: 0 | 0 | 0 | 4 | 10121-043-001139 | AMERICAN PROTEINS, INC.
766 | Permanently Closed | 1901-01-01 06:00 | 1981-01-01 06:00 | 1987-02-04 06:00 | Petroleum | Unleaded gasoline | Unleaded gasoline |  | Steel | Steel |  | Painted or None | Steel |  | 1901-01-01 06:00 | [15 empty] | UST Currently In Use: 0; UST Temp Close: 0; AST Currently In Use: 1; AST Temp Closed: 0 | 0 | 0 | 4 | 10121-043-001139 | AMERICAN PROTEINS, INC.
767 | Permanently Closed | 1997-09-01 06:00 | 1985-01-01 06:00 | 1997-09-01 06:00 | Petroleum | Unleaded gasoline | Unleaded gasoline |  | Steel | Steel | Coated & cathodic protection (sti-P3) |  | Steel |  | 1901-01-01 06:00 | Field installed cathodic protection | [11 empty] | Annual line testing | Annual line testing |  | UST Currently In Use: 0; UST Temp Close: 0; AST Currently In Use: 1; AST Temp Closed: 0 | 0 | 0 | 4 | 10121-043-001139 | AMERICAN PROTEINS, INC.
768 | Permanently Closed | 1997-09-01 06:00 | 1985-01-01 06:00 | 1997-09-01 06:00 | Petroleum | On road diesel | On road diesel |  | Steel | Steel | Coated & cathodic protection (sti-P3) |  | Steel |  | 1901-01-01 06:00 | Field installed cathodic protection | [11 empty] | Annual line testing | Annual line testing |  | UST Currently In Use: 0; UST Temp Close: 0; AST Currently In Use: 1; AST Temp Closed: 0 | 0 | 0 | 4 | 10121-043-001139 | AMERICAN PROTEINS, INC.
769 | Permanently Closed | 1980-03-01 06:00 | 1966-01-01 06:00 | 1988-12-21 06:00 | Petroleum | Unleaded gasoline | Unleaded gasoline |  | Steel | Steel |  | Painted or None | Steel |  | 1901-01-01 06:00 | [15 empty] | UST Currently In Use: 0; UST Temp Close: 0; AST Currently In Use: 0; AST Temp Closed: 0 | 0 | 0 | 2 | 10122-073-010935 | ALABAMA FREIGHT INC
770 | Permanently Closed | 1980-03-01 06:00 | 1966-01-01 06:00 | 1988-12-21 06:00 | Petroleum | On road diesel | On road diesel |  | Steel | Steel |  | Painted or None | Steel |  | 1901-01-01 06:00 | [15 empty] | UST Currently In Use: 0; UST Temp Close: 0; AST Currently In Use: 0; AST Temp Closed: 0 | 0 | 0 | 2 | 10122-073-010935 | ALABAMA FREIGHT INC
771 | Permanently Closed | 1993-02-25 06:00 | 1976-01-01 06:00 | 1993-02-25 06:00 | Petroleum | Unleaded gasoline | Unleaded gasoline |  | Steel | Steel |  | Painted or None | Steel |  | 1901-01-01 06:00 | [15 empty] | UST Currently In Use: 0; UST Temp Close: 0; AST Currently In Use: 0; AST Temp Closed: 0 | 0 | 0 | 2 | 10125-015-003308 | SPIRE ALABAMA INC.
772 | Permanently Closed | 1995-12-01 06:00 | 1973-01-01 06:00 | 1995-12-07 06:00 | Petroleum | Unleaded gasoline | Unleaded gasoline |  | Steel | Steel | Coated & cathodic protection (sti-P3) |  | Steel |  | 1901-01-01 06:00 | [15 empty] | UST Currently In Use: 0; UST Temp Close: 0; AST Currently In Use: 0; AST Temp Closed: 0 | 0 | 0 | 3 | 10125-047-003311 | SPIRE ALABAMA INC.
775 | Permanently Closed | 1997-05-05 06:00 | 1982-01-01 06:00 | 1997-05-05 06:00 | Petroleum | Unleaded gasoline | Unleaded gasoline |  | Steel | Steel | Coated & cathodic protection (sti-P3) |  | Steel |  | 1901-01-01 06:00 | Field installed cathodic protection | [11 empty] | Annual line testing | Annual line testing |  | UST Currently In Use: 2; UST Temp Close: 0; AST Currently In Use: 0; AST Temp Closed: 0 | 2 | 0 | 1 | 10125-055-003310 | SPIRE ALABAMA INC.
777 | Permanently Closed | 1990-12-14 06:00 | 1962-01-01 06:00 | 1991-11-06 06:00 | Petroleum | Used oil | Used oil |  | Steel | Steel | Coated & cathodic protection (sti-P3) |  | Steel |  | 1901-01-01 06:00 | Field installed cathodic protection | [14 empty] | UST Currently In Use: 0; UST Temp Close: 0; AST Currently In Use: 0; AST Temp Closed: 0 | 0 | 0 | 1 | 10125-073-003314 | SPIRE ALABAMA INC.
779 | Permanently Closed | 1990-10-29 06:00 | 1945-01-01 07:00 | 1990-10-29 06:00 | Petroleum | Unleaded gasoline | Unleaded gasoline |  | Steel | Steel |  | Painted or None | Steel |  | 1901-01-01 06:00 | [15 empty] | UST Currently In Use: 0; UST Temp Close: 0; AST Currently In Use: 0; AST Temp Closed: 0 | 0 | 0 | 8 | 10125-073-008786 | SPIRE ALABAMA INC.
780 | Permanently Closed | 1990-09-20 06:00 | 1945-01-01 07:00 | 1990-09-20 06:00 | Petroleum | Unleaded gasoline | Unleaded gasoline |  | Steel | Steel |  | Painted or None | Steel |  | 1901-01-01 06:00 | [15 empty] | UST Currently In Use: 0; UST Temp Close: 0; AST Currently In Use: 0; AST Temp Closed: 0 | 0 | 0 | 8 | 10125-073-008786 | SPIRE ALABAMA INC.
781 | Permanently Closed | 1994-11-01 06:00 | 1973-01-01 06:00 | 1994-12-01 06:00 | Petroleum | Unleaded gasoline | Unleaded gasoline |  | Steel | Steel |  | Painted or None | Steel |  | 1901-01-01 06:00 | [12 empty] | Annual line testing | Annual line testing |  | UST Currently In Use: 0; UST Temp Close: 0; AST Currently In Use: 0; AST Temp Closed: 0 | 0 | 0 | 8 | 10125-073-008786 | SPIRE ALABAMA INC.
782 | Permanently Closed | 1994-11-01 06:00 | 1976-01-01 06:00 | 1994-12-01 06:00 | Petroleum | Unleaded gasoline | Unleaded gasoline |  | Steel | Steel |  | Painted or None | Steel |  | 1901-01-01 06:00 | [12 empty] | Annual line testing | Annual line testing |  | UST Currently In Use: 0; UST Temp Close: 0; AST Currently In Use: 0; AST Temp Closed: 0 | 0 | 0 | 8 | 10125-073-008786 | SPIRE ALABAMA INC.
783 | Permanently Closed | 2015-08-01 06:00 | 1989-10-26 06:00 | 2015-08-12 06:00 | Petroleum | On road diesel | On road diesel | Industrial | Single Wall, Steel | Steel | Coated & cathodic protection (sti-P3) |  | Fiberglass reinforced plastic, Single Wall |  |  |  | Catchment Basin, Single walled catchment basin | Automatic shutoff device At 95% full | Automatic shutoff device At 95% full |  |  | Continuous Automatic Tank Gauge | [8 empty] | UST Currently In Use: 0; UST Temp Close: 0; AST Currently In Use: 0; AST Temp Closed: 0 | 0 | 0 | 8 | 10125-073-008786 | SPIRE ALABAMA INC.
784 | Permanently Closed | 1990-04-13 06:00 | 1968-01-01 06:00 | 1990-04-13 06:00 | Petroleum | Unleaded gasoline | Unleaded gasoline |  | Steel | Steel |  | Painted or None | Fiberglass reinforced plastic, Steel |  | 1901-01-01 06:00 | [15 empty] | UST Currently In Use: 0; UST Temp Close: 0; AST Currently In Use: 0; AST Temp Closed: 0 | 0 | 0 | 2 | 10125-073-008787 | SPIRE ALABAMA INC.
785 | Permanently Closed | 1990-04-13 06:00 | 1973-01-01 06:00 | 1990-04-13 06:00 | Petroleum | Unleaded gasoline | Unleaded gasoline |  | Steel | Steel |  | Painted or None | Fiberglass reinforced plastic, Steel |  | 1901-01-01 06:00 | [15 empty] | UST Currently In Use: 0; UST Temp Close: 0; AST Currently In Use: 0; AST Temp Closed: 0 | 0 | 0 | 2 | 10125-073-008787 | SPIRE ALABAMA INC.
786 | Permanently Closed | 1991-11-05 06:00 | 1990-01-01 06:00 | 1991-11-05 06:00 | Petroleum | Unleaded gasoline | Unleaded gasoline |  | Fiberglass coated steel | Fiberglass coated steel |  |  |  |  | 1901-01-01 06:00 | [6 empty] | Manual Tank Gauging (only tanks 1000 gal. or less and 48” or 64” in diameter) | [8 empty] | UST Currently In Use: 0; UST Temp Close: 0; AST Currently In Use: 0; AST Temp Closed: 0 | 0 | 0 | 1 | 10125-077-015319 | SPIRE ALABAMA INC.
787 | Permanently Closed | 1991-11-25 06:00 | 1978-01-01 06:00 | 1991-11-25 06:00 | Petroleum | Unleaded gasoline | Unleaded gasoline |  | Steel | Steel |  | Painted or None | Steel |  | 1901-01-01 06:00 | [15 empty] | UST Currently In Use: 0; UST Temp Close: 0; AST Currently In Use: 0; AST Temp Closed: 0 | 0 | 0 | 1 | 10125-081-003313 | SPIRE ALABAMA INC.
788 | Permanently Closed | 1989-09-08 06:00 | 1965-01-01 06:00 | 1989-09-08 06:00 | Petroleum | On road diesel | On road diesel |  | Steel | Steel |  |  |  |  | 1901-01-01 06:00 | [15 empty] | UST Currently In Use: 0; UST Temp Close: 0; AST Currently In Use: 0; AST Temp Closed: 0 | 0 | 0 | 1 | 10125-101-001983 | SPIRE ALABAMA INC.
789 | Permanently Closed | 1990-05-01 06:00 | 1948-01-01 06:00 | 1990-05-01 06:00 | Petroleum | Unleaded gasoline | Unleaded gasoline |  | Steel | Steel | Coated & cathodic protection (sti-P3) |  | Steel |  | 1901-01-01 06:00 | [15 empty] | UST Currently In Use: 0; UST Temp Close: 0; AST Currently In Use: 0; AST Temp Closed: 0 | 0 | 0 | 2 | 10125-101-003312 | SPIRE ALABAMA INC.
790 | Permanently Closed | 1990-05-01 06:00 | 1971-01-01 06:00 | 1990-05-01 06:00 | Petroleum | Unleaded gasoline | Unleaded gasoline |  | Steel | Steel | Coated & cathodic protection (sti-P3) |  | Steel |  | 1901-01-01 06:00 | [15 empty] | UST Currently In Use: 0; UST Temp Close: 0; AST Currently In Use: 0; AST Temp Closed: 0 | 0 | 0 | 2 | 10125-101-003312 | SPIRE ALABAMA INC.
791 | Temporary Closed | 2019-10-14 06:00 | 1984-01-01 06:00 |  | Petroleum | Unleaded gasoline | Unleaded gasoline | Bulk facility | Fiberglass reinforced plastic | Fiberglass reinforced plastic |  |  | Fiberglass reinforced plastic |  | 1901-01-01 06:00 |  | Catchment Basin, Single walled catchment basin | Audible high level alarm At 90% full, Automatic shutoff device At 95% full | Automatic shutoff device At 95% full |  |  | Continuous Automatic Tank Gauge | [8 empty] | UST Currently In Use: 0; UST Temp Close: 1; AST Currently In Use: 1; AST Temp Closed: 0 | 0 | 1 | 0 | 10125-101-013167 | SPIRE ALABAMA INC.
792 | Permanently Closed | 1995-03-08 06:00 | 1972-01-01 06:00 | 1995-03-08 06:00 | Petroleum | Unleaded gasoline | Unleaded gasoline |  | Steel | Steel |  |  |  |  | 1901-01-01 06:00 | [15 empty] | UST Currently In Use: 0; UST Temp Close: 0; AST Currently In Use: 0; AST Temp Closed: 0 | 0 | 0 | 2 | 10125-121-003309 | SPIRE ALABAMA INC.
793 | Permanently Closed | 1995-01-01 06:00 | 1960-01-01 06:00 | 1996-08-08 06:00 | Petroleum | Unleaded gasoline | Unleaded gasoline |  | Steel | Steel | Coated & cathodic protection (sti-P3) |  | Steel |  | 1901-01-01 06:00 | Field installed cathodic protection | [14 empty] | UST Currently In Use: 0; UST Temp Close: 0; AST Currently In Use: 0; AST Temp Closed: 0 | 0 | 0 | 2 | 10125-125-003307 | SPIRE ALABAMA INC.
794 | Permanently Closed | 1995-01-01 06:00 | 1970-01-01 06:00 | 1996-08-08 06:00 | Petroleum | Unleaded gasoline | Unleaded gasoline |  | Steel | Steel | Coated & cathodic protection (sti-P3) |  | Steel |  | 1901-01-01 06:00 | Field installed cathodic protection | [14 empty] | UST Currently In Use: 0; UST Temp Close: 0; AST Currently In Use: 0; AST Temp Closed: 0 | 0 | 0 | 2 | 10125-125-003307 | SPIRE ALABAMA INC.
795 | Currently in Use |  | 1967-01-01 06:00 |  | Petroleum | On road diesel | On road diesel | Industrial | Steel | Steel | Field installed cathodic protection |  | Steel |  |  | Field installed cathodic protection | Catchment Basin, Single walled catchment basin | Automatic shutoff device At 95% full, Flow Rest 90% Full | Flow Rest 90% Full |  |  | Statistical Inventory Reconciliation (SIR) | [8 empty] | UST Currently In Use: 2; UST Temp Close: 0; AST Currently In Use: 0; AST Temp Closed: 0 | 2 | 0 | 2 | 10126-017-008833 | ALABAMA GEORGIA WOOD PRES CO
796 | Currently in Use |  | 1967-01-01 06:00 |  | Petroleum | On road diesel | On road diesel | Industrial | Steel | Steel | Field installed cathodic protection |  | Steel |  |  | Field installed cathodic protection | Catchment Basin, Single walled catchment basin | Automatic shutoff device At 95% full, Flow Rest 90% Full | Flow Rest 90% Full |  |  | Statistical Inventory Reconciliation (SIR) | [8 empty] | UST Currently In Use: 2; UST Temp Close: 0; AST Currently In Use: 0; AST Temp Closed: 0 | 2 | 0 | 2 | 10126-017-008833 | ALABAMA GEORGIA WOOD PRES CO
797 | Permanently Closed | 1989-12-01 06:00 | 1959-01-01 06:00 | 1989-12-06 06:00 | Petroleum | On road diesel | On road diesel |  | Steel | Steel |  | Painted or None | Steel |  | 1901-01-01 06:00 | [15 empty] | UST Currently In Use: 2; UST Temp Close: 0; AST Currently In Use: 0; AST Temp Closed: 0 | 2 | 0 | 2 | 10126-017-008833 | ALABAMA GEORGIA WOOD PRES CO
798 | Permanently Closed | 1989-12-01 06:00 | 1959-01-01 06:00 | 1989-12-06 06:00 | Petroleum | Unleaded gasoline | Unleaded gasoline |  | Steel | Steel |  | Painted or None | Steel |  | 1901-01-01 06:00 | [15 empty] | UST Currently In Use: 2; UST Temp Close: 0; AST Currently In Use: 0; AST Temp Closed: 0 | 2 | 0 | 2 | 10126-017-008833 | ALABAMA GEORGIA WOOD PRES CO
799 | Permanently Closed | 1992-01-15 06:00 | 1973-01-01 06:00 | 1992-01-15 06:00 | Petroleum | On road diesel | On road diesel | State/federal government | Steel | Steel |  |  | Steel |  | 1901-01-01 06:00 | [15 empty] | UST Currently In Use: 0; UST Temp Close: 0; AST Currently In Use: 0; AST Temp Closed: 0 | 0 | 0 | 4 | 10128-121-001725 | ALABAMA INSTITUTE FOR DEAF & BLIND
800 | Permanently Closed | 1992-01-15 06:00 | 1967-01-01 06:00 | 1992-01-15 06:00 | Petroleum | Unleaded gasoline | Unleaded gasoline | State/federal government | Steel | Steel |  |  | Steel |  | 1901-01-01 06:00 | [15 empty] | UST Currently In Use: 0; UST Temp Close: 0; AST Currently In Use: 0; AST Temp Closed: 0 | 0 | 0 | 4 | 10128-121-001725 | ALABAMA INSTITUTE FOR DEAF & BLIND
801 | Permanently Closed | 1992-01-15 06:00 | 1967-01-01 06:00 | 1992-01-15 06:00 | Petroleum | Unleaded gasoline | Unleaded gasoline | State/federal government | Steel | Steel |  |  | Steel |  | 1901-01-01 06:00 | [15 empty] | UST Currently In Use: 0; UST Temp Close: 0; AST Currently In Use: 0; AST Temp Closed: 0 | 0 | 0 | 4 | 10128-121-001725 | ALABAMA INSTITUTE FOR DEAF & BLIND
802 | Permanently Closed | 1992-01-15 06:00 | 1967-01-01 06:00 | 1992-01-15 06:00 | Petroleum | Unleaded gasoline | Unleaded gasoline | State/federal government | Steel | Steel |  |  | Steel |  | 1901-01-01 06:00 | [15 empty] | UST Currently In Use: 0; UST Temp Close: 0; AST Currently In Use: 0; AST Temp Closed: 0 | 0 | 0 | 4 | 10128-121-001725 | ALABAMA INSTITUTE FOR DEAF & BLIND
803 | Permanently Closed | 1991-03-12 06:00 | 1969-01-01 06:00 | 1991-03-12 06:00 | Petroleum | Unleaded gasoline | Unleaded gasoline |  | Steel | Steel |  | Painted or None | Steel |  | 1901-01-01 06:00 | [15 empty] | UST Currently In Use: 0; UST Temp Close: 0; AST Currently In Use: 0; AST Temp Closed: 0 | 0 | 0 | 1 | 10129-125-001115 | ALABAMA INSULATORS INC
804 | Permanently Closed | 1992-08-24 06:00 | 1970-01-01 06:00 | 1992-08-24 06:00 | Petroleum | Used oil | Used oil | [7 empty] | 1901-01-01 06:00 | [15 empty] | UST Currently In Use: 0; UST Temp Close: 0; AST Currently In Use: 0; AST Temp Closed: 0 | 0 | 0 | 1 | 10130-073-013038 | ALABAMA LAND INVESTMENT CORP
805 | Permanently Closed | 1994-09-30 06:00 | 1972-01-01 06:00 | 2000-12-13 06:00 | Petroleum | Unleaded gasoline | Unleaded gasoline | State/federal government | Steel | Steel |  |  | Steel |  | 1901-01-01 06:00 | [15 empty] | UST Currently In Use: 0; UST Temp Close: 0; AST Currently In Use: 0; AST Temp Closed: 0 | 0 | 0 | 3 | 23014-025-002840 | STATE OF AL BOARD OF PARDONS PAROLES
806 | Permanently Closed | 1994-09-30 06:00 | 1977-01-01 06:00 | 2000-12-13 06:00 | Petroleum | Unleaded gasoline | Unleaded gasoline | State/federal government | Steel | Steel |  |  | Steel |  | 1901-01-01 06:00 | [15 empty] | UST Currently In Use: 0; UST Temp Close: 0; AST Currently In Use: 0; AST Temp Closed: 0 | 0 | 0 | 3 | 23014-025-002840 | STATE OF AL BOARD OF PARDONS PAROLES
807 | Permanently Closed | 2000-10-31 06:00 | 1974-01-01 06:00 | 2000-10-31 06:00 | Petroleum | Unleaded gasoline | Unleaded gasoline | State/federal government | Fiberglass reinforced plastic | Fiberglass reinforced plastic |  |  | Steel |  | 1901-01-01 06:00 | [15 empty] | UST Currently In Use: 0; UST Temp Close: 0; AST Currently In Use: 1; AST Temp Closed: 0 | 0 | 0 | 6 | 10112-051-000486 | ALABAMA DEPT OF CORRECTIONS
808 | Permanently Closed | 2000-10-31 06:00 | 1974-01-01 06:00 | 2000-10-31 06:00 | Petroleum | On road diesel | On road diesel | Bulk facility, Emergency Power Generator, State/Federal Government | Steel | Steel |  |  | Other, IRON COPPR |  | 1901-01-01 06:00 | [15 empty] | UST Currently In Use: 0; UST Temp Close: 0; AST Currently In Use: 1; AST Temp Closed: 0 | 0 | 0 | 6 | 10112-051-000486 | ALABAMA DEPT OF CORRECTIONS
809 | Permanently Closed | 2000-11-01 06:00 | 1974-01-01 06:00 | 2000-11-01 06:00 | Petroleum | On road diesel | On road diesel | Bulk facility, Emergency Power Generator, State/Federal Government | Steel | Steel |  |  | Other, IRON COPPR |  | 1901-01-01 06:00 | [15 empty] | UST Currently In Use: 0; UST Temp Close: 0; AST Currently In Use: 1; AST Temp Closed: 0 | 0 | 0 | 6 | 10112-051-000486 | ALABAMA DEPT OF CORRECTIONS
810 | Permanently Closed | 2000-10-30 06:00 | 1974-01-01 06:00 | 2000-10-31 06:00 | Petroleum | On road diesel | On road diesel | Bulk facility, Emergency Power Generator, State/Federal Government | Steel | Steel |  |  | Other, IRON COPPR |  | 1901-01-01 06:00 | [15 empty] | UST Currently In Use: 0; UST Temp Close: 0; AST Currently In Use: 1; AST Temp Closed: 0 | 0 | 0 | 6 | 10112-051-000486 | ALABAMA DEPT OF CORRECTIONS
811 | Retired | 1988-12-22 06:00 | 1984-01-01 06:00 |  | Petroleum | On road diesel | On road diesel | Bulk facility, Emergency Power Generator, State/Federal Government | Steel | Steel |  |  | Other, IRON COPPR |  | 1901-01-01 06:00 | [15 empty] | UST Currently In Use: 0; UST Temp Close: 0; AST Currently In Use: 1; AST Temp Closed: 0 | 0 | 0 | 6 | 10112-051-000486 | ALABAMA DEPT OF CORRECTIONS
812 | Permanently Closed | 2000-10-18 06:00 | 1966-01-01 06:00 | 2000-10-18 06:00 | Petroleum | On road diesel | On road diesel |  | Steel | Steel |  | Painted or None | Steel |  | 1901-01-01 06:00 | [15 empty] | UST Currently In Use: 1; UST Temp Close: 0; AST Currently In Use: 0; AST Temp Closed: 0 | 1 | 0 | 1 | 24266-101-001699 | MONTGOMERY AREA MENTAL HEALTH AUTHOR
813 | Retired | 1988-12-22 06:00 | 1966-01-01 06:00 |  | Petroleum | Other, EXEMPTED | Other |  | Steel | Steel |  | Painted or None | Steel |  | 1901-01-01 06:00 | [15 empty] | UST Currently In Use: 1; UST Temp Close: 0; AST Currently In Use: 0; AST Temp Closed: 0 | 1 | 0 | 1 | 24266-101-001699 | MONTGOMERY AREA MENTAL HEALTH AUTHOR
814 | Permanently Closed | 1976-05-01 06:00 | 1969-01-01 06:00 | 2000-11-02 06:00 | Petroleum | Other, OTHER | Other | State/federal government | Steel | Steel |  |  | Steel |  | 1901-01-01 06:00 | [15 empty] | UST Currently In Use: 0; UST Temp Close: 0; AST Currently In Use: 0; AST Temp Closed: 0 | 0 | 0 | 3 | 17848-103-001874 | L B WALLACE CENTER DEBBIE EVANS
815 | Permanently Closed | 1992-09-01 06:00 | 1974-01-01 06:00 | 2000-11-02 06:00 | Petroleum | Unleaded gasoline | Unleaded gasoline | State/federal government | Steel | Steel |  | Painted or None | Steel |  | 1901-01-01 06:00 | [15 empty] | UST Currently In Use: 0; UST Temp Close: 0; AST Currently In Use: 0; AST Temp Closed: 0 | 0 | 0 | 3 | 17848-103-001874 | L B WALLACE CENTER DEBBIE EVANS
816 | Permanently Closed | 2000-11-02 06:00 | 1976-01-01 06:00 | 2000-11-02 06:00 | Petroleum | Unleaded gasoline | Unleaded gasoline | State/federal government | Steel | Steel |  | Painted or None | Steel |  | 1901-01-01 06:00 | [15 empty] | UST Currently In Use: 0; UST Temp Close: 0; AST Currently In Use: 0; AST Temp Closed: 0 | 0 | 0 | 3 | 17848-103-001874 | L B WALLACE CENTER DEBBIE EVANS
817 | Permanently Closed | 1989-06-19 06:00 | 1948-01-01 06:00 | 1989-06-16 06:00 | Petroleum | Unleaded gasoline | Unleaded gasoline | State/Federal Government | Steel | Steel |  | Painted or None | Steel |  | 1901-01-01 06:00 | [15 empty] | UST Currently In Use: 1; UST Temp Close: 0; AST Currently In Use: 0; AST Temp Closed: 0 | 1 | 0 | 3 | 15115-125-004661 | UNIV OF ALABAMA HEALTH AND SAFETY
818 | Permanently Closed | 1992-02-04 06:00 | 1967-01-01 06:00 | 1992-02-04 06:00 | Petroleum | Used oil | Used oil | State/federal government | Steel | Steel |  | Painted or None | Steel |  | 1901-01-01 06:00 | [15 empty] | UST Currently In Use: 0; UST Temp Close: 0; AST Currently In Use: 3; AST Temp Closed: 0 | 0 | 0 | 6 | 15115-125-004662 | UNIV OF ALABAMA HEALTH AND SAFETY
819 | Permanently Closed | 1992-02-04 06:00 | 1958-01-01 06:00 | 1992-02-04 06:00 | Petroleum | Unleaded gasoline | Unleaded gasoline | State/federal government | Steel | Steel |  | Painted or None | Steel |  | 1901-01-01 06:00 | [15 empty] | UST Currently In Use: 0; UST Temp Close: 0; AST Currently In Use: 3; AST Temp Closed: 0 | 0 | 0 | 6 | 15115-125-004662 | UNIV OF ALABAMA HEALTH AND SAFETY
820 | Permanently Closed | 1985-07-01 06:00 | 1971-01-01 06:00 | 2001-01-18 06:00 | Petroleum | Unleaded gasoline | Unleaded gasoline | State/federal government | Steel | Steel |  | Painted or None | Steel |  | 1901-01-01 06:00 | [15 empty] | UST Currently In Use: 0; UST Temp Close: 0; AST Currently In Use: 3; AST Temp Closed: 0 | 0 | 0 | 6 | 15115-125-004662 | UNIV OF ALABAMA HEALTH AND SAFETY
825 | Permanently Closed | 2001-01-18 06:00 | 1980-01-01 06:00 | 2001-01-18 06:00 | Petroleum | On road diesel | On road diesel | State/federal government | Steel | Steel |  | Painted or None | Steel |  | 1901-01-01 06:00 | [15 empty] | UST Currently In Use: 0; UST Temp Close: 0; AST Currently In Use: 3; AST Temp Closed: 0 | 0 | 0 | 6 | 15115-125-004662 | UNIV OF ALABAMA HEALTH AND SAFETY
826 | Permanently Closed | 2001-01-18 06:00 | 1980-01-01 06:00 | 2001-01-18 06:00 | Petroleum | On road diesel | On road diesel | State/federal government | Steel | Steel |  | Painted or None | Steel |  | 1901-01-01 06:00 | [15 empty] | UST Currently In Use: 0; UST Temp Close: 0; AST Currently In Use: 3; AST Temp Closed: 0 | 0 | 0 | 6 | 15115-125-004662 | UNIV OF ALABAMA HEALTH AND SAFETY
827 | Permanently Closed | 1984-06-01 06:00 | 1968-01-01 06:00 | 2001-01-18 06:00 | Petroleum | Unleaded gasoline | Unleaded gasoline | State/federal government | Steel | Steel |  | Painted or None | Steel |  | 1901-01-01 06:00 | [15 empty] | UST Currently In Use: 0; UST Temp Close: 0; AST Currently In Use: 3; AST Temp Closed: 0 | 0 | 0 | 6 | 15115-125-004662 | UNIV OF ALABAMA HEALTH AND SAFETY
829 | Permanently Closed | 1993-12-03 06:00 | 1983-01-01 06:00 | 1993-12-03 06:00 | Petroleum | Unleaded gasoline | Unleaded gasoline |  | Steel | Steel |  | Painted or None | Steel |  | 1901-01-01 06:00 | [15 empty] | UST Currently In Use: 0; UST Temp Close: 0; AST Currently In Use: 0; AST Temp Closed: 0 | 0 | 0 | 1 | 10133-073-003544 | ALABAMA METAL INDUSTRIES CORP
833 | Permanently Closed | 1998-12-22 06:00 | 1972-01-01 06:00 | 2000-04-10 06:00 | Petroleum | Unleaded gasoline | Unleaded gasoline |  | Steel | Steel |  | Painted or None | Steel |  | 1901-01-01 06:00 | [12 empty] | Annual line testing | Annual line testing |  | UST Currently In Use: 0; UST Temp Close: 0; AST Currently In Use: 0; AST Temp Closed: 0 | 0 | 0 | 3 | 14199-055-002867 | RJ'S INDEPENDENT GASOLINE LLC
834 | Permanently Closed | 1998-12-22 06:00 | 1972-01-01 06:00 | 2000-04-10 06:00 | Petroleum | Unleaded gasoline | Unleaded gasoline |  | Steel | Steel |  | Painted or None | Steel |  | 1901-01-01 06:00 | [12 empty] | Annual line testing | Annual line testing |  | UST Currently In Use: 0; UST Temp Close: 0; AST Currently In Use: 0; AST Temp Closed: 0 | 0 | 0 | 3 | 14199-055-002867 | RJ'S INDEPENDENT GASOLINE LLC
835 | Permanently Closed | 1998-12-22 06:00 | 1978-01-01 06:00 | 2000-04-10 06:00 | Petroleum | Unleaded gasoline | Unleaded gasoline |  | Steel | Steel |  | Painted or None | Steel |  | 1901-01-01 06:00 | [12 empty] | Annual line testing | Annual line testing |  | UST Currently In Use: 0; UST Temp Close: 0; AST Currently In Use: 0; AST Temp Closed: 0 | 0 | 0 | 3 | 14199-055-002867 | RJ'S INDEPENDENT GASOLINE LLC
836 | Permanently Closed | 1994-11-02 06:00 | 1969-01-01 06:00 | 1994-11-02 06:00 | Petroleum | Unleaded gasoline | Unleaded gasoline |  | Steel | Steel |  | Painted or None |  |  | 1901-01-01 06:00 | [15 empty] | UST Currently In Use: 0; UST Temp Close: 0; AST Currently In Use: 0; AST Temp Closed: 0 | 0 | 0 | 4 | 10136-055-002879 | ALABAMA OIL CO
837 | Permanently Closed | 1994-11-02 06:00 | 1969-01-01 06:00 | 1994-11-02 06:00 | Petroleum | Unleaded gasoline | Unleaded gasoline |  | Steel | Steel |  | Painted or None |  |  | 1901-01-01 06:00 | [15 empty] | UST Currently In Use: 0; UST Temp Close: 0; AST Currently In Use: 0; AST Temp Closed: 0 | 0 | 0 | 4 | 10136-055-002879 | ALABAMA OIL CO
838 | Permanently Closed | 1994-11-02 06:00 | 1969-01-01 06:00 | 1994-11-02 06:00 | Petroleum | Unleaded gasoline | Unleaded gasoline |  | Steel | Steel |  | Painted or None |  |  | 1901-01-01 06:00 | [15 empty] | UST Currently In Use: 0; UST Temp Close: 0; AST Currently In Use: 0; AST Temp Closed: 0 | 0 | 0 | 4 | 10136-055-002879 | ALABAMA OIL CO
839 | Permanently Closed | 1994-11-02 06:00 | 1983-01-01 06:00 | 1994-11-02 06:00 | Petroleum | Unleaded gasoline | Unleaded gasoline |  | Steel | Steel |  | Painted or None | Steel |  | 1901-01-01 06:00 | [15 empty] | UST Currently In Use: 0; UST Temp Close: 0; AST Currently In Use: 0; AST Temp Closed: 0 | 0 | 0 | 4 | 10136-055-002879 | ALABAMA OIL CO
840 | Permanently Closed | 1996-07-30 06:00 | 1980-01-01 06:00 | 1996-07-30 06:00 | Petroleum | On road diesel | On road diesel |  | Steel | Steel |  | Painted or None | Steel |  | 1901-01-01 06:00 | [15 empty] | UST Currently In Use: 0; UST Temp Close: 0; AST Currently In Use: 0; AST Temp Closed: 0 | 0 | 0 | 1 | 10136-055-005631 | ALABAMA OIL CO
841 | Permanently Closed | 1991-09-12 06:00 | 1977-01-01 06:00 | 1991-09-12 06:00 | Petroleum | Unleaded gasoline | Unleaded gasoline |  | Steel | Steel |  | Painted or None | Steel |  | 1901-01-01 06:00 | [15 empty] | UST Currently In Use: 0; UST Temp Close: 0; AST Currently In Use: 0; AST Temp Closed: 0 | 0 | 0 | 2 | 10136-055-005632 | ALABAMA OIL CO
842 | Permanently Closed | 1991-09-12 06:00 | 1977-01-01 06:00 | 1991-09-12 06:00 | Petroleum | Unleaded gasoline | Unleaded gasoline |  | Steel | Steel |  | Painted or None | Steel |  | 1901-01-01 06:00 | [15 empty] | UST Currently In Use: 0; UST Temp Close: 0; AST Currently In Use: 0; AST Temp Closed: 0 | 0 | 0 | 2 | 10136-055-005632 | ALABAMA OIL CO
843 | Permanently Closed | 1901-01-01 06:00 | 1974-01-01 06:00 | 1988-01-01 06:00 | Petroleum | Unleaded gasoline | Unleaded gasoline |  | Steel | Steel |  | Painted or None | Steel |  | 1901-01-01 06:00 | [15 empty] | UST Currently In Use: 0; UST Temp Close: 0; AST Currently In Use: 0; AST Temp Closed: 0 | 0 | 0 | 3 | 10136-055-005635 | ALABAMA OIL CO
844 | Permanently Closed | 1901-01-01 06:00 | 1974-01-01 06:00 | 1988-01-01 06:00 | Petroleum | Unleaded gasoline | Unleaded gasoline |  | Steel | Steel |  | Painted or None | Steel |  | 1901-01-01 06:00 | [15 empty] | UST Currently In Use: 0; UST Temp Close: 0; AST Currently In Use: 0; AST Temp Closed: 0 | 0 | 0 | 3 | 10136-055-005635 | ALABAMA OIL CO
845 | Permanently Closed | 1901-01-01 06:00 | 1974-01-01 06:00 | 1988-01-01 06:00 | Petroleum | Unleaded gasoline | Unleaded gasoline |  | Steel | Steel |  | Painted or None | Steel |  | 1901-01-01 06:00 | [15 empty] | UST Currently In Use: 0; UST Temp Close: 0; AST Currently In Use: 0; AST Temp Closed: 0 | 0 | 0 | 3 | 10136-055-005635 | ALABAMA OIL CO
846 | Permanently Closed | 1994-09-14 06:00 | 1982-01-01 06:00 | 1994-09-14 06:00 | Petroleum | Unleaded gasoline | Unleaded gasoline |  | Steel | Steel |  | Painted or None | Steel |  | 1901-01-01 06:00 | [15 empty] | UST Currently In Use: 2; UST Temp Close: 0; AST Currently In Use: 0; AST Temp Closed: 0 | 2 | 0 | 5 | 25265-055-005637 | LGWS/CROSS AMERICA PARTNERS
847 | Permanently Closed | 1994-09-14 06:00 | 1982-01-01 06:00 | 1994-09-14 06:00 | Petroleum | Unleaded gasoline | Unleaded gasoline |  | Steel | Steel |  | Painted or None | Steel |  | 1901-01-01 06:00 | [15 empty] | UST Currently In Use: 2; UST Temp Close: 0; AST Currently In Use: 0; AST Temp Closed: 0 | 2 | 0 | 5 | 25265-055-005637 | LGWS/CROSS AMERICA PARTNERS
848 | Permanently Closed | 1994-09-14 06:00 | 1982-01-01 06:00 | 1994-09-14 06:00 | Petroleum | Unleaded gasoline | Unleaded gasoline |  | Steel | Steel |  | Painted or None | Steel |  | 1901-01-01 06:00 | [15 empty] | UST Currently In Use: 2; UST Temp Close: 0; AST Currently In Use: 0; AST Temp Closed: 0 | 2 | 0 | 5 | 25265-055-005637 | LGWS/CROSS AMERICA PARTNERS
849 | Permanently Closed | 1999-01-29 06:00 | 1982-01-01 06:00 | 1999-01-29 06:00 | Petroleum | On road diesel | On road diesel |  | Steel | Steel |  | Painted or None | Steel |  | 1901-01-01 06:00 | [6 empty] | Statistical Inventory Reconciliation (SIR) | [8 empty] | UST Currently In Use: 2; UST Temp Close: 0; AST Currently In Use: 0; AST Temp Closed: 0 | 2 | 0 | 5 | 25265-055-005637 | LGWS/CROSS AMERICA PARTNERS
850 | Permanently Closed | 1999-01-29 06:00 | 1982-01-01 06:00 | 1999-01-29 06:00 | Petroleum | Kerosene | Kerosene |  | Steel | Steel |  | Painted or None | Steel |  | 1901-01-01 06:00 | [6 empty] | Statistical Inventory Reconciliation (SIR) | [8 empty] | UST Currently In Use: 2; UST Temp Close: 0; AST Currently In Use: 0; AST Temp Closed: 0 | 2 | 0 | 5 | 25265-055-005637 | LGWS/CROSS AMERICA PARTNERS
851 | Permanently Closed | 1989-10-26 06:00 | 1982-01-01 06:00 | 1989-10-26 06:00 | Petroleum | Unleaded gasoline | Unleaded gasoline |  | Steel | Steel |  | Painted or None | Steel |  | 1901-01-01 06:00 | [15 empty] | UST Currently In Use: 0; UST Temp Close: 0; AST Currently In Use: 0; AST Temp Closed: 0 | 0 | 0 | 2 | 10136-055-005638 | ALABAMA OIL CO
852 | Permanently Closed | 1989-10-25 06:00 | 1982-01-01 06:00 | 1989-10-26 06:00 | Petroleum | Unleaded gasoline | Unleaded gasoline |  | Steel | Steel |  | Painted or None | Steel |  | 1901-01-01 06:00 | [15 empty] | UST Currently In Use: 0; UST Temp Close: 0; AST Currently In Use: 0; AST Temp Closed: 0 | 0 | 0 | 2 | 10136-055-005638 | ALABAMA OIL CO
853 | Permanently Closed | 2013-06-01 06:00 | 1980-01-01 06:00 | 2014-02-21 06:00 | Petroleum | Unleaded gasoline | Unleaded gasoline | Bulk facility | Single Wall, Steel | Steel | Field installed cathodic protection |  | Steel |  |  | Field installed cathodic protection | Catchment Basin, Single walled catchment basin | Flow Rest 90% Full | Flow Rest 90% Full |  |  | Statistical Inventory Reconciliation (SIR) | [8 empty] | UST Currently In Use: 0; UST Temp Close: 0; AST Currently In Use: 0; AST Temp Closed: 0 | 0 | 0 | 4 | 10136-055-005639 | ALABAMA OIL CO
854 | Permanently Closed | 2013-06-01 06:00 | 1980-01-01 06:00 | 2014-02-21 06:00 | Petroleum | Premium gasoline | Premium gasoline | Bulk facility | Steel | Steel | Field installed cathodic protection |  | Single Wall, Steel |  |  | Field installed cathodic protection | Catchment Basin, Single walled catchment basin | Flow Rest 90% Full | Flow Rest 90% Full |  |  | Statistical Inventory Reconciliation (SIR) | [8 empty] | UST Currently In Use: 0; UST Temp Close: 0; AST Currently In Use: 0; AST Temp Closed: 0 | 0 | 0 | 4 | 10136-055-005639 | ALABAMA OIL CO
855 | Permanently Closed | 2013-06-01 06:00 | 1980-01-01 06:00 | 2014-02-21 06:00 | Petroleum | Kerosene | Kerosene | Bulk facility | Single Wall, Steel | Steel | Field installed cathodic protection |  | Steel |  |  | Field installed cathodic protection | Catchment Basin, Single walled catchment basin | Flow Rest 90% Full | Flow Rest 90% Full |  |  | Statistical Inventory Reconciliation (SIR) | [8 empty] | UST Currently In Use: 0; UST Temp Close: 0; AST Currently In Use: 0; AST Temp Closed: 0 | 0 | 0 | 4 | 10136-055-005639 | ALABAMA OIL CO
856 | Permanently Closed | 2013-04-15 06:00 | 1980-01-01 06:00 | 2014-02-21 06:00 | Petroleum | On road diesel | On road diesel | Bulk facility | Single Wall, Steel | Steel | Field installed cathodic protection |  | Steel |  |  | Field installed cathodic protection | Catchment Basin, Single walled catchment basin | Automatic shutoff device At 95% full, Flow Rest 90% Full | Flow Rest 90% Full |  |  | Statistical Inventory Reconciliation (SIR) | [8 empty] | UST Currently In Use: 0; UST Temp Close: 0; AST Currently In Use: 0; AST Temp Closed: 0 | 0 | 0 | 4 | 10136-055-005639 | ALABAMA OIL CO
857 | Permanently Closed | 1989-10-26 06:00 | 1982-01-01 06:00 | 1989-10-26 06:00 | Petroleum | Unleaded gasoline | Unleaded gasoline |  | Steel | Steel |  | Painted or None | Steel |  | 1901-01-01 06:00 | [15 empty] | UST Currently In Use: 0; UST Temp Close: 0; AST Currently In Use: 0; AST Temp Closed: 0 | 0 | 0 | 2 | 10136-055-005640 | ALABAMA OIL CO
858 | Permanently Closed | 1989-10-26 06:00 | 1982-01-01 06:00 | 1989-10-26 06:00 | Petroleum | Unleaded gasoline | Unleaded gasoline |  | Steel | Steel |  | Painted or None | Steel |  | 1901-01-01 06:00 | [15 empty] | UST Currently In Use: 0; UST Temp Close: 0; AST Currently In Use: 0; AST Temp Closed: 0 | 0 | 0 | 2 | 10136-055-005640 | ALABAMA OIL CO
859 | Currently in Use |  | 1978-01-01 06:00 |  | Petroleum | Unleaded gasoline | Unleaded gasoline | Retail | Single Wall, Steel | Steel | Field installed cathodic protection, Interior lined (not allowed as a standalone method of corrosion protection) |  | Double Wall, Flexible | SA&TCI |  |  | Catchment Basin, Single walled catchment basin | Flow Rest 90% Full | Flow Rest 90% Full |  |  | Continuous Automatic Tank Gauge |  | Automatic flow restrictor (MLLD), Containment Sump | Containment Sump | Interstitial Monitoring within Secondary Containment | SENSOR TO ATG | Continuous alarm system | Continuous alarm system |  | UST Currently In Use: 3; UST Temp Close: 0; AST Currently In Use: 0; AST Temp Closed: 0 | 3 | 0 | 0 | 25265-055-005642 | LGWS/CROSS AMERICA PARTNERS
860 | Currently in Use |  | 1978-01-01 06:00 |  | Petroleum | Premium gasoline | Premium gasoline | Retail | Single Wall, Steel | Steel | Field installed cathodic protection, Interior lined (not allowed as a standalone method of corrosion protection) |  | Double Wall, Flexible | SA&TCI |  |  | Catchment Basin, Single walled catchment basin | Flow Rest 90% Full | Flow Rest 90% Full |  |  | Continuous Automatic Tank Gauge |  | Automatic flow restrictor (MLLD), Containment Sump | Containment Sump | Interstitial Monitoring within Secondary Containment | SENSOR TO ATG | Continuous alarm system | Continuous alarm system |  | UST Currently In Use: 3; UST Temp Close: 0; AST Currently In Use: 0; AST Temp Closed: 0 | 3 | 0 | 0 | 25265-055-005642 | LGWS/CROSS AMERICA PARTNERS
861 | Currently in Use |  | 1978-01-01 06:00 |  | Petroleum | On road diesel | On road diesel | Retail | Single Wall, Steel | Steel | Field installed cathodic protection, Interior lined (not allowed as a standalone method of corrosion protection) |  | Double Wall, Fiberglass reinforced plastic |  |  |  | Catchment Basin, Single walled catchment basin | Flow Rest 90% Full | Flow Rest 90% Full |  |  | Continuous Automatic Tank Gauge |  | Automatic flow restrictor (MLLD), Containment Sump | Containment Sump | Interstitial Monitoring within Secondary Containment | SENSOR TO ATG | Continuous alarm system | Continuous alarm system |  | UST Currently In Use: 3; UST Temp Close: 0; AST Currently In Use: 0; AST Temp Closed: 0 | 3 | 0 | 0 | 25265-055-005642 | LGWS/CROSS AMERICA PARTNERS
862 | Permanently Closed | 1998-03-16 06:00 | 1974-01-01 06:00 | 1998-03-16 06:00 | Petroleum | Unleaded gasoline | Unleaded gasoline |  | Steel | Steel |  | Painted or None | Steel |  | 1901-01-01 06:00 | [6 empty] | Statistical Inventory Reconciliation (SIR) | [8 empty] | UST Currently In Use: 0; UST Temp Close: 0; AST Currently In Use: 0; AST Temp Closed: 0 | 0 | 0 | 5 | 10136-055-005643 | ALABAMA OIL CO
863 | Permanently Closed | 1998-03-16 06:00 | 1974-01-01 06:00 | 1998-03-16 06:00 | Petroleum | Unleaded gasoline | Unleaded gasoline |  | Steel | Steel |  | Painted or None | Steel |  | 1901-01-01 06:00 | [6 empty] | Statistical Inventory Reconciliation (SIR) | [8 empty] | UST Currently In Use: 0; UST Temp Close: 0; AST Currently In Use: 0; AST Temp Closed: 0 | 0 | 0 | 5 | 10136-055-005643 | ALABAMA OIL CO
864 | Permanently Closed | 1998-03-16 06:00 | 1974-01-01 06:00 | 1998-03-16 06:00 | Petroleum | Unleaded gasoline | Unleaded gasoline |  | Steel | Steel |  | Painted or None | Steel |  | 1901-01-01 06:00 | [6 empty] | Statistical Inventory Reconciliation (SIR) | [8 empty] | UST Currently In Use: 0; UST Temp Close: 0; AST Currently In Use: 0; AST Temp Closed: 0 | 0 | 0 | 5 | 10136-055-005643 | ALABAMA OIL CO
865 | Permanently Closed | 1998-03-16 06:00 | 1974-01-01 06:00 | 1998-03-16 06:00 | Petroleum | Unleaded gasoline | Unleaded gasoline |  | Steel | Steel |  | Painted or None | Steel |  | 1901-01-01 06:00 | [6 empty] | Statistical Inventory Reconciliation (SIR) | [8 empty] | UST Currently In Use: 0; UST Temp Close: 0; AST Currently In Use: 0; AST Temp Closed: 0 | 0 | 0 | 5 | 10136-055-005643 | ALABAMA OIL CO
866 | Permanently Closed | 1998-03-16 06:00 | 1974-01-01 06:00 | 1998-03-16 06:00 | Petroleum | Unleaded gasoline | Unleaded gasoline |  | Steel | Steel |  | Painted or None | Steel |  | 1901-01-01 06:00 | [6 empty] | Statistical Inventory Reconciliation (SIR) | [8 empty] | UST Currently In Use: 0; UST Temp Close: 0; AST Currently In Use: 0; AST Temp Closed: 0 | 0 | 0 | 5 | 10136-055-005643 | ALABAMA OIL CO
867 | Permanently Closed | 2009-01-01 06:00 | 1976-01-01 06:00 | 2008-08-28 06:00 | Petroleum | Unleaded gasoline | Unleaded gasoline | Retail | Single Wall, Steel, 4K/4K | Steel | Field installed cathodic protection |  | Single Wall, Steel |  | 1901-01-01 06:00 | Field installed cathodic protection | Catchment Basin, Single walled catchment basin | Automatic shutoff device At 95% full | Automatic shutoff device At 95% full |  |  | Statistical Inventory Reconciliation (SIR) | [8 empty] | UST Currently In Use: 4; UST Temp Close: 0; AST Currently In Use: 0; AST Temp Closed: 0 | 4 | 0 | 4 | 25265-055-005644 | LGWS/CROSS AMERICA PARTNERS
869 | Permanently Closed | 2009-01-01 06:00 | 1976-01-01 06:00 | 2008-08-28 06:00 | Petroleum | Mid-grade gasoline | Mid-grade gasoline | Retail | Single Wall, Steel | Steel | Field installed cathodic protection |  | Single Wall, Steel |  | 1901-01-01 06:00 | Field installed cathodic protection | Catchment Basin, Single walled catchment basin | Automatic shutoff device At 95% full | Automatic shutoff device At 95% full |  |  | Statistical Inventory Reconciliation (SIR) | [8 empty] | UST Currently In Use: 4; UST Temp Close: 0; AST Currently In Use: 0; AST Temp Closed: 0 | 4 | 0 | 4 | 25265-055-005644 | LGWS/CROSS AMERICA PARTNERS
870 | Permanently Closed | 2009-01-01 06:00 | 1976-01-01 06:00 | 2008-08-28 06:00 | Petroleum | Premium gasoline | Premium gasoline | Retail | Single Wall, Steel | Steel | Field installed cathodic protection |  | Single Wall, Steel |  | 1901-01-01 06:00 | Field installed cathodic protection | Catchment Basin, Single walled catchment basin | Automatic shutoff device At 95% full | Automatic shutoff device At 95% full |  |  | Statistical Inventory Reconciliation (SIR) | [8 empty] | UST Currently In Use: 4; UST Temp Close: 0; AST Currently In Use: 0; AST Temp Closed: 0 | 4 | 0 | 4 | 25265-055-005644 | LGWS/CROSS AMERICA PARTNERS
871 | Permanently Closed | 2009-01-01 06:00 | 1976-01-01 06:00 | 2008-08-28 06:00 | Petroleum | On road diesel | On road diesel | Retail | Single Wall, Steel | Steel | Field installed cathodic protection |  | Single Wall, Steel |  | 1901-01-01 06:00 | Field installed cathodic protection | Catchment Basin, Single walled catchment basin | Automatic shutoff device At 95% full | Automatic shutoff device At 95% full |  |  | Statistical Inventory Reconciliation (SIR) | [8 empty] | UST Currently In Use: 4; UST Temp Close: 0; AST Currently In Use: 0; AST Temp Closed: 0 | 4 | 0 | 4 | 25265-055-005644 | LGWS/CROSS AMERICA PARTNERS
872 | Currently in Use |  | 1978-01-01 06:00 |  | Petroleum | Unleaded gasoline | Unleaded gasoline | Retail | Steel | Steel | Field installed cathodic protection |  | Double Wall, Flexible |  | 2012-04-13 06:00 |  | Catchment Basin, Single walled catchment basin | Flow Rest 90% Full | Flow Rest 90% Full |  |  | Continuous Automatic Tank Gauge |  | Automatic flow restrictor (MLLD), Containment Sump, Sump sensor relayed to automatically shut off submersible pump | Sump sensor relayed to automatically shut off submersible pump | Interstitial Monitoring within Secondary Containment | SENSOR TO ATG | Continuous alarm system | Continuous alarm system |  | UST Currently In Use: 3; UST Temp Close: 0; AST Currently In Use: 0; AST Temp Closed: 0 | 3 | 0 | 3 | 25265-055-005645 | LGWS/CROSS AMERICA PARTNERS
873 | Currently in Use |  | 1978-01-01 06:00 |  | Petroleum | Premium gasoline | Premium gasoline | Retail | Steel | Steel | Field installed cathodic protection |  | Double Wall, Flexible |  | 2012-04-13 06:00 |  | Catchment Basin, Single walled catchment basin | Flow Rest 90% Full | Flow Rest 90% Full |  |  | Continuous Automatic Tank Gauge |  | Automatic flow restrictor (MLLD), Containment Sump, Sump sensor relayed to automatically shut off submersible pump | Sump sensor relayed to automatically shut off submersible pump | Interstitial Monitoring within Secondary Containment | SENSOR TO ATG | Continuous alarm system | Continuous alarm system |  | UST Currently In Use: 3; UST Temp Close: 0; AST Currently In Use: 0; AST Temp Closed: 0 | 3 | 0 | 3 | 25265-055-005645 | LGWS/CROSS AMERICA PARTNERS
874 | Currently in Use |  | 1978-01-01 06:00 |  | Petroleum | On road diesel | On road diesel | Retail | Steel | Steel | Field installed cathodic protection |  | Double Wall, Flexible |  | 2012-04-13 06:00 |  | Catchment Basin, Single walled catchment basin | Flow Rest 90% Full | Flow Rest 90% Full |  |  | Continuous Automatic Tank Gauge |  | Automatic flow restrictor (MLLD), Containment Sump, Sump sensor relayed to automatically shut off submersible pump | Sump sensor relayed to automatically shut off submersible pump | Interstitial Monitoring within Secondary Containment | SENSOR TO ATG | Continuous alarm system | Continuous alarm system |  | UST Currently In Use: 3; UST Temp Close: 0; AST Currently In Use: 0; AST Temp Closed: 0 | 3 | 0 | 3 | 25265-055-005645 | LGWS/CROSS AMERICA PARTNERS
875 | Permanently Closed | 2001-02-14 06:00 | 1978-01-01 06:00 | 2001-02-14 06:00 | Petroleum | Other, RACING GAS | Other | Retail | Steel | Steel | Coated & cathodic protection (sti-P3), Field installed cathodic protection |  | Flexible |  | 1901-01-01 06:00 |  | Catchment Basin, Single walled catchment basin | Automatic shutoff device At 95% full | Automatic shutoff device At 95% full |  |  | Statistical Inventory Reconciliation (SIR) | [5 empty] | Annual line testing, Continuous alarm system | Continuous alarm system |  | UST Currently In Use: 3; UST Temp Close: 0; AST Currently In Use: 0; AST Temp Closed: 0 | 3 | 0 | 3 | 25265-055-005645 | LGWS/CROSS AMERICA PARTNERS
876 | Permanently Closed | 2001-02-14 06:00 | 1978-01-01 06:00 | 2001-02-14 06:00 | Petroleum | On road diesel | On road diesel | Retail | Steel | Steel | Field installed cathodic protection, Interior lined (not allowed as a standalone method of corrosion protection) |  | Flexible |  | 1901-01-01 06:00 |  | Catchment Basin, Single walled catchment basin | Automatic shutoff device At 95% full | Automatic shutoff device At 95% full |  |  | Statistical Inventory Reconciliation (SIR) | [5 empty] | Continuous alarm system | Continuous alarm system |  | UST Currently In Use: 3; UST Temp Close: 0; AST Currently In Use: 0; AST Temp Closed: 0 | 3 | 0 | 3 | 25265-055-005645 | LGWS/CROSS AMERICA PARTNERS
877 | Permanently Closed | 2001-02-14 06:00 | 1978-01-01 06:00 | 2001-02-14 06:00 | Petroleum | Kerosene | Kerosene | Retail | Steel | Steel | Coated & cathodic protection (sti-P3), Field installed cathodic protection |  | Steel |  | 1901-01-01 06:00 | Field installed cathodic protection | Catchment Basin, Single walled catchment basin | Automatic shutoff device At 95% full | Automatic shutoff device At 95% full |  |  | Statistical Inventory Reconciliation (SIR) | [8 empty] | UST Currently In Use: 3; UST Temp Close: 0; AST Currently In Use: 0; AST Temp Closed: 0 | 3 | 0 | 3 | 25265-055-005645 | LGWS/CROSS AMERICA PARTNERS
878 |  | 2002-12-18 06:00 | 1983-01-01 06:00 |  | Petroleum | Unleaded gasoline | Unleaded gasoline | Retail | Steel | Steel |  | Painted or None | Steel |  | 1901-01-01 06:00 | [15 empty] | UST Currently In Use: 0; UST Temp Close: 0; AST Currently In Use: 0; AST Temp Closed: 0 | 0 | 0 | 0 | 19992-055-005646 | LAREID SHELTON
879 |  | 2002-12-18 06:00 | 1983-01-01 06:00 |  | Petroleum | Mid-grade gasoline | Mid-grade gasoline | Retail | Steel | Steel |  | Painted or None | Steel |  | 1901-01-01 06:00 | [15 empty] | UST Currently In Use: 0; UST Temp Close: 0; AST Currently In Use: 0; AST Temp Closed: 0 | 0 | 0 | 0 | 19992-055-005646 | LAREID SHELTON
880 |  | 2002-12-18 06:00 | 1983-01-01 06:00 |  | Petroleum | Premium gasoline | Premium gasoline | Retail | Steel | Steel |  | Painted or None | Steel |  | 1901-01-01 06:00 | [15 empty] | UST Currently In Use: 0; UST Temp Close: 0; AST Currently In Use: 0; AST Temp Closed: 0 | 0 | 0 | 0 | 19992-055-005646 | LAREID SHELTON
881 |  | 2002-12-18 06:00 | 1983-01-01 06:00 |  | Petroleum | On road diesel | On road diesel | Retail | Steel | Steel |  | Painted or None | Steel |  | 1901-01-01 06:00 | [15 empty] | UST Currently In Use: 0; UST Temp Close: 0; AST Currently In Use: 0; AST Temp Closed: 0 | 0 | 0 | 0 | 19992-055-005646 | LAREID SHELTON
882 |  | 2002-12-18 06:00 | 1983-01-01 06:00 |  | Petroleum | Kerosene | Kerosene | Retail | Steel | Steel |  | Painted or None | Steel |  | 1901-01-01 06:00 | [15 empty] | UST Currently In Use: 0; UST Temp Close: 0; AST Currently In Use: 0; AST Temp Closed: 0 | 0 | 0 | 0 | 19992-055-005646 | LAREID SHELTON
883 | Permanently Closed | 1999-08-16 06:00 | 1979-01-01 06:00 | 1999-08-16 06:00 | Petroleum | Unleaded gasoline | Unleaded gasoline |  | Steel | Steel | Field installed cathodic protection |  | Steel |  | 1901-01-01 06:00 | Field installed cathodic protection | Catchment Basin, Single walled catchment basin | Automatic shutoff device At 95% full | Automatic shutoff device At 95% full |  |  | Statistical Inventory Reconciliation (SIR) | [8 empty] | UST Currently In Use: 2; UST Temp Close: 0; AST Currently In Use: 1; AST Temp Closed: 0 | 2 | 0 | 5 | 23429-055-005648 | MUSA PROPERTIES, LLC
884 | Permanently Closed | 1999-08-16 06:00 | 1979-01-01 06:00 | 1999-08-16 06:00 | Petroleum | Unleaded gasoline | Unleaded gasoline |  | Steel | Steel | Field installed cathodic protection |  | Steel |  | 1901-01-01 06:00 | Field installed cathodic protection | Catchment Basin, Single walled catchment basin | Automatic shutoff device At 95% full | Automatic shutoff device At 95% full |  |  | Statistical Inventory Reconciliation (SIR) | [8 empty] | UST Currently In Use: 2; UST Temp Close: 0; AST Currently In Use: 1; AST Temp Closed: 0 | 2 | 0 | 5 | 23429-055-005648 | MUSA PROPERTIES, LLC
885 | Permanently Closed | 1999-08-16 06:00 | 1979-01-01 06:00 | 1999-08-16 06:00 | Petroleum | Unleaded gasoline | Unleaded gasoline |  | Steel | Steel | Field installed cathodic protection |  | Steel |  | 1901-01-01 06:00 | Field installed cathodic protection | Catchment Basin, Single walled catchment basin | Automatic shutoff device At 95% full | Automatic shutoff device At 95% full |  |  | Statistical Inventory Reconciliation (SIR) | [8 empty] | UST Currently In Use: 2; UST Temp Close: 0; AST Currently In Use: 1; AST Temp Closed: 0 | 2 | 0 | 5 | 23429-055-005648 | MUSA PROPERTIES, LLC
886 | Permanently Closed | 1999-08-16 06:00 | 1979-01-01 06:00 | 1999-08-16 06:00 | Petroleum | On road diesel | On road diesel |  | Steel | Steel | Field installed cathodic protection |  | Steel |  | 1901-01-01 06:00 | Field installed cathodic protection | Catchment Basin, Single walled catchment basin | Automatic shutoff device At 95% full | Automatic shutoff device At 95% full |  |  | Statistical Inventory Reconciliation (SIR) | [8 empty] | UST Currently In Use: 2; UST Temp Close: 0; AST Currently In Use: 1; AST Temp Closed: 0 | 2 | 0 | 5 | 23429-055-005648 | MUSA PROPERTIES, LLC
887 | Retired | 1988-12-22 06:00 | 1979-01-01 06:00 |  | Petroleum | On road diesel | On road diesel |  | Steel | Steel |  | Painted or None | Steel |  | 1901-01-01 06:00 | [6 empty] | Statistical Inventory Reconciliation (SIR) | [8 empty] | UST Currently In Use: 2; UST Temp Close: 0; AST Currently In Use: 1; AST Temp Closed: 0 | 2 | 0 | 5 | 23429-055-005648 | MUSA PROPERTIES, LLC
888 | Permanently Closed | 1999-08-16 06:00 | 1984-01-01 06:00 | 1999-08-16 06:00 | Petroleum | Unleaded gasoline | Unleaded gasoline |  | Steel | Steel | Field installed cathodic protection |  | Steel |  | 1901-01-01 06:00 | Field installed cathodic protection | Catchment Basin, Single walled catchment basin | Automatic shutoff device At 95% full | Automatic shutoff device At 95% full |  |  | Statistical Inventory Reconciliation (SIR) | [8 empty] | UST Currently In Use: 2; UST Temp Close: 0; AST Currently In Use: 1; AST Temp Closed: 0 | 2 | 0 | 5 | 23429-055-005648 | MUSA PROPERTIES, LLC
889 | Cannot Locate or abandoned | 1998-12-22 06:00 | 1975-01-01 06:00 |  | Petroleum | Unleaded gasoline | Unleaded gasoline |  | Steel | Steel |  | Painted or None | Steel |  | 1901-01-01 06:00 | [6 empty] | Statistical Inventory Reconciliation (SIR) | [8 empty] | UST Currently In Use: 0; UST Temp Close: 0; AST Currently In Use: 0; AST Temp Closed: 0 | 0 | 0 | 0 | 19726-055-005649 | LESTER MCGLAUGHN
890 | Cannot Locate or abandoned | 1998-12-22 06:00 | 1975-01-01 06:00 |  | Petroleum | Unleaded gasoline | Unleaded gasoline |  | Steel | Steel |  | Painted or None | Steel |  | 1901-01-01 06:00 | [6 empty] | Statistical Inventory Reconciliation (SIR) | [8 empty] | UST Currently In Use: 0; UST Temp Close: 0; AST Currently In Use: 0; AST Temp Closed: 0 | 0 | 0 | 0 | 19726-055-005649 | LESTER MCGLAUGHN
891 | Permanently Closed | 1901-01-01 06:00 | 1971-01-01 06:00 | 1988-09-20 06:00 | Petroleum | Unleaded gasoline | Unleaded gasoline |  | Steel | Steel |  | Painted or None | Steel |  | 1901-01-01 06:00 | [15 empty] | UST Currently In Use: 0; UST Temp Close: 0; AST Currently In Use: 0; AST Temp Closed: 0 | 0 | 0 | 2 | 10136-055-005650 | ALABAMA OIL CO
892 | Permanently Closed | 1901-01-01 06:00 | 1971-01-01 06:00 | 1988-09-20 06:00 | Petroleum | Unleaded gasoline | Unleaded gasoline |  | Steel | Steel |  | Painted or None | Steel |  | 1901-01-01 06:00 | [15 empty] | UST Currently In Use: 0; UST Temp Close: 0; AST Currently In Use: 0; AST Temp Closed: 0 | 0 | 0 | 2 | 10136-055-005650 | ALABAMA OIL CO
893 | Temporary Closed | 2018-01-01 06:00 | 1987-07-29 06:00 |  | Petroleum | Unleaded gasoline | Unleaded gasoline | Industrial | Single Wall, Steel | Steel | Coated & cathodic protection (sti-P3) |  | Single Wall, Steel |  |  | Galvanic Cathodic | Catchment Basin, Single walled catchment basin | Automatic shutoff device At 95% full | Automatic shutoff device At 95% full |  |  | Statistical Inventory Reconciliation (SIR) | [8 empty] | UST Currently In Use: 0; UST Temp Close: 1; AST Currently In Use: 0; AST Temp Closed: 0 | 0 | 1 | 0 | 25419-055-008532 | BYROM PETROLEUM LLC
894 | Temporary Closed | 2002-12-18 06:00 | 1977-01-01 06:00 |  | Petroleum | Unleaded gasoline | Unleaded gasoline | Retail | Steel | Steel |  | Painted or None | Steel |  | 1901-01-01 06:00 | [15 empty] | UST Currently In Use: 0; UST Temp Close: 3; AST Currently In Use: 0; AST Temp Closed: 0 | 0 | 3 | 0 | 21701-055-011393 | TRACY R. BILLINGSLEY
895 | Temporary Closed | 2002-12-18 06:00 | 1977-01-01 06:00 |  | Petroleum | Mid-grade gasoline | Mid-grade gasoline | Retail | Steel | Steel |  | Painted or None | Steel |  | 1901-01-01 06:00 | [15 empty] | UST Currently In Use: 0; UST Temp Close: 3; AST Currently In Use: 0; AST Temp Closed: 0 | 0 | 3 | 0 | 21701-055-011393 | TRACY R. BILLINGSLEY
896 | Temporary Closed | 2002-12-18 06:00 | 1977-01-01 06:00 |  | Petroleum | Premium gasoline | Premium gasoline | Retail | Steel | Steel |  | Painted or None | Steel |  | 1901-01-01 06:00 | [15 empty] | UST Currently In Use: 0; UST Temp Close: 3; AST Currently In Use: 0; AST Temp Closed: 0 | 0 | 3 | 0 | 21701-055-011393 | TRACY R. BILLINGSLEY
897 | Permanently Closed | 1994-06-07 06:00 | 1983-01-01 06:00 | 1994-06-07 06:00 | Petroleum | Unleaded gasoline | Unleaded gasoline |  | Steel | Steel | Coated & cathodic protection (sti-P3) |  | Steel |  | 1901-01-01 06:00 | [15 empty] | UST Currently In Use: 0; UST Temp Close: 0; AST Currently In Use: 0; AST Temp Closed: 0 | 0 | 0 | 3 | 10136-055-011394 | ALABAMA OIL CO
898 | Permanently Closed | 1994-06-07 06:00 | 1983-01-01 06:00 | 1994-06-07 06:00 | Petroleum | Unleaded gasoline | Unleaded gasoline |  | Steel | Steel | Coated & cathodic protection (sti-P3) |  | Steel |  | 1901-01-01 06:00 | [15 empty] | UST Currently In Use: 0; UST Temp Close: 0; AST Currently In Use: 0; AST Temp Closed: 0 | 0 | 0 | 3 | 10136-055-011394 | ALABAMA OIL CO
899 | Permanently Closed | 1994-06-07 06:00 | 1983-01-01 06:00 | 1994-06-07 06:00 | Petroleum | Unleaded gasoline | Unleaded gasoline |  | Steel | Steel | Coated & cathodic protection (sti-P3) |  | Steel |  | 1901-01-01 06:00 | [15 empty] | UST Currently In Use: 0; UST Temp Close: 0; AST Currently In Use: 0; AST Temp Closed: 0 | 0 | 0 | 3 | 10136-055-011394 | ALABAMA OIL CO
900 | Temporary Closed | 2018-01-01 06:00 | 1983-01-01 06:00 |  | Petroleum | Unleaded gasoline | Unleaded gasoline | Industrial | Single Wall, Steel | Steel | Field installed cathodic protection |  | Single Wall, Steel |  |  | Field installed cathodic protection | Catchment Basin, Single walled catchment basin | Automatic shutoff device At 95% full | Automatic shutoff device At 95% full |  |  | Statistical Inventory Reconciliation (SIR) | [8 empty] | UST Currently In Use: 0; UST Temp Close: 3; AST Currently In Use: 0; AST Temp Closed: 0 | 0 | 3 | 0 | 25419-055-011909 | BYROM PETROLEUM LLC
901 | Temporary Closed | 2018-01-01 06:00 | 1983-01-01 06:00 |  | Petroleum | Other, OFFROAD | Other | Industrial | Single Wall, Steel | Steel | Field installed cathodic protection |  | Single Wall, Steel |  |  | Field installed cathodic protection | Catchment Basin, Single walled catchment basin | Automatic shutoff device At 95% full | Automatic shutoff device At 95% full |  |  | Statistical Inventory Reconciliation (SIR) | [8 empty] | UST Currently In Use: 0; UST Temp Close: 3; AST Currently In Use: 0; AST Temp Closed: 0 | 0 | 3 | 0 | 25419-055-011909 | BYROM PETROLEUM LLC
902 | Temporary Closed | 2018-01-01 06:00 | 1983-01-01 06:00 |  | Petroleum | On road diesel | On road diesel | Industrial | Single Wall, Steel | Steel | Field installed cathodic protection |  | Single Wall, Steel |  |  | Field installed cathodic protection | Catchment Basin, Single walled catchment basin | Automatic shutoff device At 95% full | Automatic shutoff device At 95% full |  |  | Statistical Inventory Reconciliation (SIR) | [8 empty] | UST Currently In Use: 0; UST Temp Close: 3; AST Currently In Use: 0; AST Temp Closed: 0 | 0 | 3 | 0 | 25419-055-011909 | BYROM PETROLEUM LLC
903 | Permanently Closed | 1991-09-12 06:00 | 1972-01-01 06:00 | 1991-09-12 06:00 | Petroleum | Unleaded gasoline | Unleaded gasoline |  | Steel | Steel |  | Painted or None | Steel |  | 1901-01-01 06:00 | [15 empty] | UST Currently In Use: 0; UST Temp Close: 0; AST Currently In Use: 0; AST Temp Closed: 0 | 0 | 0 | 3 | 10136-115-005634 | ALABAMA OIL CO
904 | Permanently Closed | 1991-09-12 06:00 | 1972-01-01 06:00 | 1991-09-12 06:00 | Petroleum | Unleaded gasoline | Unleaded gasoline |  | Steel | Steel |  | Painted or None | Steel |  | 1901-01-01 06:00 | [15 empty] | UST Currently In Use: 0; UST Temp Close: 0; AST Currently In Use: 0; AST Temp Closed: 0 | 0 | 0 | 3 | 10136-115-005634 | ALABAMA OIL CO
905 | Permanently Closed | 1991-09-12 06:00 | 1972-01-01 06:00 | 1991-09-12 06:00 | Petroleum | Unleaded gasoline | Unleaded gasoline |  | Steel | Steel |  | Painted or None | Steel |  | 1901-01-01 06:00 | [15 empty] | UST Currently In Use: 0; UST Temp Close: 0; AST Currently In Use: 0; AST Temp Closed: 0 | 0 | 0 | 3 | 10136-115-005634 | ALABAMA OIL CO
906 | Permanently Closed | 2000-04-28 06:00 | 1981-01-01 06:00 | 2000-04-28 06:00 | Petroleum | Unleaded gasoline | Unleaded gasoline | Retail | Steel | Steel | Field installed cathodic protection | Painted or None | Steel |  | 1901-01-01 06:00 | Field installed cathodic protection | Catchment Basin, Single walled catchment basin | Automatic shutoff device At 95% full | Automatic shutoff device At 95% full |  |  | Statistical Inventory Reconciliation (SIR) | [5 empty] | Annual line testing | Annual line testing |  | UST Currently In Use: 3; UST Temp Close: 1; AST Currently In Use: 0; AST Temp Closed: 0 | 3 | 1 | 5 | 25265-115-005641 | LGWS/CROSS AMERICA PARTNERS
907 | Permanently Closed | 2000-04-28 06:00 | 1981-01-01 06:00 | 2000-04-28 06:00 | Petroleum | Mid-grade gasoline | Mid-grade gasoline | Retail | Steel | Steel | Field installed cathodic protection | Painted or None | Steel |  | 1901-01-01 06:00 | Field installed cathodic protection | Catchment Basin, Single walled catchment basin | Automatic shutoff device At 95% full | Automatic shutoff device At 95% full |  |  | Statistical Inventory Reconciliation (SIR) | [8 empty] | UST Currently In Use: 3; UST Temp Close: 1; AST Currently In Use: 0; AST Temp Closed: 0 | 3 | 1 | 5 | 25265-115-005641 | LGWS/CROSS AMERICA PARTNERS
908 | Permanently Closed | 2000-04-28 06:00 | 1981-01-01 06:00 | 2000-04-28 06:00 | Petroleum | Premium gasoline | Premium gasoline | Retail | Steel | Steel | Field installed cathodic protection |  | Steel |  | 1901-01-01 06:00 | Field installed cathodic protection | Catchment Basin, Single walled catchment basin | Automatic shutoff device At 95% full | Automatic shutoff device At 95% full |  |  | Statistical Inventory Reconciliation (SIR) | [8 empty] | UST Currently In Use: 3; UST Temp Close: 1; AST Currently In Use: 0; AST Temp Closed: 0 | 3 | 1 | 5 | 25265-115-005641 | LGWS/CROSS AMERICA PARTNERS
909 | Permanently Closed | 2000-04-28 06:00 | 1981-01-01 06:00 | 2000-04-28 06:00 | Petroleum | Unleaded gasoline | Unleaded gasoline | Retail | Steel | Steel | Field installed cathodic protection | Painted or None | Steel |  | 1901-01-01 06:00 | Field installed cathodic protection | Catchment Basin, Single walled catchment basin | Automatic shutoff device At 95% full | Automatic shutoff device At 95% full |  |  | Statistical Inventory Reconciliation (SIR) | [8 empty] | UST Currently In Use: 3; UST Temp Close: 1; AST Currently In Use: 0; AST Temp Closed: 0 | 3 | 1 | 5 | 25265-115-005641 | LGWS/CROSS AMERICA PARTNERS
910 | Permanently Closed | 2000-04-28 06:00 | 1981-01-01 06:00 | 2000-04-28 06:00 | Petroleum | On road diesel | On road diesel | Retail | Steel | Steel | Field installed cathodic protection | Painted or None | Steel |  | 1901-01-01 06:00 | Field installed cathodic protection | Catchment Basin, Single walled catchment basin | Automatic shutoff device At 95% full | Automatic shutoff device At 95% full |  |  | Statistical Inventory Reconciliation (SIR) | [8 empty] | UST Currently In Use: 3; UST Temp Close: 1; AST Currently In Use: 0; AST Temp Closed: 0 | 3 | 1 | 5 | 25265-115-005641 | LGWS/CROSS AMERICA PARTNERS
911 | Permanently Closed | 1992-11-05 06:00 | 1976-01-01 06:00 | 1992-11-05 06:00 | Petroleum | Unleaded gasoline | Unleaded gasoline |  | Steel | Steel |  | Painted or None | Steel |  | 1901-01-01 06:00 | [15 empty] | UST Currently In Use: 0; UST Temp Close: 0; AST Currently In Use: 0; AST Temp Closed: 0 | 0 | 0 | 2 | 10136-115-005647 | ALABAMA OIL CO
912 | Permanently Closed | 1992-11-05 06:00 | 1976-01-01 06:00 | 1992-11-05 06:00 | Petroleum | Unleaded gasoline | Unleaded gasoline |  | Steel | Steel |  | Painted or None | Steel |  | 1901-01-01 06:00 | [15 empty] | UST Currently In Use: 0; UST Temp Close: 0; AST Currently In Use: 0; AST Temp Closed: 0 | 0 | 0 | 2 | 10136-115-005647 | ALABAMA OIL CO
913 | Permanently Closed | 1998-12-17 06:00 | 1964-01-01 06:00 | 1998-12-17 06:00 | Petroleum | Unleaded gasoline | Unleaded gasoline |  | Steel | Steel |  | Painted or None | Steel |  | 1901-01-01 06:00 | [12 empty] | Annual line testing | Annual line testing |  | UST Currently In Use: 0; UST Temp Close: 0; AST Currently In Use: 0; AST Temp Closed: 0 | 0 | 0 | 3 | 10138-033-004333 | ALABAMA OIL CO OF FLORENCE INC
914 | Permanently Closed | 1993-01-01 06:00 | 1964-01-01 06:00 | 1998-12-17 06:00 | Petroleum | Unleaded gasoline | Unleaded gasoline |  | Steel | Steel |  | Painted or None | Steel |  | 1901-01-01 06:00 | [12 empty] | Annual line testing | Annual line testing |  | UST Currently In Use: 0; UST Temp Close: 0; AST Currently In Use: 0; AST Temp Closed: 0 | 0 | 0 | 3 | 10138-033-004333 | ALABAMA OIL CO OF FLORENCE INC
915 | Permanently Closed | 1998-12-17 06:00 | 1964-01-01 06:00 | 1998-12-17 06:00 | Petroleum | Unleaded gasoline | Unleaded gasoline |  | Steel | Steel |  | Painted or None | Steel |  | 1901-01-01 06:00 | [12 empty] | Annual line testing | Annual line testing |  | UST Currently In Use: 0; UST Temp Close: 0; AST Currently In Use: 0; AST Temp Closed: 0 | 0 | 0 | 3 | 10138-033-004333 | ALABAMA OIL CO OF FLORENCE INC
916 | Permanently Closed | 1998-12-18 06:00 | 1980-01-05 06:00 | 1999-03-01 06:00 | Petroleum | Unleaded gasoline | Unleaded gasoline | Retail | Steel | Steel |  | Painted or None | Steel |  | 1901-01-01 06:00 | [6 empty] | Statistical Inventory Reconciliation (SIR) | [8 empty] | UST Currently In Use: 0; UST Temp Close: 0; AST Currently In Use: 0; AST Temp Closed: 0 | 0 | 0 | 3 | 10138-033-004712 | ALABAMA OIL CO OF FLORENCE INC
917 | Permanently Closed | 1995-01-01 06:00 | 1977-01-01 06:00 | 1999-03-01 06:00 | Petroleum | Unleaded gasoline | Unleaded gasoline |  | Fiberglass reinforced plastic | Fiberglass reinforced plastic |  |  | Steel |  | 1901-01-01 06:00 | [6 empty] | Statistical Inventory Reconciliation (SIR) | [5 empty] | Annual line testing | Annual line testing |  | UST Currently In Use: 0; UST Temp Close: 0; AST Currently In Use: 0; AST Temp Closed: 0 | 0 | 0 | 3 | 10138-033-004712 | ALABAMA OIL CO OF FLORENCE INC
918 | Permanently Closed | 1998-12-18 06:00 | 1980-01-05 06:00 | 1999-03-01 06:00 | Petroleum | Unleaded gasoline | Unleaded gasoline | Retail | Steel | Steel |  | Painted or None | Steel |  | 1901-01-01 06:00 | [6 empty] | Statistical Inventory Reconciliation (SIR) | [8 empty] | UST Currently In Use: 0; UST Temp Close: 0; AST Currently In Use: 0; AST Temp Closed: 0 | 0 | 0 | 3 | 10138-033-004712 | ALABAMA OIL CO OF FLORENCE INC
919 | Permanently Closed | 2003-04-30 06:00 | 1967-01-01 06:00 | 2004-03-18 06:00 | Petroleum | Premium gasoline | Premium gasoline | Retail | Steel | Steel | Field installed cathodic protection |  | Steel |  | 1901-01-01 06:00 | Field installed cathodic protection | Catchment Basin, Single walled catchment basin | Automatic shutoff device At 95% full | Automatic shutoff device At 95% full |  |  | Statistical Inventory Reconciliation (SIR) | [8 empty] | UST Currently In Use: 2; UST Temp Close: 0; AST Currently In Use: 0; AST Temp Closed: 0 | 2 | 0 | 4 | 24991-033-005765 | DIPIKABEN PATEL
920 | Permanently Closed | 2003-04-30 06:00 | 1967-01-01 06:00 | 2004-03-18 06:00 | Petroleum | Unleaded gasoline | Unleaded gasoline | Retail | Steel | Steel | Field installed cathodic protection |  | Steel |  | 1901-01-01 06:00 | Field installed cathodic protection | Catchment Basin, Single walled catchment basin | Automatic shutoff device At 95% full | Automatic shutoff device At 95% full |  |  | Statistical Inventory Reconciliation (SIR) | [8 empty] | UST Currently In Use: 2; UST Temp Close: 0; AST Currently In Use: 0; AST Temp Closed: 0 | 2 | 0 | 4 | 24991-033-005765 | DIPIKABEN PATEL
921 | Permanently Closed | 2003-04-30 06:00 | 1971-01-01 06:00 | 2004-03-18 06:00 | Petroleum | Kerosene | Kerosene | Retail | Steel | Steel |  |  | Steel, NO CP |  | 1901-01-01 06:00 | Other, NO CP | Catchment Basin, Single walled catchment basin | Automatic shutoff device At 95% full | Automatic shutoff device At 95% full |  |  | Statistical Inventory Reconciliation (SIR) | [8 empty] | UST Currently In Use: 2; UST Temp Close: 0; AST Currently In Use: 0; AST Temp Closed: 0 | 2 | 0 | 4 | 24991-033-005765 | DIPIKABEN PATEL
922 | Permanently Closed | 2003-04-30 06:00 | 1971-01-01 06:00 | 2004-03-18 06:00 | Petroleum | Unleaded gasoline | Unleaded gasoline | Retail | Steel | Steel | Field installed cathodic protection |  | Steel |  | 1901-01-01 06:00 | Field installed cathodic protection | Catchment Basin, Single walled catchment basin | Automatic shutoff device At 95% full | Automatic shutoff device At 95% full | [8 empty] | Annual line testing | Annual line testing |  | UST Currently In Use: 2; UST Temp Close: 0; AST Currently In Use: 0; AST Temp Closed: 0 | 2 | 0 | 4 | 24991-033-005765 | DIPIKABEN PATEL
923 | Permanently Closed | 2005-08-03 06:00 | 1968-01-01 06:00 | 2011-12-09 06:00 | Petroleum | Premium gasoline | Premium gasoline | Retail | Steel | Steel | Field installed cathodic protection | Painted or None | Steel |  | 1901-01-01 06:00 | Field installed cathodic protection | Catchment Basin, Single walled catchment basin | Automatic shutoff device At 95% full | Automatic shutoff device At 95% full |  |  | Statistical Inventory Reconciliation (SIR) | [8 empty] | UST Currently In Use: 0; UST Temp Close: 0; AST Currently In Use: 0; AST Temp Closed: 0 | 0 | 0 | 2 | 10138-033-005783 | ALABAMA OIL CO OF FLORENCE INC
924 | Permanently Closed | 2005-08-03 06:00 | 1968-01-01 06:00 | 2011-12-09 06:00 | Petroleum | Unleaded gasoline | Unleaded gasoline | Retail | Steel | Steel | Field installed cathodic protection | Painted or None | Steel |  | 1901-01-01 06:00 | Field installed cathodic protection | Catchment Basin, Single walled catchment basin | Automatic shutoff device At 95% full | Automatic shutoff device At 95% full |  |  | Statistical Inventory Reconciliation (SIR) | [8 empty] | UST Currently In Use: 0; UST Temp Close: 0; AST Currently In Use: 0; AST Temp Closed: 0 | 0 | 0 | 2 | 10138-033-005783 | ALABAMA OIL CO OF FLORENCE INC
925 | Permanently Closed | 1998-07-22 06:00 | 1968-01-01 06:00 | 1998-07-22 06:00 | Petroleum | Unleaded gasoline | Unleaded gasoline |  | Steel | Steel |  | Painted or None | Steel |  | 1901-01-01 06:00 | [15 empty] | UST Currently In Use: 0; UST Temp Close: 0; AST Currently In Use: 0; AST Temp Closed: 0 | 0 | 0 | 3 | 10138-033-011071 | ALABAMA OIL CO OF FLORENCE INC
926 | Permanently Closed | 1998-07-22 06:00 | 1968-01-01 06:00 | 1998-07-22 06:00 | Petroleum | Unleaded gasoline | Unleaded gasoline |  | Steel | Steel |  | Painted or None | Steel |  | 1901-01-01 06:00 | [15 empty] | UST Currently In Use: 0; UST Temp Close: 0; AST Currently In Use: 0; AST Temp Closed: 0 | 0 | 0 | 3 | 10138-033-011071 | ALABAMA OIL CO OF FLORENCE INC
927 | Permanently Closed | 1998-07-22 06:00 | 1968-01-01 06:00 | 1998-07-22 06:00 | Petroleum | Unleaded gasoline | Unleaded gasoline |  | Steel | Steel |  | Painted or None | Steel |  | 1901-01-01 06:00 | [15 empty] | UST Currently In Use: 0; UST Temp Close: 0; AST Currently In Use: 0; AST Temp Closed: 0 | 0 | 0 | 3 | 10138-033-011071 | ALABAMA OIL CO OF FLORENCE INC
928 | Permanently Closed | 1998-11-05 06:00 | 1967-01-01 06:00 | 1998-11-05 06:00 | Petroleum | Unleaded gasoline | Unleaded gasoline |  | Steel | Steel |  | Painted or None | Steel |  | 1901-01-01 06:00 | [15 empty] | UST Currently In Use: 0; UST Temp Close: 0; AST Currently In Use: 0; AST Temp Closed: 0 | 0 | 0 | 4 | 10138-077-005762 | ALABAMA OIL CO OF FLORENCE INC
929 | Permanently Closed | 1998-11-05 06:00 | 1967-01-01 06:00 | 1998-11-05 06:00 | Petroleum | Kerosene | Kerosene |  | Steel | Steel |  | Painted or None | Steel |  | 1901-01-01 06:00 | [15 empty] | UST Currently In Use: 0; UST Temp Close: 0; AST Currently In Use: 0; AST Temp Closed: 0 | 0 | 0 | 4 | 10138-077-005762 | ALABAMA OIL CO OF FLORENCE INC
930 | Permanently Closed | 1961-01-03 06:00 | 1967-01-01 06:00 | 1993-01-06 06:00 | Petroleum | On road diesel | On road diesel |  | Steel | Steel |  | Painted or None | Steel |  | 1901-01-01 06:00 | [15 empty] | UST Currently In Use: 0; UST Temp Close: 0; AST Currently In Use: 0; AST Temp Closed: 0 | 0 | 0 | 4 | 10138-077-005762 | ALABAMA OIL CO OF FLORENCE INC
931 | Permanently Closed | 1993-01-06 06:00 | 1981-01-01 06:00 | 1993-01-06 06:00 | Petroleum | Unleaded gasoline | Unleaded gasoline |  | Steel | Steel |  | Painted or None | Steel |  | 1901-01-01 06:00 | [15 empty] | UST Currently In Use: 0; UST Temp Close: 0; AST Currently In Use: 0; AST Temp Closed: 0 | 0 | 0 | 4 | 10138-077-005762 | ALABAMA OIL CO OF FLORENCE INC
932 | Temporary Closed | 1998-12-21 06:00 | 1976-01-01 06:00 |  | Petroleum | Unleaded gasoline | Unleaded gasoline | Retail | Single Wall, Steel | Steel | Field installed cathodic protection |  | Single Wall, Steel |  | 1901-01-01 06:00 | Field installed cathodic protection | Catchment Basin, Single walled catchment basin | Automatic shutoff device At 95% full | Automatic shutoff device At 95% full | [11 empty] | UST Currently In Use: 0; UST Temp Close: 3; AST Currently In Use: 0; AST Temp Closed: 0 | 0 | 3 | 0 | 24726-077-005764 | ERNESTINE CLEMMONS
933 | Temporary Closed | 2014-03-01 06:00 | 1976-01-01 06:00 |  | Petroleum | Unleaded gasoline | Unleaded gasoline | Retail | Single Wall, Steel | Steel | Field installed cathodic protection |  | Single Wall, Steel |  | 1901-01-01 06:00 | Field installed cathodic protection | Catchment Basin, Single walled catchment basin | Automatic shutoff device At 95% full | Automatic shutoff device At 95% full | [11 empty] | UST Currently In Use: 0; UST Temp Close: 3; AST Currently In Use: 0; AST Temp Closed: 0 | 0 | 3 | 0 | 24726-077-005764 | ERNESTINE CLEMMONS
934 | Temporary Closed | 1998-12-21 06:00 | 1976-01-01 06:00 |  | Petroleum | Unleaded gasoline | Unleaded gasoline | Retail | Single Wall, Steel | Steel | Field installed cathodic protection |  | Single Wall, Steel |  | 1901-01-01 06:00 | Field installed cathodic protection | Catchment Basin, Single walled catchment basin | Automatic shutoff device At 95% full | Automatic shutoff device At 95% full | [11 empty] | UST Currently In Use: 0; UST Temp Close: 3; AST Currently In Use: 0; AST Temp Closed: 0 | 0 | 3 | 0 | 24726-077-005764 | ERNESTINE CLEMMONS
935 | Permanently Closed | 1995-06-29 06:00 | 1973-01-01 06:00 | 1995-07-03 06:00 | Petroleum | Unleaded gasoline | Unleaded gasoline |  | Steel | Steel |  | Painted or None | Steel |  | 1901-01-01 06:00 | [15 empty] | UST Currently In Use: 0; UST Temp Close: 0; AST Currently In Use: 0; AST Temp Closed: 0 | 0 | 0 | 2 | 10138-077-005766 | ALABAMA OIL CO OF FLORENCE INC
936 | Permanently Closed | 1995-06-29 06:00 | 1973-01-01 06:00 | 1995-07-03 06:00 | Petroleum | Unleaded gasoline | Unleaded gasoline |  | Steel | Steel |  | Painted or None | Steel |  | 1901-01-01 06:00 | [15 empty] | UST Currently In Use: 0; UST Temp Close: 0; AST Currently In Use: 0; AST Temp Closed: 0 | 0 | 0 | 2 | 10138-077-005766 | ALABAMA OIL CO OF FLORENCE INC
937 | Permanently Closed | 1901-01-01 06:00 | 1968-01-01 06:00 | 1988-07-01 06:00 | Petroleum | Unleaded gasoline | Unleaded gasoline |  | Steel | Steel |  | Painted or None | Steel |  | 1901-01-01 06:00 | [15 empty] | UST Currently In Use: 0; UST Temp Close: 0; AST Currently In Use: 0; AST Temp Closed: 0 | 0 | 0 | 3 | 10138-077-005767 | ALABAMA OIL CO OF FLORENCE INC
938 | Permanently Closed | 1901-01-01 06:00 | 1968-01-01 06:00 | 1988-07-01 06:00 | Petroleum | Unleaded gasoline | Unleaded gasoline |  | Steel | Steel |  | Painted or None | Steel |  | 1901-01-01 06:00 | [15 empty] | UST Currently In Use: 0; UST Temp Close: 0; AST Currently In Use: 0; AST Temp Closed: 0 | 0 | 0 | 3 | 10138-077-005767 | ALABAMA OIL CO OF FLORENCE INC
939 | Permanently Closed | 1901-01-01 06:00 | 1975-01-01 06:00 | 1988-07-01 06:00 | Petroleum | Unleaded gasoline | Unleaded gasoline |  | Steel | Steel |  | Painted or None | Steel |  | 1901-01-01 06:00 | [15 empty] | UST Currently In Use: 0; UST Temp Close: 0; AST Currently In Use: 0; AST Temp Closed: 0 | 0 | 0 | 3 | 10138-077-005767 | ALABAMA OIL CO OF FLORENCE INC
940 | Permanently Closed | 1988-10-01 06:00 | 1963-01-01 06:00 |  | Petroleum | Unleaded gasoline | Unleaded gasoline |  | Steel | Steel |  | Painted or None | Steel |  | 1901-01-01 06:00 | [15 empty] | UST Currently In Use: 0; UST Temp Close: 0; AST Currently In Use: 0; AST Temp Closed: 0 | 0 | 0 | 2 | 10138-077-005768 | ALABAMA OIL CO OF FLORENCE INC
941 | Permanently Closed | 1986-04-01 06:00 | 1963-01-01 06:00 |  | Petroleum | Unleaded gasoline | Unleaded gasoline |  | Steel | Steel |  | Painted or None | Steel |  | 1901-01-01 06:00 | [15 empty] | UST Currently In Use: 0; UST Temp Close: 0; AST Currently In Use: 0; AST Temp Closed: 0 | 0 | 0 | 2 | 10138-077-005768 | ALABAMA OIL CO OF FLORENCE INC
942 | Permanently Closed | 1990-01-01 06:00 | 1967-01-01 06:00 | 1999-04-14 06:00 | Petroleum | Unleaded gasoline | Unleaded gasoline | Retail | Steel | Steel | Coated & cathodic protection (sti-P3) |  | Steel |  | 1901-01-01 06:00 |  | Catchment Basin, Single walled catchment basin | Flow Rest 90% Full | Flow Rest 90% Full |  |  | Statistical Inventory Reconciliation (SIR) | [8 empty] | UST Currently In Use: 0; UST Temp Close: 0; AST Currently In Use: 0; AST Temp Closed: 0 | 0 | 0 | 5 | 10138-077-005769 | ALABAMA OIL CO OF FLORENCE INC
943 | Permanently Closed | 1990-01-01 06:00 | 1967-01-01 06:00 | 1999-04-14 06:00 | Petroleum | Unleaded gasoline | Unleaded gasoline | Retail | Steel | Steel | Coated & cathodic protection (sti-P3) |  | Steel |  | 1901-01-01 06:00 |  | Catchment Basin, Single walled catchment basin | Flow Rest 90% Full | Flow Rest 90% Full |  |  | Statistical Inventory Reconciliation (SIR) | [8 empty] | UST Currently In Use: 0; UST Temp Close: 0; AST Currently In Use: 0; AST Temp Closed: 0 | 0 | 0 | 5 | 10138-077-005769 | ALABAMA OIL CO OF FLORENCE INC
944 | Permanently Closed | 1998-08-07 06:00 | 1967-01-05 06:00 | 1998-12-06 06:00 | Petroleum | Kerosene | Kerosene | Retail | Steel | Steel |  | Painted or None | Steel |  | 1901-01-01 06:00 | [6 empty] | Statistical Inventory Reconciliation (SIR) | [8 empty] | UST Currently In Use: 0; UST Temp Close: 0; AST Currently In Use: 0; AST Temp Closed: 0 | 0 | 0 | 5 | 10138-077-005769 | ALABAMA OIL CO OF FLORENCE INC
945 | Permanently Closed | 1991-06-10 06:00 | 1965-01-01 06:00 | 1991-06-10 06:00 | Petroleum | Unleaded gasoline | Unleaded gasoline |  | Steel | Steel |  | Painted or None | Steel |  | 1901-01-01 06:00 | [15 empty] | UST Currently In Use: 0; UST Temp Close: 0; AST Currently In Use: 0; AST Temp Closed: 0 | 0 | 0 | 2 | 10138-077-005770 | ALABAMA OIL CO OF FLORENCE INC
946 | Permanently Closed | 1991-06-10 06:00 | 1965-01-01 06:00 | 1991-06-10 06:00 | Petroleum | Unleaded gasoline | Unleaded gasoline |  | Steel | Steel |  | Painted or None | Steel |  | 1901-01-01 06:00 | [15 empty] | UST Currently In Use: 0; UST Temp Close: 0; AST Currently In Use: 0; AST Temp Closed: 0 | 0 | 0 | 2 | 10138-077-005770 | ALABAMA OIL CO OF FLORENCE INC
947 | Permanently Closed | 1901-01-01 06:00 | 1982-01-01 06:00 | 1988-10-01 06:00 | Petroleum | Unleaded gasoline | Unleaded gasoline |  | Steel | Steel |  | Painted or None | Steel |  | 1901-01-01 06:00 | [15 empty] | UST Currently In Use: 0; UST Temp Close: 0; AST Currently In Use: 0; AST Temp Closed: 0 | 0 | 0 | 2 | 10138-077-005771 | ALABAMA OIL CO OF FLORENCE INC
948 | Permanently Closed | 1901-01-01 06:00 | 1982-01-01 06:00 | 1988-10-01 06:00 | Petroleum | Unleaded gasoline | Unleaded gasoline |  | Steel | Steel |  | Painted or None | Steel |  | 1901-01-01 06:00 | [15 empty] | UST Currently In Use: 0; UST Temp Close: 0; AST Currently In Use: 0; AST Temp Closed: 0 | 0 | 0 | 2 | 10138-077-005771 | ALABAMA OIL CO OF FLORENCE INC
949 | Permanently Closed | 1985-01-01 06:00 | 1967-01-01 06:00 | 1991-10-04 06:00 | Petroleum | Unleaded gasoline | Unleaded gasoline |  | Steel | Steel |  | Painted or None | Steel |  | 1901-01-01 06:00 | [15 empty] | UST Currently In Use: 0; UST Temp Close: 0; AST Currently In Use: 0; AST Temp Closed: 0 | 0 | 0 | 2 | 10138-077-005772 | ALABAMA OIL CO OF FLORENCE INC
950 | Permanently Closed | 1985-01-01 06:00 | 1967-01-01 06:00 | 1991-10-04 06:00 | Petroleum | Unleaded gasoline | Unleaded gasoline |  | Steel | Steel |  | Painted or None | Steel |  | 1901-01-01 06:00 | [15 empty] | UST Currently In Use: 0; UST Temp Close: 0; AST Currently In Use: 0; AST Temp Closed: 0 | 0 | 0 | 2 | 10138-077-005772 | ALABAMA OIL CO OF FLORENCE INC
951 | Permanently Closed | 1983-06-01 06:00 | 1965-01-01 06:00 |  | Petroleum | Unleaded gasoline | Unleaded gasoline |  | Steel | Steel |  | Painted or None | Steel |  | 1901-01-01 06:00 | [15 empty] | UST Currently In Use: 0; UST Temp Close: 0; AST Currently In Use: 0; AST Temp Closed: 0 | 0 | 0 | 2 | 10138-077-005773 | ALABAMA OIL CO OF FLORENCE INC
952 | Permanently Closed | 1983-06-01 06:00 | 1965-01-01 06:00 |  | Petroleum | Unleaded gasoline | Unleaded gasoline |  | Steel | Steel |  | Painted or None | Steel |  | 1901-01-01 06:00 | [15 empty] | UST Currently In Use: 0; UST Temp Close: 0; AST Currently In Use: 0; AST Temp Closed: 0 | 0 | 0 | 2 | 10138-077-005773 | ALABAMA OIL CO OF FLORENCE INC
953 | Permanently Closed | 1983-05-01 06:00 | 1967-01-01 06:00 | 1988-12-01 06:00 | Petroleum | Unleaded gasoline | Unleaded gasoline |  | Steel | Steel |  | Painted or None | Steel |  | 1901-01-01 06:00 | [15 empty] | UST Currently In Use: 0; UST Temp Close: 0; AST Currently In Use: 0; AST Temp Closed: 0 | 0 | 0 | 3 | 10138-077-005775 | ALABAMA OIL CO OF FLORENCE INC
954 | Permanently Closed | 1983-05-01 06:00 | 1967-01-01 06:00 | 1988-12-01 06:00 | Petroleum | Unleaded gasoline | Unleaded gasoline |  | Steel | Steel |  | Painted or None | Steel |  | 1901-01-01 06:00 | [15 empty] | UST Currently In Use: 0; UST Temp Close: 0; AST Currently In Use: 0; AST Temp Closed: 0 | 0 | 0 | 3 | 10138-077-005775 | ALABAMA OIL CO OF FLORENCE INC
955 | Permanently Closed | 1983-05-01 06:00 | 1975-01-01 06:00 | 1988-12-01 06:00 | Petroleum | Unleaded gasoline | Unleaded gasoline |  | Steel | Steel |  | Painted or None | Steel |  | 1901-01-01 06:00 | [15 empty] | UST Currently In Use: 0; UST Temp Close: 0; AST Currently In Use: 0; AST Temp Closed: 0 | 0 | 0 | 3 | 10138-077-005775 | ALABAMA OIL CO OF FLORENCE INC
956 | Permanently Closed | 1983-12-01 06:00 | 1965-01-01 06:00 |  | Petroleum | Unleaded gasoline | Unleaded gasoline |  | Steel | Steel |  | Painted or None | Steel |  | 1901-01-01 06:00 | [15 empty] | UST Currently In Use: 0; UST Temp Close: 0; AST Currently In Use: 0; AST Temp Closed: 0 | 0 | 0 | 2 | 10138-077-005776 | ALABAMA OIL CO OF FLORENCE INC
957 | Permanently Closed | 1983-12-01 06:00 | 1965-01-01 06:00 | 1988-12-01 06:00 | Petroleum | Unleaded gasoline | Unleaded gasoline |  | Steel | Steel |  | Painted or None | Steel |  | 1901-01-01 06:00 | [15 empty] | UST Currently In Use: 0; UST Temp Close: 0; AST Currently In Use: 0; AST Temp Closed: 0 | 0 | 0 | 2 | 10138-077-005776 | ALABAMA OIL CO OF FLORENCE INC
958 | Permanently Closed | 1901-01-01 06:00 | 1967-01-01 06:00 | 1988-12-01 06:00 | Petroleum | Unleaded gasoline | Unleaded gasoline |  | Steel | Steel |  | Painted or None | Steel |  | 1901-01-01 06:00 | [15 empty] | UST Currently In Use: 0; UST Temp Close: 0; AST Currently In Use: 0; AST Temp Closed: 0 | 0 | 0 | 2 | 10138-077-005777 | ALABAMA OIL CO OF FLORENCE INC
959 | Permanently Closed | 1901-01-01 06:00 | 1967-01-01 06:00 | 1988-12-01 06:00 | Petroleum | Unleaded gasoline | Unleaded gasoline |  | Steel | Steel |  | Painted or None | Steel |  | 1901-01-01 06:00 | [15 empty] | UST Currently In Use: 0; UST Temp Close: 0; AST Currently In Use: 0; AST Temp Closed: 0 | 0 | 0 | 2 | 10138-077-005777 | ALABAMA OIL CO OF FLORENCE INC
960 | Permanently Closed | 1998-12-21 06:00 | 1979-01-01 06:00 | 1999-01-12 06:00 | Petroleum | Unleaded gasoline | Unleaded gasoline |  | Steel | Steel |  | Painted or None | Steel |  | 1901-01-01 06:00 | [15 empty] | UST Currently In Use: 0; UST Temp Close: 0; AST Currently In Use: 0; AST Temp Closed: 0 | 0 | 0 | 3 | 10138-077-005779 | ALABAMA OIL CO OF FLORENCE INC
961 | Permanently Closed | 1998-12-21 06:00 | 1979-01-01 06:00 | 1999-01-12 06:00 | Petroleum | Unleaded gasoline | Unleaded gasoline |  | Steel | Steel |  | Painted or None | Steel |  | 1901-01-01 06:00 | [15 empty] | UST Currently In Use: 0; UST Temp Close: 0; AST Currently In Use: 0; AST Temp Closed: 0 | 0 | 0 | 3 | 10138-077-005779 | ALABAMA OIL CO OF FLORENCE INC
962 | Permanently Closed | 1998-12-21 06:00 | 1979-01-01 06:00 | 1999-01-12 06:00 | Petroleum | Unleaded gasoline | Unleaded gasoline |  | Steel | Steel |  | Painted or None | Steel |  | 1901-01-01 06:00 | [15 empty] | UST Currently In Use: 0; UST Temp Close: 0; AST Currently In Use: 0; AST Temp Closed: 0 | 0 | 0 | 3 | 10138-077-005779 | ALABAMA OIL CO OF FLORENCE INC
963 | Permanently Closed | 1998-12-15 06:00 | 1981-01-01 06:00 | 1998-12-15 06:00 | Petroleum | Unleaded gasoline | Unleaded gasoline | Retail | Steel | Steel |  | Painted or None | Steel |  | 1901-01-01 06:00 | [6 empty] | Statistical Inventory Reconciliation (SIR) | [8 empty] | UST Currently In Use: 0; UST Temp Close: 0; AST Currently In Use: 0; AST Temp Closed: 0 | 0 | 0 | 2 | 10138-077-005781 | ALABAMA OIL CO OF FLORENCE INC
964 | Permanently Closed | 1998-12-15 06:00 | 1981-01-01 06:00 | 1998-12-15 06:00 | Petroleum | Premium gasoline | Premium gasoline | Retail | Steel | Steel |  | Painted or None | Steel |  | 1901-01-01 06:00 | [6 empty] | Statistical Inventory Reconciliation (SIR) | [8 empty] | UST Currently In Use: 0; UST Temp Close: 0; AST Currently In Use: 0; AST Temp Closed: 0 | 0 | 0 | 2 | 10138-077-005781 | ALABAMA OIL CO OF FLORENCE INC
965 | Permanently Closed | 1998-12-01 06:00 | 1968-01-01 06:00 | 1999-11-24 06:00 | Petroleum | Unleaded gasoline | Unleaded gasoline |  | Steel | Steel |  | Painted or None | Steel |  | 1901-01-01 06:00 | [15 empty] | UST Currently In Use: 0; UST Temp Close: 0; AST Currently In Use: 0; AST Temp Closed: 0 | 0 | 0 | 3 | 20451-077-005782 | GARY GATLIN
966 | Permanently Closed | 1998-12-01 06:00 | 1968-01-01 06:00 | 1999-11-24 06:00 | Petroleum | Unleaded gasoline | Unleaded gasoline |  | Steel | Steel |  | Painted or None | Steel |  | 1901-01-01 06:00 | [15 empty] | UST Currently In Use: 0; UST Temp Close: 0; AST Currently In Use: 0; AST Temp Closed: 0 | 0 | 0 | 3 | 20451-077-005782 | GARY GATLIN
967 | Permanently Closed | 1998-12-01 06:00 | 1968-01-01 06:00 | 1999-11-24 06:00 | Petroleum | Unleaded gasoline | Unleaded gasoline |  | Steel | Steel |  | Painted or None | Steel |  | 1901-01-01 06:00 | [15 empty] | UST Currently In Use: 0; UST Temp Close: 0; AST Currently In Use: 0; AST Temp Closed: 0 | 0 | 0 | 3 | 20451-077-005782 | GARY GATLIN
968 | Permanently Closed | 1992-03-01 06:00 | 1971-01-01 06:00 | 1998-11-23 06:00 | Petroleum | Unleaded gasoline | Unleaded gasoline |  | Steel | Steel |  | Painted or None | Steel |  | 1901-01-01 06:00 | [12 empty] | Annual line testing | Annual line testing |  | UST Currently In Use: 0; UST Temp Close: 0; AST Currently In Use: 0; AST Temp Closed: 0 | 0 | 0 | 3 | 10138-077-005784 | ALABAMA OIL CO OF FLORENCE INC
969 | Permanently Closed | 1998-03-04 06:00 | 1971-01-01 06:00 | 1998-11-23 06:00 | Petroleum | Unleaded gasoline | Unleaded gasoline |  | Steel | Steel |  | Painted or None | Steel |  | 1901-01-01 06:00 | [6 empty] | Statistical Inventory Reconciliation (SIR) | [5 empty] | Annual line testing | Annual line testing |  | UST Currently In Use: 0; UST Temp Close: 0; AST Currently In Use: 0; AST Temp Closed: 0 | 0 | 0 | 3 | 10138-077-005784 | ALABAMA OIL CO OF FLORENCE INC
970 | Permanently Closed | 1998-03-04 06:00 | 1979-01-01 06:00 | 1998-11-23 06:00 | Petroleum | Unleaded gasoline | Unleaded gasoline |  | Steel | Steel |  | Painted or None | Steel |  | 1901-01-01 06:00 | [6 empty] | Statistical Inventory Reconciliation (SIR) | [5 empty] | Annual line testing | Annual line testing |  | UST Currently In Use: 0; UST Temp Close: 0; AST Currently In Use: 0; AST Temp Closed: 0 | 0 | 0 | 3 | 10138-077-005784 | ALABAMA OIL CO OF FLORENCE INC
971 | Permanently Closed | 1991-02-12 06:00 | 1968-01-01 06:00 | 1991-02-12 06:00 | Petroleum | Unleaded gasoline | Unleaded gasoline |  | Steel | Steel |  | Painted or None | Steel |  | 1901-01-01 06:00 | [15 empty] | UST Currently In Use: 0; UST Temp Close: 0; AST Currently In Use: 0; AST Temp Closed: 0 | 0 | 0 | 3 | 10138-077-005785 | ALABAMA OIL CO OF FLORENCE INC
972 | Permanently Closed | 1991-02-12 06:00 | 1968-01-01 06:00 | 1991-02-12 06:00 | Petroleum | Unleaded gasoline | Unleaded gasoline |  | Steel | Steel |  | Painted or None | Steel |  | 1901-01-01 06:00 | [15 empty] | UST Currently In Use: 0; UST Temp Close: 0; AST Currently In Use: 0; AST Temp Closed: 0 | 0 | 0 | 3 | 10138-077-005785 | ALABAMA OIL CO OF FLORENCE INC
973 | Permanently Closed | 1991-02-12 06:00 | 1977-01-01 06:00 | 1991-02-12 06:00 | Petroleum | Unleaded gasoline | Unleaded gasoline |  | Steel | Steel |  | Painted or None | Steel |  | 1901-01-01 06:00 | [15 empty] | UST Currently In Use: 0; UST Temp Close: 0; AST Currently In Use: 0; AST Temp Closed: 0 | 0 | 0 | 3 | 10138-077-005785 | ALABAMA OIL CO OF FLORENCE INC
974 | Permanently Closed | 1991-05-01 06:00 | 1969-01-01 06:00 | 1991-05-01 06:00 | Petroleum | Unleaded gasoline | Unleaded gasoline |  | Steel | Steel |  | Painted or None | Steel |  | 1901-01-01 06:00 | [15 empty] | UST Currently In Use: 0; UST Temp Close: 0; AST Currently In Use: 0; AST Temp Closed: 0 | 0 | 0 | 4 | 10138-077-005786 | ALABAMA OIL CO OF FLORENCE INC
975 | Permanently Closed | 1991-05-01 06:00 | 1969-01-01 06:00 | 1991-05-01 06:00 | Petroleum | Unleaded gasoline | Unleaded gasoline |  | Steel | Steel |  | Painted or None | Steel |  | 1901-01-01 06:00 | [15 empty] | UST Currently In Use: 0; UST Temp Close: 0; AST Currently In Use: 0; AST Temp Closed: 0 | 0 | 0 | 4 | 10138-077-005786 | ALABAMA OIL CO OF FLORENCE INC
976 | Permanently Closed | 1991-05-01 06:00 | 1969-01-01 06:00 | 1991-05-01 06:00 | Petroleum | Unleaded gasoline | Unleaded gasoline |  | Steel | Steel |  | Painted or None | Steel |  | 1901-01-01 06:00 | [15 empty] | UST Currently In Use: 0; UST Temp Close: 0; AST Currently In Use: 0; AST Temp Closed: 0 | 0 | 0 | 4 | 10138-077-005786 | ALABAMA OIL CO OF FLORENCE INC
977 | Permanently Closed | 1991-05-01 06:00 | 1969-01-01 06:00 | 1991-05-01 06:00 | Petroleum | Unleaded gasoline | Unleaded gasoline |  | Steel | Steel |  | Painted or None | Steel |  | 1901-01-01 06:00 | [15 empty] | UST Currently In Use: 0; UST Temp Close: 0; AST Currently In Use: 0; AST Temp Closed: 0 | 0 | 0 | 4 | 10138-077-005786 | ALABAMA OIL CO OF FLORENCE INC
978 | Permanently Closed | 1998-07-28 06:00 | 1968-01-01 06:00 | 1998-11-23 06:00 | Petroleum | Unleaded gasoline | Unleaded gasoline |  | Steel | Steel |  | Painted or None | Steel |  | 1901-01-01 06:00 | [12 empty] | Annual line testing | Annual line testing |  | UST Currently In Use: 0; UST Temp Close: 0; AST Currently In Use: 0; AST Temp Closed: 0 | 0 | 0 | 4 | 10138-077-005787 | ALABAMA OIL CO OF FLORENCE INC
979 | Permanently Closed | 1993-01-01 06:00 | 1968-01-01 06:00 | 1998-11-23 06:00 | Petroleum | Unleaded gasoline | Unleaded gasoline |  | Steel | Steel |  | Painted or None | Steel |  | 1901-01-01 06:00 | [12 empty] | Annual line testing | Annual line testing |  | UST Currently In Use: 0; UST Temp Close: 0; AST Currently In Use: 0; AST Temp Closed: 0 | 0 | 0 | 4 | 10138-077-005787 | ALABAMA OIL CO OF FLORENCE INC
980 | Permanently Closed | 1998-07-28 06:00 | 1968-01-01 06:00 | 1998-11-23 06:00 | Petroleum | Unleaded gasoline | Unleaded gasoline |  | Steel | Steel |  | Painted or None | Steel |  | 1901-01-01 06:00 | [12 empty] | Annual line testing | Annual line testing |  | UST Currently In Use: 0; UST Temp Close: 0; AST Currently In Use: 0; AST Temp Closed: 0 | 0 | 0 | 4 | 10138-077-005787 | ALABAMA OIL CO OF FLORENCE INC
981 | Permanently Closed | 1992-03-23 06:00 | 1969-01-01 06:00 | 1998-11-23 06:00 | Petroleum | Unleaded gasoline | Unleaded gasoline |  | Steel | Steel |  | Painted or None | Steel |  | 1901-01-01 06:00 | [12 empty] | Annual line testing | Annual line testing |  | UST Currently In Use: 0; UST Temp Close: 0; AST Currently In Use: 0; AST Temp Closed: 0 | 0 | 0 | 4 | 10138-077-005787 | ALABAMA OIL CO OF FLORENCE INC
982 | Permanently Closed | 1995-01-31 06:00 | 1968-01-01 06:00 | 1995-03-14 06:00 | Petroleum | Unleaded gasoline | Unleaded gasoline |  | Steel | Steel |  | Painted or None | Steel |  | 1901-01-01 06:00 | [6 empty] | Statistical Inventory Reconciliation (SIR) | [5 empty] | Statistical inventory reconciliation (SIR) | Statistical inventory reconciliation (SIR) |  | UST Currently In Use: 0; UST Temp Close: 0; AST Currently In Use: 0; AST Temp Closed: 0 | 0 | 0 | 4 | 10138-077-006064 | ALABAMA OIL CO OF FLORENCE INC
983 | Permanently Closed | 1995-01-31 06:00 | 1968-01-01 06:00 | 1995-03-14 06:00 | Petroleum | Unleaded gasoline | Unleaded gasoline |  | Steel | Steel |  | Painted or None | Steel |  | 1901-01-01 06:00 | [6 empty] | Statistical Inventory Reconciliation (SIR) | [5 empty] | Statistical inventory reconciliation (SIR) | Statistical inventory reconciliation (SIR) |  | UST Currently In Use: 0; UST Temp Close: 0; AST Currently In Use: 0; AST Temp Closed: 0 | 0 | 0 | 4 | 10138-077-006064 | ALABAMA OIL CO OF FLORENCE INC
984 | Permanently Closed | 1995-01-31 06:00 | 1968-01-01 06:00 | 1995-03-14 06:00 | Petroleum | Unleaded gasoline | Unleaded gasoline |  | Steel | Steel |  | Painted or None | Steel |  | 1901-01-01 06:00 | [6 empty] | Statistical Inventory Reconciliation (SIR) | [5 empty] | Statistical inventory reconciliation (SIR) | Statistical inventory reconciliation (SIR) |  | UST Currently In Use: 0; UST Temp Close: 0; AST Currently In Use: 0; AST Temp Closed: 0 | 0 | 0 | 4 | 10138-077-006064 | ALABAMA OIL CO OF FLORENCE INC
985 | Permanently Closed | 1995-01-31 06:00 | 1968-01-01 06:00 | 1995-03-14 06:00 | Petroleum | Unleaded gasoline | Unleaded gasoline |  | Steel | Steel |  | Painted or None | Steel |  | 1901-01-01 06:00 | [6 empty] | Statistical Inventory Reconciliation (SIR) | [5 empty] | Statistical inventory reconciliation (SIR) | Statistical inventory reconciliation (SIR) |  | UST Currently In Use: 0; UST Temp Close: 0; AST Currently In Use: 0; AST Temp Closed: 0 | 0 | 0 | 4 | 10138-077-006064 | ALABAMA OIL CO OF FLORENCE INC
986 | Permanently Closed | 1991-09-30 06:00 | 1983-01-01 06:00 | 1991-09-30 06:00 | Petroleum | Unleaded gasoline | Unleaded gasoline |  | Steel | Steel |  | Painted or None | Steel |  | 1901-01-01 06:00 | [15 empty] | UST Currently In Use: 0; UST Temp Close: 0; AST Currently In Use: 0; AST Temp Closed: 0 | 0 | 0 | 3 | 10138-077-010797 | ALABAMA OIL CO OF FLORENCE INC
987 | Permanently Closed | 1991-09-30 06:00 | 1969-01-01 06:00 | 1991-09-30 06:00 | Petroleum | Unleaded gasoline | Unleaded gasoline |  | Steel | Steel |  | Painted or None | Steel |  | 1901-01-01 06:00 | [15 empty] | UST Currently In Use: 0; UST Temp Close: 0; AST Currently In Use: 0; AST Temp Closed: 0 | 0 | 0 | 3 | 10138-077-010797 | ALABAMA OIL CO OF FLORENCE INC
988 | Permanently Closed | 1991-09-30 06:00 | 1969-01-01 06:00 | 1991-09-30 06:00 | Petroleum | Unleaded gasoline | Unleaded gasoline |  | Steel | Steel |  | Painted or None | Steel |  | 1901-01-01 06:00 | [15 empty] | UST Currently In Use: 0; UST Temp Close: 0; AST Currently In Use: 0; AST Temp Closed: 0 | 0 | 0 | 3 | 10138-077-010797 | ALABAMA OIL CO OF FLORENCE INC
989 | Permanently Closed | 1901-01-01 06:00 | 1965-01-01 06:00 | 1988-12-01 06:00 | Petroleum | Unleaded gasoline | Unleaded gasoline |  | Steel | Steel |  | Painted or None | Steel |  | 1901-01-01 06:00 | [15 empty] | UST Currently In Use: 0; UST Temp Close: 0; AST Currently In Use: 0; AST Temp Closed: 0 | 0 | 0 | 2 | 10138-077-011069 | ALABAMA OIL CO OF FLORENCE INC
990 | Permanently Closed | 1901-01-01 06:00 | 1973-01-01 06:00 | 1988-12-01 06:00 | Petroleum | Unleaded gasoline | Unleaded gasoline |  | Steel | Steel |  | Painted or None | Steel |  | 1901-01-01 06:00 | [15 empty] | UST Currently In Use: 0; UST Temp Close: 0; AST Currently In Use: 0; AST Temp Closed: 0 | 0 | 0 | 2 | 10138-077-011069 | ALABAMA OIL CO OF FLORENCE INC
991 | Permanently Closed | 1998-11-04 06:00 | 1968-01-01 06:00 | 1998-11-04 06:00 | Petroleum | Unleaded gasoline | Unleaded gasoline |  | Steel | Steel |  | Painted or None | Steel |  | 1901-01-01 06:00 | [12 empty] | Annual line testing | Annual line testing |  | UST Currently In Use: 0; UST Temp Close: 0; AST Currently In Use: 0; AST Temp Closed: 0 | 0 | 0 | 2 | 10138-077-011070 | ALABAMA OIL CO OF FLORENCE INC
992 | Permanently Closed | 1998-11-04 06:00 | 1968-01-01 06:00 | 1998-11-04 06:00 | Petroleum | Unleaded gasoline | Unleaded gasoline |  | Steel | Steel |  | Painted or None | Steel |  | 1901-01-01 06:00 | [12 empty] | Annual line testing | Annual line testing |  | UST Currently In Use: 0; UST Temp Close: 0; AST Currently In Use: 0; AST Temp Closed: 0 | 0 | 0 | 2 | 10138-077-011070 | ALABAMA OIL CO OF FLORENCE INC
993 | Permanently Closed | 1998-08-26 06:00 | 1988-01-01 06:00 | 1998-08-26 06:00 | Petroleum | Unleaded gasoline | Unleaded gasoline |  | Steel | Steel | Coated & cathodic protection (sti-P3) |  | Steel |  | 1901-01-01 06:00 | [6 empty] | Statistical Inventory Reconciliation (SIR) | [8 empty] | UST Currently In Use: 0; UST Temp Close: 0; AST Currently In Use: 0; AST Temp Closed: 0 | 0 | 0 | 3 | 10138-077-013336 | ALABAMA OIL CO OF FLORENCE INC
994 | Permanently Closed | 1998-08-26 06:00 | 1988-01-01 06:00 | 1998-08-26 06:00 | Petroleum | Unleaded gasoline | Unleaded gasoline |  | Steel | Steel | Coated & cathodic protection (sti-P3) |  | Steel |  | 1901-01-01 06:00 | [6 empty] | Statistical Inventory Reconciliation (SIR) | [8 empty] | UST Currently In Use: 0; UST Temp Close: 0; AST Currently In Use: 0; AST Temp Closed: 0 | 0 | 0 | 3 | 10138-077-013336 | ALABAMA OIL CO OF FLORENCE INC
995 | Permanently Closed | 1998-08-26 06:00 | 1988-01-01 06:00 | 1998-08-26 06:00 | Petroleum | Unleaded gasoline | Unleaded gasoline |  | Steel | Steel | Coated & cathodic protection (sti-P3) |  | Steel |  | 1901-01-01 06:00 | [6 empty] | Statistical Inventory Reconciliation (SIR) | [8 empty] | UST Currently In Use: 0; UST Temp Close: 0; AST Currently In Use: 0; AST Temp Closed: 0 | 0 | 0 | 3 | 10138-077-013336 | ALABAMA OIL CO OF FLORENCE INC
996 | Permanently Closed | 1996-01-31 06:00 | 1985-01-01 06:00 | 1996-05-02 06:00 | Petroleum | Unleaded gasoline | Unleaded gasoline |  | Steel | Steel |  | Painted or None | Steel |  | 1901-01-01 06:00 | [15 empty] | UST Currently In Use: 0; UST Temp Close: 0; AST Currently In Use: 0; AST Temp Closed: 0 | 0 | 0 | 1 | 10138-077-013803 | ALABAMA OIL CO OF FLORENCE INC
997 | Permanently Closed | 1996-01-01 06:00 | 1968-01-01 06:00 | 1996-11-14 06:00 | Petroleum | Unleaded gasoline | Unleaded gasoline |  | Steel | Steel |  | Painted or None | Steel |  | 1901-01-01 06:00 | [15 empty] | UST Currently In Use: 0; UST Temp Close: 0; AST Currently In Use: 0; AST Temp Closed: 0 | 0 | 0 | 2 | 10138-079-005763 | ALABAMA OIL CO OF FLORENCE INC
998 | Permanently Closed | 1996-01-01 06:00 | 1968-01-01 06:00 | 1996-11-14 06:00 | Petroleum | Unleaded gasoline | Unleaded gasoline |  | Steel | Steel |  | Painted or None | Steel |  | 1901-01-01 06:00 | [15 empty] | UST Currently In Use: 0; UST Temp Close: 0; AST Currently In Use: 0; AST Temp Closed: 0 | 0 | 0 | 2 | 10138-079-005763 | ALABAMA OIL CO OF FLORENCE INC
999 | Permanently Closed | 1996-01-01 06:00 | 1968-01-01 06:00 | 1996-11-14 06:00 | Petroleum | Unleaded gasoline | Unleaded gasoline |  | Steel | Steel |  | Painted or None | Steel |  | 1901-01-01 06:00 | [15 empty] | UST Currently In Use: 0; UST Temp Close: 0; AST Currently In Use: 0; AST Temp Closed: 0 | 0 | 0 | 1 | 10138-079-005778 | ALABAMA OIL CO OF FLORENCE INC
1000 | Cannot Locate or abandoned | 1994-01-01 06:00 | 1901-01-01 06:00 |  | Petroleum | Unleaded gasoline | Unleaded gasoline |  | Steel | Steel |  |  | Steel |  | 1901-01-01 06:00 | [15 empty] | UST Currently In Use: 0; UST Temp Close: 0; AST Currently In Use: 0; AST Temp Closed: 0 | 0 | 0 | 0 | 10407-007-011466 | BAMA OIL SUPPLY
1001 | Cannot Locate or abandoned | 1994-01-01 06:00 | 1901-01-01 06:00 |  | Petroleum | Unleaded gasoline | Unleaded gasoline |  | Steel | Steel |  |  | Steel |  | 1901-01-01 06:00 | [15 empty] | UST Currently In Use: 0; UST Temp Close: 0; AST Currently In Use: 0; AST Temp Closed: 0 | 0 | 0 | 0 | 10407-007-011466 | BAMA OIL SUPPLY
1002 | Cannot Locate or abandoned | 1994-01-01 06:00 | 1901-01-01 06:00 |  | Petroleum | Unleaded gasoline | Unleaded gasoline |  | Steel | Steel |  |  | Steel |  | 1901-01-01 06:00 | [15 empty] | UST Currently In Use: 0; UST Temp Close: 0; AST Currently In Use: 0; AST Temp Closed: 0 | 0 | 0 | 0 | 10407-007-011466 | BAMA OIL SUPPLY
1003 | Cannot Locate or abandoned | 1994-01-01 06:00 | 1901-01-01 06:00 |  | Petroleum | Unleaded gasoline | Unleaded gasoline |  | Steel | Steel |  |  | Steel |  | 1901-01-01 06:00 | [15 empty] | UST Currently In Use: 0; UST Temp Close: 0; AST Currently In Use: 0; AST Temp Closed: 0 | 0 | 0 | 0 | 10407-007-011466 | BAMA OIL SUPPLY
1004 | Permanently Closed | 1987-01-01 06:00 | 1901-01-01 06:00 | 1999-07-14 06:00 | Petroleum | Unleaded gasoline | Unleaded gasoline |  | Steel | Steel |  |  | Steel |  | 1901-01-01 06:00 | [15 empty] | UST Currently In Use: 0; UST Temp Close: 0; AST Currently In Use: 0; AST Temp Closed: 0 | 0 | 0 | 3 | 10407-007-011468 | BAMA OIL SUPPLY
1005 | Permanently Closed | 1987-01-01 06:00 | 1901-01-01 06:00 | 1999-07-14 06:00 | Petroleum | On road diesel | On road diesel |  | Steel | Steel |  |  | Steel |  | 1901-01-01 06:00 | [15 empty] | UST Currently In Use: 0; UST Temp Close: 0; AST Currently In Use: 0; AST Temp Closed: 0 | 0 | 0 | 3 | 10407-007-011468 | BAMA OIL SUPPLY
1006 | Permanently Closed | 1987-01-01 06:00 | 1901-01-01 06:00 | 1999-07-14 06:00 | Petroleum | Unleaded gasoline | Unleaded gasoline |  | Steel | Steel |  |  | Steel |  | 1901-01-01 06:00 | [15 empty] | UST Currently In Use: 0; UST Temp Close: 0; AST Currently In Use: 0; AST Temp Closed: 0 | 0 | 0 | 3 | 10407-007-011468 | BAMA OIL SUPPLY
1007 | Retired | 1987-01-01 06:00 | 1901-01-01 06:00 |  | Petroleum | Unleaded gasoline | Unleaded gasoline |  | Steel | Steel |  |  | Steel |  | 1901-01-01 06:00 | [15 empty] | UST Currently In Use: 0; UST Temp Close: 0; AST Currently In Use: 0; AST Temp Closed: 0 | 0 | 0 | 3 | 10407-007-011468 | BAMA OIL SUPPLY
1008 | Cannot Locate or abandoned | 1998-12-22 06:00 | 1901-01-01 06:00 |  | Petroleum | Unleaded gasoline | Unleaded gasoline |  | Steel | Steel | Other, OTHER |  | Steel |  | 1901-01-01 06:00 | [15 empty] | UST Currently In Use: 0; UST Temp Close: 0; AST Currently In Use: 0; AST Temp Closed: 0 | 0 | 0 | 0 | 20608-007-011470 | DANNY MCMILLAN
1009 | Cannot Locate or abandoned | 1998-12-22 06:00 | 1901-01-01 06:00 |  | Petroleum | Unleaded gasoline | Unleaded gasoline |  | Steel | Steel | Other, OTHER |  | Steel |  | 1901-01-01 06:00 | [15 empty] | UST Currently In Use: 0; UST Temp Close: 0; AST Currently In Use: 0; AST Temp Closed: 0 | 0 | 0 | 0 | 20608-007-011470 | DANNY MCMILLAN
1010 | Cannot Locate or abandoned | 1998-12-22 06:00 | 1901-01-01 06:00 |  | Petroleum | Unleaded gasoline | Unleaded gasoline |  | Steel | Steel | Other, OTHER |  | Steel |  | 1901-01-01 06:00 | [15 empty] | UST Currently In Use: 0; UST Temp Close: 0; AST Currently In Use: 0; AST Temp Closed: 0 | 0 | 0 | 0 | 20608-007-011470 | DANNY MCMILLAN
1011 | Currently in Use |  | 1987-01-01 06:00 |  | Petroleum | Unleaded gasoline | Unleaded gasoline | Retail | Single Wall, Steel | Steel | Field installed cathodic protection |  | Single Wall, Steel |  |  | Field installed cathodic protection | Catchment Basin, Single walled catchment basin | Automatic shutoff device At 95% full | Automatic shutoff device At 95% full |  |  | Automatic Tank Gauge |  | Automatic flow restrictor (MLLD) | Automatic flow restrictor (MLLD) |  |  | Annual line testing | Annual line testing |  | UST Currently In Use: 2; UST Temp Close: 0; AST Currently In Use: 0; AST Temp Closed: 0 | 2 | 0 | 0 | 24570-009-014576 | MOHAMED MANSOOB
1014 | Currently in Use |  | 1987-01-01 06:00 |  | Petroleum | Premium gasoline | Premium gasoline | Retail | Single Wall, Steel | Steel | Field installed cathodic protection |  | Single Wall, Steel |  |  | Field installed cathodic protection | Catchment Basin, Single walled catchment basin | Automatic shutoff device At 95% full | Automatic shutoff device At 95% full |  |  | Automatic Tank Gauge |  | Automatic flow restrictor (MLLD) | Automatic flow restrictor (MLLD) |  |  | Annual line testing | Annual line testing |  | UST Currently In Use: 2; UST Temp Close: 0; AST Currently In Use: 0; AST Temp Closed: 0 | 2 | 0 | 0 | 24570-009-014576 | MOHAMED MANSOOB
1015 | Permanently Closed | 1995-05-04 06:00 | 1984-01-01 06:00 | 1997-10-16 06:00 | Petroleum | Unleaded gasoline | Unleaded gasoline |  | Fiberglass reinforced plastic | Fiberglass reinforced plastic |  |  | Steel |  | 1901-01-01 06:00 | [12 empty] | Annual line testing | Annual line testing |  | UST Currently In Use: 2; UST Temp Close: 0; AST Currently In Use: 0; AST Temp Closed: 0 | 2 | 0 | 5 | 25265-043-005477 | LGWS/CROSS AMERICA PARTNERS
1016 | Permanently Closed | 1995-05-04 06:00 | 1984-01-01 06:00 | 1997-10-16 06:00 | Petroleum | Unleaded gasoline | Unleaded gasoline |  | Steel | Steel |  | Painted or None | Steel |  | 1901-01-01 06:00 | [12 empty] | Annual line testing | Annual line testing |  | UST Currently In Use: 2; UST Temp Close: 0; AST Currently In Use: 0; AST Temp Closed: 0 | 2 | 0 | 5 | 25265-043-005477 | LGWS/CROSS AMERICA PARTNERS
1017 | Permanently Closed | 1995-05-04 06:00 | 1984-01-01 06:00 | 1997-10-16 06:00 | Petroleum | Unleaded gasoline | Unleaded gasoline |  | Steel | Steel |  | Painted or None | Steel |  | 1901-01-01 06:00 | [12 empty] | Annual line testing | Annual line testing |  | UST Currently In Use: 2; UST Temp Close: 0; AST Currently In Use: 0; AST Temp Closed: 0 | 2 | 0 | 5 | 25265-043-005477 | LGWS/CROSS AMERICA PARTNERS
1018 | Permanently Closed | 1995-05-04 06:00 | 1983-01-01 06:00 | 1997-10-16 06:00 | Petroleum | On road diesel | On road diesel |  | Steel | Steel |  | Painted or None | Steel |  | 1901-01-01 06:00 | [15 empty] | UST Currently In Use: 2; UST Temp Close: 0; AST Currently In Use: 0; AST Temp Closed: 0 | 2 | 0 | 5 | 25265-043-005477 | LGWS/CROSS AMERICA PARTNERS
1019 | Permanently Closed | 1995-05-04 06:00 | 1990-01-01 06:00 | 1997-10-16 06:00 | Petroleum | Kerosene | Kerosene |  | Fiberglass reinforced plastic | Fiberglass reinforced plastic |  |  |  |  | 1901-01-01 06:00 | Field installed cathodic protection | [14 empty] | UST Currently In Use: 2; UST Temp Close: 0; AST Currently In Use: 0; AST Temp Closed: 0 | 2 | 0 | 5 | 25265-043-005477 | LGWS/CROSS AMERICA PARTNERS
1020 |  | 1999-12-03 06:00 | 1982-01-01 06:00 | 1999-01-01 06:00 | Petroleum | Unleaded gasoline | Unleaded gasoline |  | Steel | Steel |  | Painted or None | Steel |  | 1901-01-01 06:00 | [12 empty] | Annual line testing | Annual line testing |  | UST Currently In Use: 0; UST Temp Close: 0; AST Currently In Use: 0; AST Temp Closed: 0 | 0 | 0 | 0 | 10407-043-005479 | BAMA OIL SUPPLY
1021 |  | 1999-12-03 06:00 | 1982-01-01 06:00 | 1999-01-01 06:00 | Petroleum | Unleaded gasoline | Unleaded gasoline |  | Steel | Steel |  | Painted or None | Steel |  | 1901-01-01 06:00 | [12 empty] | Annual line testing | Annual line testing |  | UST Currently In Use: 0; UST Temp Close: 0; AST Currently In Use: 0; AST Temp Closed: 0 | 0 | 0 | 0 | 10407-043-005479 | BAMA OIL SUPPLY
1022 |  | 1999-12-03 06:00 | 1982-01-01 06:00 | 1999-01-01 06:00 | Petroleum | Unleaded gasoline | Unleaded gasoline |  | Steel | Steel |  | Painted or None | Steel |  | 1901-01-01 06:00 | [12 empty] | Annual line testing | Annual line testing |  | UST Currently In Use: 0; UST Temp Close: 0; AST Currently In Use: 0; AST Temp Closed: 0 | 0 | 0 | 0 | 10407-043-005479 | BAMA OIL SUPPLY
1023 |  | 1999-12-03 06:00 | 1990-01-01 06:00 | 1999-01-01 06:00 | Petroleum | Kerosene | Kerosene |  | Fiberglass reinforced plastic | Fiberglass reinforced plastic |  |  |  |  | 1901-01-01 06:00 | Field installed cathodic protection | [14 empty] | UST Currently In Use: 0; UST Temp Close: 0; AST Currently In Use: 0; AST Temp Closed: 0 | 0 | 0 | 0 | 10407-043-005479 | BAMA OIL SUPPLY
1024 | Permanently Closed | 1999-01-12 06:00 | 1901-01-01 06:00 | 1999-01-12 06:00 | Petroleum | Unleaded gasoline | Unleaded gasoline |  | Steel | Steel | Coated & cathodic protection (sti-P3) |  | Steel |  | 1901-01-01 06:00 | [15 empty] | UST Currently In Use: 0; UST Temp Close: 0; AST Currently In Use: 0; AST Temp Closed: 0 | 0 | 0 | 4 | 10407-043-014138 | BAMA OIL SUPPLY
1025 | Permanently Closed | 1999-01-12 06:00 | 1901-01-01 06:00 | 1999-01-12 06:00 | Petroleum | Unleaded gasoline | Unleaded gasoline |  | Steel | Steel | Coated & cathodic protection (sti-P3) |  | Steel |  | 1901-01-01 06:00 | [12 empty] | Annual line testing | Annual line testing |  | UST Currently In Use: 0; UST Temp Close: 0; AST Currently In Use: 0; AST Temp Closed: 0 | 0 | 0 | 4 | 10407-043-014138 | BAMA OIL SUPPLY
1026 | Permanently Closed | 1997-09-10 06:00 | 1901-01-01 06:00 | 1997-09-10 06:00 | Petroleum | Unleaded gasoline | Unleaded gasoline |  | Steel | Steel | Coated & cathodic protection (sti-P3) |  | Steel |  | 1901-01-01 06:00 | [12 empty] | Annual line testing | Annual line testing |  | UST Currently In Use: 0; UST Temp Close: 0; AST Currently In Use: 0; AST Temp Closed: 0 | 0 | 0 | 4 | 10407-043-014138 | BAMA OIL SUPPLY
1027 | Permanently Closed | 1999-01-12 06:00 | 1901-01-01 06:00 | 1999-01-12 06:00 | Petroleum | Kerosene | Kerosene |  | Steel | Steel | Coated & cathodic protection (sti-P3) |  |  |  | 1901-01-01 06:00 | Field installed cathodic protection | [14 empty] | UST Currently In Use: 0; UST Temp Close: 0; AST Currently In Use: 0; AST Temp Closed: 0 | 0 | 0 | 4 | 10407-043-014138 | BAMA OIL SUPPLY
1028 | Temporary Closed | 2023-09-30 06:00 | 1982-01-01 06:00 |  | Petroleum | Unleaded gasoline | Unleaded gasoline | Retail | Single Wall, Steel | Steel | Coated & cathodic protection (sti-P3) |  | Double Wall, Flexible | APT |  |  | Catchment Basin, X | Automatic shutoff device At 95% full | Automatic shutoff device At 95% full |  |  | Automatic Tank Gauge |  | Automatic flow restrictor (MLLD) | Automatic flow restrictor (MLLD) |  |  | Annual line testing | Annual line testing |  | UST Currently In Use: 0; UST Temp Close: 2; AST Currently In Use: 0; AST Temp Closed: 0 | 0 | 2 | 0 | 22042-073-001545 | MARY ALLISON COKER
1029 | Temporary Closed | 2023-09-30 06:00 | 1982-01-01 06:00 |  | Petroleum | Premium gasoline | Premium gasoline | Retail | Single Wall, Steel | Steel | Coated & cathodic protection (sti-P3) |  | Double Wall, Flexible | APT |  |  | Catchment Basin, Single walled catchment basin | Automatic shutoff device At 95% full, Flow Rest 90% Full | Flow Rest 90% Full |  |  | Automatic Tank Gauge |  | Automatic flow restrictor (MLLD) | Automatic flow restrictor (MLLD) |  |  | Annual line testing | Annual line testing |  | UST Currently In Use: 0; UST Temp Close: 2; AST Currently In Use: 0; AST Temp Closed: 0 | 0 | 2 | 0 | 22042-073-001545 | MARY ALLISON COKER
1030 | Retired | 1988-12-21 06:00 | 1971-01-01 06:00 |  | Petroleum | Unleaded gasoline | Unleaded gasoline |  | Steel | Steel |  | Painted or None | Steel |  | 1901-01-01 06:00 | [15 empty] | UST Currently In Use: 0; UST Temp Close: 0; AST Currently In Use: 0; AST Temp Closed: 0 | 0 | 0 | 0 | 18007-073-006690 | AMJAD SULTAN
1031 | Retired | 1988-12-21 06:00 | 1971-01-01 06:00 |  | Petroleum | Unleaded gasoline | Unleaded gasoline |  | Steel | Steel |  | Painted or None | Steel |  | 1901-01-01 06:00 | [15 empty] | UST Currently In Use: 0; UST Temp Close: 0; AST Currently In Use: 0; AST Temp Closed: 0 | 0 | 0 | 0 | 18007-073-006690 | AMJAD SULTAN
1034 | Cannot Locate or abandoned | 1995-01-01 06:00 | 1901-01-01 06:00 |  | Petroleum | Unleaded gasoline | Unleaded gasoline |  | Steel | Steel |  |  | Steel |  | 1901-01-01 06:00 | [15 empty] | UST Currently In Use: 0; UST Temp Close: 0; AST Currently In Use: 0; AST Temp Closed: 0 | 0 | 0 | 0 | 10407-073-011347 | BAMA OIL SUPPLY
1035 | Cannot Locate or abandoned | 1998-12-17 06:00 | 1901-01-01 06:00 |  | Petroleum | On road diesel | On road diesel |  | Steel | Steel |  |  | Steel |  | 1901-01-01 06:00 | [15 empty] | UST Currently In Use: 0; UST Temp Close: 0; AST Currently In Use: 0; AST Temp Closed: 0 | 0 | 0 | 0 | 10407-073-011348 | BAMA OIL SUPPLY
1036 | Cannot Locate or abandoned | 1998-12-17 06:00 | 1901-01-01 06:00 |  | Petroleum | Unleaded gasoline | Unleaded gasoline |  | Steel | Steel |  |  | Steel |  | 1901-01-01 06:00 | [15 empty] | UST Currently In Use: 0; UST Temp Close: 0; AST Currently In Use: 0; AST Temp Closed: 0 | 0 | 0 | 0 | 10407-073-011348 | BAMA OIL SUPPLY
1037 | Cannot Locate or abandoned | 1994-01-01 06:00 | 1901-01-01 06:00 |  | Petroleum | Other, MNRLSPIRIT | Other |  | Steel | Steel |  |  | Steel |  | 1901-01-01 06:00 | [15 empty] | UST Currently In Use: 0; UST Temp Close: 0; AST Currently In Use: 0; AST Temp Closed: 0 | 0 | 0 | 0 | 10407-073-011348 | BAMA OIL SUPPLY
1038 | Permanently Closed | 1998-12-21 06:00 | 1901-01-01 06:00 | 1999-07-22 06:00 | Petroleum | Mid-grade gasoline | Mid-grade gasoline | Retail | Steel | Steel |  | Painted or None | Steel |  | 1901-01-01 06:00 | None | Catchment Basin, Single walled catchment basin | Automatic shutoff device At 95% full | Automatic shutoff device At 95% full | [8 empty] | Annual line testing | Annual line testing |  | UST Currently In Use: 0; UST Temp Close: 0; AST Currently In Use: 0; AST Temp Closed: 0 | 0 | 0 | 4 | 20719-073-011467 | MIKE M ZAMANI SEYED M SHOJAEE
1039 | Permanently Closed | 1998-12-21 06:00 | 1901-01-01 06:00 | 1999-07-22 06:00 | Petroleum | Unleaded gasoline | Unleaded gasoline | Retail | Steel | Steel |  | Painted or None | Steel |  | 1901-01-01 06:00 | None | Catchment Basin, Single walled catchment basin | Automatic shutoff device At 95% full | Automatic shutoff device At 95% full | [8 empty] | Annual line testing | Annual line testing |  | UST Currently In Use: 0; UST Temp Close: 0; AST Currently In Use: 0; AST Temp Closed: 0 | 0 | 0 | 4 | 20719-073-011467 | MIKE M ZAMANI SEYED M SHOJAEE
1040 | Permanently Closed | 1998-12-21 06:00 | 1901-01-01 06:00 | 1999-07-22 06:00 | Petroleum | Unleaded gasoline | Unleaded gasoline | Retail | Steel | Steel |  | Painted or None | Steel |  | 1901-01-01 06:00 | None | Catchment Basin, Single walled catchment basin | Automatic shutoff device At 95% full | Automatic shutoff device At 95% full | [8 empty] | Annual line testing | Annual line testing |  | UST Currently In Use: 0; UST Temp Close: 0; AST Currently In Use: 0; AST Temp Closed: 0 | 0 | 0 | 4 | 20719-073-011467 | MIKE M ZAMANI SEYED M SHOJAEE
1041 | Permanently Closed | 1998-12-21 06:00 | 1901-01-01 06:00 | 1999-07-22 06:00 | Petroleum | Premium gasoline | Premium gasoline | Retail | Steel | Steel |  | Painted or None | Steel |  | 1901-01-01 06:00 | None | Catchment Basin, Single walled catchment basin | Automatic shutoff device At 95% full | Automatic shutoff device At 95% full | [8 empty] | Annual line testing | Annual line testing |  | UST Currently In Use: 0; UST Temp Close: 0; AST Currently In Use: 0; AST Temp Closed: 0 | 0 | 0 | 4 | 20719-073-011467 | MIKE M ZAMANI SEYED M SHOJAEE
1042 | Temporary Closed | 1998-02-01 06:00 | 1981-01-01 06:00 |  | Petroleum | Unleaded gasoline | Unleaded gasoline |  | Steel | Steel |  | Painted or None | Fiberglass reinforced plastic |  | 1901-01-01 06:00 |  | Catchment Basin, Single walled catchment basin | [13 empty] | UST Currently In Use: 0; UST Temp Close: 3; AST Currently In Use: 0; AST Temp Closed: 0 | 0 | 3 | 0 | 10407-073-011469 | BAMA OIL SUPPLY
1043 | Temporary Closed | 1998-02-01 06:00 | 1981-01-01 06:00 |  | Petroleum | Unleaded gasoline | Unleaded gasoline |  | Steel | Steel |  | Painted or None | Fiberglass reinforced plastic |  | 1901-01-01 06:00 |  | Catchment Basin, Single walled catchment basin | [13 empty] | UST Currently In Use: 0; UST Temp Close: 3; AST Currently In Use: 0; AST Temp Closed: 0 | 0 | 3 | 0 | 10407-073-011469 | BAMA OIL SUPPLY
1044 | Temporary Closed | 1998-02-01 06:00 | 1981-01-01 06:00 |  | Petroleum | Unleaded gasoline | Unleaded gasoline |  | Steel | Steel |  | Painted or None | Fiberglass reinforced plastic |  | 1901-01-01 06:00 |  | Catchment Basin, Single walled catchment basin | [13 empty] | UST Currently In Use: 0; UST Temp Close: 3; AST Currently In Use: 0; AST Temp Closed: 0 | 0 | 3 | 0 | 10407-073-011469 | BAMA OIL SUPPLY
1045 | Permanently Closed | 1989-11-02 06:00 | 1977-01-01 06:00 | 1989-11-02 06:00 | Petroleum | On road diesel | On road diesel |  | Steel | Steel |  | Painted or None | Steel |  | 1901-01-01 06:00 | [15 empty] | UST Currently In Use: 0; UST Temp Close: 0; AST Currently In Use: 1; AST Temp Closed: 0 | 0 | 0 | 2 | 10145-079-011959 | ALABAMA PALLET CO INC
1046 | Permanently Closed | 1989-11-02 06:00 | 1979-01-01 06:00 | 1989-11-02 06:00 | Petroleum | On road diesel | On road diesel |  | Steel | Steel |  | Painted or None | Steel |  | 1901-01-01 06:00 | [15 empty] | UST Currently In Use: 0; UST Temp Close: 0; AST Currently In Use: 1; AST Temp Closed: 0 | 0 | 0 | 2 | 10145-079-011959 | ALABAMA PALLET CO INC
1047 | Permanently Closed | 1991-04-09 06:00 | 1977-01-01 06:00 | 1991-04-09 06:00 | Petroleum | Unleaded gasoline | Unleaded gasoline |  | Steel | Steel |  |  |  |  | 1901-01-01 06:00 | [15 empty] | UST Currently In Use: 0; UST Temp Close: 0; AST Currently In Use: 0; AST Temp Closed: 0 | 0 | 0 | 1 | 10146-001-011552 | ALABAMA POWER COMPANY
1048 | Permanently Closed | 1991-06-01 06:00 | 1974-08-01 06:00 | 1991-06-10 06:00 | Petroleum | Unleaded gasoline | Unleaded gasoline |  | Steel | Steel |  | Painted or None | Steel |  | 1901-01-01 06:00 | [12 empty] | Annual line testing | Annual line testing |  | UST Currently In Use: 0; UST Temp Close: 0; AST Currently In Use: 0; AST Temp Closed: 0 | 0 | 0 | 1 | 10146-003-011537 | ALABAMA POWER COMPANY
1049 | Permanently Closed | 1995-04-18 06:00 | 1977-01-01 06:00 |  | Petroleum | On road diesel | On road diesel | Bulk facility | Steel | Steel |  | Painted or None |  |  | 1901-01-01 06:00 | None | Catchment Basin, Single walled catchment basin | [10 empty] | Annual line testing | Annual line testing |  | UST Currently In Use: 0; UST Temp Close: 0; AST Currently In Use: 0; AST Temp Closed: 0 | 0 | 0 | 4 | 10146-005-010972 | ALABAMA POWER COMPANY
1050 | Permanently Closed | 1991-06-03 06:00 | 1977-01-01 06:00 | 1991-06-03 06:00 | Petroleum | On road diesel | On road diesel |  | Steel | Steel |  | Painted or None |  |  | 1901-01-01 06:00 | [15 empty] | UST Currently In Use: 0; UST Temp Close: 0; AST Currently In Use: 0; AST Temp Closed: 0 | 0 | 0 | 4 | 10146-005-010972 | ALABAMA POWER COMPANY
1051 | Permanently Closed | 1995-04-17 06:00 | 1988-01-01 06:00 |  | Petroleum | Used oil | Used oil | Bulk facility | Fiberglass reinforced plastic | Fiberglass reinforced plastic |  |  |  |  | 1901-01-01 06:00 | [15 empty] | UST Currently In Use: 0; UST Temp Close: 0; AST Currently In Use: 0; AST Temp Closed: 0 | 0 | 0 | 4 | 10146-005-010972 | ALABAMA POWER COMPANY
1052 | Permanently Closed | 1995-05-09 06:00 | 1982-01-01 06:00 |  | Petroleum | Unleaded gasoline | Unleaded gasoline | Bulk facility | Fiberglass reinforced plastic | Fiberglass reinforced plastic |  |  | Steel |  | 1901-01-01 06:00 | [12 empty] | Annual line testing | Annual line testing |  | UST Currently In Use: 0; UST Temp Close: 0; AST Currently In Use: 0; AST Temp Closed: 0 | 0 | 0 | 2 | 10146-005-010973 | ALABAMA POWER COMPANY
1053 | Permanently Closed | 1991-05-07 06:00 | 1949-01-01 06:00 | 1991-05-07 06:00 | Petroleum | On road diesel | On road diesel |  | Steel | Steel | Other, OTHER |  | Steel |  | 1901-01-01 06:00 | [12 empty] | Annual line testing | Annual line testing |  | UST Currently In Use: 0; UST Temp Close: 0; AST Currently In Use: 0; AST Temp Closed: 0 | 0 | 0 | 2 | 10146-005-010973 | ALABAMA POWER COMPANY
1054 | Permanently Closed | 1992-06-23 06:00 | 1979-04-09 05:00 |  | Petroleum | Unleaded gasoline | Unleaded gasoline |  | Steel | Steel |  |  |  |  | 1901-01-01 06:00 | [15 empty] | UST Currently In Use: 1; UST Temp Close: 0; AST Currently In Use: 0; AST Temp Closed: 0 | 1 | 0 | 2 | 10146-009-011573 | ALABAMA POWER COMPANY
1055 | Permanently Closed | 1992-04-02 06:00 | 1979-04-09 05:00 | 1992-04-02 06:00 | Petroleum | On road diesel | On road diesel |  | Steel | Steel |  |  |  |  | 1901-01-01 06:00 | [15 empty] | UST Currently In Use: 1; UST Temp Close: 0; AST Currently In Use: 0; AST Temp Closed: 0 | 1 | 0 | 2 | 10146-009-011573 | ALABAMA POWER COMPANY
1056 | Permanently Closed | 1992-06-08 06:00 | 1977-01-01 06:00 | 1992-06-08 06:00 | Petroleum | Unleaded gasoline | Unleaded gasoline |  | Steel | Steel |  |  | Steel |  | 1901-01-01 06:00 | [15 empty] | UST Currently In Use: 0; UST Temp Close: 0; AST Currently In Use: 0; AST Temp Closed: 0 | 0 | 0 | 1 | 10146-013-011550 | ALABAMA POWER COMPANY
1057 | Currently in Use |  | 1982-01-01 06:00 |  | Petroleum | Unleaded gasoline | Unleaded gasoline | Industrial | Double Wall, Fiberglass reinforced plastic | Fiberglass reinforced plastic |  |  | Double Wall, Flexible | APT | 2013-02-13 06:00 |  | Catchment Basin, Single walled catchment basin | Automatic shutoff device At 95% full | Automatic shutoff device At 95% full |  |  | Continuous Automatic Tank Gauge |  | Automatic shutoff device (AELLD), Containment Sump | Containment Sump | Interstitial Monitoring within Secondary Containment | SENSOR TO ATG | Continuous alarm system | Continuous alarm system | Pressurized Piping | UST Currently In Use: 2; UST Temp Close: 0; AST Currently In Use: 0; AST Temp Closed: 0 | 2 | 0 | 2 | 10146-015-010983 | ALABAMA POWER COMPANY
1058 | Currently in Use |  | 1982-01-01 06:00 |  | Petroleum | On road diesel | On road diesel | Industrial | Double Wall, Fiberglass reinforced plastic | Fiberglass reinforced plastic |  |  | Double Wall, Flexible | APT | 1901-01-01 06:00 |  | Catchment Basin, Single walled catchment basin | Automatic shutoff device At 95% full | Automatic shutoff device At 95% full |  |  | Continuous Automatic Tank Gauge |  | Automatic shutoff device (AELLD), Containment Sump | Containment Sump | Interstitial Monitoring within Secondary Containment |  | Automatic electronic line leak detector (AELLD), Continuous alarm system | Continuous alarm system |  | UST Currently In Use: 2; UST Temp Close: 0; AST Currently In Use: 0; AST Temp Closed: 0 | 2 | 0 | 2 | 10146-015-010983 | ALABAMA POWER COMPANY
1059 | Permanently Closed | 1997-10-27 06:00 | 1982-01-01 06:00 |  | Petroleum | Used oil | Used oil |  | Fiberglass reinforced plastic | Fiberglass reinforced plastic |  |  | Steel |  | 1901-01-01 06:00 |  | Catchment Basin, Single walled catchment basin | Audible high level alarm At 90% full | Audible high level alarm At 90% full | [11 empty] | UST Currently In Use: 2; UST Temp Close: 0; AST Currently In Use: 0; AST Temp Closed: 0 | 2 | 0 | 2 | 10146-015-010983 | ALABAMA POWER COMPANY
1060 | Permanently Closed | 1997-11-04 06:00 | 1982-01-01 06:00 |  | Petroleum | Used oil | Used oil |  | Fiberglass reinforced plastic | Fiberglass reinforced plastic |  |  | Steel |  | 1901-01-01 06:00 |  | Catchment Basin, Single walled catchment basin | Audible high level alarm At 90% full | Audible high level alarm At 90% full | [11 empty] | UST Currently In Use: 2; UST Temp Close: 0; AST Currently In Use: 0; AST Temp Closed: 0 | 2 | 0 | 2 | 10146-015-010983 | ALABAMA POWER COMPANY
1061 | Permanently Closed | 1998-05-15 06:00 | 1979-01-01 06:00 | 1998-05-20 06:00 | Petroleum | Unleaded gasoline | Unleaded gasoline | Bulk facility | Steel | Steel |  | Painted or None | Steel |  | 1901-01-01 06:00 | [12 empty] | Annual line testing | Annual line testing |  | UST Currently In Use: 0; UST Temp Close: 0; AST Currently In Use: 0; AST Temp Closed: 0 | 0 | 0 | 1 | 10146-015-010984 | ALABAMA POWER COMPANY
1062 | Permanently Closed | 2008-10-29 06:00 | 1986-01-01 06:00 | 2019-07-09 06:00 | Petroleum | Unleaded gasoline | Unleaded gasoline | Industrial | Fiberglass reinforced plastic | Fiberglass reinforced plastic |  |  | Fiberglass reinforced plastic, DBW |  | 1901-01-01 06:00 |  | Catchment Basin, Single walled catchment basin | Automatic shutoff device At 95% full | Automatic shutoff device At 95% full |  |  | Continuous Automatic Tank Gauge |  | Automatic flow restrictor (MLLD), Containment Sump | Containment Sump | Interstitial Monitoring within Secondary Containment | SENSOR TO ATG | Annual line testing, Continuous alarm system | Continuous alarm system |  | UST Currently In Use: 0; UST Temp Close: 0; AST Currently In Use: 0; AST Temp Closed: 0 | 0 | 0 | 1 | 10146-015-011589 | ALABAMA POWER COMPANY
1063 | Permanently Closed | 1991-03-05 06:00 | 1975-01-01 06:00 | 1991-03-05 06:00 | Petroleum | Unleaded gasoline | Unleaded gasoline |  | Steel | Steel |  | Painted or None | Steel |  | 1901-01-01 06:00 | [15 empty] | UST Currently In Use: 0; UST Temp Close: 0; AST Currently In Use: 0; AST Temp Closed: 0 | 0 | 0 | 1 | 10146-017-010967 | ALABAMA POWER COMPANY
1064 | Permanently Closed | 1990-05-15 06:00 | 1979-01-01 06:00 | 1990-05-15 06:00 | Petroleum | Unleaded gasoline | Unleaded gasoline | [7 empty] | 1901-01-01 06:00 | [15 empty] | UST Currently In Use: 0; UST Temp Close: 0; AST Currently In Use: 0; AST Temp Closed: 0 | 0 | 0 | 2 | 10146-021-011556 | ALABAMA POWER COMPANY
1065 | Permanently Closed | 1990-05-15 06:00 | 1979-01-01 06:00 | 1990-05-15 06:00 | Petroleum | On road diesel | On road diesel |  | Steel | Steel |  |  |  |  | 1901-01-01 06:00 | [15 empty] | UST Currently In Use: 0; UST Temp Close: 0; AST Currently In Use: 0; AST Temp Closed: 0 | 0 | 0 | 2 | 10146-021-011556 | ALABAMA POWER COMPANY
1066 | Permanently Closed | 2018-08-31 06:00 | 1987-01-01 06:00 | 2019-09-11 06:00 | Petroleum | Unleaded gasoline | Unleaded gasoline |  | Fiberglass reinforced plastic | Fiberglass reinforced plastic |  |  | Fiberglass reinforced plastic |  | 1901-01-01 06:00 | None | [14 empty] | UST Currently In Use: 0; UST Temp Close: 0; AST Currently In Use: 0; AST Temp Closed: 0 | 0 | 0 | 2 | 10146-021-013615 | ALABAMA POWER COMPANY
1067 | Permanently Closed | 2018-08-01 06:00 | 1987-01-01 06:00 | 2019-09-11 06:00 | Petroleum | On road diesel | On road diesel |  | Fiberglass reinforced plastic | Fiberglass reinforced plastic |  |  | Fiberglass reinforced plastic |  | 1901-01-01 06:00 | None | [14 empty] | UST Currently In Use: 0; UST Temp Close: 0; AST Currently In Use: 0; AST Temp Closed: 0 | 0 | 0 | 2 | 10146-021-013615 | ALABAMA POWER COMPANY
1068 | Permanently Closed | 1991-06-25 06:00 | 1950-01-01 06:00 | 1991-06-25 06:00 | Petroleum | Unleaded gasoline | Unleaded gasoline |  | Steel | Steel |  |  |  |  | 1901-01-01 06:00 | [15 empty] | UST Currently In Use: 0; UST Temp Close: 0; AST Currently In Use: 0; AST Temp Closed: 0 | 0 | 0 | 2 | 10146-025-011536 | ALABAMA POWER COMPANY
1069 | Permanently Closed | 1991-06-25 06:00 | 1972-01-01 06:00 | 1991-06-25 06:00 | Petroleum | Unleaded gasoline | Unleaded gasoline |  | Steel | Steel |  |  |  |  | 1901-01-01 06:00 | [15 empty] | UST Currently In Use: 0; UST Temp Close: 0; AST Currently In Use: 0; AST Temp Closed: 0 | 0 | 0 | 2 | 10146-025-011536 | ALABAMA POWER COMPANY
1070 | Permanently Closed | 1991-09-30 06:00 | 1972-01-01 06:00 | 1991-09-30 06:00 | Petroleum | Unleaded gasoline | Unleaded gasoline |  | Steel | Steel |  |  | Steel |  | 1901-01-01 06:00 | [15 empty] | UST Currently In Use: 0; UST Temp Close: 0; AST Currently In Use: 0; AST Temp Closed: 0 | 0 | 0 | 1 | 10146-025-011540 | ALABAMA POWER COMPANY
1071 | Permanently Closed | 1994-12-12 06:00 | 1985-11-14 06:00 | 1995-01-12 06:00 | Petroleum | On road diesel | On road diesel | Bulk facility | Fiberglass reinforced plastic | Fiberglass reinforced plastic |  |  | Fiberglass reinforced plastic |  | 1901-01-01 06:00 | None | [11 empty] | Annual line testing | Annual line testing |  | UST Currently In Use: 0; UST Temp Close: 0; AST Currently In Use: 0; AST Temp Closed: 0 | 0 | 0 | 1 | 10146-027-011575 | ALABAMA POWER COMPANY
1072 | Permanently Closed | 1994-05-20 06:00 | 1974-01-01 06:00 | 1994-06-20 06:00 | Petroleum | Unleaded gasoline | Unleaded gasoline |  | Steel | Steel |  | Painted or None | Steel |  | 1901-01-01 06:00 | [12 empty] | Annual line testing | Annual line testing |  | UST Currently In Use: 0; UST Temp Close: 0; AST Currently In Use: 0; AST Temp Closed: 0 | 0 | 0 | 1 | 10146-031-010969 | ALABAMA POWER COMPANY
1073 | Permanently Closed | 1995-03-28 06:00 | 1972-01-01 06:00 |  | Petroleum | On road diesel | On road diesel | Industrial | Steel | Steel | Other, OTHER |  | Steel |  | 1901-01-01 06:00 | [12 empty] | Annual line testing | Annual line testing |  | UST Currently In Use: 0; UST Temp Close: 0; AST Currently In Use: 0; AST Temp Closed: 0 | 0 | 0 | 1 | 10146-031-010970 | ALABAMA POWER COMPANY
1074 | Permanently Closed | 1991-11-04 06:00 | 1972-01-01 06:00 | 1991-11-04 06:00 | Petroleum | Unleaded gasoline | Unleaded gasoline |  | Steel | Steel |  |  | Steel |  | 1901-01-01 06:00 | [15 empty] | UST Currently In Use: 0; UST Temp Close: 0; AST Currently In Use: 0; AST Temp Closed: 0 | 0 | 0 | 1 | 10146-037-011574 | ALABAMA POWER COMPANY
1075 | Permanently Closed | 1994-01-30 06:00 | 1975-01-01 06:00 |  | Petroleum | Unleaded gasoline | Unleaded gasoline |  | Steel | Steel |  | Painted or None | Steel |  | 1901-01-01 06:00 | [12 empty] | Annual line testing | Annual line testing |  | UST Currently In Use: 0; UST Temp Close: 0; AST Currently In Use: 0; AST Temp Closed: 0 | 0 | 0 | 1 | 10146-045-010971 | ALABAMA POWER COMPANY
1076 | Permanently Closed | 1993-12-20 06:00 | 1979-01-01 06:00 |  | Petroleum | Unleaded gasoline | Unleaded gasoline |  | Steel | Steel |  | Painted or None | Steel |  | 1901-01-01 06:00 | [15 empty] | UST Currently In Use: 2; UST Temp Close: 0; AST Currently In Use: 0; AST Temp Closed: 0 | 2 | 0 | 2 | 10146-047-011558 | ALABAMA POWER COMPANY
1077 | Permanently Closed | 1993-12-20 06:00 | 1979-01-01 06:00 |  | Petroleum | On road diesel | On road diesel |  | Steel | Steel |  | Painted or None | Steel |  | 1901-01-01 06:00 | [15 empty] | UST Currently In Use: 2; UST Temp Close: 0; AST Currently In Use: 0; AST Temp Closed: 0 | 2 | 0 | 2 | 10146-047-011558 | ALABAMA POWER COMPANY
1078 | Permanently Closed | 1976-01-01 06:00 | 1938-01-01 06:00 | 1988-02-19 06:00 | Petroleum | Other, NON PCBOIL | Other |  | Steel | Steel |  |  |  |  | 1901-01-01 06:00 | [15 empty] | UST Currently In Use: 0; UST Temp Close: 0; AST Currently In Use: 2; AST Temp Closed: 0 | 0 | 0 | 1 | 10146-051-006890 | ALABAMA POWER COMPANY
1079 | Permanently Closed | 1991-04-10 06:00 | 1978-01-01 06:00 | 1991-04-10 06:00 | Petroleum | Unleaded gasoline | Unleaded gasoline |  | Steel | Steel |  | Painted or None | Steel |  | 1901-01-01 06:00 | [15 empty] | UST Currently In Use: 0; UST Temp Close: 0; AST Currently In Use: 0; AST Temp Closed: 0 | 0 | 0 | 1 | 10146-051-011551 | ALABAMA POWER COMPANY
1080 | Permanently Closed | 1992-02-27 06:00 | 1977-01-01 06:00 | 1992-02-27 06:00 | Petroleum | Unleaded gasoline | Unleaded gasoline |  | Steel | Steel |  |  |  |  | 1901-01-01 06:00 | [15 empty] | UST Currently In Use: 0; UST Temp Close: 0; AST Currently In Use: 0; AST Temp Closed: 0 | 0 | 0 | 1 | 10146-051-011554 | ALABAMA POWER COMPANY
1081 | Permanently Closed | 1991-06-26 06:00 | 1972-01-01 06:00 | 1991-06-26 06:00 | Petroleum | Unleaded gasoline | Unleaded gasoline |  | Steel | Steel |  |  | Steel |  | 1901-01-01 06:00 | [15 empty] | UST Currently In Use: 0; UST Temp Close: 0; AST Currently In Use: 0; AST Temp Closed: 0 | 0 | 0 | 1 | 10146-053-011538 | ALABAMA POWER COMPANY
1082 | Permanently Closed | 1992-09-18 06:00 | 1978-01-01 06:00 | 1992-09-18 06:00 | Petroleum | Unleaded gasoline | Unleaded gasoline |  | Steel | Steel |  |  | Steel |  | 1901-01-01 06:00 | [15 empty] | UST Currently In Use: 0; UST Temp Close: 0; AST Currently In Use: 0; AST Temp Closed: 0 | 0 | 0 | 2 | 10146-053-011544 | ALABAMA POWER COMPANY
1083 | Permanently Closed | 1991-05-13 06:00 | 1955-01-01 06:00 | 1991-05-13 06:00 | Petroleum | On road diesel | On road diesel |  | Steel | Steel | Other, OTHER |  | Steel |  | 1901-01-01 06:00 | [15 empty] | UST Currently In Use: 0; UST Temp Close: 0; AST Currently In Use: 0; AST Temp Closed: 0 | 0 | 0 | 2 | 10146-053-011544 | ALABAMA POWER COMPANY
1084 | Permanently Closed | 1993-07-27 06:00 | 1981-01-01 06:00 | 1993-07-27 06:00 | Petroleum | Unleaded gasoline | Unleaded gasoline |  | Steel | Steel |  | Painted or None | Steel |  | 1901-01-01 06:00 | [15 empty] | UST Currently In Use: 0; UST Temp Close: 0; AST Currently In Use: 2; AST Temp Closed: 0 | 0 | 0 | 1 | 10146-055-010979 | ALABAMA POWER COMPANY
1085 | Permanently Closed | 1996-11-27 06:00 | 1977-01-01 06:00 |  | Petroleum | Unleaded gasoline | Unleaded gasoline | Bulk facility | Steel | Steel |  | Painted or None | Steel |  | 1901-01-01 06:00 | [12 empty] | Annual line testing | Annual line testing |  | UST Currently In Use: 0; UST Temp Close: 0; AST Currently In Use: 0; AST Temp Closed: 0 | 0 | 0 | 5 | 10146-055-011571 | ALABAMA POWER COMPANY
1086 | Permanently Closed | 1996-11-27 06:00 | 1977-01-01 06:00 |  | Petroleum | On road diesel | On road diesel | Bulk facility | Steel | Steel |  | Painted or None | Steel |  | 1901-01-01 06:00 | [12 empty] | Annual line testing | Annual line testing |  | UST Currently In Use: 0; UST Temp Close: 0; AST Currently In Use: 0; AST Temp Closed: 0 | 0 | 0 | 5 | 10146-055-011571 | ALABAMA POWER COMPANY
1087 | Permanently Closed | 1991-04-22 06:00 | 1977-01-01 06:00 | 1991-04-22 06:00 | Petroleum | Used oil | Used oil |  | Steel | Steel |  | Painted or None | Steel |  | 1901-01-01 06:00 | [15 empty] | UST Currently In Use: 0; UST Temp Close: 0; AST Currently In Use: 0; AST Temp Closed: 0 | 0 | 0 | 5 | 10146-055-011571 | ALABAMA POWER COMPANY
1088 | Permanently Closed | 1990-10-16 06:00 | 1977-01-01 06:00 | 1990-10-16 06:00 | Petroleum | Used oil | Used oil |  | Steel | Steel |  | Painted or None | Steel |  | 1901-01-01 06:00 | [15 empty] | UST Currently In Use: 0; UST Temp Close: 0; AST Currently In Use: 0; AST Temp Closed: 0 | 0 | 0 | 5 | 10146-055-011571 | ALABAMA POWER COMPANY
1089 | Permanently Closed | 1989-12-11 06:00 | 1956-01-01 06:00 | 1990-01-09 06:00 | Petroleum | Unleaded gasoline | Unleaded gasoline |  | Steel | Steel |  | Painted or None |  |  | 1901-01-01 06:00 | [15 empty] | UST Currently In Use: 0; UST Temp Close: 0; AST Currently In Use: 0; AST Temp Closed: 0 | 0 | 0 | 1 | 10146-055-011588 | ALABAMA POWER COMPANY
1090 | Permanently Closed | 1991-04-28 06:00 | 1975-01-01 06:00 | 1991-04-28 06:00 | Petroleum | Unleaded gasoline | Unleaded gasoline |  | Steel | Steel |  | Painted or None | Steel |  | 1901-01-01 06:00 | [15 empty] | UST Currently In Use: 0; UST Temp Close: 0; AST Currently In Use: 3; AST Temp Closed: 0 | 0 | 0 | 2 | 10146-063-010978 | ALABAMA POWER COMPANY
1091 | Permanently Closed | 1996-11-01 06:00 | 1974-01-01 06:00 | 1996-12-10 06:00 | Petroleum | On road diesel | On road diesel | Industrial | Steel | Steel |  | Painted or None | Fiberglass reinforced plastic |  | 1901-01-01 06:00 | None | Catchment Basin, Single walled catchment basin | Automatic shutoff device At 95% full | Automatic shutoff device At 95% full | [8 empty] | Annual line testing | Annual line testing |  | UST Currently In Use: 0; UST Temp Close: 0; AST Currently In Use: 0; AST Temp Closed: 0 | 0 | 0 | 2 | 10146-067-010974 | ALABAMA POWER COMPANY
1092 | Permanently Closed | 1996-11-01 06:00 | 1981-05-12 06:00 | 1996-12-10 06:00 | Petroleum | Unleaded gasoline | Unleaded gasoline | Industrial | Steel | Steel |  | Painted or None | Fiberglass reinforced plastic |  | 1901-01-01 06:00 | None | Catchment Basin, Single walled catchment basin | Automatic shutoff device At 95% full | Automatic shutoff device At 95% full | [8 empty] | Annual line testing | Annual line testing |  | UST Currently In Use: 0; UST Temp Close: 0; AST Currently In Use: 0; AST Temp Closed: 0 | 0 | 0 | 2 | 10146-067-010974 | ALABAMA POWER COMPANY
1093 | Permanently Closed | 1998-07-07 06:00 | 1979-01-01 06:00 |  | Petroleum | On road diesel | On road diesel | Bulk facility | Steel | Steel |  | Painted or None | Steel |  | 1901-01-01 06:00 | [12 empty] | Annual line testing | Annual line testing |  | UST Currently In Use: 1; UST Temp Close: 0; AST Currently In Use: 0; AST Temp Closed: 0 | 1 | 0 | 3 | 10146-069-010975 | ALABAMA POWER COMPANY
1094 | Permanently Closed | 1998-07-07 06:00 | 1979-01-01 06:00 |  | Petroleum | Unleaded gasoline | Unleaded gasoline | Bulk facility | Steel | Steel |  | Painted or None | Steel |  | 1901-01-01 06:00 | [12 empty] | Annual line testing | Annual line testing |  | UST Currently In Use: 1; UST Temp Close: 0; AST Currently In Use: 0; AST Temp Closed: 0 | 1 | 0 | 3 | 10146-069-010975 | ALABAMA POWER COMPANY
1095 | Permanently Closed | 1991-12-05 06:00 | 1980-01-01 06:00 |  | Petroleum | Used oil | Used oil |  | Steel | Steel |  |  | Steel |  | 1901-01-01 06:00 | [15 empty] | UST Currently In Use: 1; UST Temp Close: 0; AST Currently In Use: 0; AST Temp Closed: 0 | 1 | 0 | 3 | 10146-069-010975 | ALABAMA POWER COMPANY
1101 | Permanently Closed | 1994-11-07 06:00 | 1972-01-01 06:00 |  | Petroleum | Unleaded gasoline | Unleaded gasoline | Industrial | Steel | Steel |  | Painted or None | Steel |  | 1901-01-01 06:00 | [15 empty] | UST Currently In Use: 0; UST Temp Close: 0; AST Currently In Use: 9; AST Temp Closed: 0 | 0 | 0 | 1 | 10146-069-010982 | ALABAMA POWER COMPANY
1102 | Permanently Closed | 1990-04-03 06:00 | 1971-01-01 06:00 | 1990-04-03 06:00 | Petroleum | Unleaded gasoline | Unleaded gasoline |  | Steel | Steel |  | Painted or None | Steel |  | 1901-01-01 06:00 | [15 empty] | UST Currently In Use: 0; UST Temp Close: 0; AST Currently In Use: 0; AST Temp Closed: 0 | 0 | 0 | 3 | 10146-073-008969 | ALABAMA POWER COMPANY
1103 | Permanently Closed | 1990-04-03 06:00 | 1982-01-01 06:00 | 1990-04-03 06:00 | Petroleum | Unleaded gasoline | Unleaded gasoline |  | Fiberglass reinforced plastic | Fiberglass reinforced plastic |  |  | Fiberglass reinforced plastic |  | 1901-01-01 06:00 | [15 empty] | UST Currently In Use: 0; UST Temp Close: 0; AST Currently In Use: 0; AST Temp Closed: 0 | 0 | 0 | 3 | 10146-073-008969 | ALABAMA POWER COMPANY
1104 | Permanently Closed | 1990-04-03 06:00 | 1982-01-01 06:00 | 1990-04-03 06:00 | Petroleum | On road diesel | On road diesel |  | Fiberglass reinforced plastic | Fiberglass reinforced plastic |  |  | Fiberglass reinforced plastic |  | 1901-01-01 06:00 | [15 empty] | UST Currently In Use: 0; UST Temp Close: 0; AST Currently In Use: 0; AST Temp Closed: 0 | 0 | 0 | 3 | 10146-073-008969 | ALABAMA POWER COMPANY
1105 | Permanently Closed | 1991-03-19 06:00 | 1971-01-01 06:00 | 1991-03-19 06:00 | Petroleum | Unleaded gasoline | Unleaded gasoline |  | Steel | Steel |  |  | Steel |  | 1901-01-01 06:00 | [15 empty] | UST Currently In Use: 0; UST Temp Close: 0; AST Currently In Use: 0; AST Temp Closed: 0 | 0 | 0 | 1 | 10146-073-010285 | ALABAMA POWER COMPANY
1106 | Permanently Closed | 1997-07-09 06:00 | 1986-08-01 06:00 | 1998-08-27 06:00 | Petroleum | Unleaded gasoline | Unleaded gasoline |  | Fiberglass reinforced plastic | Fiberglass reinforced plastic |  |  | Fiberglass reinforced plastic |  | 1901-01-01 06:00 | None | Catchment Basin, Single walled catchment basin | [10 empty] | Annual line testing | Annual line testing |  | UST Currently In Use: 2; UST Temp Close: 0; AST Currently In Use: 0; AST Temp Closed: 0 | 2 | 0 | 4 | 10146-073-010986 | ALABAMA POWER COMPANY
1107 | Permanently Closed | 1997-03-07 06:00 | 1986-08-01 06:00 | 1998-08-27 06:00 | Petroleum | Unleaded gasoline | Unleaded gasoline | Bulk facility | Fiberglass reinforced plastic | Fiberglass reinforced plastic |  |  | Fiberglass reinforced plastic |  | 1901-01-01 06:00 | None | [11 empty] | Annual line testing | Annual line testing |  | UST Currently In Use: 2; UST Temp Close: 0; AST Currently In Use: 0; AST Temp Closed: 0 | 2 | 0 | 4 | 10146-073-010986 | ALABAMA POWER COMPANY
1108 | Permanently Closed | 1997-07-09 06:00 | 1982-12-01 06:00 | 1998-08-27 06:00 | Petroleum | On road diesel | On road diesel |  | Fiberglass reinforced plastic | Fiberglass reinforced plastic |  |  | Fiberglass reinforced plastic |  | 1901-01-01 06:00 | None | [11 empty] | Annual line testing | Annual line testing |  | UST Currently In Use: 2; UST Temp Close: 0; AST Currently In Use: 0; AST Temp Closed: 0 | 2 | 0 | 4 | 10146-073-010986 | ALABAMA POWER COMPANY
1109 | Permanently Closed | 1991-02-12 06:00 | 1961-01-01 06:00 | 1991-02-12 06:00 | Petroleum | Used oil | Used oil |  | Steel | Steel |  | Painted or None | Steel |  | 1901-01-01 06:00 | [12 empty] | Annual line testing | Annual line testing |  | UST Currently In Use: 2; UST Temp Close: 0; AST Currently In Use: 0; AST Temp Closed: 0 | 2 | 0 | 4 | 10146-073-010986 | ALABAMA POWER COMPANY
1110 | Permanently Closed | 1998-11-05 06:00 | 1979-01-01 06:00 | 1998-11-05 06:00 | Petroleum | Unleaded gasoline | Unleaded gasoline | Retail | Steel | Steel |  | Painted or None | Steel |  | 1901-01-01 06:00 |  | Catchment Basin, Single walled catchment basin | [10 empty] | Annual line testing | Annual line testing |  | UST Currently In Use: 0; UST Temp Close: 0; AST Currently In Use: 0; AST Temp Closed: 0 | 0 | 0 | 1 | 10146-073-010987 | ALABAMA POWER COMPANY
1111 | Permanently Closed | 1992-12-16 06:00 | 1974-01-01 06:00 |  | Petroleum | Unleaded gasoline | Unleaded gasoline |  | Steel | Steel |  | Painted or None |  |  | 1901-01-01 06:00 | [15 empty] | UST Currently In Use: 2; UST Temp Close: 0; AST Currently In Use: 0; AST Temp Closed: 0 | 2 | 0 | 2 | 10146-073-010988 | ALABAMA POWER COMPANY
1112 | Permanently Closed | 1992-12-16 06:00 | 1983-01-01 06:00 |  | Petroleum | On road diesel | On road diesel |  | Fiberglass reinforced plastic | Fiberglass reinforced plastic |  |  | Fiberglass reinforced plastic |  | 1901-01-01 06:00 | None | [14 empty] | UST Currently In Use: 2; UST Temp Close: 0; AST Currently In Use: 0; AST Temp Closed: 0 | 2 | 0 | 2 | 10146-073-010988 | ALABAMA POWER COMPANY
1113 | Temporary Closed | 2025-08-30 06:00 | 1985-06-01 06:00 |  | Petroleum | On road diesel | On road diesel | Industrial | Fiberglass reinforced plastic | Fiberglass reinforced plastic |  |  | Double Wall, Flexible, DBW |  | 1901-01-01 06:00 | None | Catchment Basin, Single walled catchment basin | Automatic shutoff device At 95% full | Automatic shutoff device At 95% full |  |  | Continuous Automatic Tank Gauge |  | Automatic shutoff device (AELLD) | Automatic shutoff device (AELLD) |  |  | Continuous alarm system | Continuous alarm system |  | UST Currently In Use: 1; UST Temp Close: 1; AST Currently In Use: 0; AST Temp Closed: 0 | 1 | 1 | 0 | 10146-073-010989 | ALABAMA POWER COMPANY
1114 | Currently in Use |  | 1985-06-01 06:00 |  | Petroleum | Unleaded gasoline | Unleaded gasoline | Industrial | Fiberglass reinforced plastic | Fiberglass reinforced plastic |  |  | Double Wall, Flexible, DBW |  | 1901-01-01 06:00 | None | Catchment Basin, Single walled catchment basin | Automatic shutoff device At 95% full | Automatic shutoff device At 95% full |  |  | Continuous Automatic Tank Gauge |  | Automatic shutoff device (AELLD) | Automatic shutoff device (AELLD) |  |  | Continuous alarm system | Continuous alarm system |  | UST Currently In Use: 1; UST Temp Close: 1; AST Currently In Use: 0; AST Temp Closed: 0 | 1 | 1 | 0 | 10146-073-010989 | ALABAMA POWER COMPANY
1115 | Permanently Closed | 1993-09-15 06:00 | 1978-01-01 06:00 | 1993-09-15 06:00 | Petroleum | Unleaded gasoline | Unleaded gasoline |  | Steel | Steel |  | Painted or None | Steel |  | 1901-01-01 06:00 | [15 empty] | UST Currently In Use: 0; UST Temp Close: 0; AST Currently In Use: 0; AST Temp Closed: 0 | 0 | 0 | 1 | 10146-073-010990 | ALABAMA POWER COMPANY
1116 | Permanently Closed | 1990-08-15 06:00 | 1973-01-01 06:00 | 1990-08-15 06:00 | Petroleum | Unleaded gasoline | Unleaded gasoline |  | Steel | Steel |  | Painted or None | Steel |  | 1901-01-01 06:00 | [15 empty] | UST Currently In Use: 0; UST Temp Close: 0; AST Currently In Use: 0; AST Temp Closed: 0 | 0 | 0 | 1 | 10146-073-010993 | ALABAMA POWER COMPANY
1117 | Permanently Closed | 1995-02-28 06:00 | 1972-10-01 06:00 |  | Petroleum | On road diesel | On road diesel | Bulk facility | Steel | Steel |  | Painted or None | Steel |  | 1901-01-01 06:00 | [12 empty] | Annual line testing | Annual line testing |  | UST Currently In Use: 0; UST Temp Close: 1; AST Currently In Use: 0; AST Temp Closed: 0 | 0 | 1 | 2 | 22837-073-010994 | P&S TRANSPORTATION INC
1118 | Permanently Closed | 1995-02-28 06:00 | 1981-09-01 06:00 |  | Petroleum | Unleaded gasoline | Unleaded gasoline | Bulk facility | Steel | Steel |  | Painted or None | Steel |  | 1901-01-01 06:00 | [12 empty] | Annual line testing | Annual line testing |  | UST Currently In Use: 0; UST Temp Close: 1; AST Currently In Use: 0; AST Temp Closed: 0 | 0 | 1 | 2 | 22837-073-010994 | P&S TRANSPORTATION INC
1119 | Permanently Closed | 1993-10-20 06:00 | 1976-01-01 06:00 | 1993-10-20 06:00 | Petroleum | Unleaded gasoline | Unleaded gasoline |  | Steel | Steel | Other, OTHER |  | Steel |  | 1901-01-01 06:00 | [15 empty] | UST Currently In Use: 2; UST Temp Close: 0; AST Currently In Use: 0; AST Temp Closed: 0 | 2 | 0 | 2 | 10146-073-010995 | ALABAMA POWER COMPANY
1120 | Permanently Closed | 1991-07-15 06:00 | 1976-01-01 06:00 | 1991-07-15 06:00 | Petroleum | On road diesel | On road diesel |  | Steel | Steel | Other, OTHER |  | Steel |  | 1901-01-01 06:00 | [15 empty] | UST Currently In Use: 2; UST Temp Close: 0; AST Currently In Use: 0; AST Temp Closed: 0 | 2 | 0 | 2 | 10146-073-010995 | ALABAMA POWER COMPANY
1121 | Currently in Use |  | 1983-02-01 06:00 |  | Petroleum | On road diesel | On road diesel | Emergency Power Generator, Industrial | Double Wall, Fiberglass reinforced plastic | Fiberglass reinforced plastic |  |  | Double Wall, Steel |  | 1901-01-01 06:00 | Isolated or Above Ground | Catchment Basin, Single walled catchment basin, BELOW | Audible high level alarm At 90% full, Automatic shutoff device At 95% full | Automatic shutoff device At 95% full | Interstitial Monitoring within Secondary Containment | SENSOR TO ATG | Continuous Automatic Tank Gauge |  | Containment Sump, ONLY ALARM | Containment Sump | Interstitial Monitoring within Secondary Containment | SENSOR TO ATG | Continuous alarm system, Other, DISCRIMINA | Other |  | UST Currently In Use: 1; UST Temp Close: 0; AST Currently In Use: 1; AST Temp Closed: 0 | 1 | 0 | 0 | 10146-073-011545 | ALABAMA POWER COMPANY
1123 | Permanently Closed | 1992-03-20 06:00 | 1981-01-01 06:00 | 1992-03-20 06:00 | Petroleum | Unleaded gasoline | Unleaded gasoline |  | Steel | Steel |  | Painted or None | Steel |  | 1901-01-01 06:00 | [15 empty] | UST Currently In Use: 0; UST Temp Close: 0; AST Currently In Use: 0; AST Temp Closed: 0 | 0 | 0 | 1 | 10146-073-011546 | ALABAMA POWER COMPANY
1124 | Permanently Closed | 2019-02-05 06:00 | 1982-01-01 06:00 |  | Petroleum | Unleaded gasoline | Unleaded gasoline | Industrial | Single Wall, Steel | Steel | Field installed cathodic protection |  | Single Wall, Steel |  |  | Field installed cathodic protection | Catchment Basin, Single walled catchment basin | Automatic shutoff device At 95% full | Automatic shutoff device At 95% full |  |  | Continuous Automatic Tank Gauge | [8 empty] | UST Currently In Use: 0; UST Temp Close: 0; AST Currently In Use: 8; AST Temp Closed: 0 | 0 | 0 | 1 | 10146-073-011548 | ALABAMA POWER COMPANY
1125 | Permanently Closed | 1997-08-20 06:00 | 1986-01-01 06:00 |  | Petroleum | Unleaded gasoline | Unleaded gasoline |  | Fiberglass reinforced plastic | Fiberglass reinforced plastic |  |  | Fiberglass reinforced plastic |  | 1901-01-01 06:00 | None | [11 empty] | Annual line testing | Annual line testing |  | UST Currently In Use: 0; UST Temp Close: 0; AST Currently In Use: 0; AST Temp Closed: 0 | 0 | 0 | 3 | 10146-073-011549 | ALABAMA POWER COMPANY
1126 | Permanently Closed | 1997-08-20 06:00 | 1986-01-01 06:00 |  | Petroleum | Unleaded gasoline | Unleaded gasoline |  | Fiberglass reinforced plastic | Fiberglass reinforced plastic |  |  | Fiberglass reinforced plastic |  | 1901-01-01 06:00 | None | [11 empty] | Annual line testing | Annual line testing |  | UST Currently In Use: 0; UST Temp Close: 0; AST Currently In Use: 0; AST Temp Closed: 0 | 0 | 0 | 3 | 10146-073-011549 | ALABAMA POWER COMPANY
1127 | Permanently Closed | 1997-08-20 06:00 | 1986-01-01 06:00 |  | Petroleum | Unleaded gasoline | Unleaded gasoline |  | Fiberglass reinforced plastic | Fiberglass reinforced plastic |  |  | Fiberglass reinforced plastic |  | 1901-01-01 06:00 | None | [11 empty] | Annual line testing | Annual line testing |  | UST Currently In Use: 0; UST Temp Close: 0; AST Currently In Use: 0; AST Temp Closed: 0 | 0 | 0 | 3 | 10146-073-011549 | ALABAMA POWER COMPANY
1128 | Permanently Closed | 2020-06-10 06:00 | 1988-01-01 06:00 | 2020-06-10 06:00 | Petroleum | Unleaded gasoline | Unleaded gasoline | Industrial | Fiberglass reinforced plastic, Single Wall | Single Wall |  |  | Fiberglass reinforced plastic, Single Wall |  | 1901-01-01 06:00 | None | Catchment Basin, Single walled catchment basin | Automatic shutoff device At 95% full | Automatic shutoff device At 95% full |  |  | Continuous Automatic Tank Gauge |  | Automatic shutoff device (AELLD) | Automatic shutoff device (AELLD) | [5 empty] | UST Currently In Use: 0; UST Temp Close: 0; AST Currently In Use: 0; AST Temp Closed: 0 | 0 | 0 | 2 | 10146-073-013618 | ALABAMA POWER COMPANY
1129 | Permanently Closed | 2020-06-10 06:00 | 1988-01-01 06:00 | 2020-06-10 06:00 | Petroleum | On road diesel | On road diesel | Industrial | Fiberglass reinforced plastic, Single Wall | Single Wall |  |  | Fiberglass reinforced plastic, Single Wall |  | 1901-01-01 06:00 | None | Catchment Basin, Single walled catchment basin | Automatic shutoff device At 95% full, Flow Rest 90% Full | Flow Rest 90% Full |  |  | Continuous Automatic Tank Gauge |  | Automatic shutoff device (AELLD) | Automatic shutoff device (AELLD) | [5 empty] | UST Currently In Use: 0; UST Temp Close: 0; AST Currently In Use: 0; AST Temp Closed: 0 | 0 | 0 | 2 | 10146-073-013618 | ALABAMA POWER COMPANY
1130 | Permanently Closed | 1991-12-16 06:00 | 1971-01-01 06:00 | 1991-12-16 06:00 | Petroleum | On road diesel | On road diesel |  | Steel | Steel |  |  |  |  | 1901-01-01 06:00 | [15 empty] | UST Currently In Use: 1; UST Temp Close: 0; AST Currently In Use: 0; AST Temp Closed: 0 | 1 | 0 | 1 | 10146-081-011559 | ALABAMA POWER COMPANY
1131 | Permanently Closed | 2015-06-18 06:00 | 1987-10-13 06:00 |  | Petroleum | Unleaded gasoline | Unleaded gasoline | Industrial | Fiberglass reinforced plastic | Fiberglass reinforced plastic |  |  | Flexible, EBW FLEX |  | 1901-01-01 06:00 | None | Catchment Basin, Single walled catchment basin | Automatic shutoff device At 95% full, Flow Rest 90% Full | Flow Rest 90% Full |  |  | Continuous Automatic Tank Gauge |  | Automatic shutoff device (AELLD), Containment Sump | Containment Sump | [5 empty] | UST Currently In Use: 0; UST Temp Close: 0; AST Currently In Use: 0; AST Temp Closed: 0 | 0 | 0 | 3 | 10146-091-003357 | ALABAMA POWER COMPANY
1132 | Permanently Closed | 2015-06-18 06:00 | 1987-10-13 06:00 |  | Petroleum | On road diesel | On road diesel | Industrial | Fiberglass reinforced plastic | Fiberglass reinforced plastic |  |  | Flexible, EBW FLEX |  | 1901-01-01 06:00 | None | Catchment Basin, Single walled catchment basin | Automatic shutoff device At 95% full, Flow Rest 90% Full | Flow Rest 90% Full |  |  | Continuous Automatic Tank Gauge |  | Automatic shutoff device (AELLD) | Automatic shutoff device (AELLD) | [5 empty] | UST Currently In Use: 0; UST Temp Close: 0; AST Currently In Use: 0; AST Temp Closed: 0 | 0 | 0 | 3 | 10146-091-003357 | ALABAMA POWER COMPANY
1133 | Permanently Closed | 1994-12-15 06:00 | 1986-01-01 06:00 |  | Petroleum | Used oil | Used oil | Bulk facility | Fiberglass reinforced plastic | Fiberglass reinforced plastic |  |  | Fiberglass reinforced plastic |  | 1901-01-01 06:00 | [15 empty] | UST Currently In Use: 0; UST Temp Close: 0; AST Currently In Use: 0; AST Temp Closed: 0 | 0 | 0 | 3 | 10146-091-003357 | ALABAMA POWER COMPANY
1134 | Permanently Closed | 1989-12-11 06:00 | 1954-01-01 06:00 | 1990-04-26 06:00 | Petroleum | Unleaded gasoline | Unleaded gasoline |  | Steel | Steel |  |  | Steel |  | 1901-01-01 06:00 | [15 empty] | UST Currently In Use: 0; UST Temp Close: 0; AST Currently In Use: 0; AST Temp Closed: 0 | 0 | 0 | 1 | 10146-091-011557 | ALABAMA POWER COMPANY
1135 | Permanently Closed | 1990-11-15 06:00 | 1980-01-01 06:00 | 1990-11-15 06:00 | Petroleum | Unleaded gasoline | Unleaded gasoline |  | Steel | Steel |  | Painted or None |  |  | 1901-01-01 06:00 | [15 empty] | UST Currently In Use: 0; UST Temp Close: 0; AST Currently In Use: 0; AST Temp Closed: 0 | 0 | 0 | 2 | 10146-093-011561 | ALABAMA POWER COMPANY
1136 | Permanently Closed | 1990-11-15 06:00 | 1980-01-01 06:00 | 1990-11-15 06:00 | Petroleum | Unleaded gasoline | Unleaded gasoline |  | Steel | Steel |  |  |  |  | 1901-01-01 06:00 | [15 empty] | UST Currently In Use: 0; UST Temp Close: 0; AST Currently In Use: 0; AST Temp Closed: 0 | 0 | 0 | 2 | 10146-093-011561 | ALABAMA POWER COMPANY
1137 | Permanently Closed | 1990-08-16 06:00 | 1982-01-01 06:00 | 1990-08-16 06:00 | Petroleum | Unleaded gasoline | Unleaded gasoline |  | Steel | Steel |  | Painted or None |  |  | 1901-01-01 06:00 | [15 empty] | UST Currently In Use: 0; UST Temp Close: 0; AST Currently In Use: 0; AST Temp Closed: 0 | 0 | 0 | 2 | 10146-093-011564 | ALABAMA POWER COMPANY
1138 | Permanently Closed | 1990-08-16 06:00 | 1982-01-01 06:00 | 1990-08-16 06:00 | Petroleum | On road diesel | On road diesel |  | Steel | Steel |  | Painted or None |  |  | 1901-01-01 06:00 | [15 empty] | UST Currently In Use: 0; UST Temp Close: 0; AST Currently In Use: 0; AST Temp Closed: 0 | 0 | 0 | 2 | 10146-093-011564 | ALABAMA POWER COMPANY
1139 | Permanently Closed | 1995-08-01 06:00 | 1981-01-01 06:00 |  | Petroleum | Unleaded gasoline | Unleaded gasoline | Bulk facility | Steel | Steel | Coated & cathodic protection (sti-P3) |  | Steel |  | 1901-01-01 06:00 | [12 empty] | Annual line testing | Annual line testing |  | UST Currently In Use: 0; UST Temp Close: 0; AST Currently In Use: 6; AST Temp Closed: 0 | 0 | 0 | 1 | 10146-097-010981 | ALABAMA POWER COMPANY
1140 | Permanently Closed | 1994-03-08 06:00 | 1983-06-01 06:00 |  | Petroleum | Unleaded gasoline | Unleaded gasoline |  | Steel | Steel |  | Painted or None | Steel |  | 1901-01-01 06:00 | [12 empty] | Annual line testing | Annual line testing |  | UST Currently In Use: 0; UST Temp Close: 0; AST Currently In Use: 0; AST Temp Closed: 0 | 0 | 0 | 1 | 10146-097-011533 | ALABAMA POWER COMPANY
1141 | Permanently Closed | 1994-01-28 06:00 | 1970-01-01 06:00 |  | Petroleum | Unleaded gasoline | Unleaded gasoline |  | Steel | Steel | Other, OTHER |  | Steel |  | 1901-01-01 06:00 | [12 empty] | Annual line testing | Annual line testing |  | UST Currently In Use: 1; UST Temp Close: 0; AST Currently In Use: 0; AST Temp Closed: 0 | 1 | 0 | 2 | 10146-097-011534 | ALABAMA POWER COMPANY
1142 | Permanently Closed | 1997-11-07 06:00 | 1982-01-01 06:00 |  | Petroleum | On road diesel | On road diesel | Bulk facility | Steel | Steel |  | Painted or None | Steel |  | 1901-01-01 06:00 | [12 empty] | Annual line testing | Annual line testing |  | UST Currently In Use: 1; UST Temp Close: 0; AST Currently In Use: 0; AST Temp Closed: 0 | 1 | 0 | 2 | 10146-097-011534 | ALABAMA POWER COMPANY
1143 | Permanently Closed | 1993-10-05 06:00 | 1966-01-01 06:00 |  | Petroleum | Unleaded gasoline | Unleaded gasoline | Industrial | Steel | Steel |  |  | Steel |  | 1901-01-01 06:00 | [12 empty] | Annual line testing | Annual line testing |  | UST Currently In Use: 1; UST Temp Close: 0; AST Currently In Use: 0; AST Temp Closed: 0 | 1 | 0 | 4 | 10146-097-011535 | ALABAMA POWER COMPANY
1144 | Permanently Closed | 1993-10-05 06:00 | 1966-01-01 06:00 |  | Petroleum | Unleaded gasoline | Unleaded gasoline |  | Steel | Steel |  |  |  |  | 1901-01-01 06:00 | [12 empty] | Annual line testing | Annual line testing |  | UST Currently In Use: 1; UST Temp Close: 0; AST Currently In Use: 0; AST Temp Closed: 0 | 1 | 0 | 4 | 10146-097-011535 | ALABAMA POWER COMPANY
1145 | Permanently Closed | 1996-11-15 06:00 | 1982-01-01 06:00 | 1996-11-20 06:00 | Petroleum | On road diesel | On road diesel | Bulk facility | Steel | Steel |  | Painted or None | Steel |  | 1901-01-01 06:00 | [12 empty] | Annual line testing | Annual line testing |  | UST Currently In Use: 1; UST Temp Close: 0; AST Currently In Use: 0; AST Temp Closed: 0 | 1 | 0 | 4 | 10146-097-011535 | ALABAMA POWER COMPANY
1146 | Permanently Closed | 1993-10-05 06:00 | 1982-01-01 06:00 |  | Petroleum | Used oil | Used oil |  | Steel | Steel |  |  | Steel |  | 1901-01-01 06:00 | [12 empty] | Annual line testing | Annual line testing |  | UST Currently In Use: 1; UST Temp Close: 0; AST Currently In Use: 0; AST Temp Closed: 0 | 1 | 0 | 4 | 10146-097-011535 | ALABAMA POWER COMPANY
1147 | Permanently Closed | 1987-08-01 06:00 | 1978-01-01 06:00 | 1987-08-01 06:00 | Petroleum | Unleaded gasoline | Unleaded gasoline |  | Steel | Steel |  |  | Steel |  | 1901-01-01 06:00 | [12 empty] | Annual line testing | Annual line testing |  | UST Currently In Use: 1; UST Temp Close: 0; AST Currently In Use: 0; AST Temp Closed: 0 | 1 | 0 | 3 | 10146-097-011541 | ALABAMA POWER COMPANY
1148 | Permanently Closed | 1987-08-01 06:00 | 1955-01-01 06:00 | 1987-08-01 06:00 | Petroleum | On road diesel | On road diesel |  | Steel | Steel |  |  | Steel |  | 1901-01-01 06:00 | [15 empty] | UST Currently In Use: 1; UST Temp Close: 0; AST Currently In Use: 0; AST Temp Closed: 0 | 1 | 0 | 3 | 10146-097-011541 | ALABAMA POWER COMPANY
1149 | Permanently Closed | 1994-01-28 06:00 | 1987-07-20 06:00 |  | Petroleum | Unleaded gasoline | Unleaded gasoline |  | Fiberglass reinforced plastic | Fiberglass reinforced plastic |  |  | Fiberglass reinforced plastic |  | 1901-01-01 06:00 | None | [11 empty] | Annual line testing | Annual line testing |  | UST Currently In Use: 1; UST Temp Close: 0; AST Currently In Use: 0; AST Temp Closed: 0 | 1 | 0 | 3 | 10146-097-011541 | ALABAMA POWER COMPANY
1150 | Currently in Use |  | 1987-07-20 06:00 |  | Petroleum | On road diesel | On road diesel | Industrial | Fiberglass reinforced plastic | Fiberglass reinforced plastic |  |  | Double Wall, Fiberglass reinforced plastic, DBW |  | 1901-01-01 06:00 |  | Catchment Basin, Single walled catchment basin | Automatic shutoff device At 95% full, Flow Rest 90% Full | Flow Rest 90% Full |  |  | Continuous Automatic Tank Gauge |  | Automatic shutoff device (AELLD), Containment Sump | Containment Sump | Interstitial Monitoring within Secondary Containment | SENSOR TO ATG | Continuous alarm system | Continuous alarm system |  | UST Currently In Use: 1; UST Temp Close: 0; AST Currently In Use: 0; AST Temp Closed: 0 | 1 | 0 | 3 | 10146-097-011541 | ALABAMA POWER COMPANY
1151 | Permanently Closed | 1991-08-12 06:00 | 1978-01-01 06:00 | 1991-08-12 06:00 | Petroleum | Unleaded gasoline | Unleaded gasoline |  | Steel | Steel |  |  | Steel |  | 1901-01-01 06:00 | [12 empty] | Annual line testing | Annual line testing |  | UST Currently In Use: 0; UST Temp Close: 0; AST Currently In Use: 0; AST Temp Closed: 0 | 0 | 0 | 3 | 10146-097-011542 | ALABAMA POWER COMPANY
1152 | Permanently Closed | 1998-12-03 06:00 | 1962-01-01 06:00 | 1998-12-03 06:00 | Petroleum | On road diesel | On road diesel | Bulk facility | Steel | Steel |  | Painted or None | Steel |  | 1901-01-01 06:00 | [12 empty] | Annual line testing | Annual line testing |  | UST Currently In Use: 0; UST Temp Close: 0; AST Currently In Use: 0; AST Temp Closed: 0 | 0 | 0 | 3 | 10146-097-011542 | ALABAMA POWER COMPANY
1153 | Permanently Closed | 1994-03-21 06:00 | 1979-01-01 06:00 |  | Petroleum | Unleaded gasoline | Unleaded gasoline |  | Steel | Steel |  |  | Steel |  | 1901-01-01 06:00 | [15 empty] | UST Currently In Use: 0; UST Temp Close: 0; AST Currently In Use: 0; AST Temp Closed: 0 | 0 | 0 | 2 | 10146-097-011543 | ALABAMA POWER COMPANY
1154 | Permanently Closed | 1989-11-15 06:00 | 1953-01-01 06:00 |  | Petroleum | Unleaded gasoline | Unleaded gasoline | Bulk facility | Steel | Steel |  |  | Steel |  | 1901-01-01 06:00 | [15 empty] | UST Currently In Use: 0; UST Temp Close: 0; AST Currently In Use: 0; AST Temp Closed: 0 | 0 | 0 | 2 | 10146-097-011543 | ALABAMA POWER COMPANY
1155 | Permanently Closed | 1991-06-17 06:00 | 1972-01-01 06:00 | 1991-06-17 06:00 | Petroleum | Unleaded gasoline | Unleaded gasoline |  | Steel | Steel | Other, OTHER |  | Steel |  | 1901-01-01 06:00 | [15 empty] | UST Currently In Use: 1; UST Temp Close: 0; AST Currently In Use: 0; AST Temp Closed: 0 | 1 | 0 | 1 | 10146-099-011539 | ALABAMA POWER COMPANY
1156 | Permanently Closed | 1992-12-18 06:00 | 1978-01-01 06:00 | 1993-03-17 06:00 | Petroleum | On road diesel | On road diesel |  | Steel | Steel |  |  |  |  | 1901-01-01 06:00 | [15 empty] | UST Currently In Use: 0; UST Temp Close: 0; AST Currently In Use: 0; AST Temp Closed: 0 | 0 | 0 | 3 | 10146-101-011555 | ALABAMA POWER COMPANY
1157 | Permanently Closed | 1991-05-10 06:00 | 1964-01-01 06:00 | 1991-05-10 06:00 | Petroleum | On road diesel | On road diesel |  | Steel | Steel |  |  |  |  | 1901-01-01 06:00 | [15 empty] | UST Currently In Use: 0; UST Temp Close: 0; AST Currently In Use: 0; AST Temp Closed: 0 | 0 | 0 | 3 | 10146-101-011555 | ALABAMA POWER COMPANY
1158 | Permanently Closed | 1996-07-02 06:00 | 1981-01-01 06:00 |  | Petroleum | Used oil | Used oil | Industrial | Fiberglass reinforced plastic | Fiberglass reinforced plastic |  |  | Steel |  | 1901-01-01 06:00 | [12 empty] | Annual line testing | Annual line testing |  | UST Currently In Use: 0; UST Temp Close: 0; AST Currently In Use: 0; AST Temp Closed: 0 | 0 | 0 | 2 | 10146-101-011566 | ALABAMA POWER COMPANY
1159 | Permanently Closed | 1996-07-02 06:00 | 1981-01-01 06:00 |  | Petroleum | Unleaded gasoline | Unleaded gasoline | Bulk facility | Fiberglass reinforced plastic | Fiberglass reinforced plastic |  |  | Steel |  | 1901-01-01 06:00 | [12 empty] | Annual line testing | Annual line testing |  | UST Currently In Use: 0; UST Temp Close: 0; AST Currently In Use: 0; AST Temp Closed: 0 | 0 | 0 | 2 | 10146-101-011566 | ALABAMA POWER COMPANY
1160 | Currently in Use |  | 1989-11-01 06:00 |  | Petroleum | Unleaded gasoline | Unleaded gasoline | Industrial | Fiberglass reinforced plastic | Fiberglass reinforced plastic |  |  | Fiberglass reinforced plastic |  | 1901-01-01 06:00 | None | Catchment Basin, Single walled catchment basin | Flow Rest 90% Full | Flow Rest 90% Full |  |  | Continuous Automatic Tank Gauge |  | Automatic shutoff device (AELLD), Containment Sump | Containment Sump |  |  | Continuous alarm system | Continuous alarm system |  | UST Currently In Use: 2; UST Temp Close: 0; AST Currently In Use: 0; AST Temp Closed: 0 | 2 | 0 | 0 | 10146-101-014840 | ALABAMA POWER COMPANY
1161 | Currently in Use |  | 1989-11-01 06:00 |  | Petroleum | On road diesel | On road diesel | Industrial | Fiberglass reinforced plastic | Fiberglass reinforced plastic |  |  | Fiberglass reinforced plastic |  | 1901-01-01 06:00 | None | Catchment Basin, Single walled catchment basin | Flow Rest 90% Full | Flow Rest 90% Full |  |  | Continuous Automatic Tank Gauge |  | Automatic shutoff device (AELLD), Containment Sump | Containment Sump |  |  | Continuous alarm system | Continuous alarm system |  | UST Currently In Use: 2; UST Temp Close: 0; AST Currently In Use: 0; AST Temp Closed: 0 | 2 | 0 | 0 | 10146-101-014840 | ALABAMA POWER COMPANY
1162 | Permanently Closed | 1901-01-01 06:00 | 1978-01-01 06:00 | 1988-10-05 06:00 | Petroleum | Unleaded gasoline | Unleaded gasoline |  | Steel | Steel |  | Painted or None |  |  | 1901-01-01 06:00 | [15 empty] | UST Currently In Use: 0; UST Temp Close: 0; AST Currently In Use: 0; AST Temp Closed: 0 | 0 | 0 | 1 | 10146-107-011560 | ALABAMA POWER COMPANY
1163 | Permanently Closed | 1901-01-01 06:00 | 1965-01-01 06:00 | 1988-01-01 06:00 | Petroleum | Unleaded gasoline | Unleaded gasoline |  | Steel | Steel |  |  | Steel |  | 1901-01-01 06:00 | [15 empty] | UST Currently In Use: 2; UST Temp Close: 0; AST Currently In Use: 0; AST Temp Closed: 0 | 2 | 0 | 1 | 10146-111-011570 | ALABAMA POWER COMPANY
1164 | Currently in Use |  | 1984-01-01 06:00 |  | Petroleum | Unleaded gasoline | Unleaded gasoline | Industrial | Double Wall, Fiberglass reinforced plastic | Fiberglass reinforced plastic |  |  | Fiberglass reinforced plastic |  | 1901-01-01 06:00 | None | Catchment Basin, Single walled catchment basin | Automatic shutoff device At 95% full | Automatic shutoff device At 95% full |  |  | Continuous Automatic Tank Gauge | Single walled submersible pump containment sump | Automatic shutoff device (AELLD), Containment Sump | Containment Sump |  | MANUAL/VISUAL CHECK | Continuous alarm system | Continuous alarm system |  | UST Currently In Use: 2; UST Temp Close: 0; AST Currently In Use: 0; AST Temp Closed: 0 | 2 | 0 | 1 | 10146-111-011570 | ALABAMA POWER COMPANY
1165 | Currently in Use |  | 1987-01-01 06:00 |  | Petroleum | On road diesel | On road diesel | Industrial | Double Wall, Fiberglass reinforced plastic | Fiberglass reinforced plastic |  |  | Fiberglass reinforced plastic |  | 1901-01-01 06:00 | None | Catchment Basin, Single walled catchment basin | Automatic shutoff device At 95% full | Automatic shutoff device At 95% full |  |  | Continuous Automatic Tank Gauge | Single walled submersible pump containment sump | Automatic shutoff device (AELLD), Containment Sump | Containment Sump |  | MANUAL/VISUAL CHECK | Continuous alarm system | Continuous alarm system |  | UST Currently In Use: 2; UST Temp Close: 0; AST Currently In Use: 0; AST Temp Closed: 0 | 2 | 0 | 1 | 10146-111-011570 | ALABAMA POWER COMPANY
1166 | Permanently Closed | 1996-11-11 06:00 | 1974-01-01 06:00 | 1996-12-16 06:00 | Petroleum | Unleaded gasoline | Unleaded gasoline | Bulk facility | Steel | Steel |  | Painted or None | Steel |  | 1901-01-01 06:00 | [12 empty] | Annual line testing | Annual line testing |  | UST Currently In Use: 0; UST Temp Close: 0; AST Currently In Use: 0; AST Temp Closed: 0 | 0 | 0 | 2 | 10146-113-010968 | ALABAMA POWER COMPANY
1167 | Permanently Closed | 1996-11-11 06:00 | 1974-01-01 06:00 | 1996-12-16 06:00 | Petroleum | On road diesel | On road diesel | Bulk facility | Steel | Steel |  | Painted or None | Steel |  | 1901-01-01 06:00 | [12 empty] | Annual line testing | Annual line testing |  | UST Currently In Use: 0; UST Temp Close: 0; AST Currently In Use: 0; AST Temp Closed: 0 | 0 | 0 | 2 | 10146-113-010968 | ALABAMA POWER COMPANY
1168 | Permanently Closed | 1996-11-27 06:00 | 1980-07-01 06:00 |  | Petroleum | Unleaded gasoline | Unleaded gasoline | Bulk facility | Fiberglass reinforced plastic | Fiberglass reinforced plastic |  |  | Steel |  | 1901-01-01 06:00 | [12 empty] | Annual line testing | Annual line testing |  | UST Currently In Use: 1; UST Temp Close: 0; AST Currently In Use: 0; AST Temp Closed: 0 | 1 | 0 | 2 | 10146-115-011577 | ALABAMA POWER COMPANY
1169 | Permanently Closed | 1996-11-27 06:00 | 1980-07-01 06:00 |  | Petroleum | On road diesel | On road diesel | Bulk facility | Fiberglass reinforced plastic | Fiberglass reinforced plastic |  |  | Steel |  | 1901-01-01 06:00 | [12 empty] | Annual line testing | Annual line testing |  | UST Currently In Use: 1; UST Temp Close: 0; AST Currently In Use: 0; AST Temp Closed: 0 | 1 | 0 | 2 | 10146-115-011577 | ALABAMA POWER COMPANY
1170 | Permanently Closed | 1991-11-19 06:00 | 1972-01-01 06:00 | 1992-01-20 06:00 | Petroleum | Used oil | Used oil |  | Steel | Steel |  | Painted or None | Steel |  | 1901-01-01 06:00 | [15 empty] | UST Currently In Use: 2; UST Temp Close: 0; AST Currently In Use: 0; AST Temp Closed: 0 | 2 | 0 | 9 | 10146-117-010286 | ALABAMA POWER COMPANY
1171 | Permanently Closed | 1997-10-20 06:00 | 1972-01-01 06:00 |  | Petroleum | Unleaded gasoline | Unleaded gasoline | Bulk facility | Steel | Steel |  | Painted or None | Steel |  | 1901-01-01 06:00 | [12 empty] | Annual line testing | Annual line testing |  | UST Currently In Use: 2; UST Temp Close: 0; AST Currently In Use: 0; AST Temp Closed: 0 | 2 | 0 | 9 | 10146-117-010286 | ALABAMA POWER COMPANY
1172 | Permanently Closed | 1991-11-19 06:00 | 1972-01-01 06:00 | 1992-01-20 06:00 | Petroleum | Kerosene | Kerosene |  | Steel | Steel |  | Painted or None | Steel |  | 1901-01-01 06:00 | [15 empty] | UST Currently In Use: 2; UST Temp Close: 0; AST Currently In Use: 0; AST Temp Closed: 0 | 2 | 0 | 9 | 10146-117-010286 | ALABAMA POWER COMPANY
1173 | Permanently Closed | 1991-11-19 06:00 | 1972-01-01 06:00 | 1992-01-20 06:00 | Petroleum | Used oil | Used oil |  | Steel | Steel |  | Painted or None | Steel |  | 1901-01-01 06:00 | [15 empty] | UST Currently In Use: 2; UST Temp Close: 0; AST Currently In Use: 0; AST Temp Closed: 0 | 2 | 0 | 9 | 10146-117-010286 | ALABAMA POWER COMPANY
1174 | Permanently Closed | 1991-11-19 06:00 | 1972-01-01 06:00 | 1992-01-20 06:00 | Petroleum | Used oil | Used oil |  | Steel | Steel |  | Painted or None | Steel |  | 1901-01-01 06:00 | [15 empty] | UST Currently In Use: 2; UST Temp Close: 0; AST Currently In Use: 0; AST Temp Closed: 0 | 2 | 0 | 9 | 10146-117-010286 | ALABAMA POWER COMPANY
1175 | Permanently Closed | 1991-11-19 06:00 | 1972-01-01 06:00 | 1992-01-20 06:00 | Petroleum | Other, MNRLSPIRIT | Other |  | Steel | Steel |  | Painted or None | Steel |  | 1901-01-01 06:00 | [15 empty] | UST Currently In Use: 2; UST Temp Close: 0; AST Currently In Use: 0; AST Temp Closed: 0 | 2 | 0 | 9 | 10146-117-010286 | ALABAMA POWER COMPANY
1176 | Permanently Closed | 1997-10-20 06:00 | 1981-01-01 06:00 |  | Petroleum | On road diesel | On road diesel | Bulk facility | Steel | Steel |  | Painted or None | Steel |  | 1901-01-01 06:00 | [12 empty] | Annual line testing | Annual line testing |  | UST Currently In Use: 2; UST Temp Close: 0; AST Currently In Use: 0; AST Temp Closed: 0 | 2 | 0 | 9 | 10146-117-010286 | ALABAMA POWER COMPANY
1177 | Permanently Closed | 1997-10-20 06:00 | 1972-01-01 06:00 |  | Petroleum | Unleaded gasoline | Unleaded gasoline | Bulk facility | Steel | Steel |  | Painted or None | Steel |  | 1901-01-01 06:00 | [12 empty] | Annual line testing | Annual line testing |  | UST Currently In Use: 2; UST Temp Close: 0; AST Currently In Use: 0; AST Temp Closed: 0 | 2 | 0 | 9 | 10146-117-010286 | ALABAMA POWER COMPANY
1178 | Permanently Closed | 1991-11-19 06:00 | 1972-01-01 06:00 | 1992-01-20 06:00 | Petroleum | Used oil | Used oil |  | Steel | Steel |  | Painted or None | Steel |  | 1901-01-01 06:00 | [15 empty] | UST Currently In Use: 2; UST Temp Close: 0; AST Currently In Use: 0; AST Temp Closed: 0 | 2 | 0 | 9 | 10146-117-010286 | ALABAMA POWER COMPANY
1179 | Permanently Closed | 1990-08-14 06:00 | 1972-01-01 06:00 | 1990-08-14 06:00 | Petroleum | On road diesel | On road diesel |  | Steel | Steel |  |  | Steel |  | 1901-01-01 06:00 | [15 empty] | UST Currently In Use: 0; UST Temp Close: 0; AST Currently In Use: 0; AST Temp Closed: 0 | 0 | 0 | 2 | 10146-117-010287 | ALABAMA POWER COMPANY
1180 | Permanently Closed | 1990-08-14 06:00 | 1972-01-01 06:00 | 1990-08-14 06:00 | Petroleum | Used oil | Used oil |  | Steel | Steel |  |  | Steel |  | 1901-01-01 06:00 | [15 empty] | UST Currently In Use: 0; UST Temp Close: 0; AST Currently In Use: 0; AST Temp Closed: 0 | 0 | 0 | 2 | 10146-117-010287 | ALABAMA POWER COMPANY
1181 | Permanently Closed | 1988-03-01 06:00 | 1973-01-01 06:00 | 1988-03-08 06:00 | Petroleum | Used oil | Used oil |  | Steel | Steel | Other, POLYETHYLE |  | Steel |  | 1901-01-01 06:00 | [15 empty] | UST Currently In Use: 0; UST Temp Close: 0; AST Currently In Use: 0; AST Temp Closed: 0 | 0 | 0 | 2 | 10146-117-010288 | ALABAMA POWER COMPANY
1182 | Permanently Closed | 1988-03-01 06:00 | 1981-01-01 06:00 | 1988-03-08 06:00 | Petroleum | Used oil | Used oil |  | Steel | Steel | Other, POLYETHYLE |  | Steel |  | 1901-01-01 06:00 | [15 empty] | UST Currently In Use: 0; UST Temp Close: 0; AST Currently In Use: 0; AST Temp Closed: 0 | 0 | 0 | 2 | 10146-117-010288 | ALABAMA POWER COMPANY
1183 | Permanently Closed | 1901-01-01 06:00 | 1978-01-01 06:00 | 1988-05-03 06:00 | Petroleum | On road diesel | On road diesel |  | Steel | Steel |  | Painted or None | Steel |  | 1901-01-01 06:00 | [15 empty] | UST Currently In Use: 0; UST Temp Close: 0; AST Currently In Use: 0; AST Temp Closed: 0 | 0 | 0 | 1 | 10146-117-010976 | ALABAMA POWER COMPANY
1184 | Permanently Closed | 1992-08-24 06:00 | 1981-01-01 06:00 | 1992-08-24 06:00 | Petroleum | Unleaded gasoline | Unleaded gasoline |  | Steel | Steel |  | Painted or None | Steel |  | 1901-01-01 06:00 | [15 empty] | UST Currently In Use: 0; UST Temp Close: 0; AST Currently In Use: 0; AST Temp Closed: 0 | 0 | 0 | 2 | 10146-117-010977 | ALABAMA POWER COMPANY
1185 | Permanently Closed | 1992-08-24 06:00 | 1981-01-01 06:00 | 1992-08-24 06:00 | Petroleum | On road diesel | On road diesel |  | Steel | Steel |  | Painted or None | Steel |  | 1901-01-01 06:00 | [15 empty] | UST Currently In Use: 0; UST Temp Close: 0; AST Currently In Use: 0; AST Temp Closed: 0 | 0 | 0 | 2 | 10146-117-010977 | ALABAMA POWER COMPANY
1186 | Permanently Closed | 2016-11-22 06:00 | 1980-01-01 06:00 |  | Petroleum | On road diesel | On road diesel | Industrial | Steel | Steel | Field installed cathodic protection |  | Steel |  |  | Field installed cathodic protection | Catchment Basin, Single walled catchment basin | Automatic shutoff device At 95% full | Automatic shutoff device At 95% full |  |  | Continuous Automatic Tank Gauge |  | Automatic shutoff device (AELLD) | Automatic shutoff device (AELLD) |  |  | Continuous alarm system | Continuous alarm system |  | UST Currently In Use: 0; UST Temp Close: 0; AST Currently In Use: 3; AST Temp Closed: 0 | 0 | 0 | 3 | 10146-117-010980 | ALABAMA POWER COMPANY
1187 | Permanently Closed | 1982-12-01 06:00 | 1957-01-01 06:00 | 1987-06-01 06:00 | Petroleum | On road diesel | On road diesel |  |  |  |  | Painted or None |  |  | 1901-01-01 06:00 | [15 empty] | UST Currently In Use: 0; UST Temp Close: 0; AST Currently In Use: 3; AST Temp Closed: 0 | 0 | 0 | 3 | 10146-117-010980 | ALABAMA POWER COMPANY
1188 | Permanently Closed | 1901-01-01 06:00 | 1982-01-01 06:00 | 1989-09-18 06:00 | Petroleum | Unleaded gasoline | Unleaded gasoline |  | Steel | Steel |  | Painted or None | Steel |  | 1901-01-01 06:00 | [15 empty] | UST Currently In Use: 0; UST Temp Close: 0; AST Currently In Use: 3; AST Temp Closed: 0 | 0 | 0 | 3 | 10146-117-010980 | ALABAMA POWER COMPANY
1189 | Permanently Closed | 2018-09-12 06:00 | 1986-07-22 06:00 | 2018-09-12 06:00 | Petroleum | Unleaded gasoline | Unleaded gasoline | Industrial | Fiberglass reinforced plastic | Fiberglass reinforced plastic |  |  | Fiberglass reinforced plastic, DBW |  | 1901-01-01 06:00 | None | Catchment Basin, Single walled catchment basin | Automatic shutoff device At 95% full, Flow Rest 90% Full | Flow Rest 90% Full |  |  | Continuous Automatic Tank Gauge |  | Automatic flow restrictor (MLLD) | Automatic flow restrictor (MLLD) | Interstitial Monitoring within Secondary Containment |  | Continuous alarm system | Continuous alarm system |  | UST Currently In Use: 0; UST Temp Close: 0; AST Currently In Use: 0; AST Temp Closed: 0 | 0 | 0 | 2 | 10146-117-010996 | ALABAMA POWER COMPANY
1190 | Permanently Closed | 2018-09-12 06:00 | 1986-07-22 06:00 | 2018-09-12 06:00 | Petroleum | On road diesel | On road diesel | Industrial | Fiberglass reinforced plastic | Fiberglass reinforced plastic |  |  | Fiberglass reinforced plastic, DBW |  | 1901-01-01 06:00 | None | Catchment Basin, Single walled catchment basin | Automatic shutoff device At 95% full, Flow Rest 90% Full | Flow Rest 90% Full |  |  | Continuous Automatic Tank Gauge |  | Automatic flow restrictor (MLLD) | Automatic flow restrictor (MLLD) | Interstitial Monitoring within Secondary Containment |  | Continuous alarm system | Continuous alarm system |  | UST Currently In Use: 0; UST Temp Close: 0; AST Currently In Use: 0; AST Temp Closed: 0 | 0 | 0 | 2 | 10146-117-010996 | ALABAMA POWER COMPANY
1191 | Permanently Closed | 1998-10-02 06:00 | 1983-01-01 06:00 |  | Petroleum | Unleaded gasoline | Unleaded gasoline | Bulk facility | Fiberglass reinforced plastic | Fiberglass reinforced plastic |  |  | Fiberglass reinforced plastic |  | 1901-01-01 06:00 | None | [11 empty] | Annual line testing | Annual line testing |  | UST Currently In Use: 0; UST Temp Close: 0; AST Currently In Use: 0; AST Temp Closed: 0 | 0 | 0 | 1 | 10146-117-010997 | ALABAMA POWER COMPANY
1192 | Permanently Closed | 1992-02-13 06:00 | 1974-01-01 06:00 | 1992-02-13 06:00 | Petroleum | Unleaded gasoline | Unleaded gasoline |  | Steel | Steel |  | Painted or None |  |  | 1901-01-01 06:00 | [15 empty] | UST Currently In Use: 0; UST Temp Close: 0; AST Currently In Use: 0; AST Temp Closed: 0 | 0 | 0 | 1 | 10146-117-011567 | ALABAMA POWER COMPANY
1193 | Permanently Closed | 1991-12-09 06:00 | 1969-01-01 06:00 | 1991-12-09 06:00 | Petroleum | Unleaded gasoline | Unleaded gasoline |  | Steel | Steel |  |  |  |  | 1901-01-01 06:00 | [15 empty] | UST Currently In Use: 0; UST Temp Close: 0; AST Currently In Use: 0; AST Temp Closed: 0 | 0 | 0 | 1 | 10146-119-011553 | ALABAMA POWER COMPANY
1194 | Currently in Use |  | 1984-10-01 06:00 |  | Petroleum | Unleaded gasoline | Unleaded gasoline | Industrial | Fiberglass reinforced plastic | Fiberglass reinforced plastic |  |  | Double Wall, Fiberglass reinforced plastic |  | 1901-01-01 06:00 |  | Catchment Basin, Single walled catchment basin | Automatic shutoff device At 95% full | Automatic shutoff device At 95% full |  |  | Continuous Automatic Tank Gauge |  | Automatic shutoff device (AELLD), Containment Sump | Containment Sump | Interstitial Monitoring within Secondary Containment | SENSOR TO ATG | Continuous alarm system | Continuous alarm system |  | UST Currently In Use: 2; UST Temp Close: 0; AST Currently In Use: 0; AST Temp Closed: 0 | 2 | 0 | 0 | 10146-121-011576 | ALABAMA POWER COMPANY
1195 | Currently in Use |  | 1984-10-01 06:00 |  | Petroleum | On road diesel | On road diesel | Industrial | Fiberglass reinforced plastic | Fiberglass reinforced plastic |  |  | Double Wall, Fiberglass reinforced plastic |  | 1901-01-01 06:00 |  | Catchment Basin, Single walled catchment basin | Automatic shutoff device At 95% full | Automatic shutoff device At 95% full |  |  | Continuous Automatic Tank Gauge |  | Automatic shutoff device (AELLD), Containment Sump | Containment Sump | Interstitial Monitoring within Secondary Containment | SENSOR TO ATG | Continuous alarm system | Continuous alarm system |  | UST Currently In Use: 2; UST Temp Close: 0; AST Currently In Use: 0; AST Temp Closed: 0 | 2 | 0 | 0 | 10146-121-011576 | ALABAMA POWER COMPANY
1196 | Permanently Closed | 1994-06-20 06:00 | 1979-01-01 06:00 | 1994-07-28 06:00 | Petroleum | On road diesel | On road diesel |  | Steel | Steel |  | Painted or None | Steel |  | 1901-01-01 06:00 | [12 empty] | Annual line testing | Annual line testing |  | UST Currently In Use: 1; UST Temp Close: 0; AST Currently In Use: 0; AST Temp Closed: 0 | 1 | 0 | 2 | 10146-123-011572 | ALABAMA POWER COMPANY
1197 | Permanently Closed | 1994-06-20 06:00 | 1979-01-01 06:00 | 1994-07-28 06:00 | Petroleum | Unleaded gasoline | Unleaded gasoline |  | Steel | Steel |  | Painted or None | Steel |  | 1901-01-01 06:00 | [12 empty] | Annual line testing | Annual line testing |  | UST Currently In Use: 1; UST Temp Close: 0; AST Currently In Use: 0; AST Temp Closed: 0 | 1 | 0 | 2 | 10146-123-011572 | ALABAMA POWER COMPANY
1198 | Permanently Closed | 1990-02-26 06:00 | 1953-01-01 06:00 | 1990-02-26 06:00 | Petroleum | Unleaded gasoline | Unleaded gasoline |  | Steel | Steel |  |  |  |  | 1901-01-01 06:00 | [15 empty] | UST Currently In Use: 0; UST Temp Close: 0; AST Currently In Use: 0; AST Temp Closed: 0 | 0 | 0 | 1 | 10146-125-011568 | ALABAMA POWER COMPANY
1199 | Permanently Closed | 1992-10-06 06:00 | 1968-01-01 06:00 |  | Petroleum | Unleaded gasoline | Unleaded gasoline |  | Steel | Steel |  | Painted or None | Steel |  | 1901-01-01 06:00 | None | [11 empty] | Annual line testing | Annual line testing |  | UST Currently In Use: 0; UST Temp Close: 0; AST Currently In Use: 0; AST Temp Closed: 0 | 0 | 0 | 7 | 10146-125-011569 | ALABAMA POWER COMPANY
1200 | Permanently Closed | 1990-04-01 06:00 | 1968-01-01 06:00 | 1990-10-15 06:00 | Petroleum | On road diesel | On road diesel |  | Steel | Steel |  | Painted or None |  |  | 1901-01-01 06:00 | [15 empty] | UST Currently In Use: 0; UST Temp Close: 0; AST Currently In Use: 0; AST Temp Closed: 0 | 0 | 0 | 7 | 10146-125-011569 | ALABAMA POWER COMPANY
1201 | Permanently Closed | 1992-10-06 06:00 | 1968-01-01 06:00 |  | Petroleum | Used oil | Used oil |  | Steel | Steel |  | Painted or None | Steel |  | 1901-01-01 06:00 | None | [14 empty] | UST Currently In Use: 0; UST Temp Close: 0; AST Currently In Use: 0; AST Temp Closed: 0 | 0 | 0 | 7 | 10146-125-011569 | ALABAMA POWER COMPANY
1202 | Permanently Closed | 1992-10-06 06:00 | 1970-01-01 06:00 |  | Petroleum | Used oil | Used oil |  | Steel | Steel |  | Painted or None | Steel |  | 1901-01-01 06:00 | None | [11 empty] | Annual line testing | Annual line testing |  | UST Currently In Use: 0; UST Temp Close: 0; AST Currently In Use: 0; AST Temp Closed: 0 | 0 | 0 | 7 | 10146-125-011569 | ALABAMA POWER COMPANY
1203 | Permanently Closed | 1998-02-24 06:00 | 1987-05-29 06:00 |  | Petroleum | Unleaded gasoline | Unleaded gasoline | Bulk facility | Fiberglass reinforced plastic | Fiberglass reinforced plastic |  |  | Fiberglass reinforced plastic |  | 1901-01-01 06:00 | None | Catchment Basin, Single walled catchment basin | [10 empty] | Annual line testing | Annual line testing |  | UST Currently In Use: 0; UST Temp Close: 0; AST Currently In Use: 0; AST Temp Closed: 0 | 0 | 0 | 4 | 10146-125-013203 | ALABAMA POWER COMPANY
1204 | Permanently Closed | 1994-05-06 06:00 | 1986-01-01 06:00 | 1994-06-09 06:00 | Petroleum | Used oil | Used oil |  | Fiberglass reinforced plastic | Fiberglass reinforced plastic |  |  | Fiberglass reinforced plastic |  | 1901-01-01 06:00 | [15 empty] | UST Currently In Use: 0; UST Temp Close: 0; AST Currently In Use: 0; AST Temp Closed: 0 | 0 | 0 | 4 | 10146-125-013203 | ALABAMA POWER COMPANY
1205 | Permanently Closed | 2017-01-18 06:00 | 1989-01-01 06:00 |  | Petroleum | On road diesel | On road diesel | Emergency Power Generator, Industrial | Fiberglass reinforced plastic | Fiberglass reinforced plastic |  |  | Fiberglass reinforced plastic |  | 1901-01-01 06:00 |  | Catchment Basin, Single walled catchment basin | Flow Rest 90% Full | Flow Rest 90% Full | [11 empty] | UST Currently In Use: 0; UST Temp Close: 0; AST Currently In Use: 0; AST Temp Closed: 0 | 0 | 0 | 4 | 10146-125-013203 | ALABAMA POWER COMPANY
1206 | Permanently Closed | 1994-05-06 06:00 | 1989-01-01 06:00 | 1994-06-09 06:00 | Petroleum | Used oil | Used oil |  | Fiberglass reinforced plastic | Fiberglass reinforced plastic |  |  | Fiberglass reinforced plastic |  | 1901-01-01 06:00 | [12 empty] | Annual line testing | Annual line testing |  | UST Currently In Use: 0; UST Temp Close: 0; AST Currently In Use: 0; AST Temp Closed: 0 | 0 | 0 | 4 | 10146-125-013203 | ALABAMA POWER COMPANY
1207 | Permanently Closed | 1989-05-06 06:00 | 1980-01-01 06:00 | 1989-05-06 06:00 | Petroleum | Unleaded gasoline | Unleaded gasoline |  | Steel | Steel |  | Painted or None | Steel |  | 1901-01-01 06:00 | [15 empty] | UST Currently In Use: 0; UST Temp Close: 0; AST Currently In Use: 6; AST Temp Closed: 0 | 0 | 0 | 1 | 10146-127-011547 | ALABAMA POWER COMPANY
1208 | Permanently Closed | 1992-05-06 06:00 | 1974-01-01 06:00 |  | Petroleum | Unleaded gasoline | Unleaded gasoline |  | Steel | Steel |  | Painted or None |  |  | 1901-01-01 06:00 | [15 empty] | UST Currently In Use: 0; UST Temp Close: 0; AST Currently In Use: 0; AST Temp Closed: 0 | 0 | 0 | 1 | 10146-127-011563 | ALABAMA POWER COMPANY
1209 | Permanently Closed | 1994-11-28 06:00 | 1975-01-01 06:00 | 1995-02-08 06:00 | Petroleum | Unleaded gasoline | Unleaded gasoline |  | Steel | Steel |  | Painted or None |  |  | 1901-01-01 06:00 | [12 empty] | Annual line testing | Annual line testing |  | UST Currently In Use: 2; UST Temp Close: 0; AST Currently In Use: 0; AST Temp Closed: 0 | 2 | 0 | 4 | 10146-127-011565 | ALABAMA POWER COMPANY
1210 | Permanently Closed | 1994-11-28 06:00 | 1975-01-01 06:00 | 1995-02-08 06:00 | Petroleum | On road diesel | On road diesel |  | Steel | Steel |  | Painted or None |  |  | 1901-01-01 06:00 | [12 empty] | Annual line testing | Annual line testing |  | UST Currently In Use: 2; UST Temp Close: 0; AST Currently In Use: 0; AST Temp Closed: 0 | 2 | 0 | 4 | 10146-127-011565 | ALABAMA POWER COMPANY
1211 | Permanently Closed | 1993-02-23 06:00 | 1975-01-01 06:00 | 1993-02-23 06:00 | Petroleum | Used oil | Used oil |  | Steel | Steel |  | Painted or None |  |  | 1901-01-01 06:00 | [15 empty] | UST Currently In Use: 2; UST Temp Close: 0; AST Currently In Use: 0; AST Temp Closed: 0 | 2 | 0 | 4 | 10146-127-011565 | ALABAMA POWER COMPANY
1212 | Permanently Closed | 1993-02-23 06:00 | 1977-01-01 06:00 | 1993-02-23 06:00 | Petroleum | Used oil | Used oil |  | Steel | Steel |  | Painted or None |  |  | 1901-01-01 06:00 | [15 empty] | UST Currently In Use: 2; UST Temp Close: 0; AST Currently In Use: 0; AST Temp Closed: 0 | 2 | 0 | 4 | 10146-127-011565 | ALABAMA POWER COMPANY
1213 | Permanently Closed | 1993-03-30 06:00 | 1971-01-01 06:00 |  | Petroleum | Unleaded gasoline | Unleaded gasoline |  | Steel | Steel |  | Painted or None |  |  | 1901-01-01 06:00 | None | [11 empty] | Annual line testing | Annual line testing |  | UST Currently In Use: 0; UST Temp Close: 0; AST Currently In Use: 0; AST Temp Closed: 0 | 0 | 0 | 1 | 10146-133-011562 | ALABAMA POWER COMPANY
1214 | Permanently Closed | 1901-01-01 06:00 | 1977-01-01 06:00 | 1988-01-01 06:00 | Petroleum | On road diesel | On road diesel |  | Steel | Steel |  | Painted or None | Steel |  | 1901-01-01 06:00 | [15 empty] | UST Currently In Use: 0; UST Temp Close: 0; AST Currently In Use: 8; AST Temp Closed: 0 | 0 | 0 | 2 | 23549-099-001419 | ALABAMA RIVER CELLULOSE LLC
1215 | Permanently Closed | 1901-01-01 06:00 | 1977-01-01 06:00 | 1988-01-01 06:00 | Petroleum | Unleaded gasoline | Unleaded gasoline |  | Steel | Steel |  | Painted or None | Steel |  | 1901-01-01 06:00 | [15 empty] | UST Currently In Use: 0; UST Temp Close: 0; AST Currently In Use: 8; AST Temp Closed: 0 | 0 | 0 | 2 | 23549-099-001419 | ALABAMA RIVER CELLULOSE LLC
1216 | Permanently Closed | 1991-01-01 06:00 | 1974-01-01 06:00 | 1991-01-01 06:00 | Petroleum | Unleaded gasoline | Unleaded gasoline |  | Steel | Steel |  | Painted or None | Steel |  | 1901-01-01 06:00 | [15 empty] | UST Currently In Use: 0; UST Temp Close: 0; AST Currently In Use: 0; AST Temp Closed: 0 | 0 | 0 | 1 | 10151-115-003192 | ALABAMA SHERIFFS BOYS RANCH
1217 | Cannot Locate or abandoned | 1990-10-09 06:00 | 1979-01-01 06:00 |  | Petroleum | Other, OTHER | Other |  |  |  |  | Painted or None | Steel |  | 1901-01-01 06:00 | [15 empty] | UST Currently In Use: 0; UST Temp Close: 0; AST Currently In Use: 0; AST Temp Closed: 0 | 0 | 0 | 0 | 10152-103-011377 | ALABAMA SHERIFFS BOYS RANCH NORTH
1218 | Cannot Locate or abandoned | 1990-10-09 06:00 | 1979-01-01 06:00 |  | Petroleum | Other, OTHER | Other |  |  |  |  | Painted or None | Steel |  | 1901-01-01 06:00 | [15 empty] | UST Currently In Use: 0; UST Temp Close: 0; AST Currently In Use: 0; AST Temp Closed: 0 | 0 | 0 | 0 | 10152-103-011377 | ALABAMA SHERIFFS BOYS RANCH NORTH
1220 | Permanently Closed | 1992-11-17 06:00 | 1976-01-01 06:00 |  | Petroleum | Unleaded gasoline | Unleaded gasoline | State/federal government | Steel | Steel |  | Painted or None | Steel |  | 1901-01-01 06:00 | [6 empty] | Statistical Inventory Reconciliation (SIR) | [8 empty] | UST Currently In Use: 0; UST Temp Close: 0; AST Currently In Use: 0; AST Temp Closed: 0 | 0 | 0 | 3 | 10153-097-009842 | ALABAMA STATE DOCKS DEPT
1221 | Permanently Closed | 1998-12-08 06:00 | 1976-01-01 06:00 | 1998-12-08 06:00 | Petroleum | Unleaded gasoline | Unleaded gasoline | State/federal government | Steel | Steel |  | Painted or None | Steel |  | 1901-01-01 06:00 | [6 empty] | Statistical Inventory Reconciliation (SIR) | [8 empty] | UST Currently In Use: 0; UST Temp Close: 0; AST Currently In Use: 0; AST Temp Closed: 0 | 0 | 0 | 3 | 10153-097-009842 | ALABAMA STATE DOCKS DEPT
1222 | Permanently Closed | 1998-12-08 06:00 | 1976-01-01 06:00 | 1998-12-08 06:00 | Petroleum | On road diesel | On road diesel | State/federal government | Steel | Steel |  | Painted or None | Steel |  | 1901-01-01 06:00 | [6 empty] | Statistical Inventory Reconciliation (SIR) | [8 empty] | UST Currently In Use: 0; UST Temp Close: 0; AST Currently In Use: 0; AST Temp Closed: 0 | 0 | 0 | 3 | 10153-097-009842 | ALABAMA STATE DOCKS DEPT
1224 | Cannot Locate or abandoned | 2001-02-12 06:00 | 1977-01-01 06:00 |  | Petroleum | Used oil | Used oil | State/federal government | Steel | Steel | Other, OTHER |  | Steel |  | 1901-01-01 06:00 |  | Other, EXEMPT | Other, EXEMPT | Other |  |  | Manual Tank Gauging (only tanks 1000 gal. or less and 48” or 64” in diameter) | [8 empty] | UST Currently In Use: 0; UST Temp Close: 0; AST Currently In Use: 0; AST Temp Closed: 0 | 0 | 0 | 0 | 10153-097-009843 | ALABAMA STATE DOCKS DEPT
1225 | Permanently Closed | 1994-04-26 06:00 | 1971-01-01 06:00 | 1994-04-27 06:00 | Petroleum | On road diesel | On road diesel | State/federal government | Steel | Steel |  | Painted or None | Steel |  | 1901-01-01 06:00 | [12 empty] | Annual line testing | Annual line testing |  | UST Currently In Use: 0; UST Temp Close: 0; AST Currently In Use: 0; AST Temp Closed: 0 | 0 | 0 | 4 | 10153-097-009844 | ALABAMA STATE DOCKS DEPT
1226 | Permanently Closed | 1901-01-01 06:00 | 1961-01-01 06:00 | 1994-04-27 06:00 | Petroleum | On road diesel | On road diesel | State/federal government | Steel | Steel |  | Painted or None | Steel |  | 1901-01-01 06:00 | [15 empty] | UST Currently In Use: 0; UST Temp Close: 0; AST Currently In Use: 0; AST Temp Closed: 0 | 0 | 0 | 4 | 10153-097-009844 | ALABAMA STATE DOCKS DEPT
1227 | Permanently Closed | 1994-04-26 06:00 | 1980-01-01 06:00 |  | Petroleum | Unleaded gasoline | Unleaded gasoline | State/federal government | Steel | Steel |  | Painted or None | Steel |  | 1901-01-01 06:00 | [15 empty] | UST Currently In Use: 0; UST Temp Close: 0; AST Currently In Use: 0; AST Temp Closed: 0 | 0 | 0 | 4 | 10153-097-009844 | ALABAMA STATE DOCKS DEPT
1228 | Permanently Closed | 1994-04-26 06:00 | 1980-01-01 06:00 |  | Petroleum | On road diesel | On road diesel | State/federal government | Steel | Steel |  | Painted or None | Steel |  | 1901-01-01 06:00 | [15 empty] | UST Currently In Use: 0; UST Temp Close: 0; AST Currently In Use: 0; AST Temp Closed: 0 | 0 | 0 | 4 | 10153-097-009844 | ALABAMA STATE DOCKS DEPT
1229 | Permanently Closed | 1989-06-09 06:00 | 1980-01-01 06:00 | 1989-06-09 06:00 | Petroleum | Other, OTHER | Other | State/federal government | Fiberglass reinforced plastic | Fiberglass reinforced plastic |  |  | Steel |  | 1901-01-01 06:00 | [15 empty] | UST Currently In Use: 0; UST Temp Close: 0; AST Currently In Use: 0; AST Temp Closed: 0 | 0 | 0 | 1 | 10153-097-009845 | ALABAMA STATE DOCKS DEPT
1230 | Permanently Closed | 1985-03-01 06:00 | 1961-01-01 06:00 | 1990-06-28 06:00 | Petroleum | Unleaded gasoline | Unleaded gasoline | State/federal government | Steel | Steel |  |  |  |  | 1901-01-01 06:00 | [15 empty] | UST Currently In Use: 0; UST Temp Close: 0; AST Currently In Use: 0; AST Temp Closed: 0 | 0 | 0 | 2 | 10153-097-010365 | ALABAMA STATE DOCKS DEPT
1231 | Permanently Closed | 1985-03-01 06:00 | 1962-01-01 06:00 | 1990-06-28 06:00 | Petroleum | Unleaded gasoline | Unleaded gasoline | State/federal government | Steel | Steel |  |  |  |  | 1901-01-01 06:00 | [15 empty] | UST Currently In Use: 0; UST Temp Close: 0; AST Currently In Use: 0; AST Temp Closed: 0 | 0 | 0 | 2 | 10153-097-010365 | ALABAMA STATE DOCKS DEPT
1232 | Permanently Closed | 1985-09-01 06:00 | 1953-01-01 06:00 | 1987-11-01 06:00 | Petroleum | Other, OTHER | Other | State/federal government | Steel | Steel | Other, OTHER |  | Steel |  | 1901-01-01 06:00 | [15 empty] | UST Currently In Use: 0; UST Temp Close: 0; AST Currently In Use: 0; AST Temp Closed: 0 | 0 | 0 | 1 | 10153-097-013080 | ALABAMA STATE DOCKS DEPT
1233 | Permanently Closed | 1901-01-01 06:00 | 1950-01-01 06:00 |  | Petroleum | Unleaded gasoline | Unleaded gasoline |  | Steel | Steel |  |  | Steel |  | 1901-01-01 06:00 | [15 empty] | UST Currently In Use: 0; UST Temp Close: 0; AST Currently In Use: 0; AST Temp Closed: 0 | 0 | 0 | 2 | 10154-073-001049 | ALABAMA STEEL CO DIV OF GATE CITY
1234 | Permanently Closed | 1901-01-01 06:00 | 1970-01-01 06:00 |  | Petroleum | On road diesel | On road diesel |  | Steel | Steel |  |  | Steel |  | 1901-01-01 06:00 | [15 empty] | UST Currently In Use: 0; UST Temp Close: 0; AST Currently In Use: 0; AST Temp Closed: 0 | 0 | 0 | 2 | 10154-073-001049 | ALABAMA STEEL CO DIV OF GATE CITY
1235 | Permanently Closed | 1991-02-25 06:00 | 1949-01-01 06:00 | 1991-02-25 06:00 | Petroleum | Unleaded gasoline | Unleaded gasoline |  | Steel | Steel |  |  |  |  | 1901-01-01 06:00 | [15 empty] | UST Currently In Use: 0; UST Temp Close: 0; AST Currently In Use: 0; AST Temp Closed: 0 | 0 | 0 | 1 | 10155-101-001873 | ALABAMA TRANSFER & STORAGE CO INC
1236 | Permanently Closed | 1901-01-01 06:00 | 1901-01-01 06:00 | 1987-07-28 06:00 | Petroleum | Unleaded gasoline | Unleaded gasoline |  | Steel | Steel |  |  |  |  | 1901-01-01 06:00 | [15 empty] | UST Currently In Use: 0; UST Temp Close: 0; AST Currently In Use: 0; AST Temp Closed: 0 | 0 | 0 | 3 | 10156-073-000001 | ALABAMA UNIFORM RENTAL
1237 | Permanently Closed | 1901-01-01 06:00 | 1901-01-01 06:00 | 1987-07-28 06:00 | Petroleum | On road diesel | On road diesel |  | Steel | Steel |  |  |  |  | 1901-01-01 06:00 | [15 empty] | UST Currently In Use: 0; UST Temp Close: 0; AST Currently In Use: 0; AST Temp Closed: 0 | 0 | 0 | 3 | 10156-073-000001 | ALABAMA UNIFORM RENTAL
1238 | Permanently Closed | 1901-01-01 06:00 | 1901-01-01 06:00 | 1987-07-28 06:00 | Petroleum | On road diesel | On road diesel |  | Steel | Steel |  |  |  |  | 1901-01-01 06:00 | [15 empty] | UST Currently In Use: 0; UST Temp Close: 0; AST Currently In Use: 0; AST Temp Closed: 0 | 0 | 0 | 3 | 10156-073-000001 | ALABAMA UNIFORM RENTAL
1239 | Permanently Closed | 1980-05-01 06:00 | 1963-01-01 06:00 |  | Petroleum | Unleaded gasoline | Unleaded gasoline | [7 empty] | 1901-01-01 06:00 | [15 empty] | UST Currently In Use: 0; UST Temp Close: 0; AST Currently In Use: 0; AST Temp Closed: 0 | 0 | 0 | 2 | 10157-073-011927 | ALABAMA WHOLESALE CONTROLS CO
1240 | Permanently Closed | 1966-01-01 06:00 | 1953-01-01 06:00 |  | Petroleum | Unleaded gasoline | Unleaded gasoline | [7 empty] | 1901-01-01 06:00 | [15 empty] | UST Currently In Use: 0; UST Temp Close: 0; AST Currently In Use: 0; AST Temp Closed: 0 | 0 | 0 | 2 | 10157-073-011927 | ALABAMA WHOLESALE CONTROLS CO
1241 | Permanently Closed | 1997-02-13 06:00 | 1956-01-01 06:00 | 1999-06-17 06:00 | Petroleum | Unleaded gasoline | Unleaded gasoline | State/federal government | Steel | Steel |  |  |  |  | 1901-01-01 06:00 | [15 empty] | UST Currently In Use: 0; UST Temp Close: 0; AST Currently In Use: 1; AST Temp Closed: 0 | 0 | 0 | 4 | 10158-073-001458 | ALABAMA YOUTH SERVICES
1242 | Permanently Closed | 2000-02-01 06:00 | 1982-01-01 06:00 | 1999-12-08 06:00 | Petroleum | On road diesel | On road diesel | Bulk facility, Emergency Power Generator, State/Federal Government | Steel | Steel |  | Painted or None |  |  | 1901-01-01 06:00 | [15 empty] | UST Currently In Use: 0; UST Temp Close: 0; AST Currently In Use: 1; AST Temp Closed: 0 | 0 | 0 | 4 | 10158-073-001458 | ALABAMA YOUTH SERVICES
1243 | Permanently Closed | 2000-02-01 06:00 | 1956-01-01 06:00 | 1999-06-18 06:00 | Petroleum | Unleaded gasoline | Unleaded gasoline | Bulk facility, State/Federal Government | Steel | Steel |  |  |  |  | 1901-01-01 06:00 | [15 empty] | UST Currently In Use: 0; UST Temp Close: 0; AST Currently In Use: 1; AST Temp Closed: 0 | 0 | 0 | 4 | 10158-073-001458 | ALABAMA YOUTH SERVICES
1244 | Permanently Closed | 2000-02-01 06:00 | 1956-01-01 06:00 | 1999-12-08 06:00 | Petroleum | On road diesel | On road diesel | State/federal government | Steel | Steel |  |  |  |  | 1901-01-01 06:00 | [15 empty] | UST Currently In Use: 0; UST Temp Close: 0; AST Currently In Use: 1; AST Temp Closed: 0 | 0 | 0 | 4 | 10158-073-001458 | ALABAMA YOUTH SERVICES
1245 | Permanently Closed | 1998-01-12 06:00 | 1968-05-05 06:00 | 1998-01-12 06:00 | Petroleum | Unleaded gasoline | Unleaded gasoline | State/federal government | Steel | Steel |  |  | Steel |  | 1901-01-01 06:00 | [15 empty] | UST Currently In Use: 0; UST Temp Close: 0; AST Currently In Use: 0; AST Temp Closed: 0 | 0 | 0 | 2 | 10158-073-015181 | ALABAMA YOUTH SERVICES
1246 | Permanently Closed | 1998-01-12 06:00 | 1983-06-07 06:00 | 1998-01-12 06:00 | Petroleum | On road diesel | On road diesel | Emergency Power Generator, State/Federal Government | Steel | Steel |  |  | Steel |  | 1901-01-01 06:00 | [15 empty] | UST Currently In Use: 0; UST Temp Close: 0; AST Currently In Use: 0; AST Temp Closed: 0 | 0 | 0 | 2 | 10158-073-015181 | ALABAMA YOUTH SERVICES
1247 | Permanently Closed | 1993-11-01 06:00 | 1911-11-11 06:00 | 1993-11-01 06:00 | Petroleum | Unleaded gasoline | Unleaded gasoline | State/federal government | Steel | Steel |  |  | Steel |  | 1901-01-01 06:00 | [15 empty] | UST Currently In Use: 0; UST Temp Close: 0; AST Currently In Use: 0; AST Temp Closed: 2 | 0 | 0 | 2 | 10158-101-015180 | ALABAMA YOUTH SERVICES
1248 | Permanently Closed | 1993-11-01 06:00 | 1911-11-11 06:00 | 1993-11-01 06:00 | Petroleum | On road diesel | On road diesel | State/federal government | Steel | Steel |  |  | Steel |  | 1901-01-01 06:00 | [15 empty] | UST Currently In Use: 0; UST Temp Close: 0; AST Currently In Use: 0; AST Temp Closed: 2 | 0 | 0 | 2 | 10158-101-015180 | ALABAMA YOUTH SERVICES
1249 | Permanently Closed | 1998-11-19 06:00 | 1967-11-15 06:00 | 1998-11-19 06:00 | Petroleum | Unleaded gasoline | Unleaded gasoline | Industrial | Steel | Steel | Field installed cathodic protection |  | Steel |  | 1901-01-01 06:00 | Field installed cathodic protection | Catchment Basin, Single walled catchment basin | Automatic shutoff device At 95% full | Automatic shutoff device At 95% full | [11 empty] | UST Currently In Use: 0; UST Temp Close: 0; AST Currently In Use: 0; AST Temp Closed: 1 | 0 | 0 | 1 | 20404-033-000931 | MIDCOAST INTERSTATE TRANSMISSION INC
1250 | Permanently Closed | 2017-01-01 06:00 | 1964-01-01 06:00 | 2023-11-28 06:00 | Petroleum | Unleaded gasoline | Unleaded gasoline | Bulk facility | Steel | Steel | Field installed cathodic protection |  | Fiberglass reinforced plastic |  |  |  | Catchment Basin, Single walled catchment basin | Automatic shutoff device At 95% full | Automatic shutoff device At 95% full |  |  | Statistical Inventory Reconciliation (SIR) | [8 empty] | UST Currently In Use: 0; UST Temp Close: 0; AST Currently In Use: 2; AST Temp Closed: 0 | 0 | 0 | 3 | 10160-101-000099 | WHITFIELD FOOD INC
1251 | Permanently Closed | 2017-01-01 06:00 | 1964-01-01 06:00 | 2023-11-28 06:00 | Petroleum | On road diesel | On road diesel | Bulk facility | Steel | Steel | Field installed cathodic protection |  | Steel |  |  | Field installed cathodic protection | Catchment Basin, Single walled catchment basin | Automatic shutoff device At 95% full | Automatic shutoff device At 95% full |  |  | Statistical Inventory Reconciliation (SIR) | [8 empty] | UST Currently In Use: 0; UST Temp Close: 0; AST Currently In Use: 2; AST Temp Closed: 0 | 0 | 0 | 3 | 10160-101-000099 | WHITFIELD FOOD INC
1252 | Permanently Closed | 2017-07-14 06:00 | 1979-01-01 06:00 | 2017-07-14 06:00 | Petroleum | On road diesel | On road diesel | Bulk facility | Steel | Steel | Field installed cathodic protection |  | Steel |  |  | Field installed cathodic protection | Catchment Basin, Single walled catchment basin | Automatic shutoff device At 95% full | Automatic shutoff device At 95% full |  |  | Statistical Inventory Reconciliation (SIR) | [8 empty] | UST Currently In Use: 0; UST Temp Close: 0; AST Currently In Use: 2; AST Temp Closed: 0 | 0 | 0 | 3 | 10160-101-000099 | WHITFIELD FOOD INC
1255 | Permanently Closed | 1992-01-06 06:00 | 1966-01-01 06:00 | 1992-01-06 06:00 | Petroleum | Unleaded gasoline | Unleaded gasoline |  | Steel | Steel |  |  | Steel |  | 1901-01-01 06:00 | [12 empty] | Annual line testing | Annual line testing |  | UST Currently In Use: 2; UST Temp Close: 0; AST Currently In Use: 0; AST Temp Closed: 0 | 2 | 0 | 4 | 24201-101-007211 | PRATHARYAN INC
1256 | Permanently Closed | 1992-01-06 06:00 | 1966-01-01 06:00 | 1992-01-06 06:00 | Petroleum | Unleaded gasoline | Unleaded gasoline |  | Steel | Steel |  |  | Steel |  | 1901-01-01 06:00 | [12 empty] | Annual line testing | Annual line testing |  | UST Currently In Use: 2; UST Temp Close: 0; AST Currently In Use: 0; AST Temp Closed: 0 | 2 | 0 | 4 | 24201-101-007211 | PRATHARYAN INC
1257 | Permanently Closed | 1992-01-06 06:00 | 1966-01-01 06:00 | 1992-01-06 06:00 | Petroleum | Unleaded gasoline | Unleaded gasoline |  | Steel | Steel |  |  | Steel |  | 1901-01-01 06:00 | [12 empty] | Annual line testing | Annual line testing |  | UST Currently In Use: 2; UST Temp Close: 0; AST Currently In Use: 0; AST Temp Closed: 0 | 2 | 0 | 4 | 24201-101-007211 | PRATHARYAN INC
1258 | Permanently Closed | 1992-01-17 06:00 | 1966-01-01 06:00 | 1992-01-17 06:00 | Petroleum | Used oil | Used oil |  | Steel | Steel |  |  |  |  | 1901-01-01 06:00 | [12 empty] | Annual line testing | Annual line testing |  | UST Currently In Use: 2; UST Temp Close: 0; AST Currently In Use: 0; AST Temp Closed: 0 | 2 | 0 | 4 | 24201-101-007211 | PRATHARYAN INC
1259 | Permanently Closed | 1992-12-10 06:00 | 1978-01-01 06:00 | 1992-12-10 06:00 | Petroleum | Unleaded gasoline | Unleaded gasoline |  | Steel | Steel |  | Painted or None | Steel |  | 1901-01-01 06:00 | [12 empty] | Annual line testing | Annual line testing |  | UST Currently In Use: 0; UST Temp Close: 0; AST Currently In Use: 0; AST Temp Closed: 0 | 0 | 0 | 3 | 24969-101-001905 | KOAM MAINTENANCE LLC
1260 | Permanently Closed | 2008-04-23 06:00 | 1980-01-01 06:00 |  | Petroleum | Unleaded gasoline | Unleaded gasoline | Industrial, Retail | Steel | Steel | Field installed cathodic protection |  | Steel |  | 1901-01-01 06:00 | Field installed cathodic protection | Catchment Basin, Single walled catchment basin | Automatic shutoff device At 95% full, Flow Rest 90% Full | Flow Rest 90% Full |  |  | Statistical Inventory Reconciliation (SIR) |  | Automatic flow restrictor (MLLD) | Automatic flow restrictor (MLLD) |  |  | Statistical inventory reconciliation (SIR) | Statistical inventory reconciliation (SIR) |  | UST Currently In Use: 0; UST Temp Close: 0; AST Currently In Use: 0; AST Temp Closed: 0 | 0 | 0 | 3 | 24969-101-001905 | KOAM MAINTENANCE LLC
1261 | Permanently Closed | 1901-01-01 06:00 | 1970-01-01 06:00 | 1988-12-20 06:00 | Petroleum | Unleaded gasoline | Unleaded gasoline |  | Steel | Steel |  | Painted or None | Steel |  | 1901-01-01 06:00 | [15 empty] | UST Currently In Use: 0; UST Temp Close: 0; AST Currently In Use: 0; AST Temp Closed: 0 | 0 | 0 | 2 | 10164-101-013242 | ALBERT & PEGGY ESTES
1262 | Permanently Closed | 1901-01-01 06:00 | 1970-01-01 06:00 | 1988-12-20 06:00 | Petroleum | On road diesel | On road diesel |  | Steel | Steel |  | Painted or None | Steel |  | 1901-01-01 06:00 | [15 empty] | UST Currently In Use: 0; UST Temp Close: 0; AST Currently In Use: 0; AST Temp Closed: 0 | 0 | 0 | 2 | 10164-101-013242 | ALBERT & PEGGY ESTES
1263 | Permanently Closed | 1990-10-27 06:00 | 1964-01-01 06:00 | 1990-10-27 06:00 | Petroleum | Unleaded gasoline | Unleaded gasoline |  | Steel | Steel |  | Painted or None | Steel |  | 1901-01-01 06:00 | [15 empty] | UST Currently In Use: 0; UST Temp Close: 0; AST Currently In Use: 0; AST Temp Closed: 0 | 0 | 0 | 1 | 10166-125-001116 | ALBERT HOLMAN LUMBER CO
1264 | Permanently Closed | 1901-01-01 06:00 | 1974-01-01 06:00 | 1988-11-07 06:00 | Petroleum | Unleaded gasoline | Unleaded gasoline |  | Steel | Steel |  |  | Steel |  | 1901-01-01 06:00 | [15 empty] | UST Currently In Use: 0; UST Temp Close: 0; AST Currently In Use: 0; AST Temp Closed: 0 | 0 | 0 | 2 | 10167-033-002753 | ALBERT MCVAY
1265 | Permanently Closed | 1901-01-01 06:00 | 1974-01-01 06:00 | 1988-11-07 06:00 | Petroleum | Unleaded gasoline | Unleaded gasoline |  | Steel | Steel |  |  | Steel |  | 1901-01-01 06:00 | [15 empty] | UST Currently In Use: 0; UST Temp Close: 0; AST Currently In Use: 0; AST Temp Closed: 0 | 0 | 0 | 2 | 10167-033-002753 | ALBERT MCVAY
1266 | Currently in Use |  | 1976-01-01 06:00 |  | Petroleum | Unleaded gasoline | Unleaded gasoline | Retail | Steel | Steel | Field installed cathodic protection |  | Steel |  |  | Field installed cathodic protection | Catchment Basin, Single walled catchment basin | Automatic shutoff device At 95% full | Automatic shutoff device At 95% full |  |  | Continuous Automatic Tank Gauge |  | Automatic flow restrictor (MLLD) | Automatic flow restrictor (MLLD) |  |  | Annual line testing | Annual line testing |  | UST Currently In Use: 3; UST Temp Close: 0; AST Currently In Use: 0; AST Temp Closed: 0 | 3 | 0 | 0 | 19041-097-009402 | JACKI L ARMSTRONG
1267 | Currently in Use |  | 1976-01-01 06:00 |  | Petroleum | Mid-grade gasoline | Mid-grade gasoline | Retail | Steel | Steel | Field installed cathodic protection |  | Steel |  |  | Field installed cathodic protection | Catchment Basin, Single walled catchment basin | Automatic shutoff device At 95% full | Automatic shutoff device At 95% full |  |  | Continuous Automatic Tank Gauge |  | Automatic flow restrictor (MLLD) | Automatic flow restrictor (MLLD) |  |  | Annual line testing | Annual line testing |  | UST Currently In Use: 3; UST Temp Close: 0; AST Currently In Use: 0; AST Temp Closed: 0 | 3 | 0 | 0 | 19041-097-009402 | JACKI L ARMSTRONG
1268 | Currently in Use |  | 1976-01-01 06:00 |  | Petroleum | Premium gasoline | Premium gasoline | Retail | Steel | Steel | Field installed cathodic protection |  | Steel |  |  | Field installed cathodic protection | Catchment Basin, Single walled catchment basin | Automatic shutoff device At 95% full | Automatic shutoff device At 95% full |  |  | Continuous Automatic Tank Gauge |  | Automatic flow restrictor (MLLD) | Automatic flow restrictor (MLLD) |  |  | Annual line testing | Annual line testing |  | UST Currently In Use: 3; UST Temp Close: 0; AST Currently In Use: 0; AST Temp Closed: 0 | 3 | 0 | 0 | 19041-097-009402 | JACKI L ARMSTRONG
1270 | Permanently Closed | 1993-07-19 06:00 | 1982-01-01 06:00 | 1993-07-19 06:00 | Petroleum | Unleaded gasoline | Unleaded gasoline |  | Steel | Steel |  | Painted or None | Steel |  | 1901-01-01 06:00 | [15 empty] | UST Currently In Use: 0; UST Temp Close: 0; AST Currently In Use: 0; AST Temp Closed: 0 | 0 | 0 | 2 | 10169-095-000497 | ALBERTVILLE UTILITIES BOARD
1271 | Permanently Closed | 1993-07-19 06:00 | 1979-01-01 06:00 | 1993-07-19 06:00 | Petroleum | Unleaded gasoline | Unleaded gasoline |  | Steel | Steel |  | Painted or None | Steel |  | 1901-01-01 06:00 | [15 empty] | UST Currently In Use: 0; UST Temp Close: 0; AST Currently In Use: 0; AST Temp Closed: 0 | 0 | 0 | 2 | 10169-095-000497 | ALBERTVILLE UTILITIES BOARD
1272 | Permanently Closed | 1992-07-09 06:00 | 1978-01-01 06:00 | 1992-07-09 06:00 | Petroleum | Unleaded gasoline | Unleaded gasoline | Local government | Steel | Steel |  | Painted or None | Steel |  | 1901-01-01 06:00 | [15 empty] | UST Currently In Use: 1; UST Temp Close: 0; AST Currently In Use: 0; AST Temp Closed: 0 | 1 | 0 | 2 | 10170-123-001724 | ALEX CITY BOARD OF EDUCATION
1273 | Permanently Closed | 1992-07-17 06:00 | 1979-01-01 06:00 | 1992-07-17 06:00 | Petroleum | Used oil | Used oil | Local government | Steel | Steel |  | Painted or None | Steel |  | 1901-01-01 06:00 | [15 empty] | UST Currently In Use: 1; UST Temp Close: 0; AST Currently In Use: 0; AST Temp Closed: 0 | 1 | 0 | 2 | 10170-123-001724 | ALEX CITY BOARD OF EDUCATION
1274 | Permanently Closed | 1997-08-06 06:00 | 1980-01-01 06:00 | 1997-08-06 06:00 | Petroleum | Unleaded gasoline | Unleaded gasoline | Local Government, Retail | Steel | Steel |  | Painted or None | Steel |  | 1901-01-01 06:00 | [15 empty] | UST Currently In Use: 0; UST Temp Close: 2; AST Currently In Use: 0; AST Temp Closed: 0 | 0 | 2 | 2 | 26027-123-013024 | NELSON ELECTRIC MOTORS
1275 | Permanently Closed | 1901-01-01 06:00 | 1975-01-01 06:00 | 1988-12-12 06:00 | Petroleum | On road diesel | On road diesel | Local Government, Retail | Steel | Steel |  | Painted or None | Steel |  | 1901-01-01 06:00 | [15 empty] | UST Currently In Use: 0; UST Temp Close: 2; AST Currently In Use: 0; AST Temp Closed: 0 | 0 | 2 | 2 | 26027-123-013024 | NELSON ELECTRIC MOTORS
1276 | Temporary Closed | 2012-11-28 06:00 | 1983-01-01 06:00 |  | Petroleum | Unleaded gasoline | Unleaded gasoline | Industrial, Local Government | Steel | Steel | Coated & cathodic protection (sti-P3) |  | Flexible |  |  |  | Catchment Basin, Single walled catchment basin | Automatic shutoff device At 95% full | Automatic shutoff device At 95% full |  |  | Continuous Automatic Tank Gauge | [8 empty] | UST Currently In Use: 0; UST Temp Close: 2; AST Currently In Use: 0; AST Temp Closed: 0 | 0 | 2 | 2 | 26027-123-013024 | NELSON ELECTRIC MOTORS
1277 | Permanently Closed | 1987-05-01 06:00 | 1972-01-01 06:00 | 1993-12-15 06:00 | Petroleum | Unleaded gasoline | Unleaded gasoline | Local government | Steel | Steel |  |  | Steel |  | 1901-01-01 06:00 | [15 empty] | UST Currently In Use: 0; UST Temp Close: 0; AST Currently In Use: 0; AST Temp Closed: 0 | 0 | 0 | 2 | 10172-123-000778 | CENTRAL ALABAMA COMMUNITY COLLEGE
1278 | Permanently Closed | 1987-05-01 06:00 | 1974-01-01 06:00 | 1993-12-15 06:00 | Petroleum | Unleaded gasoline | Unleaded gasoline | Local government | Steel | Steel |  | Painted or None | Steel |  | 1901-01-01 06:00 | [15 empty] | UST Currently In Use: 0; UST Temp Close: 0; AST Currently In Use: 0; AST Temp Closed: 0 | 0 | 0 | 2 | 10172-123-000778 | CENTRAL ALABAMA COMMUNITY COLLEGE
1279 | Permanently Closed | 1901-01-01 06:00 | 1961-01-01 06:00 | 1988-12-16 06:00 | Petroleum | On road diesel | On road diesel |  | Steel | Steel |  | Painted or None | Steel |  | 1901-01-01 06:00 | [15 empty] | UST Currently In Use: 0; UST Temp Close: 0; AST Currently In Use: 0; AST Temp Closed: 0 | 0 | 0 | 4 | 10173-073-010116 | ALEX KONTOS FRUIT CO INC
1280 | Permanently Closed | 1901-01-01 06:00 | 1961-01-01 06:00 | 1988-12-16 06:00 | Petroleum | On road diesel | On road diesel |  | Steel | Steel |  | Painted or None | Steel |  | 1901-01-01 06:00 | [15 empty] | UST Currently In Use: 0; UST Temp Close: 0; AST Currently In Use: 0; AST Temp Closed: 0 | 0 | 0 | 4 | 10173-073-010116 | ALEX KONTOS FRUIT CO INC
1281 | Permanently Closed | 1901-01-01 06:00 | 1961-01-01 06:00 | 1988-12-16 06:00 | Petroleum | Other, NEW OIL | Other |  | Steel | Steel |  | Painted or None | Steel |  | 1901-01-01 06:00 | [15 empty] | UST Currently In Use: 0; UST Temp Close: 0; AST Currently In Use: 0; AST Temp Closed: 0 | 0 | 0 | 4 | 10173-073-010116 | ALEX KONTOS FRUIT CO INC
1282 | Permanently Closed | 1901-01-01 06:00 | 1961-01-01 06:00 | 1988-12-16 06:00 | Petroleum | Used oil | Used oil |  | Steel | Steel |  | Painted or None | Steel |  | 1901-01-01 06:00 | [15 empty] | UST Currently In Use: 0; UST Temp Close: 0; AST Currently In Use: 0; AST Temp Closed: 0 | 0 | 0 | 4 | 10173-073-010116 | ALEX KONTOS FRUIT CO INC
1283 | Cannot Locate or abandoned | 1992-07-20 06:00 | 1968-01-01 06:00 |  | Petroleum | On road diesel | On road diesel |  | Steel | Steel |  | Painted or None | Steel |  | 1901-01-01 06:00 | [15 empty] | UST Currently In Use: 0; UST Temp Close: 0; AST Currently In Use: 0; AST Temp Closed: 0 | 0 | 0 | 0 | 10174-039-008026 | ALFRED DOUGLAS & SONS
1284 | Cannot Locate or abandoned | 1992-07-20 06:00 | 1968-01-01 06:00 |  | Petroleum | On road diesel | On road diesel |  | Steel | Steel |  | Painted or None | Steel |  | 1901-01-01 06:00 | [15 empty] | UST Currently In Use: 0; UST Temp Close: 0; AST Currently In Use: 0; AST Temp Closed: 0 | 0 | 0 | 0 | 10174-039-008026 | ALFRED DOUGLAS & SONS
1285 | Cannot Locate or abandoned | 1992-07-20 06:00 | 1968-01-01 06:00 |  | Petroleum | Unleaded gasoline | Unleaded gasoline |  | Steel | Steel |  | Painted or None | Steel |  | 1901-01-01 06:00 | [15 empty] | UST Currently In Use: 0; UST Temp Close: 0; AST Currently In Use: 0; AST Temp Closed: 0 | 0 | 0 | 0 | 10174-039-008026 | ALFRED DOUGLAS & SONS
1286 | Permanently Closed | 1994-02-01 06:00 | 1980-01-01 06:00 | 1994-06-21 06:00 | Petroleum | Kerosene | Kerosene |  | Fiberglass coated steel | Fiberglass coated steel | Interior lined (not allowed as a standalone method of corrosion protection) |  | Fiberglass reinforced plastic |  | 1901-01-01 06:00 | None | [11 empty] | Annual line testing | Annual line testing |  | UST Currently In Use: 0; UST Temp Close: 0; AST Currently In Use: 0; AST Temp Closed: 0 | 0 | 0 | 1 | 13232-101-002287 | WEYERHAEUSER TREE NURSERY
1287 | Permanently Closed | 2005-03-31 06:00 | 1981-01-01 06:00 | 2006-11-21 06:00 | Petroleum | Unleaded gasoline | Unleaded gasoline | Retail | Steel | Steel | Field installed cathodic protection |  | Steel |  | 1901-01-01 06:00 | Field installed cathodic protection | Catchment Basin, Single walled catchment basin | Automatic shutoff device At 95% full | Automatic shutoff device At 95% full |  |  | Statistical Inventory Reconciliation (SIR) | [8 empty] | UST Currently In Use: 0; UST Temp Close: 0; AST Currently In Use: 0; AST Temp Closed: 0 | 0 | 0 | 3 | 17752-115-002636 | ROBERT MCKEE
1288 | Permanently Closed | 2005-03-31 06:00 | 1981-01-01 06:00 | 2006-11-21 06:00 | Petroleum | Premium gasoline | Premium gasoline | Retail | Steel | Steel | Field installed cathodic protection |  | Steel |  | 1901-01-01 06:00 | Field installed cathodic protection | Catchment Basin, Single walled catchment basin | Automatic shutoff device At 95% full | Automatic shutoff device At 95% full |  |  | Statistical Inventory Reconciliation (SIR) | [8 empty] | UST Currently In Use: 0; UST Temp Close: 0; AST Currently In Use: 0; AST Temp Closed: 0 | 0 | 0 | 3 | 17752-115-002636 | ROBERT MCKEE
1289 | Permanently Closed | 2005-03-31 06:00 | 1981-01-01 06:00 | 2006-11-21 06:00 | Petroleum | On road diesel | On road diesel | Retail | Steel | Steel | Field installed cathodic protection |  | Steel |  | 1901-01-01 06:00 | Field installed cathodic protection | Catchment Basin, Single walled catchment basin | Automatic shutoff device At 95% full | Automatic shutoff device At 95% full |  |  | Statistical Inventory Reconciliation (SIR) | [8 empty] | UST Currently In Use: 0; UST Temp Close: 0; AST Currently In Use: 0; AST Temp Closed: 0 | 0 | 0 | 3 | 17752-115-002636 | ROBERT MCKEE
1290 | Permanently Closed | 1987-10-01 06:00 | 1976-01-01 06:00 | 1988-02-26 06:00 | Petroleum | Unleaded gasoline | Unleaded gasoline |  | Steel | Steel |  | Painted or None | Steel |  | 1901-01-01 06:00 | [15 empty] | UST Currently In Use: 0; UST Temp Close: 0; AST Currently In Use: 0; AST Temp Closed: 0 | 0 | 0 | 2 | 10177-107-010946 | ALICEVILLE CASTING CO
1291 | Permanently Closed | 1990-09-01 06:00 | 1986-01-01 06:00 | 1990-09-01 06:00 | Petroleum | Unleaded gasoline | Unleaded gasoline |  | Fiberglass coated steel | Fiberglass coated steel |  |  | Other, NYLONBUSHI |  | 1901-01-01 06:00 | [15 empty] | UST Currently In Use: 0; UST Temp Close: 0; AST Currently In Use: 0; AST Temp Closed: 0 | 0 | 0 | 2 | 10177-107-010946 | ALICEVILLE CASTING CO
1292 | Permanently Closed | 1991-07-13 06:00 | 1977-01-01 06:00 | 1991-07-13 06:00 | Petroleum | On road diesel | On road diesel |  | Steel | Steel |  |  | Steel |  | 1901-01-01 06:00 | [15 empty] | UST Currently In Use: 0; UST Temp Close: 0; AST Currently In Use: 0; AST Temp Closed: 0 | 0 | 0 | 1 | 10178-081-002249 | ALL STATE PACKAGING CO INC
1293 | Currently in Use |  | 1974-01-01 06:00 |  | Petroleum | On road diesel | On road diesel | Farm/Residential tank Less Than 1100 gal (Not Regulated) | Single Wall, Steel | Steel | Field installed cathodic protection |  | Single Wall, Steel |  |  | Field installed cathodic protection | Catchment Basin, Single walled catchment basin | Automatic shutoff device At 95% full | Automatic shutoff device At 95% full |  |  | Automatic Tank Gauge | [8 empty] | UST Currently In Use: 2; UST Temp Close: 0; AST Currently In Use: 0; AST Temp Closed: 0 | 2 | 0 | 1 | 10179-089-002741 | BRAGG FARMS
1294 | Currently in Use |  | 1974-01-01 06:00 |  | Petroleum | Unleaded gasoline | Unleaded gasoline | Farm/Residential tank Less Than 1100 gal (Not Regulated) | Single Wall, Steel | Steel | Field installed cathodic protection |  | Single Wall, Steel |  |  | Field installed cathodic protection | Catchment Basin, Single walled catchment basin | Automatic shutoff device At 95% full | Automatic shutoff device At 95% full |  |  | Automatic Tank Gauge | [8 empty] | UST Currently In Use: 2; UST Temp Close: 0; AST Currently In Use: 0; AST Temp Closed: 0 | 2 | 0 | 1 | 10179-089-002741 | BRAGG FARMS
1295 | Permanently Closed | 1999-02-01 06:00 | 1969-01-01 06:00 | 1999-04-16 06:00 | Petroleum | On road diesel | On road diesel | Farm/Residential tank Less Than 1100 gal (Not Regulated) | Steel | Steel |  | Painted or None | Steel |  | 1901-01-01 06:00 | [6 empty] | Statistical Inventory Reconciliation (SIR) | [8 empty] | UST Currently In Use: 2; UST Temp Close: 0; AST Currently In Use: 0; AST Temp Closed: 0 | 2 | 0 | 1 | 10179-089-002741 | BRAGG FARMS
1296 | Permanently Closed | 1997-01-01 06:00 | 1964-01-01 06:00 | 1997-07-08 06:00 | Petroleum | Unleaded gasoline | Unleaded gasoline |  | Steel | Steel | Interior lined (not allowed as a standalone method of corrosion protection) | Painted or None |  |  | 1901-01-01 06:00 | Field installed cathodic protection | [5 empty] | Automatic Tank Gauge | [5 empty] | Annual line testing | Annual line testing |  | UST Currently In Use: 0; UST Temp Close: 0; AST Currently In Use: 0; AST Temp Closed: 0 | 0 | 0 | 5 | 10180-097-001723 | ALLEN BRIGGS
1297 | Permanently Closed | 1997-01-01 06:00 | 1964-01-01 06:00 | 1997-07-08 06:00 | Petroleum | Unleaded gasoline | Unleaded gasoline |  | Steel | Steel | Interior lined (not allowed as a standalone method of corrosion protection) | Painted or None |  |  | 1901-01-01 06:00 | [12 empty] | Annual line testing | Annual line testing |  | UST Currently In Use: 0; UST Temp Close: 0; AST Currently In Use: 0; AST Temp Closed: 0 | 0 | 0 | 5 | 10180-097-001723 | ALLEN BRIGGS
1298 | Permanently Closed | 1997-01-01 06:00 | 1966-01-01 06:00 | 1997-07-08 06:00 | Petroleum | Unleaded gasoline | Unleaded gasoline |  | Steel | Steel | Interior lined (not allowed as a standalone method of corrosion protection) | Painted or None |  |  | 1901-01-01 06:00 | Field installed cathodic protection | [11 empty] | Annual line testing | Annual line testing |  | UST Currently In Use: 0; UST Temp Close: 0; AST Currently In Use: 0; AST Temp Closed: 0 | 0 | 0 | 5 | 10180-097-001723 | ALLEN BRIGGS
1299 | Permanently Closed | 1997-01-01 06:00 | 1975-01-01 06:00 | 1997-07-08 06:00 | Petroleum | Unleaded gasoline | Unleaded gasoline |  | Fiberglass reinforced plastic | Fiberglass reinforced plastic |  |  |  |  | 1901-01-01 06:00 | Field installed cathodic protection | [11 empty] | Annual line testing | Annual line testing |  | UST Currently In Use: 0; UST Temp Close: 0; AST Currently In Use: 0; AST Temp Closed: 0 | 0 | 0 | 5 | 10180-097-001723 | ALLEN BRIGGS
1300 | Permanently Closed | 1901-01-01 06:00 | 1962-01-01 06:00 | 1988-12-08 06:00 | Petroleum | Unleaded gasoline | Unleaded gasoline |  | Steel | Steel |  | Painted or None | Steel |  | 1901-01-01 06:00 | [15 empty] | UST Currently In Use: 0; UST Temp Close: 0; AST Currently In Use: 0; AST Temp Closed: 0 | 0 | 0 | 1 | 10181-019-001677 | ALLEN INC OF CENTRE
1301 | Permanently Closed | 1994-04-21 06:00 | 1982-01-01 06:00 | 1994-04-21 06:00 | Petroleum | Unleaded gasoline | Unleaded gasoline |  | Steel | Steel |  | Painted or None | Steel |  | 1901-01-01 06:00 | [15 empty] | UST Currently In Use: 0; UST Temp Close: 0; AST Currently In Use: 0; AST Temp Closed: 0 | 0 | 0 | 4 | 10182-037-011222 | ALLEN OIL CO
1302 | Permanently Closed | 1994-04-21 06:00 | 1982-01-01 06:00 | 1994-04-21 06:00 | Petroleum | Unleaded gasoline | Unleaded gasoline |  | Steel | Steel |  | Painted or None | Steel |  | 1901-01-01 06:00 | [15 empty] | UST Currently In Use: 0; UST Temp Close: 0; AST Currently In Use: 0; AST Temp Closed: 0 | 0 | 0 | 4 | 10182-037-011222 | ALLEN OIL CO
1303 | Permanently Closed | 1901-01-01 06:00 | 1975-01-01 06:00 | 2011-11-11 06:00 | Petroleum | Unleaded gasoline | Unleaded gasoline |  | Steel | Steel |  | Painted or None | Steel |  | 1901-01-01 06:00 | [15 empty] | UST Currently In Use: 0; UST Temp Close: 0; AST Currently In Use: 0; AST Temp Closed: 0 | 0 | 0 | 4 | 10182-037-011222 | ALLEN OIL CO
1304 | Permanently Closed | 1901-01-01 06:00 | 1975-01-01 06:00 | 2011-11-11 06:00 | Petroleum | On road diesel | On road diesel |  | Steel | Steel |  | Painted or None | Steel |  | 1901-01-01 06:00 | [15 empty] | UST Currently In Use: 0; UST Temp Close: 0; AST Currently In Use: 0; AST Temp Closed: 0 | 0 | 0 | 4 | 10182-037-011222 | ALLEN OIL CO
1305 | Permanently Closed | 1901-01-01 06:00 | 1976-01-01 06:00 | 1988-09-28 06:00 | Petroleum | Unleaded gasoline | Unleaded gasoline |  | Steel | Steel |  | Painted or None | Steel |  | 1901-01-01 06:00 | [15 empty] | UST Currently In Use: 0; UST Temp Close: 0; AST Currently In Use: 0; AST Temp Closed: 0 | 0 | 0 | 2 | 10182-037-011225 | ALLEN OIL CO
1306 | Permanently Closed | 1901-01-01 06:00 | 1976-01-01 06:00 | 1988-09-28 06:00 | Petroleum | Unleaded gasoline | Unleaded gasoline |  | Steel | Steel |  | Painted or None | Steel |  | 1901-01-01 06:00 | [15 empty] | UST Currently In Use: 0; UST Temp Close: 0; AST Currently In Use: 0; AST Temp Closed: 0 | 0 | 0 | 2 | 10182-037-011225 | ALLEN OIL CO
1307 | Permanently Closed | 1998-07-21 06:00 | 1988-01-01 06:00 | 1998-07-21 06:00 | Petroleum | Unleaded gasoline | Unleaded gasoline |  | Fiberglass coated steel | Fiberglass coated steel |  |  | Steel |  | 1901-01-01 06:00 | [6 empty] | Statistical Inventory Reconciliation (SIR) | [8 empty] | UST Currently In Use: 0; UST Temp Close: 0; AST Currently In Use: 0; AST Temp Closed: 0 | 0 | 0 | 3 | 10182-037-013609 | ALLEN OIL CO
1308 | Permanently Closed | 1998-07-21 06:00 | 1988-01-01 06:00 | 1998-07-21 06:00 | Petroleum | Unleaded gasoline | Unleaded gasoline |  | Fiberglass coated steel | Fiberglass coated steel |  |  | Steel |  | 1901-01-01 06:00 | [6 empty] | Statistical Inventory Reconciliation (SIR) | [8 empty] | UST Currently In Use: 0; UST Temp Close: 0; AST Currently In Use: 0; AST Temp Closed: 0 | 0 | 0 | 3 | 10182-037-013609 | ALLEN OIL CO
1309 | Permanently Closed | 1998-07-21 06:00 | 1988-01-01 06:00 | 1998-07-21 06:00 | Petroleum | Unleaded gasoline | Unleaded gasoline |  | Fiberglass coated steel | Fiberglass coated steel |  |  | Steel |  | 1901-01-01 06:00 | [6 empty] | Statistical Inventory Reconciliation (SIR) | [8 empty] | UST Currently In Use: 0; UST Temp Close: 0; AST Currently In Use: 0; AST Temp Closed: 0 | 0 | 0 | 3 | 10182-037-013609 | ALLEN OIL CO
1310 | Currently in Use |  | 1985-01-01 06:00 |  | Petroleum | On road diesel | On road diesel | Retail | Steel | Steel | Coated & cathodic protection (sti-P3) |  | Double Wall, Fiberglass reinforced plastic |  | 2016-04-01 06:00 |  | Catchment Basin, Single walled catchment basin | Flow Rest 90% Full | Flow Rest 90% Full |  |  | Continuous Automatic Tank Gauge |  | Automatic flow restrictor (MLLD), Automatic shutoff device (AELLD), Containment Sump | Containment Sump | Interstitial Monitoring within Secondary Containment | SENSOR TO ATG | Continuous alarm system | Continuous alarm system |  | UST Currently In Use: 4; UST Temp Close: 0; AST Currently In Use: 1; AST Temp Closed: 0 | 4 | 0 | 0 | 10182-117-012607 | ALLEN OIL CO
1311 | Currently in Use |  | 1985-01-01 06:00 |  | Petroleum | Unleaded gasoline | Unleaded gasoline | Retail | Steel | Steel | Coated & cathodic protection (sti-P3) |  | Double Wall, Fiberglass reinforced plastic |  | 2016-04-01 06:00 | Other, FLXS ISOLA | Catchment Basin, Single walled catchment basin | Flow Rest 90% Full | Flow Rest 90% Full |  |  | Continuous Automatic Tank Gauge |  | Automatic flow restrictor (MLLD), Automatic shutoff device (AELLD), Containment Sump | Containment Sump | Interstitial Monitoring within Secondary Containment | SENSOR TO ATG | Continuous alarm system | Continuous alarm system |  | UST Currently In Use: 4; UST Temp Close: 0; AST Currently In Use: 1; AST Temp Closed: 0 | 4 | 0 | 0 | 10182-117-012607 | ALLEN OIL CO
1312 | Currently in Use |  | 1985-01-01 06:00 |  | Petroleum | Premium gasoline | Premium gasoline | Retail | Steel | Steel | Coated & cathodic protection (sti-P3) |  | Double Wall, Fiberglass reinforced plastic |  | 2016-04-01 06:00 | Other, FLXS ISOLA | Catchment Basin, Single walled catchment basin | Flow Rest 90% Full | Flow Rest 90% Full |  |  | Continuous Automatic Tank Gauge |  | Automatic flow restrictor (MLLD), Automatic shutoff device (AELLD), Containment Sump | Containment Sump | Interstitial Monitoring within Secondary Containment | SENSOR TO ATG | Continuous alarm system | Continuous alarm system |  | UST Currently In Use: 4; UST Temp Close: 0; AST Currently In Use: 1; AST Temp Closed: 0 | 4 | 0 | 0 | 10182-117-012607 | ALLEN OIL CO
1313 | Currently in Use |  | 1984-01-01 06:00 |  | Petroleum | Unleaded gasoline | Unleaded gasoline | Retail | Steel | Steel | Coated & cathodic protection (sti-P3) |  | Fiberglass reinforced plastic |  |  |  | Catchment Basin, Single walled catchment basin | Audible high level alarm At 90% full, Automatic shutoff device At 95% full | Automatic shutoff device At 95% full |  |  | Continuous Automatic Tank Gauge |  | Automatic shutoff device (AELLD), Containment Sump | Containment Sump | [5 empty] | UST Currently In Use: 5; UST Temp Close: 0; AST Currently In Use: 0; AST Temp Closed: 0 | 5 | 0 | 0 | 10182-117-013191 | ALLEN OIL CO
1314 | Currently in Use |  | 1984-01-01 06:00 |  | Petroleum | Premium gasoline | Premium gasoline | Retail | Steel | Steel | Coated & cathodic protection (sti-P3) |  | Fiberglass reinforced plastic |  |  |  | Catchment Basin, Single walled catchment basin | Audible high level alarm At 90% full, Automatic shutoff device At 95% full | Automatic shutoff device At 95% full |  |  | Continuous Automatic Tank Gauge |  | Automatic shutoff device (AELLD), Containment Sump | Containment Sump | [5 empty] | UST Currently In Use: 5; UST Temp Close: 0; AST Currently In Use: 0; AST Temp Closed: 0 | 5 | 0 | 0 | 10182-117-013191 | ALLEN OIL CO
1315 | Currently in Use |  | 1984-01-01 06:00 |  | Petroleum | On road diesel | On road diesel | Retail | Steel | Steel | Coated & cathodic protection (sti-P3) |  | Fiberglass reinforced plastic |  |  |  | Catchment Basin, Single walled catchment basin | Audible high level alarm At 90% full, Automatic shutoff device At 95% full | Automatic shutoff device At 95% full |  |  | Continuous Automatic Tank Gauge |  | Automatic shutoff device (AELLD), Containment Sump | Containment Sump | [5 empty] | UST Currently In Use: 5; UST Temp Close: 0; AST Currently In Use: 0; AST Temp Closed: 0 | 5 | 0 | 0 | 10182-117-013191 | ALLEN OIL CO
1316 | Currently in Use |  | 1984-01-01 06:00 |  | Petroleum | Kerosene | Kerosene | Retail | Steel | Steel | Coated & cathodic protection (sti-P3) |  | Fiberglass reinforced plastic |  |  |  | Catchment Basin, Single walled catchment basin | Audible high level alarm At 90% full, Automatic shutoff device At 95% full | Automatic shutoff device At 95% full |  |  | Continuous Automatic Tank Gauge |  | Containment Sump | Containment Sump | [5 empty] | UST Currently In Use: 5; UST Temp Close: 0; AST Currently In Use: 0; AST Temp Closed: 0 | 5 | 0 | 0 | 10182-117-013191 | ALLEN OIL CO
1317 | Currently in Use |  | 1984-01-01 06:00 |  | Petroleum | Other, OFFROAD | Other | Retail | Steel | Steel | Coated & cathodic protection (sti-P3) |  | Fiberglass reinforced plastic |  |  |  | Catchment Basin, Single walled catchment basin | Audible high level alarm At 90% full, Automatic shutoff device At 95% full | Automatic shutoff device At 95% full |  |  | Continuous Automatic Tank Gauge |  | Containment Sump | Containment Sump | [5 empty] | UST Currently In Use: 5; UST Temp Close: 0; AST Currently In Use: 0; AST Temp Closed: 0 | 5 | 0 | 0 | 10182-117-013191 | ALLEN OIL CO
1318 | Permanently Closed | 1997-01-01 06:00 | 1988-01-01 06:00 | 1997-01-01 06:00 | Petroleum | Unleaded gasoline | Unleaded gasoline |  | Steel | Steel | Coated & cathodic protection (sti-P3) |  | Fiberglass reinforced plastic |  | 1901-01-01 06:00 | None | Catchment Basin, Single walled catchment basin |  |  |  |  | Statistical Inventory Reconciliation (SIR) | [5 empty] | Annual line testing, Statistical inventory reconciliation (SIR) | Statistical inventory reconciliation (SIR) |  | UST Currently In Use: 0; UST Temp Close: 0; AST Currently In Use: 0; AST Temp Closed: 0 | 0 | 0 | 2 | 10182-117-013321 | ALLEN OIL CO
1319 | Permanently Closed | 1998-01-01 06:00 | 1988-01-01 06:00 | 1998-01-01 06:00 | Petroleum | Unleaded gasoline | Unleaded gasoline |  | Steel | Steel | Coated & cathodic protection (sti-P3) |  | Fiberglass reinforced plastic |  | 1901-01-01 06:00 | None | Catchment Basin, Single walled catchment basin |  |  |  |  | Statistical Inventory Reconciliation (SIR) | [5 empty] | Annual line testing, Statistical inventory reconciliation (SIR) | Statistical inventory reconciliation (SIR) |  | UST Currently In Use: 0; UST Temp Close: 0; AST Currently In Use: 0; AST Temp Closed: 0 | 0 | 0 | 2 | 10182-117-013321 | ALLEN OIL CO
1320 | Currently in Use |  | 1989-09-11 06:00 |  | Petroleum | Unleaded gasoline | Unleaded gasoline | Retail | Steel | Steel | Coated & cathodic protection (sti-P3), Field installed cathodic protection |  | Fiberglass reinforced plastic |  |  |  | Catchment Basin, Single walled catchment basin | Audible high level alarm At 90% full, Automatic shutoff device At 95% full | Automatic shutoff device At 95% full |  |  | Continuous Automatic Tank Gauge |  | Automatic shutoff device (AELLD) | Automatic shutoff device (AELLD) | [5 empty] | UST Currently In Use: 4; UST Temp Close: 0; AST Currently In Use: 1; AST Temp Closed: 0 | 4 | 0 | 0 | 10182-117-015017 | ALLEN OIL CO
1321 | Currently in Use |  | 1989-09-11 06:00 |  | Petroleum | Unleaded gasoline | Unleaded gasoline | Retail | Steel | Steel | Coated & cathodic protection (sti-P3), Field installed cathodic protection |  | Fiberglass reinforced plastic |  |  |  | Catchment Basin, Single walled catchment basin | Audible high level alarm At 90% full, Automatic shutoff device At 95% full | Automatic shutoff device At 95% full |  |  | Continuous Automatic Tank Gauge |  | Other, MANIFOLD | Other | [5 empty] | UST Currently In Use: 4; UST Temp Close: 0; AST Currently In Use: 1; AST Temp Closed: 0 | 4 | 0 | 0 | 10182-117-015017 | ALLEN OIL CO
1322 | Currently in Use |  | 1989-09-11 06:00 |  | Petroleum | Premium gasoline | Premium gasoline | Retail | Steel | Steel | Coated & cathodic protection (sti-P3), Field installed cathodic protection |  | Fiberglass reinforced plastic |  |  |  | Catchment Basin, Single walled catchment basin | Audible high level alarm At 90% full, Automatic shutoff device At 95% full | Automatic shutoff device At 95% full |  |  | Continuous Automatic Tank Gauge |  | Automatic shutoff device (AELLD) | Automatic shutoff device (AELLD) | [5 empty] | UST Currently In Use: 4; UST Temp Close: 0; AST Currently In Use: 1; AST Temp Closed: 0 | 4 | 0 | 0 | 10182-117-015017 | ALLEN OIL CO
1323 | Currently in Use |  | 1989-09-11 06:00 |  | Petroleum | On road diesel | On road diesel | Retail | Steel | Steel | Coated & cathodic protection (sti-P3), Field installed cathodic protection |  | Fiberglass reinforced plastic |  |  |  | Catchment Basin, Single walled catchment basin | Audible high level alarm At 90% full, Automatic shutoff device At 95% full | Automatic shutoff device At 95% full |  |  | Continuous Automatic Tank Gauge |  | Automatic shutoff device (AELLD) | Automatic shutoff device (AELLD) | [5 empty] | UST Currently In Use: 4; UST Temp Close: 0; AST Currently In Use: 1; AST Temp Closed: 0 | 4 | 0 | 0 | 10182-117-015017 | ALLEN OIL CO
1324 | Permanently Closed | 1988-12-01 06:00 | 1964-01-01 06:00 | 1988-12-01 06:00 | Petroleum | Unleaded gasoline | Unleaded gasoline |  | Steel | Steel |  | Painted or None | Steel |  | 1901-01-01 06:00 | [15 empty] | UST Currently In Use: 0; UST Temp Close: 0; AST Currently In Use: 0; AST Temp Closed: 0 | 0 | 0 | 2 | 10182-121-009206 | ALLEN OIL CO
1325 | Permanently Closed | 1988-12-01 06:00 | 1964-01-01 06:00 | 1988-12-01 06:00 | Petroleum | Unleaded gasoline | Unleaded gasoline |  | Steel | Steel |  | Painted or None | Steel |  | 1901-01-01 06:00 | [15 empty] | UST Currently In Use: 0; UST Temp Close: 0; AST Currently In Use: 0; AST Temp Closed: 0 | 0 | 0 | 2 | 10182-121-009206 | ALLEN OIL CO
1326 | Currently in Use |  | 1985-01-01 06:00 |  | Petroleum | Premium gasoline | Premium gasoline | Retail | Single Wall, Steel | Steel | Field installed cathodic protection |  | Single Wall, Steel |  |  | Field installed cathodic protection | Catchment Basin, Single walled catchment basin | Automatic shutoff device At 95% full | Automatic shutoff device At 95% full |  |  | Statistical Inventory Reconciliation (SIR) |  | Automatic flow restrictor (MLLD), Containment Sump | Containment Sump |  | MANUAL/VISUAL CHECK | Statistical inventory reconciliation (SIR) | Statistical inventory reconciliation (SIR) |  | UST Currently In Use: 3; UST Temp Close: 0; AST Currently In Use: 1; AST Temp Closed: 0 | 3 | 0 | 0 | 24971-121-011223 | FEROZ SAMNANI
1327 | Currently in Use |  | 1985-01-01 06:00 |  | Petroleum | Unleaded gasoline | Unleaded gasoline | Retail | Single Wall, Steel | Steel | Field installed cathodic protection |  | Single Wall, Steel |  |  | Field installed cathodic protection | Catchment Basin, Single walled catchment basin | Automatic shutoff device At 95% full | Automatic shutoff device At 95% full |  |  | Statistical Inventory Reconciliation (SIR) |  | Automatic flow restrictor (MLLD), Containment Sump | Containment Sump |  | MANUAL/VISUAL CHECK | Statistical inventory reconciliation (SIR) | Statistical inventory reconciliation (SIR) |  | UST Currently In Use: 3; UST Temp Close: 0; AST Currently In Use: 1; AST Temp Closed: 0 | 3 | 0 | 0 | 24971-121-011223 | FEROZ SAMNANI
1328 | Currently in Use |  | 1985-01-01 06:00 |  | Petroleum | Unleaded gasoline | Unleaded gasoline | Retail | Single Wall, Steel | Steel | Field installed cathodic protection |  | Single Wall, Steel |  |  | Field installed cathodic protection | Catchment Basin, Single walled catchment basin | Automatic shutoff device At 95% full | Automatic shutoff device At 95% full |  |  | Statistical Inventory Reconciliation (SIR) |  | Automatic flow restrictor (MLLD), Containment Sump | Containment Sump |  | MANUAL/VISUAL CHECK | Statistical inventory reconciliation (SIR) | Statistical inventory reconciliation (SIR) |  | UST Currently In Use: 3; UST Temp Close: 0; AST Currently In Use: 1; AST Temp Closed: 0 | 3 | 0 | 0 | 24971-121-011223 | FEROZ SAMNANI
1329 | Permanently Closed | 1998-08-11 06:00 | 1968-01-01 06:00 | 1998-08-11 06:00 | Petroleum | Unleaded gasoline | Unleaded gasoline |  | Steel | Steel |  | Painted or None | Steel |  | 1901-01-01 06:00 | [6 empty] | Statistical Inventory Reconciliation (SIR) | [8 empty] | UST Currently In Use: 0; UST Temp Close: 0; AST Currently In Use: 0; AST Temp Closed: 0 | 0 | 0 | 2 | 10182-121-011226 | ALLEN OIL CO
1330 | Permanently Closed | 1998-08-11 06:00 | 1968-01-01 06:00 | 1998-08-11 06:00 | Petroleum | Unleaded gasoline | Unleaded gasoline |  | Steel | Steel |  | Painted or None | Steel |  | 1901-01-01 06:00 | [6 empty] | Statistical Inventory Reconciliation (SIR) | [8 empty] | UST Currently In Use: 0; UST Temp Close: 0; AST Currently In Use: 0; AST Temp Closed: 0 | 0 | 0 | 2 | 10182-121-011226 | ALLEN OIL CO
1331 | Permanently Closed | 1991-01-28 06:00 | 1971-01-01 06:00 | 1991-01-28 06:00 | Petroleum | Unleaded gasoline | Unleaded gasoline |  | Steel | Steel |  | Painted or None | Steel |  | 1901-01-01 06:00 | [15 empty] | UST Currently In Use: 0; UST Temp Close: 0; AST Currently In Use: 0; AST Temp Closed: 0 | 0 | 0 | 1 | 10182-121-011227 | ALLEN OIL CO
1332 | Temporary Closed | 2021-12-16 06:00 | 1979-01-01 06:00 |  | Petroleum | Unleaded gasoline | Unleaded gasoline | Retail | Steel | Steel | Field installed cathodic protection, Interior lined (not allowed as a standalone method of corrosion protection) |  | Single Wall, Steel |  |  | Field installed cathodic protection | Catchment Basin, Single walled catchment basin | Automatic shutoff device At 95% full | Automatic shutoff device At 95% full |  |  | Statistical Inventory Reconciliation (SIR) | [8 empty] | UST Currently In Use: 0; UST Temp Close: 2; AST Currently In Use: 1; AST Temp Closed: 0 | 0 | 2 | 0 | 10182-121-011228 | ALLEN OIL CO
1333 | Temporary Closed | 2021-12-16 06:00 | 1982-01-01 06:00 |  | Petroleum | Unleaded gasoline | Unleaded gasoline | Retail | Steel | Steel | Field installed cathodic protection, Interior lined (not allowed as a standalone method of corrosion protection) |  | Single Wall, Steel |  |  | Field installed cathodic protection | Catchment Basin, Single walled catchment basin | Automatic shutoff device At 95% full | Automatic shutoff device At 95% full |  |  | Statistical Inventory Reconciliation (SIR) | [8 empty] | UST Currently In Use: 0; UST Temp Close: 2; AST Currently In Use: 1; AST Temp Closed: 0 | 0 | 2 | 0 | 10182-121-011228 | ALLEN OIL CO
1334 | Currently in Use |  | 1979-01-01 06:00 |  | Petroleum | Unleaded gasoline | Unleaded gasoline | Retail | Steel | Steel | Field installed cathodic protection |  | Double Wall, Fiberglass reinforced plastic |  | 2010-12-10 06:00 |  | Catchment Basin, Single walled catchment basin | Automatic shutoff device At 95% full | Automatic shutoff device At 95% full |  |  | Continuous Automatic Tank Gauge |  | Automatic shutoff device (AELLD), Containment Sump | Containment Sump | Interstitial Monitoring within Secondary Containment | MANUAL/VISUAL CHECK | Continuous alarm system | Continuous alarm system |  | UST Currently In Use: 2; UST Temp Close: 0; AST Currently In Use: 0; AST Temp Closed: 0 | 2 | 0 | 0 | 10182-121-011229 | ALLEN OIL CO
1335 | Currently in Use |  | 1979-01-01 06:00 |  | Petroleum | Premium gasoline | Premium gasoline | Retail | Steel | Steel | Field installed cathodic protection |  | Double Wall, Fiberglass reinforced plastic |  | 2010-12-10 06:00 |  | Catchment Basin, Single walled catchment basin | Automatic shutoff device At 95% full | Automatic shutoff device At 95% full |  |  | Continuous Automatic Tank Gauge |  | Automatic shutoff device (AELLD), Containment Sump | Containment Sump | Interstitial Monitoring within Secondary Containment | MANUAL/VISUAL CHECK |  |  |  | UST Currently In Use: 2; UST Temp Close: 0; AST Currently In Use: 0; AST Temp Closed: 0 | 2 | 0 | 0 | 10182-121-011229 | ALLEN OIL CO
1336 | Currently in Use |  | 1980-01-01 06:00 |  | Petroleum | Mid-grade gasoline | Mid-grade gasoline | Retail | Single Wall, Steel | Steel | Field installed cathodic protection |  | Double Wall, Flexible | OPW |  |  | Catchment Basin, Single walled catchment basin | Audible high level alarm At 90% full, Automatic shutoff device At 95% full | Automatic shutoff device At 95% full |  |  | Continuous Automatic Tank Gauge |  | Automatic shutoff device (AELLD), Containment Sump | Containment Sump | [5 empty] | UST Currently In Use: 4; UST Temp Close: 0; AST Currently In Use: 1; AST Temp Closed: 0 | 4 | 0 | 0 | 10182-121-011230 | ALLEN OIL CO
1337 | Currently in Use |  | 1980-01-01 06:00 |  | Petroleum | Unleaded gasoline | Unleaded gasoline | Retail | Single Wall, Steel | Steel | Field installed cathodic protection |  | Double Wall, Flexible | OPW |  |  | Catchment Basin, Single walled catchment basin | Audible high level alarm At 90% full, Automatic shutoff device At 95% full | Automatic shutoff device At 95% full |  |  | Continuous Automatic Tank Gauge |  | Automatic shutoff device (AELLD), Containment Sump | Containment Sump | [5 empty] | UST Currently In Use: 4; UST Temp Close: 0; AST Currently In Use: 1; AST Temp Closed: 0 | 4 | 0 | 0 | 10182-121-011230 | ALLEN OIL CO
1338 | Currently in Use |  | 1980-01-01 06:00 |  | Petroleum | Premium gasoline | Premium gasoline | Retail | Single Wall, Steel | Steel | Field installed cathodic protection |  | Double Wall, Flexible | OPW |  |  | Catchment Basin, Single walled catchment basin | Audible high level alarm At 90% full, Automatic shutoff device At 95% full | Automatic shutoff device At 95% full |  |  | Continuous Automatic Tank Gauge |  | Automatic shutoff device (AELLD), Containment Sump | Containment Sump | [5 empty] | UST Currently In Use: 4; UST Temp Close: 0; AST Currently In Use: 1; AST Temp Closed: 0 | 4 | 0 | 0 | 10182-121-011230 | ALLEN OIL CO
1339 | Currently in Use |  | 1982-01-01 06:00 |  | Petroleum | Kerosene | Kerosene | Retail | Single Wall, Steel | Steel | Field installed cathodic protection |  | Fiberglass reinforced plastic, Single Wall |  |  |  | Catchment Basin, Single walled catchment basin | Audible high level alarm At 90% full, Automatic shutoff device At 95% full | Automatic shutoff device At 95% full |  |  | Continuous Automatic Tank Gauge | [8 empty] | UST Currently In Use: 4; UST Temp Close: 0; AST Currently In Use: 1; AST Temp Closed: 0 | 4 | 0 | 0 | 10182-121-011230 | ALLEN OIL CO
1340 | Permanently Closed | 1995-04-06 06:00 | 1979-01-01 06:00 | 1998-11-09 06:00 | Petroleum | Unleaded gasoline | Unleaded gasoline |  | Steel | Steel |  | Painted or None | Steel |  | 1901-01-01 06:00 | [6 empty] | Statistical Inventory Reconciliation (SIR) | [8 empty] | UST Currently In Use: 4; UST Temp Close: 1; AST Currently In Use: 2; AST Temp Closed: 0 | 4 | 1 | 3 | 10182-121-011231 | ALLEN OIL CO
1341 | Permanently Closed | 1998-11-12 06:00 | 1979-01-01 06:00 | 1998-11-12 06:00 | Petroleum | Unleaded gasoline | Unleaded gasoline |  | Steel | Steel |  | Painted or None | Steel |  | 1901-01-01 06:00 | [6 empty] | Statistical Inventory Reconciliation (SIR) | [8 empty] | UST Currently In Use: 4; UST Temp Close: 1; AST Currently In Use: 2; AST Temp Closed: 0 | 4 | 1 | 3 | 10182-121-011231 | ALLEN OIL CO
1342 | Permanently Closed | 1998-11-12 06:00 | 1979-01-01 06:00 | 1998-11-12 06:00 | Petroleum | Unleaded gasoline | Unleaded gasoline |  | Steel | Steel |  | Painted or None | Steel |  | 1901-01-01 06:00 | [6 empty] | Statistical Inventory Reconciliation (SIR) | [8 empty] | UST Currently In Use: 4; UST Temp Close: 1; AST Currently In Use: 2; AST Temp Closed: 0 | 4 | 1 | 3 | 10182-121-011231 | ALLEN OIL CO
1343 | Permanently Closed | 1998-12-21 06:00 | 1975-01-01 06:00 | 1999-02-18 06:00 | Petroleum | Unleaded gasoline | Unleaded gasoline |  | Steel | Steel |  | Painted or None | Steel |  | 1901-01-01 06:00 | [6 empty] | Statistical Inventory Reconciliation (SIR) | [8 empty] | UST Currently In Use: 0; UST Temp Close: 0; AST Currently In Use: 0; AST Temp Closed: 0 | 0 | 0 | 3 | 10182-121-011233 | ALLEN OIL CO
1344 | Permanently Closed | 1998-12-21 06:00 | 1975-01-01 06:00 | 1999-02-18 06:00 | Petroleum | Unleaded gasoline | Unleaded gasoline |  | Steel | Steel |  | Painted or None | Steel |  | 1901-01-01 06:00 | [6 empty] | Statistical Inventory Reconciliation (SIR) | [8 empty] | UST Currently In Use: 0; UST Temp Close: 0; AST Currently In Use: 0; AST Temp Closed: 0 | 0 | 0 | 3 | 10182-121-011233 | ALLEN OIL CO
1345 | Permanently Closed | 1998-12-21 06:00 | 1975-01-01 06:00 | 1999-02-18 06:00 | Petroleum | Unleaded gasoline | Unleaded gasoline |  | Steel | Steel |  | Painted or None | Steel |  | 1901-01-01 06:00 | [6 empty] | Statistical Inventory Reconciliation (SIR) | [8 empty] | UST Currently In Use: 0; UST Temp Close: 0; AST Currently In Use: 0; AST Temp Closed: 0 | 0 | 0 | 3 | 10182-121-011233 | ALLEN OIL CO
1346 | Currently in Use |  | 1971-01-01 06:00 |  | Petroleum | Unleaded gasoline | Unleaded gasoline | Bulk facility, Retail | Steel | Steel | Field installed cathodic protection, Interior lined (not allowed as a standalone method of corrosion protection) |  | Fiberglass reinforced plastic, Steel, STL RISERS |  |  | Field installed cathodic protection, FLXS ISOLA | Catchment Basin, Single walled catchment basin | Automatic shutoff device At 95% full | Automatic shutoff device At 95% full |  |  | Continuous Automatic Tank Gauge |  | Automatic flow restrictor (MLLD), Automatic shutoff device (AELLD) | Automatic shutoff device (AELLD) |  |  | Annual line testing | Annual line testing |  | UST Currently In Use: 7; UST Temp Close: 0; AST Currently In Use: 0; AST Temp Closed: 0 | 7 | 0 | 1 | 10182-121-011235 | ALLEN OIL CO
1347 | Currently in Use |  | 1971-01-01 06:00 |  | Petroleum | Other, 100% | Other | Bulk facility, Retail | Steel | Steel | Field installed cathodic protection, Interior lined (not allowed as a standalone method of corrosion protection) |  | Fiberglass reinforced plastic, Steel, STL RISERS |  |  | Field installed cathodic protection, FLXS ISOLA | Catchment Basin, Single walled catchment basin | Automatic shutoff device At 95% full | Automatic shutoff device At 95% full |  |  | Continuous Automatic Tank Gauge |  | Automatic flow restrictor (MLLD), Automatic shutoff device (AELLD) | Automatic shutoff device (AELLD) |  |  | Annual line testing | Annual line testing |  | UST Currently In Use: 7; UST Temp Close: 0; AST Currently In Use: 0; AST Temp Closed: 0 | 7 | 0 | 1 | 10182-121-011235 | ALLEN OIL CO
1348 | Currently in Use |  | 1971-01-01 06:00 |  | Petroleum | Other, OFFROAD | Other | Bulk facility | Steel | Steel | Field installed cathodic protection, Interior lined (not allowed as a standalone method of corrosion protection) |  | Fiberglass reinforced plastic, Steel, STL RISERS |  |  | Field installed cathodic protection, FLXS IOSLA | Catchment Basin, Single walled catchment basin | Automatic shutoff device At 95% full | Automatic shutoff device At 95% full |  |  | Continuous Automatic Tank Gauge |  | Automatic flow restrictor (MLLD), Automatic shutoff device (AELLD) | Automatic shutoff device (AELLD) |  |  | Annual line testing | Annual line testing |  | UST Currently In Use: 7; UST Temp Close: 0; AST Currently In Use: 0; AST Temp Closed: 0 | 7 | 0 | 1 | 10182-121-011235 | ALLEN OIL CO
1349 | Currently in Use |  | 1971-01-01 06:00 |  | Petroleum | On road diesel | On road diesel | Bulk facility, Retail | Steel | Steel | Field installed cathodic protection, Interior lined (not allowed as a standalone method of corrosion protection) |  | Fiberglass reinforced plastic, STL RISERS |  |  |  | Catchment Basin, Single walled catchment basin | Automatic shutoff device At 95% full | Automatic shutoff device At 95% full |  |  | Continuous Automatic Tank Gauge |  | Automatic flow restrictor (MLLD) | Automatic flow restrictor (MLLD) |  |  | Annual line testing | Annual line testing |  | UST Currently In Use: 7; UST Temp Close: 0; AST Currently In Use: 0; AST Temp Closed: 0 | 7 | 0 | 1 | 10182-121-011235 | ALLEN OIL CO
1350 | Currently in Use |  | 1991-01-23 06:00 |  | Petroleum | Premium gasoline | Premium gasoline | Bulk facility, Retail | Steel | Steel | Field installed cathodic protection, Interior lined (not allowed as a standalone method of corrosion protection) |  | Fiberglass reinforced plastic, Steel, STL RISERS |  |  | Field installed cathodic protection, FLXS ISOLA | Catchment Basin, Single walled catchment basin | Automatic shutoff device At 95% full | Automatic shutoff device At 95% full |  |  | Continuous Automatic Tank Gauge |  | Automatic flow restrictor (MLLD), Automatic shutoff device (AELLD) | Automatic shutoff device (AELLD) |  |  | Annual line testing | Annual line testing |  | UST Currently In Use: 7; UST Temp Close: 0; AST Currently In Use: 0; AST Temp Closed: 0 | 7 | 0 | 1 | 10182-121-011235 | ALLEN OIL CO
1351 | Permanently Closed | 1991-01-23 06:00 | 1980-01-01 06:00 | 1991-01-23 06:00 | Petroleum | Other, MNRLSPIRIT | Other |  | Steel | Steel | Interior lined (not allowed as a standalone method of corrosion protection) | Painted or None | Fiberglass reinforced plastic |  | 1901-01-01 06:00 |  | Catchment Basin, Single walled catchment basin | Automatic shutoff device At 95% full | Automatic shutoff device At 95% full | [11 empty] | UST Currently In Use: 7; UST Temp Close: 0; AST Currently In Use: 0; AST Temp Closed: 0 | 7 | 0 | 1 | 10182-121-011235 | ALLEN OIL CO
1352 | Permanently Closed | 1901-01-01 06:00 | 1972-01-01 06:00 | 1988-10-01 06:00 | Petroleum | Unleaded gasoline | Unleaded gasoline |  | Steel | Steel |  | Painted or None | Steel |  | 1901-01-01 06:00 | [15 empty] | UST Currently In Use: 0; UST Temp Close: 0; AST Currently In Use: 0; AST Temp Closed: 0 | 0 | 0 | 3 | 10182-121-011237 | ALLEN OIL CO
1353 | Permanently Closed | 1901-01-01 06:00 | 1972-01-01 06:00 | 1988-10-01 06:00 | Petroleum | Unleaded gasoline | Unleaded gasoline |  | Steel | Steel |  | Painted or None | Steel |  | 1901-01-01 06:00 | [15 empty] | UST Currently In Use: 0; UST Temp Close: 0; AST Currently In Use: 0; AST Temp Closed: 0 | 0 | 0 | 3 | 10182-121-011237 | ALLEN OIL CO
1354 | Permanently Closed | 1901-01-01 06:00 | 1972-01-01 06:00 | 1988-10-01 06:00 | Petroleum | Unleaded gasoline | Unleaded gasoline |  | Steel | Steel |  | Painted or None | Steel |  | 1901-01-01 06:00 | [15 empty] | UST Currently In Use: 0; UST Temp Close: 0; AST Currently In Use: 0; AST Temp Closed: 0 | 0 | 0 | 3 | 10182-121-011237 | ALLEN OIL CO
1355 | Permanently Closed | 1998-12-21 06:00 | 1971-01-01 06:00 | 1999-04-29 06:00 | Petroleum | Kerosene | Kerosene | Retail | Steel | Steel |  | Painted or None | Steel |  | 1901-01-01 06:00 | [6 empty] | Statistical Inventory Reconciliation (SIR) | [5 empty] | Annual line testing | Annual line testing |  | UST Currently In Use: 0; UST Temp Close: 2; AST Currently In Use: 1; AST Temp Closed: 0 | 0 | 2 | 2 | 22225-121-011238 | JOE DAN HOLMES
1356 | Permanently Closed | 1998-12-21 06:00 | 1971-01-01 06:00 | 1999-04-29 06:00 | Petroleum | On road diesel | On road diesel | Retail | Steel | Steel |  | Painted or None | Steel |  | 1901-01-01 06:00 | [6 empty] | Statistical Inventory Reconciliation (SIR) | [8 empty] | UST Currently In Use: 0; UST Temp Close: 2; AST Currently In Use: 1; AST Temp Closed: 0 | 0 | 2 | 2 | 22225-121-011238 | JOE DAN HOLMES
1357 | Temporary Closed | 2018-10-01 06:00 | 1986-01-01 06:00 |  | Petroleum | Unleaded gasoline | Unleaded gasoline | Retail | Single Wall, Steel | Steel | Coated & cathodic protection (sti-P3) |  | Fiberglass reinforced plastic, Single Wall |  |  | Other, FLXS ISOLA | Catchment Basin, Single walled catchment basin | Automatic shutoff device At 95% full | Automatic shutoff device At 95% full |  |  | Statistical Inventory Reconciliation (SIR) |  | Automatic flow restrictor (MLLD) | Automatic flow restrictor (MLLD) |  |  | Statistical inventory reconciliation (SIR) | Statistical inventory reconciliation (SIR) |  | UST Currently In Use: 0; UST Temp Close: 2; AST Currently In Use: 1; AST Temp Closed: 0 | 0 | 2 | 2 | 22225-121-011238 | JOE DAN HOLMES
1358 | Temporary Closed | 2018-10-01 06:00 | 1986-01-01 06:00 |  | Petroleum | Premium gasoline | Premium gasoline | Retail | Single Wall, Steel | Steel | Coated & cathodic protection (sti-P3) |  | Fiberglass reinforced plastic, Single Wall |  |  | Other, FLXS ISOLA | Catchment Basin, Single walled catchment basin | Automatic shutoff device At 95% full | Automatic shutoff device At 95% full |  |  | Statistical Inventory Reconciliation (SIR) |  | Automatic flow restrictor (MLLD) | Automatic flow restrictor (MLLD) |  |  | Statistical inventory reconciliation (SIR) | Statistical inventory reconciliation (SIR) |  | UST Currently In Use: 0; UST Temp Close: 2; AST Currently In Use: 1; AST Temp Closed: 0 | 0 | 2 | 2 | 22225-121-011238 | JOE DAN HOLMES
1359 | Permanently Closed | 1901-01-01 06:00 | 1968-01-01 06:00 | 1988-05-17 06:00 | Petroleum | Unleaded gasoline | Unleaded gasoline |  | Steel | Steel |  | Painted or None | Steel |  | 1901-01-01 06:00 | [15 empty] | UST Currently In Use: 0; UST Temp Close: 0; AST Currently In Use: 0; AST Temp Closed: 0 | 0 | 0 | 3 | 10182-121-011239 | ALLEN OIL CO
1360 | Permanently Closed | 1901-01-01 06:00 | 1968-01-01 06:00 | 1988-05-17 06:00 | Petroleum | Unleaded gasoline | Unleaded gasoline |  | Steel | Steel |  | Painted or None | Steel |  | 1901-01-01 06:00 | [15 empty] | UST Currently In Use: 0; UST Temp Close: 0; AST Currently In Use: 0; AST Temp Closed: 0 | 0 | 0 | 3 | 10182-121-011239 | ALLEN OIL CO
1361 | Permanently Closed | 1901-01-01 06:00 | 1968-01-01 06:00 | 1988-05-17 06:00 | Petroleum | Unleaded gasoline | Unleaded gasoline |  | Steel | Steel |  | Painted or None | Steel |  | 1901-01-01 06:00 | [15 empty] | UST Currently In Use: 0; UST Temp Close: 0; AST Currently In Use: 0; AST Temp Closed: 0 | 0 | 0 | 3 | 10182-121-011239 | ALLEN OIL CO
1362 | Currently in Use |  | 1986-01-01 06:00 |  | Petroleum | Premium gasoline | Premium gasoline | Retail | Steel | Steel | Field installed cathodic protection |  | Fiberglass reinforced plastic |  |  |  | Catchment Basin, Single walled catchment basin | Automatic shutoff device At 95% full | Automatic shutoff device At 95% full |  |  | Continuous Automatic Tank Gauge |  | Automatic shutoff device (AELLD) | Automatic shutoff device (AELLD) | [5 empty] | UST Currently In Use: 5; UST Temp Close: 0; AST Currently In Use: 0; AST Temp Closed: 0 | 5 | 0 | 0 | 10182-121-011240 | ALLEN OIL CO
1363 | Currently in Use |  | 1986-01-01 06:00 |  | Petroleum | Mid-grade gasoline | Mid-grade gasoline | Retail | Steel | Steel | Field installed cathodic protection |  | Fiberglass reinforced plastic |  |  |  | Catchment Basin, Single walled catchment basin | Automatic shutoff device At 95% full | Automatic shutoff device At 95% full |  |  | Continuous Automatic Tank Gauge |  | Automatic shutoff device (AELLD) | Automatic shutoff device (AELLD) | [5 empty] | UST Currently In Use: 5; UST Temp Close: 0; AST Currently In Use: 0; AST Temp Closed: 0 | 5 | 0 | 0 | 10182-121-011240 | ALLEN OIL CO
1364 | Currently in Use |  | 1986-01-01 06:00 |  | Petroleum | Unleaded gasoline | Unleaded gasoline | Retail | Steel | Steel | Field installed cathodic protection |  | Fiberglass reinforced plastic |  |  |  | Catchment Basin, Single walled catchment basin | Automatic shutoff device At 95% full | Automatic shutoff device At 95% full |  |  | Continuous Automatic Tank Gauge |  | Automatic shutoff device (AELLD) | Automatic shutoff device (AELLD) | [5 empty] | UST Currently In Use: 5; UST Temp Close: 0; AST Currently In Use: 0; AST Temp Closed: 0 | 5 | 0 | 0 | 10182-121-011240 | ALLEN OIL CO
1365 | Currently in Use |  | 1986-01-01 06:00 |  | Petroleum | On road diesel | On road diesel | Retail | Steel | Steel | Field installed cathodic protection |  | Fiberglass reinforced plastic |  |  |  | Catchment Basin, Single walled catchment basin | Automatic shutoff device At 95% full | Automatic shutoff device At 95% full |  |  | Continuous Automatic Tank Gauge |  | Automatic shutoff device (AELLD) | Automatic shutoff device (AELLD) | [5 empty] | UST Currently In Use: 5; UST Temp Close: 0; AST Currently In Use: 0; AST Temp Closed: 0 | 5 | 0 | 0 | 10182-121-011240 | ALLEN OIL CO
1366 | Permanently Closed | 1998-11-21 06:00 | 1968-01-01 06:00 | 1999-08-23 06:00 | Petroleum | Unleaded gasoline | Unleaded gasoline |  | Steel | Steel |  | Painted or None | Steel |  | 1901-01-01 06:00 | [6 empty] | Statistical Inventory Reconciliation (SIR) | [8 empty] | UST Currently In Use: 0; UST Temp Close: 0; AST Currently In Use: 0; AST Temp Closed: 0 | 0 | 0 | 3 | 10182-121-011241 | ALLEN OIL CO
1367 | Permanently Closed | 1998-11-21 06:00 | 1973-01-01 06:00 | 1999-08-23 06:00 | Petroleum | Mid-grade gasoline | Mid-grade gasoline | Retail | Steel | Steel | Field installed cathodic protection | Painted or None | Steel |  | 1901-01-01 06:00 | Field installed cathodic protection | Catchment Basin, Single walled catchment basin | Automatic shutoff device At 95% full | Automatic shutoff device At 95% full |  |  | Statistical Inventory Reconciliation (SIR) | [8 empty] | UST Currently In Use: 0; UST Temp Close: 0; AST Currently In Use: 0; AST Temp Closed: 0 | 0 | 0 | 3 | 10182-121-011241 | ALLEN OIL CO
1368 | Permanently Closed | 1998-11-21 06:00 | 1973-01-01 06:00 | 1999-08-23 06:00 | Petroleum | Premium gasoline | Premium gasoline | Retail | Steel | Steel | Field installed cathodic protection | Painted or None | Steel |  | 1901-01-01 06:00 | Field installed cathodic protection | Catchment Basin, Single walled catchment basin | Automatic shutoff device At 95% full | Automatic shutoff device At 95% full |  |  | Statistical Inventory Reconciliation (SIR) | [8 empty] | UST Currently In Use: 0; UST Temp Close: 0; AST Currently In Use: 0; AST Temp Closed: 0 | 0 | 0 | 3 | 10182-121-011241 | ALLEN OIL CO
1370 | Permanently Closed | 1988-11-01 06:00 | 1968-01-01 06:00 | 1988-11-01 06:00 | Petroleum | Unleaded gasoline | Unleaded gasoline |  | Steel | Steel |  | Painted or None | Steel |  | 1901-01-01 06:00 | [15 empty] | UST Currently In Use: 0; UST Temp Close: 3; AST Currently In Use: 2; AST Temp Closed: 0 | 0 | 3 | 2 | 10182-121-011242 | ALLEN OIL CO
1371 | Permanently Closed | 1988-11-01 06:00 | 1968-01-01 06:00 | 1988-11-01 06:00 | Petroleum | Unleaded gasoline | Unleaded gasoline |  | Steel | Steel |  | Painted or None | Steel |  | 1901-01-01 06:00 | [15 empty] | UST Currently In Use: 0; UST Temp Close: 3; AST Currently In Use: 2; AST Temp Closed: 0 | 0 | 3 | 2 | 10182-121-011242 | ALLEN OIL CO
1373 | Permanently Closed | 2020-01-01 06:00 | 1982-01-01 06:00 | 2021-05-07 06:00 | Petroleum | Unleaded gasoline | Unleaded gasoline | Retail | Steel, 4K/2K | Steel | Field installed cathodic protection |  | Steel |  |  | Field installed cathodic protection | Catchment Basin, Single walled catchment basin | Automatic shutoff device At 95% full | Automatic shutoff device At 95% full |  |  | Statistical Inventory Reconciliation (SIR) |  | Automatic flow restrictor (MLLD) | Automatic flow restrictor (MLLD) |  |  | Statistical inventory reconciliation (SIR) | Statistical inventory reconciliation (SIR) |  | UST Currently In Use: 0; UST Temp Close: 0; AST Currently In Use: 0; AST Temp Closed: 0 | 0 | 0 | 2 | 26012-121-011243 | R&P LAND COMPANY LLC
1374 | Permanently Closed | 2020-01-01 06:00 | 1982-01-01 06:00 | 2021-05-07 06:00 | Petroleum | Premium gasoline | Premium gasoline | Retail | Steel | Steel | Field installed cathodic protection |  | Steel |  |  | Field installed cathodic protection | Catchment Basin, Single walled catchment basin | Automatic shutoff device At 95% full | Automatic shutoff device At 95% full |  |  | Statistical Inventory Reconciliation (SIR) | [8 empty] | UST Currently In Use: 0; UST Temp Close: 0; AST Currently In Use: 0; AST Temp Closed: 0 | 0 | 0 | 2 | 26012-121-011243 | R&P LAND COMPANY LLC
1375 | Permanently Closed | 1901-01-01 06:00 | 1975-01-01 06:00 | 1988-08-01 06:00 | Petroleum | Unleaded gasoline | Unleaded gasoline | Retail | Steel | Steel |  | Painted or None | Steel |  | 1901-01-01 06:00 | [6 empty] | Statistical Inventory Reconciliation (SIR) | [8 empty] | UST Currently In Use: 5; UST Temp Close: 0; AST Currently In Use: 0; AST Temp Closed: 0 | 5 | 0 | 3 | 10182-121-013133 | ALLEN OIL CO
1376 | Permanently Closed | 1901-01-01 06:00 | 1975-01-01 06:00 | 1988-08-01 06:00 | Petroleum | Unleaded gasoline | Unleaded gasoline | Retail | Steel | Steel |  | Painted or None | Steel |  | 1901-01-01 06:00 | [15 empty] | UST Currently In Use: 5; UST Temp Close: 0; AST Currently In Use: 0; AST Temp Closed: 0 | 5 | 0 | 3 | 10182-121-013133 | ALLEN OIL CO
1377 | Permanently Closed | 1901-01-01 06:00 | 1975-01-01 06:00 | 1988-08-01 06:00 | Petroleum | Unleaded gasoline | Unleaded gasoline | Retail | Steel | Steel |  | Painted or None | Steel |  | 1901-01-01 06:00 | [15 empty] | UST Currently In Use: 5; UST Temp Close: 0; AST Currently In Use: 0; AST Temp Closed: 0 | 5 | 0 | 3 | 10182-121-013133 | ALLEN OIL CO
1378 | Currently in Use |  | 1975-01-01 06:00 |  | Petroleum | Unleaded gasoline | Unleaded gasoline | Retail | Steel | Steel | Field installed cathodic protection |  | Fiberglass reinforced plastic, FLXS ISOLA |  |  |  | Catchment Basin, Single walled catchment basin | Automatic shutoff device At 95% full | Automatic shutoff device At 95% full |  |  | Continuous Automatic Tank Gauge |  | Automatic shutoff device (AELLD) | Automatic shutoff device (AELLD) | [5 empty] | UST Currently In Use: 5; UST Temp Close: 0; AST Currently In Use: 0; AST Temp Closed: 0 | 5 | 0 | 3 | 10182-121-013133 | ALLEN OIL CO
1380 | Currently in Use |  | 1984-01-01 06:00 |  | Petroleum | On road diesel | On road diesel | Retail | Steel | Steel | Coated & cathodic protection (sti-P3), Field installed cathodic protection |  | Fiberglass reinforced plastic, FLXS ISOLA |  |  |  | Catchment Basin, Single walled catchment basin | Automatic shutoff device At 95% full | Automatic shutoff device At 95% full |  |  | Continuous Automatic Tank Gauge |  | Automatic shutoff device (AELLD) | Automatic shutoff device (AELLD) | [5 empty] | UST Currently In Use: 5; UST Temp Close: 0; AST Currently In Use: 0; AST Temp Closed: 0 | 5 | 0 | 3 | 10182-121-013133 | ALLEN OIL CO
1381 | Currently in Use |  | 1990-01-01 06:00 |  | Petroleum | 100% biodiesel (Not Regulated) | 100% biodiesel (Not Regulated) | Retail | Steel, 6B/6RACE | Steel | Coated & cathodic protection (sti-P3), Field installed cathodic protection |  | Fiberglass reinforced plastic, FLXS ISOLA |  |  |  | Catchment Basin, Single walled catchment basin | Automatic shutoff device At 95% full | Automatic shutoff device At 95% full |  |  | Continuous Automatic Tank Gauge |  | Automatic shutoff device (AELLD) | Automatic shutoff device (AELLD) | [5 empty] | UST Currently In Use: 5; UST Temp Close: 0; AST Currently In Use: 0; AST Temp Closed: 0 | 5 | 0 | 3 | 10182-121-013133 | ALLEN OIL CO
1382 | Currently in Use |  | 1990-01-01 06:00 |  | Petroleum | Mid-grade gasoline | Mid-grade gasoline | Retail | Steel, 6M/6P | Steel | Coated & cathodic protection (sti-P3), Field installed cathodic protection |  | Fiberglass reinforced plastic, FLXS ISOLA |  |  |  | Catchment Basin, Single walled catchment basin | Automatic shutoff device At 95% full | Automatic shutoff device At 95% full |  |  | Continuous Automatic Tank Gauge |  | Automatic shutoff device (AELLD) | Automatic shutoff device (AELLD) | [5 empty] | UST Currently In Use: 5; UST Temp Close: 0; AST Currently In Use: 0; AST Temp Closed: 0 | 5 | 0 | 3 | 10182-121-013133 | ALLEN OIL CO
1383 | Currently in Use |  | 1990-01-01 06:00 |  | Petroleum | Kerosene | Kerosene | Retail | Steel | Steel | Coated & cathodic protection (sti-P3), Field installed cathodic protection |  | Fiberglass reinforced plastic, FLXS ISOLA |  |  |  | Catchment Basin, Single walled catchment basin | Automatic shutoff device At 95% full | Automatic shutoff device At 95% full |  |  | Continuous Automatic Tank Gauge |  | Automatic flow restrictor (MLLD) | Automatic flow restrictor (MLLD) |  |  | Annual line testing | Annual line testing |  | UST Currently In Use: 5; UST Temp Close: 0; AST Currently In Use: 0; AST Temp Closed: 0 | 5 | 0 | 3 | 10182-121-013133 | ALLEN OIL CO
1384 | Permanently Closed | 1995-10-12 06:00 | 1988-01-01 06:00 | 1998-10-12 06:00 | Petroleum | On road diesel | On road diesel |  | Fiberglass coated steel | Fiberglass coated steel |  |  | Steel |  | 1901-01-01 06:00 | Field installed cathodic protection | [11 empty] | Annual line testing | Annual line testing |  | UST Currently In Use: 0; UST Temp Close: 0; AST Currently In Use: 0; AST Temp Closed: 0 | 0 | 0 | 1 | 10182-121-013179 | ALLEN OIL CO
1385 | Permanently Closed | 1992-02-04 06:00 | 1984-01-01 06:00 | 1992-02-04 06:00 | Petroleum | Unleaded gasoline | Unleaded gasoline |  | Steel | Steel |  | Painted or None | Steel |  | 1901-01-01 06:00 | [15 empty] | UST Currently In Use: 0; UST Temp Close: 0; AST Currently In Use: 0; AST Temp Closed: 0 | 0 | 0 | 1 | 10182-121-013610 | ALLEN OIL CO
1386 | Permanently Closed | 1996-04-11 06:00 | 1984-01-01 06:00 | 1996-04-11 06:00 | Petroleum | Unleaded gasoline | Unleaded gasoline |  | Steel | Steel |  | Painted or None | Steel |  | 1901-01-01 06:00 | [15 empty] | UST Currently In Use: 0; UST Temp Close: 0; AST Currently In Use: 0; AST Temp Closed: 0 | 0 | 0 | 2 | 10182-121-013611 | ALLEN OIL CO
1387 | Permanently Closed | 1996-04-11 06:00 | 1984-01-01 06:00 | 1996-04-11 06:00 | Petroleum | On road diesel | On road diesel |  | Steel | Steel |  | Painted or None | Steel |  | 1901-01-01 06:00 | [15 empty] | UST Currently In Use: 0; UST Temp Close: 0; AST Currently In Use: 0; AST Temp Closed: 0 | 0 | 0 | 2 | 10182-121-013611 | ALLEN OIL CO
1388 | Currently in Use |  | 1990-05-08 06:00 |  | Petroleum | Unleaded gasoline | Unleaded gasoline | Retail | Steel | Steel | Coated & cathodic protection (sti-P3) |  | Double Wall, Flexible | OPW |  | Other, FLXS ISOLA | Catchment Basin, Single walled catchment basin | Automatic shutoff device At 95% full | Automatic shutoff device At 95% full |  |  | Statistical Inventory Reconciliation (SIR) |  | Automatic flow restrictor (MLLD), Containment Sump | Containment Sump |  |  | Statistical inventory reconciliation (SIR) | Statistical inventory reconciliation (SIR) |  | UST Currently In Use: 2; UST Temp Close: 0; AST Currently In Use: 1; AST Temp Closed: 0 | 2 | 0 | 0 | 10182-121-015170 | ALLEN OIL CO
1389 | Currently in Use |  | 1990-05-08 06:00 |  | Petroleum | Premium gasoline | Premium gasoline | Retail | Steel | Steel | Coated & cathodic protection (sti-P3) |  | Double Wall, Fiberglass reinforced plastic |  |  | Other, FLXS ISOLA | Catchment Basin, Single walled catchment basin | Automatic shutoff device At 95% full | Automatic shutoff device At 95% full |  |  | Statistical Inventory Reconciliation (SIR) |  | Automatic flow restrictor (MLLD), Containment Sump | Containment Sump |  |  | Statistical inventory reconciliation (SIR) | Statistical inventory reconciliation (SIR) |  | UST Currently In Use: 2; UST Temp Close: 0; AST Currently In Use: 1; AST Temp Closed: 0 | 2 | 0 | 0 | 10182-121-015170 | ALLEN OIL CO
1390 | Permanently Closed | 2005-12-05 06:00 | 1988-01-01 06:00 | 2007-12-05 06:00 | Petroleum | Unleaded gasoline | Unleaded gasoline | Retail | Steel | Steel | Field installed cathodic protection |  | Steel |  | 1901-01-01 06:00 | Field installed cathodic protection | Catchment Basin, Single walled catchment basin | Automatic shutoff device At 95% full | Automatic shutoff device At 95% full | [11 empty] | UST Currently In Use: 0; UST Temp Close: 0; AST Currently In Use: 1; AST Temp Closed: 0 | 0 | 0 | 3 | 22519-113-003768 | BOBBY CHESSER
1391 | Permanently Closed | 2005-12-05 06:00 | 1978-01-01 06:00 | 2007-12-05 06:00 | Petroleum | Premium gasoline | Premium gasoline | Retail | Steel | Steel | Field installed cathodic protection |  | Steel |  | 1901-01-01 06:00 | Field installed cathodic protection | Catchment Basin, Single walled catchment basin | Automatic shutoff device At 95% full | Automatic shutoff device At 95% full | [11 empty] | UST Currently In Use: 0; UST Temp Close: 0; AST Currently In Use: 1; AST Temp Closed: 0 | 0 | 0 | 3 | 22519-113-003768 | BOBBY CHESSER
1392 | Retired | 1988-10-01 06:00 | 1968-01-01 06:00 |  | Petroleum | Unleaded gasoline | Unleaded gasoline |  | Steel | Steel |  | Painted or None | Steel |  | 1901-01-01 06:00 | [15 empty] | UST Currently In Use: 0; UST Temp Close: 0; AST Currently In Use: 1; AST Temp Closed: 0 | 0 | 0 | 3 | 22519-113-003768 | BOBBY CHESSER
1393 | Retired | 1988-10-01 06:00 | 1968-01-01 06:00 |  | Petroleum | Unleaded gasoline | Unleaded gasoline |  | Steel | Steel |  | Painted or None | Steel |  | 1901-01-01 06:00 | [15 empty] | UST Currently In Use: 0; UST Temp Close: 0; AST Currently In Use: 1; AST Temp Closed: 0 | 0 | 0 | 3 | 22519-113-003768 | BOBBY CHESSER
1394 | Permanently Closed | 2005-12-05 06:00 | 1988-01-01 06:00 | 2007-12-05 06:00 | Petroleum | Mid-grade gasoline | Mid-grade gasoline | Retail | Steel | Steel | Coated & cathodic protection (sti-P3), Field installed cathodic protection |  | Steel |  | 1901-01-01 06:00 | Field installed cathodic protection | Catchment Basin, Single walled catchment basin | Automatic shutoff device At 95% full | Automatic shutoff device At 95% full | [11 empty] | UST Currently In Use: 0; UST Temp Close: 0; AST Currently In Use: 1; AST Temp Closed: 0 | 0 | 0 | 3 | 22519-113-003768 | BOBBY CHESSER
1395 | Permanently Closed | 1990-09-27 06:00 | 1963-01-01 06:00 | 1990-09-27 06:00 | Petroleum | Unleaded gasoline | Unleaded gasoline |  | Steel | Steel |  | Painted or None | Steel |  | 1901-01-01 06:00 | [15 empty] | UST Currently In Use: 0; UST Temp Close: 0; AST Currently In Use: 0; AST Temp Closed: 0 | 0 | 0 | 3 | 10184-101-006322 | ALLENS GROCERY
1396 | Permanently Closed | 1991-08-17 06:00 | 1973-01-01 06:00 | 1991-08-17 06:00 | Petroleum | Unleaded gasoline | Unleaded gasoline |  | Steel | Steel |  | Painted or None | Steel |  | 1901-01-01 06:00 | [15 empty] | UST Currently In Use: 0; UST Temp Close: 0; AST Currently In Use: 0; AST Temp Closed: 0 | 0 | 0 | 3 | 10184-101-006322 | ALLENS GROCERY
1397 | Permanently Closed | 1991-08-17 06:00 | 1973-01-01 06:00 | 1991-08-17 06:00 | Petroleum | Unleaded gasoline | Unleaded gasoline |  | Steel | Steel |  | Painted or None | Steel |  | 1901-01-01 06:00 | [15 empty] | UST Currently In Use: 0; UST Temp Close: 0; AST Currently In Use: 0; AST Temp Closed: 0 | 0 | 0 | 3 | 10184-101-006322 | ALLENS GROCERY
1398 | Permanently Closed | 1980-01-01 06:00 | 1975-01-01 06:00 |  | Petroleum | Other, EMPTY | Other |  |  |  |  | Painted or None |  |  | 1901-01-01 06:00 | [15 empty] | UST Currently In Use: 0; UST Temp Close: 0; AST Currently In Use: 0; AST Temp Closed: 0 | 0 | 0 | 1 | 10185-013-008075 | ALLIED AUTOMOBILE
1399 | Permanently Closed | 1991-07-11 06:00 | 1982-01-01 06:00 | 1991-07-11 06:00 | Petroleum | Unleaded gasoline | Unleaded gasoline |  | Steel | Steel | Other, OTHER |  | Steel |  | 1901-01-01 06:00 | [15 empty] | UST Currently In Use: 0; UST Temp Close: 0; AST Currently In Use: 0; AST Temp Closed: 0 | 0 | 0 | 1 | 10186-117-003588 | ALLIED PRODUCTS CO
1400 | Permanently Closed | 1990-10-23 06:00 | 1974-01-01 06:00 | 1990-10-23 06:00 | Petroleum | Unleaded gasoline | Unleaded gasoline |  | Steel | Steel |  |  |  |  | 1901-01-01 06:00 | [15 empty] | UST Currently In Use: 0; UST Temp Close: 0; AST Currently In Use: 0; AST Temp Closed: 0 | 0 | 0 | 1 | 10187-117-003587 | ALLIED PRODUCTS CO
1401 | Permanently Closed | 1997-12-31 06:00 | 1978-01-01 06:00 | 1998-05-04 06:00 | Petroleum | Unleaded gasoline | Unleaded gasoline | Retail | Steel | Steel |  | Painted or None | Steel |  | 1901-01-01 06:00 | [15 empty] | UST Currently In Use: 0; UST Temp Close: 0; AST Currently In Use: 0; AST Temp Closed: 0 | 0 | 0 | 3 | 10189-073-012932 | ALLISON MOORE OIL CO INC
1402 | Permanently Closed | 1997-12-31 06:00 | 1978-01-01 06:00 | 1998-05-04 06:00 | Petroleum | Unleaded gasoline | Unleaded gasoline | Retail | Steel | Steel |  | Painted or None | Steel |  | 1901-01-01 06:00 | [15 empty] | UST Currently In Use: 0; UST Temp Close: 0; AST Currently In Use: 0; AST Temp Closed: 0 | 0 | 0 | 3 | 10189-073-012932 | ALLISON MOORE OIL CO INC
1403 | Permanently Closed | 1997-12-31 06:00 | 1983-01-01 06:00 | 1998-05-04 06:00 | Petroleum | Unleaded gasoline | Unleaded gasoline | Retail | Steel | Steel |  | Painted or None | Steel |  | 1901-01-01 06:00 | [15 empty] | UST Currently In Use: 0; UST Temp Close: 0; AST Currently In Use: 0; AST Temp Closed: 0 | 0 | 0 | 3 | 10189-073-012932 | ALLISON MOORE OIL CO INC
1404 | Permanently Closed | 1990-01-01 06:00 | 1974-01-01 06:00 | 1998-12-08 06:00 | Petroleum | Unleaded gasoline | Unleaded gasoline |  | Steel | Steel |  | Painted or None | Steel |  | 1901-01-01 06:00 | [15 empty] | UST Currently In Use: 0; UST Temp Close: 0; AST Currently In Use: 1; AST Temp Closed: 0 | 0 | 0 | 1 | 10190-117-003188 | ALLOY CAST PRODUCTS
1405 | Permanently Closed | 1991-02-27 06:00 | 1985-01-01 06:00 | 1991-02-27 06:00 | Petroleum | On road diesel | On road diesel |  | Steel | Steel |  |  |  |  | 1901-01-01 06:00 | [15 empty] | UST Currently In Use: 0; UST Temp Close: 0; AST Currently In Use: 1; AST Temp Closed: 0 | 0 | 0 | 1 | 10192-051-014613 | WINDSTREAM ALABAMA
1406 | Permanently Closed | 1990-11-27 06:00 | 1979-01-01 06:00 | 1990-11-27 06:00 | Petroleum | On road diesel | On road diesel |  | Steel | Steel |  | Painted or None | Steel |  | 1901-01-01 06:00 | [15 empty] | UST Currently In Use: 0; UST Temp Close: 0; AST Currently In Use: 1; AST Temp Closed: 0 | 0 | 0 | 1 | 10192-073-004359 | WINDSTREAM ALABAMA
1407 | Permanently Closed | 1993-09-01 06:00 | 1982-01-01 06:00 | 1993-09-01 06:00 | Petroleum | On road diesel | On road diesel |  | Steel | Steel | Other, GALVONIZED |  | Steel |  | 1901-01-01 06:00 | [15 empty] | UST Currently In Use: 0; UST Temp Close: 0; AST Currently In Use: 1; AST Temp Closed: 0 | 0 | 0 | 1 | 10192-115-004357 | WINDSTREAM ALABAMA
1408 | Permanently Closed | 1991-02-08 06:00 | 1981-01-01 06:00 | 1991-02-08 06:00 | Petroleum | On road diesel | On road diesel |  | Steel | Steel | Other, GAVONLIZED |  | Steel |  | 1901-01-01 06:00 | [15 empty] | UST Currently In Use: 0; UST Temp Close: 0; AST Currently In Use: 1; AST Temp Closed: 0 | 0 | 0 | 1 | 10192-115-004358 | WINDSTREAM ALABAMA
1409 | Permanently Closed | 1991-10-15 06:00 | 1984-01-01 06:00 | 1991-10-15 06:00 | Petroleum | On road diesel | On road diesel |  | Steel | Steel |  |  |  |  | 1901-01-01 06:00 | [15 empty] | UST Currently In Use: 0; UST Temp Close: 0; AST Currently In Use: 1; AST Temp Closed: 0 | 0 | 0 | 1 | 10192-123-014614 | WINDSTREAM ALABAMA
1410 | Permanently Closed | 1994-01-01 06:00 | 1971-01-01 06:00 | 1999-10-07 06:00 | Petroleum | Unleaded gasoline | Unleaded gasoline | Retail | Steel | Steel |  |  |  |  | 1901-01-01 06:00 | [15 empty] | UST Currently In Use: 0; UST Temp Close: 0; AST Currently In Use: 0; AST Temp Closed: 0 | 0 | 0 | 2 | 10194-125-004363 | ALMON ASSOCIATES INC
1411 | Permanently Closed | 1998-12-04 06:00 | 1975-01-01 06:00 | 1999-10-07 06:00 | Petroleum | Unleaded gasoline | Unleaded gasoline | Retail | Steel | Steel |  |  |  |  | 1901-01-01 06:00 | [15 empty] | UST Currently In Use: 0; UST Temp Close: 0; AST Currently In Use: 0; AST Temp Closed: 0 | 0 | 0 | 2 | 10194-125-004363 | ALMON ASSOCIATES INC
1416 | Permanently Closed | 2009-05-01 06:00 | 1976-01-01 06:00 | 2011-05-01 06:00 | Petroleum | Unleaded gasoline | Unleaded gasoline | Retail | Steel | Steel | Field installed cathodic protection |  | Fiberglass reinforced plastic |  |  |  | Catchment Basin, Single walled catchment basin | Flow Rest 90% Full | Flow Rest 90% Full | [8 empty] | Annual line testing | Annual line testing |  | UST Currently In Use: 0; UST Temp Close: 0; AST Currently In Use: 0; AST Temp Closed: 0 | 0 | 0 | 3 | 10196-097-006672 | ALTA M BROADUS
1417 | Permanently Closed | 2009-05-01 06:00 | 1976-01-01 06:00 | 2011-05-01 06:00 | Petroleum | Mid-grade gasoline | Mid-grade gasoline | Retail | Steel | Steel | Field installed cathodic protection |  | Fiberglass reinforced plastic |  |  |  | Catchment Basin, Single walled catchment basin | Flow Rest 90% Full | Flow Rest 90% Full | [8 empty] | Annual line testing | Annual line testing |  | UST Currently In Use: 0; UST Temp Close: 0; AST Currently In Use: 0; AST Temp Closed: 0 | 0 | 0 | 3 | 10196-097-006672 | ALTA M BROADUS
1418 | Permanently Closed | 2009-05-01 06:00 | 1980-01-01 06:00 | 2011-05-01 06:00 | Petroleum | Premium gasoline | Premium gasoline | Retail | Steel | Steel | Field installed cathodic protection |  | Fiberglass reinforced plastic |  |  |  | Catchment Basin, Single walled catchment basin | Flow Rest 90% Full | Flow Rest 90% Full | [8 empty] | Annual line testing | Annual line testing |  | UST Currently In Use: 0; UST Temp Close: 0; AST Currently In Use: 0; AST Temp Closed: 0 | 0 | 0 | 3 | 10196-097-006672 | ALTA M BROADUS
1419 | Permanently Closed | 1901-01-01 06:00 | 1973-01-01 06:00 | 1988-12-02 06:00 | Petroleum | Unleaded gasoline | Unleaded gasoline |  | Steel | Steel |  | Painted or None | Steel |  | 1901-01-01 06:00 | [15 empty] | UST Currently In Use: 0; UST Temp Close: 0; AST Currently In Use: 0; AST Temp Closed: 0 | 0 | 0 | 3 | 10197-073-008810 | ALTADENA COUNTRY CLUB
1420 | Permanently Closed | 1982-01-01 06:00 | 1973-01-01 06:00 | 1988-12-02 06:00 | Petroleum | Unleaded gasoline | Unleaded gasoline |  | Steel | Steel |  | Painted or None | Steel |  | 1901-01-01 06:00 | [15 empty] | UST Currently In Use: 0; UST Temp Close: 0; AST Currently In Use: 0; AST Temp Closed: 0 | 0 | 0 | 3 | 10197-073-008810 | ALTADENA COUNTRY CLUB
1421 | Permanently Closed | 2013-05-30 06:00 | 1989-01-01 06:00 | 2013-05-30 06:00 | Petroleum | Premium gasoline | Premium gasoline | Industrial | Steel | Steel | Coated & cathodic protection (sti-P3) |  | Fiberglass reinforced plastic |  |  | Other, FLXS ISOLA | Catchment Basin, Single walled catchment basin | Automatic shutoff device At 95% full | Automatic shutoff device At 95% full |  |  | Continuous Automatic Tank Gauge | [8 empty] | UST Currently In Use: 0; UST Temp Close: 0; AST Currently In Use: 0; AST Temp Closed: 0 | 0 | 0 | 3 | 10197-073-008810 | ALTADENA COUNTRY CLUB
1422 | Permanently Closed | 2019-09-17 06:00 | 1984-01-01 06:00 | 2019-09-17 06:00 | Petroleum | On road diesel | On road diesel | Emergency power generator | Steel | Steel | Coated & cathodic protection (sti-P3) |  | Steel |  |  | Galvanic Cathodic | Catchment Basin, Single walled catchment basin | Flow Rest 90% Full | Flow Rest 90% Full |  |  | Other | [8 empty] | UST Currently In Use: 0; UST Temp Close: 0; AST Currently In Use: 0; AST Temp Closed: 0 | 0 | 0 | 1 | 21338-073-001156 | GREENBRIAR HEALTH SERVICES
1423 | Currently in Use |  | 1976-01-01 06:00 |  | Petroleum | Other, 100% | Other | Retail | Single Wall, Steel | Steel | Field installed cathodic protection |  | Double Wall, Fiberglass reinforced plastic |  | 2020-10-22 06:00 |  | Catchment Basin, Single walled catchment basin | Automatic shutoff device At 95% full | Automatic shutoff device At 95% full |  |  | Continuous Automatic Tank Gauge |  | Containment Sump, Sump sensor relayed to automatically shut off submersible pump | Sump sensor relayed to automatically shut off submersible pump |  |  | Continuous alarm system | Continuous alarm system |  | UST Currently In Use: 4; UST Temp Close: 0; AST Currently In Use: 0; AST Temp Closed: 0 | 4 | 0 | 0 | 22167-015-008305 | GREG STEWARD
1424 | Currently in Use |  | 1976-01-01 06:00 |  | Petroleum | Mid-grade gasoline | Mid-grade gasoline | Retail | Single Wall, Steel | Steel | Field installed cathodic protection |  | Double Wall, Fiberglass reinforced plastic |  | 2020-10-22 06:00 |  | Catchment Basin, Single walled catchment basin | Automatic shutoff device At 95% full | Automatic shutoff device At 95% full |  |  | Continuous Automatic Tank Gauge |  | Containment Sump, Sump sensor relayed to automatically shut off submersible pump | Sump sensor relayed to automatically shut off submersible pump |  |  | Continuous alarm system | Continuous alarm system |  | UST Currently In Use: 4; UST Temp Close: 0; AST Currently In Use: 0; AST Temp Closed: 0 | 4 | 0 | 0 | 22167-015-008305 | GREG STEWARD
1425 | Currently in Use |  | 1976-01-01 06:00 |  | Petroleum | Unleaded gasoline | Unleaded gasoline | Retail | Single Wall, Steel | Steel | Field installed cathodic protection |  | Double Wall, Fiberglass reinforced plastic |  | 2020-10-22 06:00 |  | Catchment Basin, Single walled catchment basin | Automatic shutoff device At 95% full | Automatic shutoff device At 95% full |  |  | Continuous Automatic Tank Gauge |  | Containment Sump, Sump sensor relayed to automatically shut off submersible pump | Sump sensor relayed to automatically shut off submersible pump |  |  | Continuous alarm system | Continuous alarm system |  | UST Currently In Use: 4; UST Temp Close: 0; AST Currently In Use: 0; AST Temp Closed: 0 | 4 | 0 | 0 | 22167-015-008305 | GREG STEWARD
1426 | Currently in Use |  | 1976-01-01 06:00 |  | Petroleum | On road diesel | On road diesel | Retail | Single Wall, Steel | Steel | Field installed cathodic protection |  | Double Wall, Fiberglass reinforced plastic |  | 2020-10-22 06:00 |  | Catchment Basin, Single walled catchment basin | Automatic shutoff device At 95% full | Automatic shutoff device At 95% full |  |  | Continuous Automatic Tank Gauge |  | Containment Sump, Sump sensor relayed to automatically shut off submersible pump | Sump sensor relayed to automatically shut off submersible pump |  |  | Continuous alarm system | Continuous alarm system |  | UST Currently In Use: 4; UST Temp Close: 0; AST Currently In Use: 0; AST Temp Closed: 0 | 4 | 0 | 0 | 22167-015-008305 | GREG STEWARD
1427 | Permanently Closed | 1986-10-26 06:00 | 1969-01-01 06:00 | 2006-01-11 06:00 | Petroleum | On road diesel | On road diesel |  | Steel | Steel |  |  |  |  | 1901-01-01 06:00 | [15 empty] | UST Currently In Use: 1; UST Temp Close: 0; AST Currently In Use: 0; AST Temp Closed: 0 | 1 | 0 | 1 | 25768-097-001184 | 851 SOUTH BELTLINE HWY LLC
1428 | Currently in Use |  | 1983-01-01 06:00 |  | Petroleum | On road diesel | On road diesel | Emergency Power Generator, Industrial | Fiberglass reinforced plastic | Fiberglass reinforced plastic |  |  | Flexible |  | 1901-01-01 06:00 |  | Catchment Basin, Single walled catchment basin | Automatic shutoff device At 95% full | Automatic shutoff device At 95% full |  |  | Continuous Automatic Tank Gauge | [8 empty] | UST Currently In Use: 1; UST Temp Close: 0; AST Currently In Use: 0; AST Temp Closed: 0 | 1 | 0 | 1 | 25768-097-001184 | 851 SOUTH BELTLINE HWY LLC
1429 | Permanently Closed | 1999-12-06 06:00 | 1979-01-01 06:00 | 2000-03-13 06:00 | Petroleum | Unleaded gasoline | Unleaded gasoline |  | Steel | Steel |  |  | Steel |  | 1901-01-01 06:00 | [12 empty] | Annual line testing | Annual line testing |  | UST Currently In Use: 0; UST Temp Close: 0; AST Currently In Use: 0; AST Temp Closed: 0 | 0 | 0 | 3 | 10201-097-009760 | ALVERSON LAND CO C/O HERMAN MAISEL
1430 | Permanently Closed | 1999-12-06 06:00 | 1979-01-01 06:00 | 2000-03-13 06:00 | Petroleum | Used oil | Used oil |  | Steel | Steel |  |  | Steel |  | 1901-01-01 06:00 |  | Other, EXEMPT | Other, EXEMPT | Other | [8 empty] | Annual line testing | Annual line testing |  | UST Currently In Use: 0; UST Temp Close: 0; AST Currently In Use: 0; AST Temp Closed: 0 | 0 | 0 | 3 | 10201-097-009760 | ALVERSON LAND CO C/O HERMAN MAISEL
1431 | Permanently Closed | 1999-12-06 06:00 | 1979-01-01 06:00 | 2000-03-13 06:00 | Petroleum | Other, NEW OIL | Other |  | Steel | Steel |  |  | Steel |  | 1901-01-01 06:00 | [12 empty] | Annual line testing | Annual line testing |  | UST Currently In Use: 0; UST Temp Close: 0; AST Currently In Use: 0; AST Temp Closed: 0 | 0 | 0 | 3 | 10201-097-009760 | ALVERSON LAND CO C/O HERMAN MAISEL
1432 | Permanently Closed | 1901-01-01 06:00 | 1979-01-01 06:00 | 1988-12-29 06:00 | Petroleum | Unleaded gasoline | Unleaded gasoline |  | Steel | Steel |  | Painted or None | Steel |  | 1901-01-01 06:00 | [15 empty] | UST Currently In Use: 0; UST Temp Close: 0; AST Currently In Use: 0; AST Temp Closed: 0 | 0 | 0 | 6 | 10202-073-006881 | ALVIN BURGESS
1433 | Permanently Closed | 1901-01-01 06:00 | 1979-01-01 06:00 | 1988-12-29 06:00 | Petroleum | Unleaded gasoline | Unleaded gasoline |  | Steel | Steel |  | Painted or None | Steel |  | 1901-01-01 06:00 | [15 empty] | UST Currently In Use: 0; UST Temp Close: 0; AST Currently In Use: 0; AST Temp Closed: 0 | 0 | 0 | 6 | 10202-073-006881 | ALVIN BURGESS
1434 | Permanently Closed | 1901-01-01 06:00 | 1979-01-01 06:00 | 1988-12-29 06:00 | Petroleum | Unleaded gasoline | Unleaded gasoline |  | Steel | Steel |  | Painted or None | Steel |  | 1901-01-01 06:00 | [15 empty] | UST Currently In Use: 0; UST Temp Close: 0; AST Currently In Use: 0; AST Temp Closed: 0 | 0 | 0 | 6 | 10202-073-006881 | ALVIN BURGESS
1435 | Permanently Closed | 1901-01-01 06:00 | 1979-01-01 06:00 | 1988-12-29 06:00 | Petroleum | Unleaded gasoline | Unleaded gasoline |  | Steel | Steel |  | Painted or None | Steel |  | 1901-01-01 06:00 | [15 empty] | UST Currently In Use: 0; UST Temp Close: 0; AST Currently In Use: 0; AST Temp Closed: 0 | 0 | 0 | 6 | 10202-073-006881 | ALVIN BURGESS
1436 | Permanently Closed | 1901-01-01 06:00 | 1979-01-01 06:00 | 1988-12-29 06:00 | Petroleum | Unleaded gasoline | Unleaded gasoline |  | Steel | Steel |  | Painted or None | Steel |  | 1901-01-01 06:00 | [15 empty] | UST Currently In Use: 0; UST Temp Close: 0; AST Currently In Use: 0; AST Temp Closed: 0 | 0 | 0 | 6 | 10202-073-006881 | ALVIN BURGESS
1437 | Permanently Closed | 1901-01-01 06:00 | 1976-01-01 06:00 | 1988-12-29 06:00 | Petroleum | Unleaded gasoline | Unleaded gasoline |  | Steel | Steel |  |  | Steel |  | 1901-01-01 06:00 | [15 empty] | UST Currently In Use: 0; UST Temp Close: 0; AST Currently In Use: 0; AST Temp Closed: 0 | 0 | 0 | 6 | 10202-073-006881 | ALVIN BURGESS
1438 | Permanently Closed | 1901-01-01 06:00 | 1979-01-01 06:00 | 1988-12-01 06:00 | Petroleum | Unleaded gasoline | Unleaded gasoline |  | Steel | Steel |  | Painted or None | Steel |  | 1901-01-01 06:00 | [15 empty] | UST Currently In Use: 2; UST Temp Close: 0; AST Currently In Use: 0; AST Temp Closed: 0 | 2 | 0 | 3 | 23588-079-007281 | MOTEA FADEL
1439 | Permanently Closed | 1901-01-01 06:00 | 1977-01-01 06:00 | 1988-12-01 06:00 | Petroleum | Unleaded gasoline | Unleaded gasoline |  | Steel | Steel |  | Painted or None | Steel |  | 1901-01-01 06:00 | [15 empty] | UST Currently In Use: 2; UST Temp Close: 0; AST Currently In Use: 0; AST Temp Closed: 0 | 2 | 0 | 3 | 23588-079-007281 | MOTEA FADEL
1440 | Permanently Closed | 1901-01-01 06:00 | 1977-01-01 06:00 | 1988-12-01 06:00 | Petroleum | Unleaded gasoline | Unleaded gasoline |  | Steel | Steel |  | Painted or None | Steel |  | 1901-01-01 06:00 | [15 empty] | UST Currently In Use: 2; UST Temp Close: 0; AST Currently In Use: 0; AST Temp Closed: 0 | 2 | 0 | 3 | 23588-079-007281 | MOTEA FADEL
1441 | Currently in Use |  | 1989-01-01 06:00 |  | Petroleum | Unleaded gasoline | Unleaded gasoline | Retail | Single Wall, Steel | Steel | Coated & cathodic protection (sti-P3) |  | Fiberglass reinforced plastic, Single Wall |  |  |  | Catchment Basin, Single walled catchment basin | Automatic shutoff device At 95% full | Automatic shutoff device At 95% full |  |  | Automatic Tank Gauge, Statistical Inventory Reconciliation (SIR) | Direct Bury submersible pump | [7 empty] | UST Currently In Use: 2; UST Temp Close: 0; AST Currently In Use: 0; AST Temp Closed: 0 | 2 | 0 | 3 | 23588-079-007281 | MOTEA FADEL
1442 | Currently in Use |  | 1989-01-01 06:00 |  | Petroleum | Premium gasoline | Premium gasoline | Retail | Single Wall, Steel | Steel | Coated & cathodic protection (sti-P3) |  | Fiberglass reinforced plastic, Single Wall |  |  |  | Catchment Basin, Single walled catchment basin | Automatic shutoff device At 95% full | Automatic shutoff device At 95% full |  |  | Automatic Tank Gauge | Direct Bury submersible pump | [7 empty] | UST Currently In Use: 2; UST Temp Close: 0; AST Currently In Use: 0; AST Temp Closed: 0 | 2 | 0 | 3 | 23588-079-007281 | MOTEA FADEL
1443 | Retired | 1986-04-01 06:00 | 1954-01-01 06:00 |  | Petroleum | Unleaded gasoline | Unleaded gasoline |  | Steel | Steel |  | Painted or None | Steel |  | 1901-01-01 06:00 | [15 empty] | UST Currently In Use: 0; UST Temp Close: 0; AST Currently In Use: 0; AST Temp Closed: 0 | 0 | 0 | 0 | 10204-073-002334 | AM SOUTH BANK N A
1444 | Permanently Closed | 1997-04-15 06:00 | 1974-01-01 06:00 | 1997-04-15 06:00 | Petroleum | Aviation fuel (JP-4; etc.) | Aviation fuel (JP-4; etc.) |  | Steel | Steel |  |  |  |  | 1901-01-01 06:00 | [15 empty] | UST Currently In Use: 0; UST Temp Close: 0; AST Currently In Use: 0; AST Temp Closed: 0 | 0 | 0 | 2 | 10205-073-010934 | Birmingham Airport Authority
1445 | Permanently Closed | 1996-04-01 06:00 | 1974-01-01 06:00 | 1997-04-15 06:00 | Petroleum | Aviation fuel (JP-4; etc.) | Aviation fuel (JP-4; etc.) |  | Steel | Steel |  |  |  |  | 1901-01-01 06:00 | [15 empty] | UST Currently In Use: 0; UST Temp Close: 0; AST Currently In Use: 0; AST Temp Closed: 0 | 0 | 0 | 2 | 10205-073-010934 | Birmingham Airport Authority
1446 | Permanently Closed | 1901-01-01 06:00 | 1977-01-01 06:00 | 1988-11-18 06:00 | Petroleum | Unleaded gasoline | Unleaded gasoline |  | Steel | Steel |  | Painted or None | Steel |  | 1901-01-01 06:00 | [15 empty] | UST Currently In Use: 0; UST Temp Close: 0; AST Currently In Use: 0; AST Temp Closed: 0 | 0 | 0 | 3 | 13378-007-003699 | MCPHERSON COMPANIES, INC.
1447 | Permanently Closed | 1901-01-01 06:00 | 1977-01-01 06:00 | 1988-11-18 06:00 | Petroleum | On road diesel | On road diesel |  | Steel | Steel |  | Painted or None | Steel |  | 1901-01-01 06:00 | [15 empty] | UST Currently In Use: 0; UST Temp Close: 0; AST Currently In Use: 0; AST Temp Closed: 0 | 0 | 0 | 3 | 13378-007-003699 | MCPHERSON COMPANIES, INC.
1448 | Permanently Closed | 1901-01-01 06:00 | 1977-01-01 06:00 | 1988-11-18 06:00 | Petroleum | On road diesel | On road diesel |  | Steel | Steel |  | Painted or None | Steel |  | 1901-01-01 06:00 | [15 empty] | UST Currently In Use: 0; UST Temp Close: 0; AST Currently In Use: 0; AST Temp Closed: 0 | 0 | 0 | 3 | 13378-007-003699 | MCPHERSON COMPANIES, INC.
1449 | Currently in Use |  | 1985-01-01 06:00 |  | Petroleum | Unleaded gasoline | Unleaded gasoline | Retail | Steel, 6K/4K | Steel | Coated & cathodic protection (sti-P3) |  | Fiberglass reinforced plastic |  |  |  | Catchment Basin, Single walled catchment basin | Flow Rest 90% Full | Flow Rest 90% Full |  |  | Automatic Tank Gauge |  | Automatic flow restrictor (MLLD), Containment Sump | Containment Sump |  |  | Annual line testing | Annual line testing |  | UST Currently In Use: 3; UST Temp Close: 1; AST Currently In Use: 0; AST Temp Closed: 0 | 3 | 1 | 0 | 22873-007-006474 | REB OIL OF ALABAMA, LLC
1450 | Currently in Use |  | 1985-01-01 06:00 |  | Petroleum | Premium gasoline | Premium gasoline | Retail | Steel | Steel | Coated & cathodic protection (sti-P3) |  | Fiberglass reinforced plastic |  |  |  | Catchment Basin, Single walled catchment basin | Flow Rest 90% Full | Flow Rest 90% Full |  |  | Automatic Tank Gauge |  | Automatic flow restrictor (MLLD), Containment Sump | Containment Sump |  |  | Annual line testing | Annual line testing |  | UST Currently In Use: 3; UST Temp Close: 1; AST Currently In Use: 0; AST Temp Closed: 0 | 3 | 1 | 0 | 22873-007-006474 | REB OIL OF ALABAMA, LLC
1452 | Currently in Use |  | 1985-01-01 06:00 |  | Petroleum | On road diesel | On road diesel | Retail | Steel | Steel | Coated & cathodic protection (sti-P3) |  | Fiberglass reinforced plastic |  |  |  | Catchment Basin, Single walled catchment basin | Automatic shutoff device At 95% full | Automatic shutoff device At 95% full |  |  | Automatic Tank Gauge |  | Automatic flow restrictor (MLLD) | Automatic flow restrictor (MLLD) |  |  | Annual line testing | Annual line testing |  | UST Currently In Use: 3; UST Temp Close: 1; AST Currently In Use: 0; AST Temp Closed: 0 | 3 | 1 | 0 | 22873-007-006474 | REB OIL OF ALABAMA, LLC
1453 | Permanently Closed | 1988-11-18 06:00 | 1983-01-01 06:00 | 1988-11-18 06:00 | Petroleum | Unleaded gasoline | Unleaded gasoline |  | Steel | Steel |  | Painted or None | Steel |  | 1901-01-01 06:00 | [15 empty] | UST Currently In Use: 0; UST Temp Close: 0; AST Currently In Use: 0; AST Temp Closed: 0 | 0 | 0 | 2 | 10208-007-013837 | JOHN T. DAVIS OIL CO INC
1454 | Permanently Closed | 1988-11-18 06:00 | 1983-01-01 06:00 | 1988-11-18 06:00 | Petroleum | Unleaded gasoline | Unleaded gasoline |  | Steel | Steel |  | Painted or None | Steel |  | 1901-01-01 06:00 | [15 empty] | UST Currently In Use: 0; UST Temp Close: 0; AST Currently In Use: 0; AST Temp Closed: 0 | 0 | 0 | 2 | 10208-007-013837 | JOHN T. DAVIS OIL CO INC
1455 | Permanently Closed | 2002-12-05 06:00 | 1969-01-01 06:00 | 2002-12-05 06:00 | Petroleum | Mid-grade gasoline | Mid-grade gasoline | Retail | Steel | Steel | Field installed cathodic protection, Interior lined (not allowed as a standalone method of corrosion protection) |  | Steel |  | 1901-01-01 06:00 | Field installed cathodic protection | Catchment Basin, Single walled catchment basin | Automatic shutoff device At 95% full | Automatic shutoff device At 95% full |  |  | Statistical Inventory Reconciliation (SIR) | [5 empty] | Annual line testing, Statistical inventory reconciliation (SIR) | Statistical inventory reconciliation (SIR) |  | UST Currently In Use: 0; UST Temp Close: 0; AST Currently In Use: 0; AST Temp Closed: 0 | 0 | 0 | 3 | 10208-015-003672 | JOHN T. DAVIS OIL CO INC
1456 | Permanently Closed | 2002-12-05 06:00 | 1969-01-01 06:00 | 2002-12-05 06:00 | Petroleum | Premium gasoline | Premium gasoline | Retail | Steel | Steel | Field installed cathodic protection, Interior lined (not allowed as a standalone method of corrosion protection) |  | Steel |  | 1901-01-01 06:00 | Field installed cathodic protection | Catchment Basin, Single walled catchment basin | Automatic shutoff device At 95% full | Automatic shutoff device At 95% full |  |  | Statistical Inventory Reconciliation (SIR) | [5 empty] | Annual line testing, Statistical inventory reconciliation (SIR) | Statistical inventory reconciliation (SIR) |  | UST Currently In Use: 0; UST Temp Close: 0; AST Currently In Use: 0; AST Temp Closed: 0 | 0 | 0 | 3 | 10208-015-003672 | JOHN T. DAVIS OIL CO INC
1458 | Permanently Closed | 2002-12-05 06:00 | 1969-01-01 06:00 | 2002-12-05 06:00 | Petroleum | Unleaded gasoline | Unleaded gasoline | Retail | Steel | Steel | Field installed cathodic protection, Interior lined (not allowed as a standalone method of corrosion protection) |  | Steel |  | 1901-01-01 06:00 | Field installed cathodic protection | Catchment Basin, Single walled catchment basin | Automatic shutoff device At 95% full | Automatic shutoff device At 95% full |  |  | Statistical Inventory Reconciliation (SIR) | [5 empty] | Annual line testing, Statistical inventory reconciliation (SIR) | Statistical inventory reconciliation (SIR) |  | UST Currently In Use: 0; UST Temp Close: 0; AST Currently In Use: 0; AST Temp Closed: 0 | 0 | 0 | 3 | 10208-015-003672 | JOHN T. DAVIS OIL CO INC
1459 | Permanently Closed | 1990-07-28 06:00 | 1966-01-01 06:00 | 1990-07-28 06:00 | Petroleum | Unleaded gasoline | Unleaded gasoline |  | Steel | Steel |  |  | Steel |  | 1901-01-01 06:00 | [15 empty] | UST Currently In Use: 0; UST Temp Close: 0; AST Currently In Use: 0; AST Temp Closed: 0 | 0 | 0 | 4 | 10208-015-003673 | JOHN T. DAVIS OIL CO INC
1460 | Permanently Closed | 1990-07-28 06:00 | 1966-01-01 06:00 | 1990-07-28 06:00 | Petroleum | Unleaded gasoline | Unleaded gasoline |  | Steel | Steel |  |  | Steel |  | 1901-01-01 06:00 | [15 empty] | UST Currently In Use: 0; UST Temp Close: 0; AST Currently In Use: 0; AST Temp Closed: 0 | 0 | 0 | 4 | 10208-015-003673 | JOHN T. DAVIS OIL CO INC
1461 | Permanently Closed | 1990-07-28 06:00 | 1966-01-01 06:00 | 1990-07-28 06:00 | Petroleum | Unleaded gasoline | Unleaded gasoline |  | Steel | Steel |  |  | Steel |  | 1901-01-01 06:00 | [15 empty] | UST Currently In Use: 0; UST Temp Close: 0; AST Currently In Use: 0; AST Temp Closed: 0 | 0 | 0 | 4 | 10208-015-003673 | JOHN T. DAVIS OIL CO INC
1462 | Permanently Closed | 1990-07-28 06:00 | 1972-01-01 06:00 | 1990-07-28 06:00 | Petroleum | Unleaded gasoline | Unleaded gasoline |  | Steel | Steel |  |  | Steel |  | 1901-01-01 06:00 | [15 empty] | UST Currently In Use: 0; UST Temp Close: 0; AST Currently In Use: 0; AST Temp Closed: 0 | 0 | 0 | 4 | 10208-015-003673 | JOHN T. DAVIS OIL CO INC
1463 | Temporary Closed | 2020-07-28 06:00 | 1967-01-01 06:00 |  | Petroleum | On road diesel | On road diesel | Retail | Single Wall, Steel | Steel | Field installed cathodic protection, Interior lined (not allowed as a standalone method of corrosion protection) |  | Fiberglass reinforced plastic, Single Wall |  |  |  | Catchment Basin, Single walled catchment basin | Flow Rest 90% Full | Flow Rest 90% Full |  |  | Continuous Automatic Tank Gauge | [8 empty] | UST Currently In Use: 3; UST Temp Close: 1; AST Currently In Use: 0; AST Temp Closed: 0 | 3 | 1 | 0 | 23429-015-003674 | MUSA PROPERTIES, LLC
1464 | Currently in Use |  | 1967-01-01 06:00 |  | Petroleum | On road diesel | On road diesel | Retail | Single Wall, Steel | Steel | Field installed cathodic protection, Interior lined (not allowed as a standalone method of corrosion protection) |  | Double Wall, Fiberglass reinforced plastic |  |  |  | Catchment Basin, Single walled catchment basin | Flow Rest 90% Full | Flow Rest 90% Full |  |  | Continuous Automatic Tank Gauge |  | Automatic flow restrictor (MLLD) | Automatic flow restrictor (MLLD) |  |  | Annual line testing | Annual line testing |  | UST Currently In Use: 3; UST Temp Close: 1; AST Currently In Use: 0; AST Temp Closed: 0 | 3 | 1 | 0 | 23429-015-003674 | MUSA PROPERTIES, LLC
1465 | Currently in Use |  | 1967-01-01 06:00 |  | Petroleum | Premium gasoline | Premium gasoline | Retail | Single Wall, Steel | Steel | Field installed cathodic protection, Interior lined (not allowed as a standalone method of corrosion protection) |  | Double Wall, Fiberglass reinforced plastic |  |  |  | Catchment Basin, Single walled catchment basin | Flow Rest 90% Full | Flow Rest 90% Full |  |  | Continuous Automatic Tank Gauge |  | Automatic flow restrictor (MLLD), Containment Sump | Containment Sump |  |  | Annual line testing | Annual line testing |  | UST Currently In Use: 3; UST Temp Close: 1; AST Currently In Use: 0; AST Temp Closed: 0 | 3 | 1 | 0 | 23429-015-003674 | MUSA PROPERTIES, LLC
1467 | Permanently Closed | 1985-09-01 06:00 | 1967-01-01 06:00 | 1988-11-04 06:00 | Petroleum | Unleaded gasoline | Unleaded gasoline |  | Steel | Steel |  |  | Steel |  | 1901-01-01 06:00 | [15 empty] | UST Currently In Use: 0; UST Temp Close: 0; AST Currently In Use: 0; AST Temp Closed: 0 | 0 | 0 | 2 | 10208-015-003675 | JOHN T. DAVIS OIL CO INC
1468 | Permanently Closed | 1985-09-01 06:00 | 1967-01-01 06:00 | 1988-11-04 06:00 | Petroleum | Unleaded gasoline | Unleaded gasoline |  | Steel | Steel |  |  | Steel |  | 1901-01-01 06:00 | [15 empty] | UST Currently In Use: 0; UST Temp Close: 0; AST Currently In Use: 0; AST Temp Closed: 0 | 0 | 0 | 2 | 10208-015-003675 | JOHN T. DAVIS OIL CO INC
1469 | Permanently Closed | 1901-01-01 06:00 | 1959-01-01 06:00 | 1988-12-07 06:00 | Petroleum | On road diesel | On road diesel |  | Steel | Steel |  |  | Steel |  | 1901-01-01 06:00 | [15 empty] | UST Currently In Use: 0; UST Temp Close: 0; AST Currently In Use: 0; AST Temp Closed: 0 | 0 | 0 | 2 | 10208-015-006754 | JOHN T. DAVIS OIL CO INC
1470 | Permanently Closed | 1901-01-01 06:00 | 1959-01-01 06:00 | 1988-12-07 06:00 | Petroleum | Unleaded gasoline | Unleaded gasoline |  | Steel | Steel |  |  | Steel |  | 1901-01-01 06:00 | [15 empty] | UST Currently In Use: 0; UST Temp Close: 0; AST Currently In Use: 0; AST Temp Closed: 0 | 0 | 0 | 2 | 10208-015-006754 | JOHN T. DAVIS OIL CO INC
1471 | Permanently Closed | 1901-01-01 06:00 | 1966-01-01 06:00 | 1988-11-15 06:00 | Petroleum | Unleaded gasoline | Unleaded gasoline |  | Steel | Steel |  |  | Steel |  | 1901-01-01 06:00 | [15 empty] | UST Currently In Use: 0; UST Temp Close: 0; AST Currently In Use: 0; AST Temp Closed: 0 | 0 | 0 | 4 | 10208-015-006783 | JOHN T. DAVIS OIL CO INC
1472 | Permanently Closed | 1901-01-01 06:00 | 1966-01-01 06:00 | 1988-11-15 06:00 | Petroleum | Unleaded gasoline | Unleaded gasoline |  | Steel | Steel |  |  | Steel |  | 1901-01-01 06:00 | [15 empty] | UST Currently In Use: 0; UST Temp Close: 0; AST Currently In Use: 0; AST Temp Closed: 0 | 0 | 0 | 4 | 10208-015-006783 | JOHN T. DAVIS OIL CO INC
1473 | Permanently Closed | 1901-01-01 06:00 | 1978-01-01 06:00 | 1988-11-15 06:00 | Petroleum | Unleaded gasoline | Unleaded gasoline |  | Steel | Steel |  |  | Steel |  | 1901-01-01 06:00 | [15 empty] | UST Currently In Use: 0; UST Temp Close: 0; AST Currently In Use: 0; AST Temp Closed: 0 | 0 | 0 | 4 | 10208-015-006783 | JOHN T. DAVIS OIL CO INC
1474 | Permanently Closed | 1901-01-01 06:00 | 1978-01-01 06:00 | 1988-11-15 06:00 | Petroleum | Unleaded gasoline | Unleaded gasoline |  | Steel | Steel |  |  | Steel |  | 1901-01-01 06:00 | [15 empty] | UST Currently In Use: 0; UST Temp Close: 0; AST Currently In Use: 0; AST Temp Closed: 0 | 0 | 0 | 4 | 10208-015-006783 | JOHN T. DAVIS OIL CO INC
1475 | Permanently Closed | 1990-07-28 06:00 | 1969-01-01 06:00 | 1990-07-28 06:00 | Petroleum | Unleaded gasoline | Unleaded gasoline |  | Steel | Steel |  |  | Steel |  | 1901-01-01 06:00 | [15 empty] | UST Currently In Use: 0; UST Temp Close: 0; AST Currently In Use: 0; AST Temp Closed: 0 | 0 | 0 | 4 | 10208-015-006784 | JOHN T. DAVIS OIL CO INC
1476 | Permanently Closed | 1990-07-28 06:00 | 1969-01-01 06:00 | 1990-07-28 06:00 | Petroleum | Unleaded gasoline | Unleaded gasoline |  | Steel | Steel |  |  | Steel |  | 1901-01-01 06:00 | [15 empty] | UST Currently In Use: 0; UST Temp Close: 0; AST Currently In Use: 0; AST Temp Closed: 0 | 0 | 0 | 4 | 10208-015-006784 | JOHN T. DAVIS OIL CO INC
1477 | Permanently Closed | 1990-07-28 06:00 | 1976-01-01 06:00 | 1990-07-28 06:00 | Petroleum | Unleaded gasoline | Unleaded gasoline |  | Steel | Steel |  |  | Steel |  | 1901-01-01 06:00 | [15 empty] | UST Currently In Use: 0; UST Temp Close: 0; AST Currently In Use: 0; AST Temp Closed: 0 | 0 | 0 | 4 | 10208-015-006784 | JOHN T. DAVIS OIL CO INC
1478 | Permanently Closed | 1990-07-28 06:00 | 1976-01-01 06:00 | 1990-07-28 06:00 | Petroleum | Unleaded gasoline | Unleaded gasoline |  | Steel | Steel |  |  | Steel |  | 1901-01-01 06:00 | [15 empty] | UST Currently In Use: 0; UST Temp Close: 0; AST Currently In Use: 0; AST Temp Closed: 0 | 0 | 0 | 4 | 10208-015-006784 | JOHN T. DAVIS OIL CO INC
1479 | Permanently Closed | 1995-04-14 06:00 | 1968-01-01 06:00 | 1995-04-14 06:00 | Petroleum | Unleaded gasoline | Unleaded gasoline |  | Steel | Steel |  |  | Steel |  | 1901-01-01 06:00 | [15 empty] | UST Currently In Use: 0; UST Temp Close: 0; AST Currently In Use: 0; AST Temp Closed: 0 | 0 | 0 | 2 | 10208-015-006787 | JOHN T. DAVIS OIL CO INC
1480 | Permanently Closed | 1995-04-14 06:00 | 1968-01-01 06:00 | 1995-04-14 06:00 | Petroleum | Unleaded gasoline | Unleaded gasoline |  | Steel | Steel |  |  | Steel |  | 1901-01-01 06:00 | [15 empty] | UST Currently In Use: 0; UST Temp Close: 0; AST Currently In Use: 0; AST Temp Closed: 0 | 0 | 0 | 2 | 10208-015-006787 | JOHN T. DAVIS OIL CO INC
1481 | Permanently Closed | 1985-08-01 06:00 | 1968-01-01 06:00 | 1988-11-17 06:00 | Petroleum | Unleaded gasoline | Unleaded gasoline |  | Steel | Steel |  |  | Steel |  | 1901-01-01 06:00 | [15 empty] | UST Currently In Use: 0; UST Temp Close: 0; AST Currently In Use: 0; AST Temp Closed: 0 | 0 | 0 | 3 | 10208-015-006788 | JOHN T. DAVIS OIL CO INC
1482 | Permanently Closed | 1985-08-01 06:00 | 1968-01-01 06:00 | 1988-11-17 06:00 | Petroleum | Unleaded gasoline | Unleaded gasoline |  | Steel | Steel |  |  | Steel |  | 1901-01-01 06:00 | [15 empty] | UST Currently In Use: 0; UST Temp Close: 0; AST Currently In Use: 0; AST Temp Closed: 0 | 0 | 0 | 3 | 10208-015-006788 | JOHN T. DAVIS OIL CO INC
1483 | Permanently Closed | 1985-08-01 06:00 | 1976-01-01 06:00 | 1988-11-17 06:00 | Petroleum | Unleaded gasoline | Unleaded gasoline |  | Steel | Steel |  |  | Steel |  | 1901-01-01 06:00 | [15 empty] | UST Currently In Use: 0; UST Temp Close: 0; AST Currently In Use: 0; AST Temp Closed: 0 | 0 | 0 | 3 | 10208-015-006788 | JOHN T. DAVIS OIL CO INC
1484 | Permanently Closed | 1997-04-02 06:00 | 1979-01-01 06:00 | 1997-04-02 06:00 | Petroleum | Unleaded gasoline | Unleaded gasoline |  | Steel | Steel |  |  | Steel |  | 1901-01-01 06:00 | [15 empty] | UST Currently In Use: 0; UST Temp Close: 0; AST Currently In Use: 0; AST Temp Closed: 0 | 0 | 0 | 4 | 10208-015-006790 | JOHN T. DAVIS OIL CO INC
1485 | Permanently Closed | 1997-04-02 06:00 | 1979-01-01 06:00 | 1997-04-02 06:00 | Petroleum | Unleaded gasoline | Unleaded gasoline |  | Steel | Steel |  |  | Steel |  | 1901-01-01 06:00 | [15 empty] | UST Currently In Use: 0; UST Temp Close: 0; AST Currently In Use: 0; AST Temp Closed: 0 | 0 | 0 | 4 | 10208-015-006790 | JOHN T. DAVIS OIL CO INC
1486 | Permanently Closed | 1997-04-02 06:00 | 1979-01-01 06:00 | 1997-04-02 06:00 | Petroleum | Unleaded gasoline | Unleaded gasoline |  | Steel | Steel |  |  | Steel |  | 1901-01-01 06:00 | [15 empty] | UST Currently In Use: 0; UST Temp Close: 0; AST Currently In Use: 0; AST Temp Closed: 0 | 0 | 0 | 4 | 10208-015-006790 | JOHN T. DAVIS OIL CO INC
1487 | Permanently Closed | 1997-04-02 06:00 | 1979-01-01 06:00 | 1997-04-02 06:00 | Petroleum | Unleaded gasoline | Unleaded gasoline |  | Steel | Steel |  |  | Steel |  | 1901-01-01 06:00 | [15 empty] | UST Currently In Use: 0; UST Temp Close: 0; AST Currently In Use: 0; AST Temp Closed: 0 | 0 | 0 | 4 | 10208-015-006790 | JOHN T. DAVIS OIL CO INC
1488 | Permanently Closed | 1901-01-01 06:00 | 1983-01-01 06:00 | 1989-09-10 06:00 | Petroleum | On road diesel | On road diesel |  | Steel | Steel | Other, COLTAREPXY |  | Steel |  | 1901-01-01 06:00 | [15 empty] | UST Currently In Use: 0; UST Temp Close: 0; AST Currently In Use: 0; AST Temp Closed: 0 | 0 | 0 | 1 | 10208-015-006791 | JOHN T. DAVIS OIL CO INC
1489 | Temporary Closed | 2020-02-01 06:00 | 1983-01-01 06:00 |  | Petroleum | Unleaded gasoline | Unleaded gasoline | Retail | Steel | Steel | Coated & cathodic protection (sti-P3), COLTAREPXY |  | Steel |  |  | Galvanic Cathodic | Catchment Basin, Single walled catchment basin | Automatic shutoff device At 95% full | Automatic shutoff device At 95% full |  |  | Statistical Inventory Reconciliation (SIR) | [8 empty] | UST Currently In Use: 0; UST Temp Close: 4; AST Currently In Use: 0; AST Temp Closed: 0 | 0 | 4 | 0 | 25181-015-006793 | MBA INVESTMENTS, INC
1490 | Temporary Closed | 2020-02-01 06:00 | 1983-01-01 06:00 |  | Petroleum | Mid-grade gasoline | Mid-grade gasoline | Retail | Steel | Steel | Coated & cathodic protection (sti-P3), COLTAREPXY |  | Steel |  |  | Galvanic Cathodic | Catchment Basin, Single walled catchment basin | Automatic shutoff device At 95% full | Automatic shutoff device At 95% full |  |  | Statistical Inventory Reconciliation (SIR) | [8 empty] | UST Currently In Use: 0; UST Temp Close: 4; AST Currently In Use: 0; AST Temp Closed: 0 | 0 | 4 | 0 | 25181-015-006793 | MBA INVESTMENTS, INC
1491 | Temporary Closed | 2020-02-01 06:00 | 1983-01-01 06:00 |  | Petroleum | Premium gasoline | Premium gasoline | Retail | Steel | Steel | Coated & cathodic protection (sti-P3), COLTAREPXY |  | Steel |  |  | Galvanic Cathodic | Catchment Basin, Single walled catchment basin | Automatic shutoff device At 95% full | Automatic shutoff device At 95% full |  |  | Statistical Inventory Reconciliation (SIR) | [8 empty] | UST Currently In Use: 0; UST Temp Close: 4; AST Currently In Use: 0; AST Temp Closed: 0 | 0 | 4 | 0 | 25181-015-006793 | MBA INVESTMENTS, INC
1492 | Temporary Closed | 2020-02-01 06:00 | 1983-01-01 06:00 |  | Petroleum | Kerosene | Kerosene | Retail | Steel | Steel | Coated & cathodic protection (sti-P3), COLTAREPXY |  | Steel |  | 1901-01-01 06:00 | Galvanic Cathodic | Catchment Basin, Single walled catchment basin | Automatic shutoff device At 95% full | Automatic shutoff device At 95% full |  |  | Statistical Inventory Reconciliation (SIR) | [8 empty] | UST Currently In Use: 0; UST Temp Close: 4; AST Currently In Use: 0; AST Temp Closed: 0 | 0 | 4 | 0 | 25181-015-006793 | MBA INVESTMENTS, INC
1493 | Permanently Closed | 1901-01-01 06:00 | 1967-01-01 06:00 | 1988-12-07 06:00 | Petroleum | Unleaded gasoline | Unleaded gasoline |  | Steel | Steel |  |  | Steel |  | 1901-01-01 06:00 | [15 empty] | UST Currently In Use: 3; UST Temp Close: 0; AST Currently In Use: 0; AST Temp Closed: 0 | 3 | 0 | 4 | 22069-015-006851 | SAM'S PROPERTIES LLC
1494 | Permanently Closed | 1901-01-01 06:00 | 1967-01-01 06:00 | 1988-12-07 06:00 | Petroleum | Unleaded gasoline | Unleaded gasoline |  | Steel | Steel |  |  | Steel |  | 1901-01-01 06:00 | [15 empty] | UST Currently In Use: 3; UST Temp Close: 0; AST Currently In Use: 0; AST Temp Closed: 0 | 3 | 0 | 4 | 22069-015-006851 | SAM'S PROPERTIES LLC
1495 | Permanently Closed | 1901-01-01 06:00 | 1983-01-01 06:00 | 1988-12-07 06:00 | Petroleum | Unleaded gasoline | Unleaded gasoline |  | Steel | Steel |  |  | Steel |  | 1901-01-01 06:00 | [15 empty] | UST Currently In Use: 3; UST Temp Close: 0; AST Currently In Use: 0; AST Temp Closed: 0 | 3 | 0 | 4 | 22069-015-006851 | SAM'S PROPERTIES LLC
1496 | Permanently Closed | 1985-05-01 06:00 | 1977-01-01 06:00 | 1988-12-07 06:00 | Petroleum | Unleaded gasoline | Unleaded gasoline |  | Steel | Steel |  |  | Steel |  | 1901-01-01 06:00 | [15 empty] | UST Currently In Use: 3; UST Temp Close: 0; AST Currently In Use: 0; AST Temp Closed: 0 | 3 | 0 | 4 | 22069-015-006851 | SAM'S PROPERTIES LLC
1497 | Currently in Use |  | 1988-12-07 06:00 |  | Petroleum | Unleaded gasoline | Unleaded gasoline |  | Single Wall, Steel | Steel | Coated & cathodic protection (sti-P3) |  | Fiberglass reinforced plastic, Single Wall |  |  |  | Catchment Basin, Single walled catchment basin | Automatic shutoff device At 95% full | Automatic shutoff device At 95% full |  |  | Continuous Automatic Tank Gauge |  | Automatic shutoff device (AELLD), Containment Sump | Containment Sump | [5 empty] | UST Currently In Use: 3; UST Temp Close: 0; AST Currently In Use: 0; AST Temp Closed: 0 | 3 | 0 | 4 | 22069-015-006851 | SAM'S PROPERTIES LLC
1498 | Currently in Use |  | 1988-12-07 06:00 |  | Petroleum | Premium gasoline | Premium gasoline | Retail | Single Wall, Steel | Steel | Coated & cathodic protection (sti-P3) |  | Fiberglass reinforced plastic, Single Wall |  |  |  | Catchment Basin, Single walled catchment basin | Automatic shutoff device At 95% full | Automatic shutoff device At 95% full |  |  | Continuous Automatic Tank Gauge |  | Automatic shutoff device (AELLD), Containment Sump | Containment Sump | [5 empty] | UST Currently In Use: 3; UST Temp Close: 0; AST Currently In Use: 0; AST Temp Closed: 0 | 3 | 0 | 4 | 22069-015-006851 | SAM'S PROPERTIES LLC
1499 | Currently in Use |  | 1988-12-07 06:00 |  | Petroleum | On road diesel | On road diesel | Retail | Single Wall, Steel | Steel | Coated & cathodic protection (sti-P3) |  | Double Wall, Fiberglass reinforced plastic |  | 2010-05-01 06:00 |  | Catchment Basin, Single walled catchment basin | Automatic shutoff device At 95% full | Automatic shutoff device At 95% full |  |  | Continuous Automatic Tank Gauge |  | Automatic shutoff device (AELLD), Containment Sump | Containment Sump | Interstitial Monitoring within Secondary Containment | SENSOR TO ATG | Continuous alarm system | Continuous alarm system |  | UST Currently In Use: 3; UST Temp Close: 0; AST Currently In Use: 0; AST Temp Closed: 0 | 3 | 0 | 4 | 22069-015-006851 | SAM'S PROPERTIES LLC
1500 | Currently in Use |  | 1985-01-01 06:00 |  | Petroleum | Premium gasoline | Premium gasoline | Retail | Single Wall, Steel | Steel | Coated & cathodic protection (sti-P3) |  | Fiberglass reinforced plastic, Single Wall |  |  |  | Catchment Basin, Single walled catchment basin | Automatic shutoff device At 95% full | Automatic shutoff device At 95% full |  |  | Continuous Automatic Tank Gauge |  | Automatic shutoff device (AELLD) | Automatic shutoff device (AELLD) | [5 empty] | UST Currently In Use: 5; UST Temp Close: 0; AST Currently In Use: 0; AST Temp Closed: 0 | 5 | 0 | 0 | 22069-015-012568 | SAM'S PROPERTIES LLC
1501 | Currently in Use |  | 1985-01-01 06:00 |  | Petroleum | On road diesel | On road diesel | Retail | Single Wall, Steel | Steel | Coated & cathodic protection (sti-P3) |  | Fiberglass reinforced plastic, Single Wall |  |  |  | Catchment Basin, Single walled catchment basin | Automatic shutoff device At 95% full | Automatic shutoff device At 95% full |  |  | Continuous Automatic Tank Gauge |  | Automatic shutoff device (AELLD) | Automatic shutoff device (AELLD) | [5 empty] | UST Currently In Use: 5; UST Temp Close: 0; AST Currently In Use: 0; AST Temp Closed: 0 | 5 | 0 | 0 | 22069-015-012568 | SAM'S PROPERTIES LLC
1502 | Currently in Use |  | 1985-01-01 06:00 |  | Petroleum | Other, OFFROAD | Other | Retail | Single Wall, Steel | Steel | Coated & cathodic protection (sti-P3) |  | Fiberglass reinforced plastic, Single Wall |  |  |  | Catchment Basin, Single walled catchment basin | Automatic shutoff device At 95% full | Automatic shutoff device At 95% full |  |  | Continuous Automatic Tank Gauge |  | Automatic shutoff device (AELLD) | Automatic shutoff device (AELLD) | [5 empty] | UST Currently In Use: 5; UST Temp Close: 0; AST Currently In Use: 0; AST Temp Closed: 0 | 5 | 0 | 0 | 22069-015-012568 | SAM'S PROPERTIES LLC
1503 | Currently in Use |  | 1985-01-01 06:00 |  | Petroleum | Other, 100% | Other | Retail | Single Wall, Steel | Steel | Coated & cathodic protection (sti-P3) |  | Fiberglass reinforced plastic, Single Wall |  |  |  | Catchment Basin, Single walled catchment basin | Automatic shutoff device At 95% full | Automatic shutoff device At 95% full |  |  | Continuous Automatic Tank Gauge | [8 empty] | UST Currently In Use: 5; UST Temp Close: 0; AST Currently In Use: 0; AST Temp Closed: 0 | 5 | 0 | 0 | 22069-015-012568 | SAM'S PROPERTIES LLC
1504 | Temporary Closed | 2017-05-22 06:00 | 1987-01-01 06:00 |  | Petroleum | Unleaded gasoline | Unleaded gasoline | Retail | Single Wall, Steel | Steel | Coated & cathodic protection (sti-P3) |  | Fiberglass reinforced plastic, Single Wall |  |  |  | Catchment Basin, Single walled catchment basin | Automatic shutoff device At 95% full, Flow Rest 90% Full | Flow Rest 90% Full |  |  | Statistical Inventory Reconciliation (SIR) |  | Automatic flow restrictor (MLLD) | Automatic flow restrictor (MLLD) |  |  | Statistical inventory reconciliation (SIR) | Statistical inventory reconciliation (SIR) |  | UST Currently In Use: 0; UST Temp Close: 3; AST Currently In Use: 0; AST Temp Closed: 0 | 0 | 3 | 0 | 22946-015-013621 | COCKPIT INC
1505 | Temporary Closed | 2017-05-22 06:00 | 1987-01-01 06:00 |  | Petroleum | Mid-grade gasoline | Mid-grade gasoline | Retail | Single Wall, Steel | Steel | Coated & cathodic protection (sti-P3) |  | Fiberglass reinforced plastic, Single Wall |  |  |  | Catchment Basin, Single walled catchment basin | Automatic shutoff device At 95% full, Flow Rest 90% Full | Flow Rest 90% Full |  |  | Statistical Inventory Reconciliation (SIR) |  | Automatic flow restrictor (MLLD) | Automatic flow restrictor (MLLD) |  |  | Statistical inventory reconciliation (SIR) | Statistical inventory reconciliation (SIR) |  | UST Currently In Use: 0; UST Temp Close: 3; AST Currently In Use: 0; AST Temp Closed: 0 | 0 | 3 | 0 | 22946-015-013621 | COCKPIT INC
1506 | Temporary Closed | 2017-05-22 06:00 | 1987-01-01 06:00 |  | Petroleum | Premium gasoline | Premium gasoline | Retail | Single Wall, Steel | Steel | Coated & cathodic protection (sti-P3) |  | Fiberglass reinforced plastic, Single Wall |  |  |  | Catchment Basin, Single walled catchment basin | Automatic shutoff device At 95% full, Flow Rest 90% Full | Flow Rest 90% Full |  |  | Statistical Inventory Reconciliation (SIR) |  | Automatic flow restrictor (MLLD) | Automatic flow restrictor (MLLD) |  |  | Statistical inventory reconciliation (SIR) | Statistical inventory reconciliation (SIR) |  | UST Currently In Use: 0; UST Temp Close: 3; AST Currently In Use: 0; AST Temp Closed: 0 | 0 | 3 | 0 | 22946-015-013621 | COCKPIT INC
1507 | Cannot Locate or abandoned | 1994-05-01 06:00 | 1983-01-01 06:00 |  | Petroleum | Unleaded gasoline | Unleaded gasoline |  | Steel | Steel |  |  | Steel |  | 1901-01-01 06:00 | [6 empty] | Statistical Inventory Reconciliation (SIR) | [8 empty] | UST Currently In Use: 0; UST Temp Close: 0; AST Currently In Use: 0; AST Temp Closed: 0 | 0 | 0 | 0 | 10208-021-007635 | JOHN T. DAVIS OIL CO INC
1508 | Cannot Locate or abandoned | 1994-05-01 06:00 | 1983-01-01 06:00 |  | Petroleum | Unleaded gasoline | Unleaded gasoline |  | Steel | Steel |  |  | Steel |  | 1901-01-01 06:00 | [6 empty] | Statistical Inventory Reconciliation (SIR) | [8 empty] | UST Currently In Use: 0; UST Temp Close: 0; AST Currently In Use: 0; AST Temp Closed: 0 | 0 | 0 | 0 | 10208-021-007635 | JOHN T. DAVIS OIL CO INC
1509 | Cannot Locate or abandoned | 1994-05-01 06:00 | 1983-01-01 06:00 |  | Petroleum | Unleaded gasoline | Unleaded gasoline |  | Steel | Steel |  |  | Steel |  | 1901-01-01 06:00 | [6 empty] | Statistical Inventory Reconciliation (SIR) | [8 empty] | UST Currently In Use: 0; UST Temp Close: 0; AST Currently In Use: 0; AST Temp Closed: 0 | 0 | 0 | 0 | 10208-021-007635 | JOHN T. DAVIS OIL CO INC
1510 | Cannot Locate or abandoned | 1994-05-01 06:00 | 1983-01-01 06:00 |  | Petroleum | On road diesel | On road diesel |  | Steel | Steel |  |  | Steel |  | 1901-01-01 06:00 | [6 empty] | Statistical Inventory Reconciliation (SIR) | [8 empty] | UST Currently In Use: 0; UST Temp Close: 0; AST Currently In Use: 0; AST Temp Closed: 0 | 0 | 0 | 0 | 10208-021-007635 | JOHN T. DAVIS OIL CO INC
1511 | Permanently Closed | 1985-03-01 06:00 | 1970-01-01 06:00 | 1988-12-06 06:00 | Petroleum | Unleaded gasoline | Unleaded gasoline |  | Steel | Steel |  |  | Steel |  | 1901-01-01 06:00 | [15 empty] | UST Currently In Use: 0; UST Temp Close: 0; AST Currently In Use: 0; AST Temp Closed: 0 | 0 | 0 | 3 | 10208-029-006785 | JOHN T. DAVIS OIL CO INC
1512 | Permanently Closed | 1985-03-01 06:00 | 1970-01-01 06:00 | 1988-12-06 06:00 | Petroleum | Unleaded gasoline | Unleaded gasoline |  | Steel | Steel |  |  | Steel |  | 1901-01-01 06:00 | [15 empty] | UST Currently In Use: 0; UST Temp Close: 0; AST Currently In Use: 0; AST Temp Closed: 0 | 0 | 0 | 3 | 10208-029-006785 | JOHN T. DAVIS OIL CO INC
1513 | Permanently Closed | 1985-03-01 06:00 | 1977-01-01 06:00 | 1988-12-06 06:00 | Petroleum | Unleaded gasoline | Unleaded gasoline |  | Steel | Steel |  |  | Steel |  | 1901-01-01 06:00 | [15 empty] | UST Currently In Use: 0; UST Temp Close: 0; AST Currently In Use: 0; AST Temp Closed: 0 | 0 | 0 | 3 | 10208-029-006785 | JOHN T. DAVIS OIL CO INC
1514 | Permanently Closed | 2005-12-04 06:00 | 1982-01-01 06:00 | 2007-04-02 06:00 | Petroleum | Unleaded gasoline | Unleaded gasoline | Retail | Steel | Steel | Field installed cathodic protection |  | Steel |  | 1901-01-01 06:00 | Field installed cathodic protection | Catchment Basin, Single walled catchment basin | Automatic shutoff device At 95% full | Automatic shutoff device At 95% full |  |  | Statistical Inventory Reconciliation (SIR) | [5 empty] | Annual line testing, Statistical inventory reconciliation (SIR) | Statistical inventory reconciliation (SIR) |  | UST Currently In Use: 0; UST Temp Close: 0; AST Currently In Use: 0; AST Temp Closed: 0 | 0 | 0 | 4 | 10208-029-007206 | JOHN T. DAVIS OIL CO INC
1515 | Permanently Closed | 2005-12-04 06:00 | 1982-01-01 06:00 | 2007-04-02 06:00 | Petroleum | On road diesel | On road diesel | Retail | Steel | Steel | Field installed cathodic protection | Painted or None | Steel |  | 1901-01-01 06:00 | Field installed cathodic protection | Catchment Basin, Single walled catchment basin | Automatic shutoff device At 95% full | Automatic shutoff device At 95% full |  |  | Statistical Inventory Reconciliation (SIR) | [5 empty] | Annual line testing, Statistical inventory reconciliation (SIR) | Statistical inventory reconciliation (SIR) |  | UST Currently In Use: 0; UST Temp Close: 0; AST Currently In Use: 0; AST Temp Closed: 0 | 0 | 0 | 4 | 10208-029-007206 | JOHN T. DAVIS OIL CO INC
1516 | Permanently Closed | 2005-12-04 06:00 | 1982-01-01 06:00 | 2007-04-02 06:00 | Petroleum | Premium gasoline | Premium gasoline | Retail |  |  | Field installed cathodic protection | Painted or None | Fiberglass reinforced plastic, Steel |  | 1901-01-01 06:00 | Field installed cathodic protection | Catchment Basin, Single walled catchment basin | Automatic shutoff device At 95% full | Automatic shutoff device At 95% full |  |  | Statistical Inventory Reconciliation (SIR) | [5 empty] | Annual line testing, Statistical inventory reconciliation (SIR) | Statistical inventory reconciliation (SIR) |  | UST Currently In Use: 0; UST Temp Close: 0; AST Currently In Use: 0; AST Temp Closed: 0 | 0 | 0 | 4 | 10208-029-007206 | JOHN T. DAVIS OIL CO INC
1517 | Permanently Closed | 2005-12-04 06:00 | 1982-01-01 06:00 | 2007-04-02 06:00 | Petroleum | Mid-grade gasoline | Mid-grade gasoline | Retail | Steel | Steel | Field installed cathodic protection |  | Steel |  | 1901-01-01 06:00 | Field installed cathodic protection | Catchment Basin, Single walled catchment basin | Automatic shutoff device At 95% full | Automatic shutoff device At 95% full |  |  | Statistical Inventory Reconciliation (SIR) | [5 empty] | Annual line testing, Statistical inventory reconciliation (SIR) | Statistical inventory reconciliation (SIR) |  | UST Currently In Use: 0; UST Temp Close: 0; AST Currently In Use: 0; AST Temp Closed: 0 | 0 | 0 | 4 | 10208-029-007206 | JOHN T. DAVIS OIL CO INC
1518 | Permanently Closed | 1985-06-01 06:00 | 1979-01-01 06:00 |  | Petroleum | Other, OTHER | Other |  | Fiberglass reinforced plastic | Fiberglass reinforced plastic |  |  | Steel |  | 1901-01-01 06:00 | [15 empty] | UST Currently In Use: 0; UST Temp Close: 0; AST Currently In Use: 0; AST Temp Closed: 0 | 0 | 0 | 1 | 10210-073-000155 | AMEREX CORP
1519 | Cannot Locate or abandoned | 1992-10-01 06:00 | 1969-01-01 06:00 |  | Petroleum | Unleaded gasoline | Unleaded gasoline | Bulk facility | Steel | Steel |  |  |  |  | 1901-01-01 06:00 | [15 empty] | UST Currently In Use: 0; UST Temp Close: 0; AST Currently In Use: 0; AST Temp Closed: 0 | 0 | 0 | 0 | 10211-067-003532 | AMERICAN BRASS INC
1520 | Permanently Closed | 1901-01-01 06:00 | 1969-01-01 06:00 | 1988-12-30 06:00 | Petroleum | Unleaded gasoline | Unleaded gasoline |  | Steel | Steel |  | Painted or None | Steel |  | 1901-01-01 06:00 | [15 empty] | UST Currently In Use: 0; UST Temp Close: 0; AST Currently In Use: 0; AST Temp Closed: 0 | 0 | 0 | 1 | 10213-043-000215 | AMERICAN BREAD CO
1521 | Permanently Closed | 1901-01-01 06:00 | 1969-01-01 06:00 | 1988-12-29 06:00 | Petroleum | Unleaded gasoline | Unleaded gasoline |  | Steel | Steel |  | Painted or None | Steel |  | 1901-01-01 06:00 | [15 empty] | UST Currently In Use: 0; UST Temp Close: 0; AST Currently In Use: 0; AST Temp Closed: 0 | 0 | 0 | 1 | 10213-077-000217 | AMERICAN BREAD CO
1522 | Permanently Closed | 1995-12-05 06:00 | 1972-01-01 06:00 | 1995-12-05 06:00 | Petroleum | Unleaded gasoline | Unleaded gasoline |  | Steel | Steel |  | Painted or None | Steel |  | 1901-01-01 06:00 | [6 empty] | Statistical Inventory Reconciliation (SIR) | [8 empty] | UST Currently In Use: 0; UST Temp Close: 0; AST Currently In Use: 0; AST Temp Closed: 0 | 0 | 0 | 5 | 10213-089-000212 | AMERICAN BREAD CO
1523 | Permanently Closed | 1995-12-05 06:00 | 1976-01-01 06:00 | 1995-12-05 06:00 | Petroleum | Unleaded gasoline | Unleaded gasoline |  | Steel | Steel |  | Painted or None | Steel |  | 1901-01-01 06:00 | [6 empty] | Statistical Inventory Reconciliation (SIR) | [8 empty] | UST Currently In Use: 0; UST Temp Close: 0; AST Currently In Use: 0; AST Temp Closed: 0 | 0 | 0 | 5 | 10213-089-000212 | AMERICAN BREAD CO
1524 | Permanently Closed | 1998-11-12 06:00 | 1972-01-01 06:00 | 1998-11-12 06:00 | Petroleum | On road diesel | On road diesel |  | Steel | Steel |  | Painted or None | Steel |  | 1901-01-01 06:00 | [6 empty] | Statistical Inventory Reconciliation (SIR) | [8 empty] | UST Currently In Use: 0; UST Temp Close: 0; AST Currently In Use: 0; AST Temp Closed: 0 | 0 | 0 | 5 | 10213-089-000212 | AMERICAN BREAD CO
1525 | Permanently Closed | 1998-11-12 06:00 | 1972-01-01 06:00 | 1998-11-12 06:00 | Petroleum | On road diesel | On road diesel |  | Steel | Steel |  | Painted or None | Steel |  | 1901-01-01 06:00 | [6 empty] | Statistical Inventory Reconciliation (SIR) | [8 empty] | UST Currently In Use: 0; UST Temp Close: 0; AST Currently In Use: 0; AST Temp Closed: 0 | 0 | 0 | 5 | 10213-089-000212 | AMERICAN BREAD CO
1526 | Permanently Closed | 1998-11-12 06:00 | 1982-01-01 06:00 | 1998-11-12 06:00 | Petroleum | Used oil | Used oil |  | Steel | Steel |  | Painted or None | Steel |  | 1901-01-01 06:00 | [6 empty] | Statistical Inventory Reconciliation (SIR) | [8 empty] | UST Currently In Use: 0; UST Temp Close: 0; AST Currently In Use: 0; AST Temp Closed: 0 | 0 | 0 | 5 | 10213-089-000212 | AMERICAN BREAD CO
1527 | Permanently Closed | 1901-01-01 06:00 | 1969-01-01 06:00 | 1988-12-28 06:00 | Petroleum | Unleaded gasoline | Unleaded gasoline |  | Steel | Steel |  | Painted or None | Steel |  | 1901-01-01 06:00 | [15 empty] | UST Currently In Use: 0; UST Temp Close: 0; AST Currently In Use: 0; AST Temp Closed: 0 | 0 | 0 | 1 | 10213-095-000213 | AMERICAN BREAD CO
1528 | Permanently Closed | 1994-12-01 06:00 | 1982-01-01 06:00 | 1995-12-14 06:00 | Petroleum | Unleaded gasoline | Unleaded gasoline |  | Steel | Steel |  | Painted or None | Steel |  | 1901-01-01 06:00 | [15 empty] | UST Currently In Use: 0; UST Temp Close: 0; AST Currently In Use: 0; AST Temp Closed: 0 | 0 | 0 | 1 | 10213-103-000216 | AMERICAN BREAD CO
1529 | Permanently Closed | 1993-07-27 06:00 | 1975-01-01 06:00 | 1993-07-27 06:00 | Petroleum | Kerosene | Kerosene |  | Steel | Steel |  |  |  |  | 1901-01-01 06:00 | [15 empty] | UST Currently In Use: 0; UST Temp Close: 0; AST Currently In Use: 0; AST Temp Closed: 0 | 0 | 0 | 1 | 10214-005-004391 | AMERICAN BUILDINGS CO
1530 | Permanently Closed | 1991-11-04 06:00 | 1970-01-01 06:00 | 1991-11-04 06:00 | Petroleum | On road diesel | On road diesel |  | Steel | Steel |  |  |  |  | 1901-01-01 06:00 | [15 empty] | UST Currently In Use: 0; UST Temp Close: 0; AST Currently In Use: 2; AST Temp Closed: 0 | 0 | 0 | 2 | 10214-005-004392 | AMERICAN BUILDINGS CO
1531 | Permanently Closed | 1991-11-04 06:00 | 1969-01-01 06:00 | 1991-11-04 06:00 | Petroleum | Unleaded gasoline | Unleaded gasoline |  | Steel | Steel |  |  |  |  | 1901-01-01 06:00 | [15 empty] | UST Currently In Use: 0; UST Temp Close: 0; AST Currently In Use: 2; AST Temp Closed: 0 | 0 | 0 | 2 | 10214-005-004392 | AMERICAN BUILDINGS CO
1532 | Permanently Closed | 1983-05-01 06:00 | 1978-01-01 06:00 | 1988-01-01 06:00 | Hazardous Substance | [6 empty] | Painted or None | Other, CONCRETE |  | 1901-01-01 06:00 | [15 empty] | UST Currently In Use: 0; UST Temp Close: 0; AST Currently In Use: 0; AST Temp Closed: 0 | 0 | 0 | 1 | 10215-073-002406 | AMERICAN BUMPER CO INC
1533 | Permanently Closed | 1901-01-01 06:00 | 1974-01-01 06:00 | 1988-09-30 06:00 | Petroleum | Unleaded gasoline | Unleaded gasoline |  | Steel | Steel |  | Painted or None | Steel |  | 1901-01-01 06:00 | [15 empty] | UST Currently In Use: 0; UST Temp Close: 0; AST Currently In Use: 0; AST Temp Closed: 0 | 0 | 0 | 2 | 10216-023-007183 | AMERICAN CAN CO
1534 | Permanently Closed | 1901-01-01 06:00 | 1974-01-01 06:00 | 1988-09-30 06:00 | Petroleum | On road diesel | On road diesel |  | Steel | Steel |  | Painted or None | Steel |  | 1901-01-01 06:00 | [15 empty] | UST Currently In Use: 0; UST Temp Close: 0; AST Currently In Use: 0; AST Temp Closed: 0 | 0 | 0 | 2 | 10216-023-007183 | AMERICAN CAN CO
1535 | Permanently Closed | 1901-01-01 06:00 | 1980-01-01 06:00 | 1988-09-30 06:00 | Petroleum | On road diesel | On road diesel |  | Steel | Steel |  | Painted or None | Steel |  | 1901-01-01 06:00 | [15 empty] | UST Currently In Use: 0; UST Temp Close: 0; AST Currently In Use: 0; AST Temp Closed: 0 | 0 | 0 | 3 | 10216-023-007186 | AMERICAN CAN CO
1536 | Permanently Closed | 1901-01-01 06:00 | 1980-01-01 06:00 | 1988-09-30 06:00 | Petroleum | On road diesel | On road diesel |  | Steel | Steel |  | Painted or None | Steel |  | 1901-01-01 06:00 | [15 empty] | UST Currently In Use: 0; UST Temp Close: 0; AST Currently In Use: 0; AST Temp Closed: 0 | 0 | 0 | 3 | 10216-023-007186 | AMERICAN CAN CO
1537 | Permanently Closed | 1901-01-01 06:00 | 1980-01-01 06:00 | 1988-09-30 06:00 | Petroleum | Unleaded gasoline | Unleaded gasoline |  | Steel | Steel |  | Painted or None | Steel |  | 1901-01-01 06:00 | [15 empty] | UST Currently In Use: 0; UST Temp Close: 0; AST Currently In Use: 0; AST Temp Closed: 0 | 0 | 0 | 3 | 10216-023-007186 | AMERICAN CAN CO
1538 | Permanently Closed | 1901-01-01 06:00 | 1968-01-01 06:00 | 1988-09-30 06:00 | Petroleum | Unleaded gasoline | Unleaded gasoline |  | Steel | Steel |  | Painted or None | Steel |  | 1901-01-01 06:00 | [15 empty] | UST Currently In Use: 0; UST Temp Close: 0; AST Currently In Use: 0; AST Temp Closed: 0 | 0 | 0 | 4 | 10216-023-007188 | AMERICAN CAN CO
1539 | Permanently Closed | 1901-01-01 06:00 | 1970-01-01 06:00 | 1988-09-30 06:00 | Petroleum | Unleaded gasoline | Unleaded gasoline |  | Steel | Steel |  | Painted or None | Steel |  | 1901-01-01 06:00 | [15 empty] | UST Currently In Use: 0; UST Temp Close: 0; AST Currently In Use: 0; AST Temp Closed: 0 | 0 | 0 | 4 | 10216-023-007188 | AMERICAN CAN CO
1540 | Permanently Closed | 1901-01-01 06:00 | 1973-01-01 06:00 | 1988-09-30 06:00 | Petroleum | Unleaded gasoline | Unleaded gasoline |  | Steel | Steel |  | Painted or None | Steel |  | 1901-01-01 06:00 | [15 empty] | UST Currently In Use: 0; UST Temp Close: 0; AST Currently In Use: 0; AST Temp Closed: 0 | 0 | 0 | 4 | 10216-023-007188 | AMERICAN CAN CO
1541 | Permanently Closed | 1901-01-01 06:00 | 1971-01-01 06:00 | 1988-09-30 06:00 | Petroleum | On road diesel | On road diesel |  | Steel | Steel |  | Painted or None | Steel |  | 1901-01-01 06:00 | [15 empty] | UST Currently In Use: 0; UST Temp Close: 0; AST Currently In Use: 0; AST Temp Closed: 0 | 0 | 0 | 4 | 10216-023-007188 | AMERICAN CAN CO
1542 | Permanently Closed | 1901-01-01 06:00 | 1976-01-01 06:00 | 1988-09-30 06:00 | Petroleum | On road diesel | On road diesel |  | Steel | Steel |  |  | Steel |  | 1901-01-01 06:00 | [15 empty] | UST Currently In Use: 0; UST Temp Close: 0; AST Currently In Use: 0; AST Temp Closed: 0 | 0 | 0 | 3 | 10216-025-007187 | AMERICAN CAN CO
1543 | Permanently Closed | 1901-01-01 06:00 | 1976-01-01 06:00 | 1988-09-30 06:00 | Petroleum | Unleaded gasoline | Unleaded gasoline |  | Steel | Steel |  |  | Steel |  | 1901-01-01 06:00 | [15 empty] | UST Currently In Use: 0; UST Temp Close: 0; AST Currently In Use: 0; AST Temp Closed: 0 | 0 | 0 | 3 | 10216-025-007187 | AMERICAN CAN CO
1544 | Permanently Closed | 1901-01-01 06:00 | 1976-01-01 06:00 | 1988-09-30 06:00 | Petroleum | Unleaded gasoline | Unleaded gasoline |  | Steel | Steel |  |  | Steel |  | 1901-01-01 06:00 | [15 empty] | UST Currently In Use: 0; UST Temp Close: 0; AST Currently In Use: 0; AST Temp Closed: 0 | 0 | 0 | 3 | 10216-025-007187 | AMERICAN CAN CO
1545 | Permanently Closed | 1988-09-30 06:00 | 1972-01-01 06:00 | 1988-09-30 06:00 | Petroleum | Unleaded gasoline | Unleaded gasoline |  | Steel | Steel | Other, OTHER |  | Steel |  | 1901-01-01 06:00 | [15 empty] | UST Currently In Use: 0; UST Temp Close: 0; AST Currently In Use: 0; AST Temp Closed: 0 | 0 | 0 | 1 | 10216-107-007184 | AMERICAN CAN CO
1546 | Permanently Closed | 1998-01-20 06:00 | 1972-01-01 06:00 | 1998-01-26 06:00 | Petroleum | Unleaded gasoline | Unleaded gasoline |  | Steel | Steel | Coated & cathodic protection (sti-P3) |  | Steel |  | 1901-01-01 06:00 | [15 empty] | UST Currently In Use: 2; UST Temp Close: 0; AST Currently In Use: 1; AST Temp Closed: 0 | 2 | 0 | 10 | 10219-073-010533 | AMERICAN CAST IRON PIPE CO
1547 | Permanently Closed | 1998-01-20 06:00 | 1972-01-01 06:00 | 1998-01-26 06:00 | Petroleum | On road diesel | On road diesel |  | Steel | Steel | Coated & cathodic protection (sti-P3) |  | Steel |  | 1901-01-01 06:00 | [15 empty] | UST Currently In Use: 2; UST Temp Close: 0; AST Currently In Use: 1; AST Temp Closed: 0 | 2 | 0 | 10 | 10219-073-010533 | AMERICAN CAST IRON PIPE CO
1548 | Permanently Closed | 1998-01-20 06:00 | 1972-01-01 06:00 | 1998-01-26 06:00 | Petroleum | Kerosene | Kerosene |  | Steel | Steel | Coated & cathodic protection (sti-P3) |  | Steel |  | 1901-01-01 06:00 | [15 empty] | UST Currently In Use: 2; UST Temp Close: 0; AST Currently In Use: 1; AST Temp Closed: 0 | 2 | 0 | 10 | 10219-073-010533 | AMERICAN CAST IRON PIPE CO
1549 | Permanently Closed | 1990-11-13 06:00 | 1966-01-01 06:00 | 1990-11-13 06:00 | Petroleum | On road diesel | On road diesel |  | Steel | Steel |  |  | Steel |  | 1901-01-01 06:00 | [15 empty] | UST Currently In Use: 2; UST Temp Close: 0; AST Currently In Use: 1; AST Temp Closed: 0 | 2 | 0 | 10 | 10219-073-010533 | AMERICAN CAST IRON PIPE CO
1550 | Permanently Closed | 1976-06-01 06:00 | 1943-01-01 07:00 |  | Petroleum | Kerosene | Kerosene |  | Steel | Steel |  |  |  |  | 1901-01-01 06:00 | [15 empty] | UST Currently In Use: 2; UST Temp Close: 0; AST Currently In Use: 1; AST Temp Closed: 0 | 2 | 0 | 10 | 10219-073-010533 | AMERICAN CAST IRON PIPE CO
1551 | Permanently Closed | 1976-06-01 06:00 | 1943-01-01 07:00 |  | Petroleum | Unleaded gasoline | Unleaded gasoline |  | Steel | Steel |  |  |  |  | 1901-01-01 06:00 | [15 empty] | UST Currently In Use: 2; UST Temp Close: 0; AST Currently In Use: 1; AST Temp Closed: 0 | 2 | 0 | 10 | 10219-073-010533 | AMERICAN CAST IRON PIPE CO
1552 | Permanently Closed | 1976-06-01 06:00 | 1943-01-01 07:00 |  | Petroleum | Unleaded gasoline | Unleaded gasoline |  | Steel | Steel |  |  |  |  | 1901-01-01 06:00 | [15 empty] | UST Currently In Use: 2; UST Temp Close: 0; AST Currently In Use: 1; AST Temp Closed: 0 | 2 | 0 | 10 | 10219-073-010533 | AMERICAN CAST IRON PIPE CO
1553 | Permanently Closed | 1901-01-01 06:00 | 1961-01-01 06:00 | 1989-12-01 06:00 | Petroleum | Other, 650 PAINT | Other |  | Steel | Steel | Interior lined (not allowed as a standalone method of corrosion protection) | Painted or None | Steel |  | 1901-01-01 06:00 | [15 empty] | UST Currently In Use: 2; UST Temp Close: 0; AST Currently In Use: 1; AST Temp Closed: 0 | 2 | 0 | 10 | 10219-073-010533 | AMERICAN CAST IRON PIPE CO
1554 | Permanently Closed | 1901-01-01 06:00 | 1961-01-01 06:00 | 1989-12-01 06:00 | Petroleum | Other, 523 PAINT | Other |  | Steel | Steel | Interior lined (not allowed as a standalone method of corrosion protection) | Painted or None | Steel |  | 1901-01-01 06:00 | [15 empty] | UST Currently In Use: 2; UST Temp Close: 0; AST Currently In Use: 1; AST Temp Closed: 0 | 2 | 0 | 10 | 10219-073-010533 | AMERICAN CAST IRON PIPE CO
1562 | Permanently Closed | 1986-05-08 06:00 | 1970-01-01 06:00 | 1986-05-08 06:00 | Petroleum | Other, 523 PAINT | Other |  | Steel | Steel | Interior lined (not allowed as a standalone method of corrosion protection) | Painted or None | Steel |  | 1901-01-01 06:00 | [15 empty] | UST Currently In Use: 2; UST Temp Close: 0; AST Currently In Use: 1; AST Temp Closed: 0 | 2 | 0 | 10 | 10219-073-010533 | AMERICAN CAST IRON PIPE CO
1563 | Permanently Closed | 1901-01-01 06:00 | 1958-01-01 06:00 | 1986-04-01 06:00 | Petroleum | On road diesel | On road diesel |  | Steel | Steel |  | Painted or None | Steel |  | 1901-01-01 06:00 | [15 empty] | UST Currently In Use: 0; UST Temp Close: 0; AST Currently In Use: 0; AST Temp Closed: 0 | 0 | 0 | 1 | 10220-095-007982 | AMERICAN COMMERCIAL TERMINALS INC
1564 | Retired | 1988-01-01 06:00 | 1901-01-01 06:00 |  | Petroleum | On road diesel | On road diesel |  | Steel | Steel |  |  |  |  | 1901-01-01 06:00 | [15 empty] | UST Currently In Use: 0; UST Temp Close: 0; AST Currently In Use: 0; AST Temp Closed: 0 | 0 | 0 | 0 | 10222-073-008633 | AMERICAN FREIGHT SYSTEM INC
1565 | Retired | 1988-01-01 06:00 | 1901-01-01 06:00 |  | Petroleum | Other, NEW OIL | Other |  | Steel | Steel |  |  |  |  | 1901-01-01 06:00 | [15 empty] | UST Currently In Use: 0; UST Temp Close: 0; AST Currently In Use: 0; AST Temp Closed: 0 | 0 | 0 | 0 | 10222-073-008633 | AMERICAN FREIGHT SYSTEM INC
1566 | Permanently Closed | 1991-06-18 06:00 | 1982-01-01 06:00 | 1991-06-18 06:00 | Petroleum | Unleaded gasoline | Unleaded gasoline |  | Steel | Steel |  | Painted or None | Steel |  | 1901-01-01 06:00 | [15 empty] | UST Currently In Use: 0; UST Temp Close: 0; AST Currently In Use: 3; AST Temp Closed: 0 | 0 | 0 | 1 | 21548-103-006744 | CARGILL, INC
1567 | Permanently Closed | 1992-06-02 06:00 | 1976-01-01 06:00 | 1992-06-02 06:00 | Petroleum | On road diesel | On road diesel |  | Steel | Steel |  | Painted or None | Steel |  | 1901-01-01 06:00 | [15 empty] | UST Currently In Use: 0; UST Temp Close: 0; AST Currently In Use: 0; AST Temp Closed: 0 | 0 | 0 | 2 | 10224-101-003121 | AMERICAN FURNITURE GALLERIES INC
1568 | Permanently Closed | 1992-06-02 06:00 | 1976-01-01 06:00 | 1992-06-02 06:00 | Petroleum | Unleaded gasoline | Unleaded gasoline |  | Steel | Steel |  | Painted or None | Steel |  | 1901-01-01 06:00 | [15 empty] | UST Currently In Use: 0; UST Temp Close: 0; AST Currently In Use: 0; AST Temp Closed: 0 | 0 | 0 | 2 | 10224-101-003121 | AMERICAN FURNITURE GALLERIES INC
1569 | Permanently Closed | 1901-01-01 06:00 | 1978-01-01 06:00 | 1988-11-02 06:00 | Petroleum | Unleaded gasoline | Unleaded gasoline |  | Steel | Steel |  | Painted or None | Steel |  | 1901-01-01 06:00 | [15 empty] | UST Currently In Use: 0; UST Temp Close: 0; AST Currently In Use: 1; AST Temp Closed: 0 | 0 | 0 | 2 | 10225-057-000964 | DAL-TILE CORPORATION
1570 | Permanently Closed | 1901-01-01 06:00 | 1978-01-01 06:00 | 1988-11-02 06:00 | Petroleum | On road diesel | On road diesel |  | Steel | Steel |  | Painted or None | Steel |  | 1901-01-01 06:00 | [15 empty] | UST Currently In Use: 0; UST Temp Close: 0; AST Currently In Use: 1; AST Temp Closed: 0 | 0 | 0 | 2 | 10225-057-000964 | DAL-TILE CORPORATION
1571 | Permanently Closed | 1992-10-15 06:00 | 1972-01-01 06:00 | 1992-10-15 06:00 | Petroleum | Unleaded gasoline | Unleaded gasoline |  | Steel | Steel |  | Painted or None | Steel |  | 1901-01-01 06:00 | [15 empty] | UST Currently In Use: 0; UST Temp Close: 0; AST Currently In Use: 0; AST Temp Closed: 0 | 0 | 0 | 3 | 10226-073-002284 | AMERICAN RED CROSS
1572 | Permanently Closed | 1992-10-15 06:00 | 1972-01-01 06:00 | 1992-10-15 06:00 | Petroleum | Unleaded gasoline | Unleaded gasoline |  | Steel | Steel |  | Painted or None | Steel |  | 1901-01-01 06:00 | [15 empty] | UST Currently In Use: 0; UST Temp Close: 0; AST Currently In Use: 0; AST Temp Closed: 0 | 0 | 0 | 3 | 10226-073-002284 | AMERICAN RED CROSS
1573 | Permanently Closed | 1992-10-15 06:00 | 1972-01-01 06:00 | 1992-10-15 06:00 | Petroleum | On road diesel | On road diesel |  | Steel | Steel |  | Painted or None | Steel |  | 1901-01-01 06:00 | [15 empty] | UST Currently In Use: 0; UST Temp Close: 0; AST Currently In Use: 0; AST Temp Closed: 0 | 0 | 0 | 3 | 10226-073-002284 | AMERICAN RED CROSS
1574 | Permanently Closed | 1991-08-02 06:00 | 1980-01-01 06:00 | 1991-08-02 06:00 | Petroleum | On road diesel | On road diesel |  | Steel | Steel |  | Painted or None | Steel |  | 1901-01-01 06:00 | [15 empty] | UST Currently In Use: 0; UST Temp Close: 0; AST Currently In Use: 0; AST Temp Closed: 0 | 0 | 0 | 1 | 10227-073-008670 | AMERICAN STEEL CO
1578 | Permanently Closed | 1901-01-01 06:00 | 1964-01-01 06:00 | 1987-11-01 06:00 | Petroleum | Unleaded gasoline | Unleaded gasoline |  | Steel | Steel |  | Painted or None |  |  | 1901-01-01 06:00 | [15 empty] | UST Currently In Use: 0; UST Temp Close: 0; AST Currently In Use: 0; AST Temp Closed: 0 | 0 | 0 | 2 | 10229-043-000320 | AMERICOLD COMPRESSOR CO
1579 | Permanently Closed | 1901-01-01 06:00 | 1964-01-01 06:00 | 1987-11-01 06:00 | Petroleum | Kerosene | Kerosene |  | Steel | Steel |  | Painted or None |  |  | 1901-01-01 06:00 | [15 empty] | UST Currently In Use: 0; UST Temp Close: 0; AST Currently In Use: 0; AST Temp Closed: 0 | 0 | 0 | 2 | 10229-043-000320 | AMERICOLD COMPRESSOR CO
1580 | Permanently Closed | 1998-09-19 06:00 | 1968-01-01 06:00 | 1998-09-19 06:00 | Petroleum | Unleaded gasoline | Unleaded gasoline | Retail | Steel | Steel |  |  | Steel |  | 1901-01-01 06:00 | [12 empty] | Annual line testing | Annual line testing |  | UST Currently In Use: 2; UST Temp Close: 1; AST Currently In Use: 0; AST Temp Closed: 0 | 2 | 1 | 4 | 24012-085-009804 | TM AMINUR RAHMAN
1581 | Permanently Closed | 1998-09-19 06:00 | 1968-01-01 06:00 | 1998-09-19 06:00 | Petroleum | Unleaded gasoline | Unleaded gasoline | Retail | Steel | Steel |  |  | Steel |  | 1901-01-01 06:00 | [12 empty] | Annual line testing | Annual line testing |  | UST Currently In Use: 2; UST Temp Close: 1; AST Currently In Use: 0; AST Temp Closed: 0 | 2 | 1 | 4 | 24012-085-009804 | TM AMINUR RAHMAN
1582 | Permanently Closed | 1975-01-12 06:00 | 1973-01-01 06:00 |  | Petroleum | Unleaded gasoline | Unleaded gasoline |  | Steel | Steel |  |  | Steel |  | 1901-01-01 06:00 | [15 empty] | UST Currently In Use: 2; UST Temp Close: 1; AST Currently In Use: 0; AST Temp Closed: 0 | 2 | 1 | 4 | 24012-085-009804 | TM AMINUR RAHMAN
1583 | Permanently Closed | 1901-01-01 06:00 | 1982-01-01 06:00 | 1987-01-01 06:00 | Petroleum | On road diesel | On road diesel |  | Steel | Steel |  | Painted or None | Steel |  | 1901-01-01 06:00 | [15 empty] | UST Currently In Use: 0; UST Temp Close: 0; AST Currently In Use: 0; AST Temp Closed: 0 | 0 | 0 | 1 | 10231-089-011821 | AMES INDUSTRIES INC
1584 | Permanently Closed | 1998-12-16 06:00 | 1979-01-01 06:00 | 1998-12-16 06:00 | Petroleum | On road diesel | On road diesel | Emergency Power Generator, Industrial | Steel | Steel |  | Painted or None | Steel |  | 1901-01-01 06:00 | Field installed cathodic protection | [14 empty] | UST Currently In Use: 0; UST Temp Close: 0; AST Currently In Use: 1; AST Temp Closed: 0 | 0 | 0 | 1 | 24799-073-012955 | BBH BMC, LLC
1585 | Permanently Closed | 1997-02-01 06:00 | 1980-01-01 06:00 | 1997-02-17 06:00 | Petroleum | On road diesel | On road diesel |  | Steel | Steel |  | Painted or None | Steel |  | 1901-01-01 06:00 | [15 empty] | UST Currently In Use: 0; UST Temp Close: 0; AST Currently In Use: 0; AST Temp Closed: 0 | 0 | 0 | 3 | 10233-097-000319 | AML CONTRACTORS INC
1586 | Permanently Closed | 1997-02-01 06:00 | 1981-01-01 06:00 | 1997-02-17 06:00 | Petroleum | Unleaded gasoline | Unleaded gasoline |  | Steel | Steel |  | Painted or None | Steel |  | 1901-01-01 06:00 | [15 empty] | UST Currently In Use: 0; UST Temp Close: 0; AST Currently In Use: 0; AST Temp Closed: 0 | 0 | 0 | 3 | 10233-097-000319 | AML CONTRACTORS INC
1587 | Permanently Closed | 1997-02-01 06:00 | 1982-01-01 06:00 | 1997-02-17 06:00 | Petroleum | Unleaded gasoline | Unleaded gasoline |  | Steel | Steel |  | Painted or None | Steel |  | 1901-01-01 06:00 | [15 empty] | UST Currently In Use: 0; UST Temp Close: 0; AST Currently In Use: 0; AST Temp Closed: 0 | 0 | 0 | 3 | 10233-097-000319 | AML CONTRACTORS INC
1588 | Permanently Closed | 1988-09-01 06:00 | 1981-01-01 06:00 | 1988-09-01 06:00 | Petroleum | Unleaded gasoline | Unleaded gasoline |  | Steel | Steel | Coated & cathodic protection (sti-P3) |  | Steel |  | 1901-01-01 06:00 | [15 empty] | UST Currently In Use: 0; UST Temp Close: 0; AST Currently In Use: 3; AST Temp Closed: 0 | 0 | 0 | 1 | 10235-111-006673 | AMOCO FABRICS AND FIBERS CO
1589 | Permanently Closed | 1901-01-01 06:00 | 1965-01-01 06:00 | 1988-12-23 06:00 | Petroleum | On road diesel | On road diesel |  | Steel | Steel |  | Painted or None |  |  | 1901-01-01 06:00 | [15 empty] | UST Currently In Use: 0; UST Temp Close: 0; AST Currently In Use: 0; AST Temp Closed: 0 | 0 | 0 | 4 | 10237-033-009260 | AMOCO OIL CO
1590 | Permanently Closed | 1901-01-01 06:00 | 1965-01-01 06:00 | 1988-12-23 06:00 | Petroleum | On road diesel | On road diesel |  | Steel | Steel |  | Painted or None |  |  | 1901-01-01 06:00 | [15 empty] | UST Currently In Use: 0; UST Temp Close: 0; AST Currently In Use: 0; AST Temp Closed: 0 | 0 | 0 | 4 | 10237-033-009260 | AMOCO OIL CO
1591 | Permanently Closed | 1901-01-01 06:00 | 1965-01-01 06:00 | 1988-12-23 06:00 | Petroleum | On road diesel | On road diesel |  | Steel | Steel |  | Painted or None |  |  | 1901-01-01 06:00 | [15 empty] | UST Currently In Use: 0; UST Temp Close: 0; AST Currently In Use: 0; AST Temp Closed: 0 | 0 | 0 | 4 | 10237-033-009260 | AMOCO OIL CO
1592 | Permanently Closed | 1901-01-01 06:00 | 1965-01-01 06:00 | 1988-12-23 06:00 | Petroleum | On road diesel | On road diesel |  | Steel | Steel |  | Painted or None |  |  | 1901-01-01 06:00 | [15 empty] | UST Currently In Use: 0; UST Temp Close: 0; AST Currently In Use: 0; AST Temp Closed: 0 | 0 | 0 | 4 | 10237-033-009260 | AMOCO OIL CO
1593 | Permanently Closed | 1901-01-01 06:00 | 1967-01-01 06:00 | 1988-01-01 06:00 | Petroleum | On road diesel | On road diesel |  | Steel | Steel |  | Painted or None |  |  | 1901-01-01 06:00 | [15 empty] | UST Currently In Use: 0; UST Temp Close: 0; AST Currently In Use: 0; AST Temp Closed: 0 | 0 | 0 | 1 | 10237-033-009266 | AMOCO OIL CO
1594 | Permanently Closed | 1901-01-01 06:00 | 1964-01-01 06:00 | 1988-12-23 06:00 | Petroleum | On road diesel | On road diesel |  | Steel | Steel |  | Painted or None |  |  | 1901-01-01 06:00 | [15 empty] | UST Currently In Use: 0; UST Temp Close: 0; AST Currently In Use: 0; AST Temp Closed: 0 | 0 | 0 | 1 | 10237-055-009259 | AMOCO OIL CO
1595 | Permanently Closed | 1901-01-01 06:00 | 1963-01-01 06:00 | 1986-06-10 06:00 | Petroleum | On road diesel | On road diesel |  | Steel | Steel |  | Painted or None |  |  | 1901-01-01 06:00 | [15 empty] | UST Currently In Use: 0; UST Temp Close: 0; AST Currently In Use: 0; AST Temp Closed: 0 | 0 | 0 | 1 | 10237-055-009261 | AMOCO OIL CO
1596 | Permanently Closed | 1986-09-01 06:00 | 1964-01-01 06:00 | 1988-01-01 06:00 | Petroleum | On road diesel | On road diesel |  | Steel | Steel |  | Painted or None |  |  | 1901-01-01 06:00 | [15 empty] | UST Currently In Use: 0; UST Temp Close: 0; AST Currently In Use: 0; AST Temp Closed: 0 | 0 | 0 | 1 | 10237-055-009265 | AMOCO OIL CO
1597 | Permanently Closed | 1901-01-01 06:00 | 1970-01-01 06:00 | 1988-01-01 06:00 | Petroleum | On road diesel | On road diesel |  | Steel | Steel |  | Painted or None |  |  | 1901-01-01 06:00 | [15 empty] | UST Currently In Use: 0; UST Temp Close: 0; AST Currently In Use: 0; AST Temp Closed: 0 | 0 | 0 | 1 | 10237-079-009267 | AMOCO OIL CO
1599 | Permanently Closed | 2003-02-01 06:00 | 1973-01-01 06:00 | 2003-02-01 06:00 | Petroleum | Other, FLUSH OIL | Other | Industrial | Steel | Steel |  | Painted or None | Steel |  | 1901-01-01 06:00 | [15 empty] | UST Currently In Use: 0; UST Temp Close: 0; AST Currently In Use: 0; AST Temp Closed: 0 | 0 | 0 | 1 | 21445-095-010572 | WARREN DISTRIBUTION INC.
1600 | Permanently Closed | 1999-11-08 06:00 | 1968-01-01 06:00 | 1999-11-08 06:00 | Petroleum | Unleaded gasoline | Unleaded gasoline |  | Steel | Steel |  | Painted or None | Steel |  | 1901-01-01 06:00 | [15 empty] | UST Currently In Use: 0; UST Temp Close: 0; AST Currently In Use: 0; AST Temp Closed: 0 | 0 | 0 | 3 | 10239-069-010517 | AMOS M NEWSOME JR
1601 | Permanently Closed | 1999-11-08 06:00 | 1968-01-01 06:00 | 1999-11-08 06:00 | Petroleum | Unleaded gasoline | Unleaded gasoline |  | Steel | Steel |  | Painted or None | Steel |  | 1901-01-01 06:00 | [15 empty] | UST Currently In Use: 0; UST Temp Close: 0; AST Currently In Use: 0; AST Temp Closed: 0 | 0 | 0 | 3 | 10239-069-010517 | AMOS M NEWSOME JR
1602 | Permanently Closed | 1999-11-08 06:00 | 1968-01-01 06:00 | 1999-11-08 06:00 | Petroleum | Unleaded gasoline | Unleaded gasoline |  | Steel | Steel |  | Painted or None | Steel |  | 1901-01-01 06:00 | [15 empty] | UST Currently In Use: 0; UST Temp Close: 0; AST Currently In Use: 0; AST Temp Closed: 0 | 0 | 0 | 3 | 10239-069-010517 | AMOS M NEWSOME JR
1603 | Permanently Closed | 1987-11-01 06:00 | 1969-01-01 06:00 | 1987-11-28 06:00 | Petroleum | On road diesel | On road diesel |  | Steel | Steel |  | Painted or None | Steel |  | 1901-01-01 06:00 | [15 empty] | UST Currently In Use: 0; UST Temp Close: 0; AST Currently In Use: 6; AST Temp Closed: 0 | 0 | 0 | 7 | 10240-081-005921 | AMPEX CORP
1604 | Permanently Closed | 1983-01-01 06:00 | 1958-01-01 06:00 |  | Petroleum | On road diesel | On road diesel |  | Steel | Steel |  | Painted or None | Steel |  | 1901-01-01 06:00 | [15 empty] | UST Currently In Use: 0; UST Temp Close: 0; AST Currently In Use: 6; AST Temp Closed: 0 | 0 | 0 | 7 | 10240-081-005921 | AMPEX CORP
1605 | Permanently Closed | 1989-06-01 06:00 | 1964-01-01 06:00 | 1989-07-01 06:00 | Petroleum | On road diesel | On road diesel |  | Steel | Steel |  | Painted or None | Steel |  | 1901-01-01 06:00 | [15 empty] | UST Currently In Use: 0; UST Temp Close: 0; AST Currently In Use: 6; AST Temp Closed: 0 | 0 | 0 | 7 | 10240-081-005921 | AMPEX CORP
1606 | Permanently Closed | 1989-06-01 06:00 | 1964-01-01 06:00 | 1989-07-01 06:00 | Petroleum | On road diesel | On road diesel |  | Steel | Steel |  | Painted or None | Steel |  | 1901-01-01 06:00 | [15 empty] | UST Currently In Use: 0; UST Temp Close: 0; AST Currently In Use: 6; AST Temp Closed: 0 | 0 | 0 | 7 | 10240-081-005921 | AMPEX CORP
1607 | Permanently Closed | 1987-11-01 06:00 | 1976-01-01 06:00 | 1987-11-05 06:00 | Petroleum | On road diesel | On road diesel |  | Steel | Steel |  | Painted or None | Steel |  | 1901-01-01 06:00 | [15 empty] | UST Currently In Use: 0; UST Temp Close: 0; AST Currently In Use: 6; AST Temp Closed: 0 | 0 | 0 | 7 | 10240-081-005921 | AMPEX CORP
1608 | Permanently Closed | 1985-11-01 06:00 | 1969-01-01 06:00 | 1987-11-05 06:00 | Petroleum | On road diesel | On road diesel |  | Steel | Steel |  | Painted or None | Steel |  | 1901-01-01 06:00 | [15 empty] | UST Currently In Use: 0; UST Temp Close: 0; AST Currently In Use: 6; AST Temp Closed: 0 | 0 | 0 | 7 | 10240-081-005921 | AMPEX CORP
1609 | Permanently Closed | 1987-12-01 06:00 | 1953-01-01 06:00 | 1987-11-06 06:00 | Petroleum | Other, OTHER | Other |  | Steel | Steel |  | Painted or None | Steel |  | 1901-01-01 06:00 | [15 empty] | UST Currently In Use: 0; UST Temp Close: 0; AST Currently In Use: 6; AST Temp Closed: 0 | 0 | 0 | 7 | 10240-081-005921 | AMPEX CORP
1610 | Permanently Closed | 1901-01-01 06:00 | 1964-01-01 06:00 | 1988-10-13 06:00 | Petroleum | Unleaded gasoline | Unleaded gasoline |  | Steel | Steel |  | Painted or None | Steel |  | 1901-01-01 06:00 | [15 empty] | UST Currently In Use: 0; UST Temp Close: 0; AST Currently In Use: 0; AST Temp Closed: 0 | 0 | 0 | 2 | 10241-125-006701 | AMSOUTH BANK N A & BETTYE STEWART
1611 | Permanently Closed | 1901-01-01 06:00 | 1964-01-01 06:00 | 1988-10-13 06:00 | Petroleum | Unleaded gasoline | Unleaded gasoline |  | Steel | Steel |  | Painted or None | Steel |  | 1901-01-01 06:00 | [15 empty] | UST Currently In Use: 0; UST Temp Close: 0; AST Currently In Use: 0; AST Temp Closed: 0 | 0 | 0 | 2 | 10241-125-006701 | AMSOUTH BANK N A & BETTYE STEWART
1612 | Temporary Closed | 2007-07-01 06:00 | 1974-01-01 06:00 |  | Petroleum | Premium gasoline | Premium gasoline | Retail | Single Wall, Steel | Steel | Field installed cathodic protection, OTHER |  | Single Wall, Steel |  |  | Field installed cathodic protection | Catchment Basin, Single walled catchment basin | Automatic shutoff device At 95% full | Automatic shutoff device At 95% full |  |  | Statistical Inventory Reconciliation (SIR) | Direct Bury submersible pump | [7 empty] | UST Currently In Use: 2; UST Temp Close: 1; AST Currently In Use: 0; AST Temp Closed: 0 | 2 | 1 | 0 | 10242-127-007808 | GRAY PROPERTIES, LLC.
1613 | Currently in Use |  | 1974-01-01 06:00 |  | Petroleum | Unleaded gasoline | Unleaded gasoline | Retail | Single Wall, Steel | Steel | Field installed cathodic protection, OTHER |  | Single Wall, Steel |  |  | Field installed cathodic protection | Catchment Basin, Single walled catchment basin | Automatic shutoff device At 95% full | Automatic shutoff device At 95% full |  |  | Statistical Inventory Reconciliation (SIR) | Direct Bury submersible pump | [7 empty] | UST Currently In Use: 2; UST Temp Close: 1; AST Currently In Use: 0; AST Temp Closed: 0 | 2 | 1 | 0 | 10242-127-007808 | GRAY PROPERTIES, LLC.
1614 | Currently in Use |  | 1974-01-01 06:00 |  | Petroleum | Premium gasoline | Premium gasoline | Retail | Single Wall, Steel | Steel | Field installed cathodic protection, OTHER |  | Single Wall, Steel |  |  | Field installed cathodic protection | Catchment Basin, Single walled catchment basin | Automatic shutoff device At 95% full | Automatic shutoff device At 95% full |  |  | Statistical Inventory Reconciliation (SIR) | Direct Bury submersible pump | [7 empty] | UST Currently In Use: 2; UST Temp Close: 1; AST Currently In Use: 0; AST Temp Closed: 0 | 2 | 1 | 0 | 10242-127-007808 | GRAY PROPERTIES, LLC.
1615 | Permanently Closed | 1990-07-25 06:00 | 1964-01-01 06:00 | 1990-07-25 06:00 | Petroleum | Unleaded gasoline | Unleaded gasoline | [5 empty] | Steel |  | 1901-01-01 06:00 | [15 empty] | UST Currently In Use: 0; UST Temp Close: 0; AST Currently In Use: 0; AST Temp Closed: 0 | 0 | 0 | 1 | 10243-015-001015 | ANCHOR METALS INC
1616 | Retired | 1971-11-01 06:00 | 1959-01-01 06:00 |  | Petroleum | On road diesel | On road diesel | Local government | Steel | Steel |  |  | Other, COPPER |  | 1901-01-01 06:00 | [15 empty] | UST Currently In Use: 0; UST Temp Close: 0; AST Currently In Use: 0; AST Temp Closed: 0 | 0 | 0 | 0 | 10244-039-001480 | ANDALUSIA CITY SCHOOL SYSTEM
1617 | Permanently Closed | 1990-12-12 06:00 | 1969-01-01 06:00 | 1990-12-12 06:00 | Petroleum | Unleaded gasoline | Unleaded gasoline |  | Steel | Steel |  | Painted or None | Steel |  | 1901-01-01 06:00 | [15 empty] | UST Currently In Use: 0; UST Temp Close: 0; AST Currently In Use: 0; AST Temp Closed: 0 | 0 | 0 | 1 | 10246-039-008025 | ANDALUSIA CONCRETE
1618 | Permanently Closed | 1990-12-12 06:00 | 1971-01-01 06:00 | 1990-12-12 06:00 | Petroleum | On road diesel | On road diesel |  | Steel | Steel |  | Painted or None | Steel |  | 1901-01-01 06:00 | [15 empty] | UST Currently In Use: 0; UST Temp Close: 0; AST Currently In Use: 0; AST Temp Closed: 0 | 0 | 0 | 1 | 10246-039-008784 | ANDALUSIA CONCRETE
1619 | Permanently Closed | 1990-06-21 06:00 | 1968-01-01 06:00 | 1990-06-21 06:00 | Petroleum | Unleaded gasoline | Unleaded gasoline |  | Steel | Steel |  | Painted or None | Steel |  | 1901-01-01 06:00 | [15 empty] | UST Currently In Use: 0; UST Temp Close: 0; AST Currently In Use: 0; AST Temp Closed: 0 | 0 | 0 | 1 | 10247-039-008028 | ANDALUSIA DEVELOPMENT CORP
1620 | Permanently Closed | 1998-10-11 06:00 | 1975-01-01 06:00 | 1999-12-17 06:00 | Petroleum | Unleaded gasoline | Unleaded gasoline |  | Steel | Steel |  | Painted or None | Steel |  | 1901-01-01 06:00 | [12 empty] | Annual line testing | Annual line testing |  | UST Currently In Use: 0; UST Temp Close: 0; AST Currently In Use: 0; AST Temp Closed: 0 | 0 | 0 | 2 | 10248-039-009169 | ANDALUSIA DIST CO INC
1621 | Permanently Closed | 1998-10-11 06:00 | 1983-01-01 06:00 | 1999-12-17 06:00 | Petroleum | On road diesel | On road diesel |  | Steel | Steel |  | Painted or None | Steel |  | 1901-01-01 06:00 | [12 empty] | Annual line testing | Annual line testing |  | UST Currently In Use: 0; UST Temp Close: 0; AST Currently In Use: 0; AST Temp Closed: 0 | 0 | 0 | 2 | 10248-039-009169 | ANDALUSIA DIST CO INC
1622 | Permanently Closed | 2006-11-18 06:00 | 1981-01-01 06:00 | 2008-10-20 06:00 | Petroleum | Unleaded gasoline | Unleaded gasoline | Retail | Steel | Steel | Field installed cathodic protection |  | Steel |  | 1901-01-01 06:00 | Field installed cathodic protection | Catchment Basin, Single walled catchment basin | Flow Rest 90% Full | Flow Rest 90% Full |  |  | Statistical Inventory Reconciliation (SIR) | [8 empty] | UST Currently In Use: 0; UST Temp Close: 0; AST Currently In Use: 0; AST Temp Closed: 0 | 0 | 0 | 2 | 10249-009-010878 | ANDALUSIA ENTERPRISES INC.
1623 | Permanently Closed | 2006-11-18 06:00 | 1981-01-01 06:00 | 2008-10-20 06:00 | Petroleum | Mid-grade gasoline | Mid-grade gasoline | Retail | Steel | Steel | Field installed cathodic protection |  | Steel |  | 1901-01-01 06:00 | Field installed cathodic protection | Catchment Basin, Single walled catchment basin | Flow Rest 90% Full | Flow Rest 90% Full |  |  | Statistical Inventory Reconciliation (SIR) | [8 empty] | UST Currently In Use: 0; UST Temp Close: 0; AST Currently In Use: 0; AST Temp Closed: 0 | 0 | 0 | 2 | 10249-009-010878 | ANDALUSIA ENTERPRISES INC.
1624 | Currently in Use |  | 1973-01-01 06:00 |  | Petroleum | Unleaded gasoline | Unleaded gasoline | Retail | Single Wall, Steel | Steel | Field installed cathodic protection |  | Single Wall, Steel |  |  | Field installed cathodic protection | Catchment Basin, Single walled catchment basin | Automatic shutoff device At 95% full | Automatic shutoff device At 95% full |  |  | Statistical Inventory Reconciliation (SIR) | [8 empty] | UST Currently In Use: 4; UST Temp Close: 0; AST Currently In Use: 0; AST Temp Closed: 0 | 4 | 0 | 0 | 25973-009-010882 | SABU INC
1625 | Currently in Use |  | 1973-01-01 06:00 |  | Petroleum | Unleaded gasoline | Unleaded gasoline | Retail | Single Wall, Steel | Steel | Field installed cathodic protection |  | Single Wall, Steel |  |  | Field installed cathodic protection | Catchment Basin, Single walled catchment basin | Automatic shutoff device At 95% full | Automatic shutoff device At 95% full |  |  | Statistical Inventory Reconciliation (SIR) | [8 empty] | UST Currently In Use: 4; UST Temp Close: 0; AST Currently In Use: 0; AST Temp Closed: 0 | 4 | 0 | 0 | 25973-009-010882 | SABU INC
1626 | Currently in Use |  | 1979-01-01 06:00 |  | Petroleum | Mid-grade gasoline | Mid-grade gasoline | Retail | Single Wall, Steel | Steel | Field installed cathodic protection |  | Single Wall, Steel |  |  | Field installed cathodic protection | Catchment Basin, Single walled catchment basin | Automatic shutoff device At 95% full | Automatic shutoff device At 95% full |  |  | Statistical Inventory Reconciliation (SIR) | [8 empty] | UST Currently In Use: 4; UST Temp Close: 0; AST Currently In Use: 0; AST Temp Closed: 0 | 4 | 0 | 0 | 25973-009-010882 | SABU INC
1627 | Currently in Use |  | 1979-01-01 06:00 |  | Petroleum | On road diesel | On road diesel | Retail | Single Wall, Steel | Steel | Field installed cathodic protection |  | Single Wall, Steel |  |  | Field installed cathodic protection | Catchment Basin, Single walled catchment basin | Automatic shutoff device At 95% full | Automatic shutoff device At 95% full |  |  | Statistical Inventory Reconciliation (SIR) |  | Automatic flow restrictor (MLLD) | Automatic flow restrictor (MLLD) |  |  | Statistical inventory reconciliation (SIR) | Statistical inventory reconciliation (SIR) |  | UST Currently In Use: 4; UST Temp Close: 0; AST Currently In Use: 0; AST Temp Closed: 0 | 4 | 0 | 0 | 25973-009-010882 | SABU INC
1628 | Permanently Closed | 1990-08-02 06:00 | 1971-01-01 06:00 | 1990-08-02 06:00 | Petroleum | Unleaded gasoline | Unleaded gasoline |  | Steel | Steel |  |  | Steel |  | 1901-01-01 06:00 | [15 empty] | UST Currently In Use: 0; UST Temp Close: 0; AST Currently In Use: 0; AST Temp Closed: 0 | 0 | 0 | 3 | 10249-039-010881 | ANDALUSIA ENTERPRISES INC.
1629 | Permanently Closed | 1990-08-02 06:00 | 1971-01-01 06:00 | 1990-08-02 06:00 | Petroleum | Unleaded gasoline | Unleaded gasoline |  | Steel | Steel |  |  | Steel |  | 1901-01-01 06:00 | [15 empty] | UST Currently In Use: 0; UST Temp Close: 0; AST Currently In Use: 0; AST Temp Closed: 0 | 0 | 0 | 3 | 10249-039-010881 | ANDALUSIA ENTERPRISES INC.
1630 | Permanently Closed | 1990-08-02 06:00 | 1971-01-01 06:00 | 1990-08-02 06:00 | Petroleum | On road diesel | On road diesel |  | Steel | Steel |  |  | Steel |  | 1901-01-01 06:00 | [15 empty] | UST Currently In Use: 0; UST Temp Close: 0; AST Currently In Use: 0; AST Temp Closed: 0 | 0 | 0 | 3 | 10249-039-010881 | ANDALUSIA ENTERPRISES INC.
1631 | Currently in Use | 2021-09-14 06:00 | 1990-06-01 06:00 |  | Petroleum | Unleaded gasoline | Unleaded gasoline | Retail | Single Wall, Steel | Steel | Coated & cathodic protection (sti-P3) |  | Double Wall, Fiberglass reinforced plastic, 2PIECES |  |  |  | Catchment Basin, Single walled catchment basin | Automatic shutoff device At 95% full | Automatic shutoff device At 95% full |  |  | Continuous Automatic Tank Gauge |  | Automatic flow restrictor (MLLD) | Automatic flow restrictor (MLLD) |  |  | Annual line testing | Annual line testing |  | UST Currently In Use: 2; UST Temp Close: 0; AST Currently In Use: 0; AST Temp Closed: 0 | 2 | 0 | 0 | 23809-073-001546 | JERRY'S KWIK SHOP INC
1632 | Currently in Use | 2021-09-14 06:00 | 1990-06-01 06:00 |  | Petroleum | Premium gasoline | Premium gasoline | Retail | Single Wall, Steel | Steel | Coated & cathodic protection (sti-P3) |  | Double Wall, Fiberglass reinforced plastic, 2PIECES |  |  |  | Catchment Basin, Single walled catchment basin | Automatic shutoff device At 95% full | Automatic shutoff device At 95% full |  |  | Continuous Automatic Tank Gauge |  | Automatic flow restrictor (MLLD) | Automatic flow restrictor (MLLD) |  |  | Annual line testing | Annual line testing |  | UST Currently In Use: 2; UST Temp Close: 0; AST Currently In Use: 0; AST Temp Closed: 0 | 2 | 0 | 0 | 23809-073-001546 | JERRY'S KWIK SHOP INC
1633 | Permanently Closed |  | 1984-01-01 06:00 | 2023-07-27 06:00 | Petroleum | Unleaded gasoline | Unleaded gasoline | Retail | Single Wall, Steel | Steel | Field installed cathodic protection |  | Single Wall, Steel |  | 1901-01-01 06:00 | Field installed cathodic protection | Catchment Basin, Single walled catchment basin | Automatic shutoff device At 95% full | Automatic shutoff device At 95% full |  |  | Statistical Inventory Reconciliation (SIR) | [8 empty] | UST Currently In Use: 0; UST Temp Close: 0; AST Currently In Use: 0; AST Temp Closed: 0 | 0 | 0 | 3 | 10249-073-010880 | ANDALUSIA ENTERPRISES INC.
1634 | Permanently Closed |  | 1984-01-01 06:00 | 2023-07-27 06:00 | Petroleum | Premium gasoline | Premium gasoline | Retail | Single Wall, Steel | Steel | Field installed cathodic protection |  | Single Wall, Steel |  | 1901-01-01 06:00 | Field installed cathodic protection | Catchment Basin, Single walled catchment basin | Automatic shutoff device At 95% full | Automatic shutoff device At 95% full |  |  | Statistical Inventory Reconciliation (SIR) | [8 empty] | UST Currently In Use: 0; UST Temp Close: 0; AST Currently In Use: 0; AST Temp Closed: 0 | 0 | 0 | 3 | 10249-073-010880 | ANDALUSIA ENTERPRISES INC.
1635 | Permanently Closed | 1995-12-12 06:00 | 1978-01-01 06:00 | 1995-12-12 06:00 | Petroleum | On road diesel | On road diesel |  | Steel | Steel |  |  | Steel |  | 1901-01-01 06:00 |  | Catchment Basin, Single walled catchment basin | [13 empty] | UST Currently In Use: 0; UST Temp Close: 0; AST Currently In Use: 0; AST Temp Closed: 0 | 0 | 0 | 3 | 10249-073-010880 | ANDALUSIA ENTERPRISES INC.
1636 | Temporary Closed | 2014-07-01 06:00 | 1987-01-01 06:00 |  | Petroleum | On road diesel | On road diesel | Retail | Single Wall, Steel | Steel | Coated & cathodic protection (sti-P3) |  | Double Wall, Flexible |  |  |  | Catchment Basin, Single walled catchment basin | Automatic shutoff device At 95% full | Automatic shutoff device At 95% full |  |  | Continuous Automatic Tank Gauge |  | Automatic shutoff device (AELLD) | Automatic shutoff device (AELLD) | [5 empty] | UST Currently In Use: 0; UST Temp Close: 5; AST Currently In Use: 0; AST Temp Closed: 0 | 0 | 5 | 0 | 13526-073-013603 | MOORE OIL COMPANY, INC.
1637 | Temporary Closed | 2014-07-01 06:00 | 1987-01-01 06:00 |  | Petroleum | Unleaded gasoline | Unleaded gasoline | Retail | Single Wall, Steel | Steel | Coated & cathodic protection (sti-P3) |  | Double Wall, Flexible |  |  |  | Catchment Basin, Single walled catchment basin | Automatic shutoff device At 95% full | Automatic shutoff device At 95% full |  |  | Continuous Automatic Tank Gauge |  | Automatic shutoff device (AELLD) | Automatic shutoff device (AELLD) | [5 empty] | UST Currently In Use: 0; UST Temp Close: 5; AST Currently In Use: 0; AST Temp Closed: 0 | 0 | 5 | 0 | 13526-073-013603 | MOORE OIL COMPANY, INC.
1638 | Temporary Closed | 2014-07-01 06:00 | 1987-01-01 06:00 |  | Petroleum | Unleaded gasoline | Unleaded gasoline | Retail | Single Wall, Steel | Steel | Coated & cathodic protection (sti-P3) |  | Double Wall, Flexible |  |  |  | Catchment Basin, Single walled catchment basin | Automatic shutoff device At 95% full | Automatic shutoff device At 95% full |  |  | Continuous Automatic Tank Gauge |  | Automatic shutoff device (AELLD) | Automatic shutoff device (AELLD) | [5 empty] | UST Currently In Use: 0; UST Temp Close: 5; AST Currently In Use: 0; AST Temp Closed: 0 | 0 | 5 | 0 | 13526-073-013603 | MOORE OIL COMPANY, INC.
1639 | Temporary Closed | 2014-07-01 06:00 | 1987-01-01 06:00 |  | Petroleum | Mid-grade gasoline | Mid-grade gasoline | Retail | Single Wall, Steel | Steel | Coated & cathodic protection (sti-P3) |  | Double Wall, Flexible |  |  |  | Catchment Basin, Single walled catchment basin | Automatic shutoff device At 95% full | Automatic shutoff device At 95% full |  |  | Continuous Automatic Tank Gauge |  | Automatic shutoff device (AELLD) | Automatic shutoff device (AELLD) | [5 empty] | UST Currently In Use: 0; UST Temp Close: 5; AST Currently In Use: 0; AST Temp Closed: 0 | 0 | 5 | 0 | 13526-073-013603 | MOORE OIL COMPANY, INC.
1640 | Temporary Closed | 2014-07-01 06:00 | 1987-01-01 06:00 |  | Petroleum | Premium gasoline | Premium gasoline | Retail | Single Wall, Steel | Steel | Coated & cathodic protection (sti-P3) |  | Double Wall, Flexible |  |  |  | Catchment Basin, Single walled catchment basin | Automatic shutoff device At 95% full | Automatic shutoff device At 95% full |  |  | Continuous Automatic Tank Gauge |  | Automatic shutoff device (AELLD) | Automatic shutoff device (AELLD) | [5 empty] | UST Currently In Use: 0; UST Temp Close: 5; AST Currently In Use: 0; AST Temp Closed: 0 | 0 | 5 | 0 | 13526-073-013603 | MOORE OIL COMPANY, INC.
1641 | Currently in Use |  | 1978-01-01 06:00 |  | Petroleum | Unleaded gasoline | Unleaded gasoline | Retail | Single Wall, Steel | Steel | Field installed cathodic protection |  | Single Wall, Steel |  |  | Field installed cathodic protection | Catchment Basin, Single walled catchment basin | Automatic shutoff device At 95% full | Automatic shutoff device At 95% full |  |  | Statistical Inventory Reconciliation (SIR) | [8 empty] | UST Currently In Use: 2; UST Temp Close: 0; AST Currently In Use: 0; AST Temp Closed: 0 | 2 | 0 | 0 | 10249-073-013638 | ANDALUSIA ENTERPRISES INC.
1642 | Currently in Use |  | 1978-01-01 06:00 |  | Petroleum | On road diesel | On road diesel | Retail | Single Wall, Steel | Steel | Field installed cathodic protection |  | Single Wall, Steel |  |  | Field installed cathodic protection | Catchment Basin, Single walled catchment basin | Automatic shutoff device At 95% full | Automatic shutoff device At 95% full |  |  | Statistical Inventory Reconciliation (SIR) | [8 empty] | UST Currently In Use: 2; UST Temp Close: 0; AST Currently In Use: 0; AST Temp Closed: 0 | 2 | 0 | 0 | 10249-073-013638 | ANDALUSIA ENTERPRISES INC.
1643 | Temporary Closed | 2018-02-15 06:00 | 1976-01-01 06:00 |  | Petroleum | Unleaded gasoline | Unleaded gasoline | Retail | Steel | Steel | Field installed cathodic protection |  | Steel |  | 1901-01-01 06:00 | Field installed cathodic protection | Catchment Basin, Single walled catchment basin | Automatic shutoff device At 95% full | Automatic shutoff device At 95% full |  |  | Statistical Inventory Reconciliation (SIR) | [8 empty] | UST Currently In Use: 0; UST Temp Close: 2; AST Currently In Use: 0; AST Temp Closed: 0 | 0 | 2 | 0 | 23615-075-010877 | PHOEBE ROBERTSON
1644 | Temporary Closed | 2008-03-01 06:00 | 1976-01-01 06:00 |  | Petroleum | Mid-grade gasoline | Mid-grade gasoline | Retail | Steel | Steel | Field installed cathodic protection |  | Steel |  | 1901-01-01 06:00 | Field installed cathodic protection | Catchment Basin, Single walled catchment basin | Automatic shutoff device At 95% full | Automatic shutoff device At 95% full |  |  | Statistical Inventory Reconciliation (SIR) | [8 empty] | UST Currently In Use: 0; UST Temp Close: 2; AST Currently In Use: 0; AST Temp Closed: 0 | 0 | 2 | 0 | 23615-075-010877 | PHOEBE ROBERTSON
1645 | Currently in Use |  | 1988-07-26 06:00 |  | Petroleum | Unleaded gasoline | Unleaded gasoline | Retail | Steel | Steel | Coated & cathodic protection (sti-P3) |  | Flexible, TCI?DBLWLL |  |  |  | Catchment Basin, Single walled catchment basin | Flow Rest 90% Full | Flow Rest 90% Full |  |  | Automatic Tank Gauge |  | Automatic flow restrictor (MLLD), Containment Sump | Containment Sump |  |  | Annual line testing | Annual line testing |  | UST Currently In Use: 2; UST Temp Close: 0; AST Currently In Use: 0; AST Temp Closed: 0 | 2 | 0 | 0 | 10249-117-013304 | ANDALUSIA ENTERPRISES INC.
1646 | Currently in Use |  | 1988-07-20 06:00 |  | Petroleum | Premium gasoline | Premium gasoline | Retail | Steel | Steel | Coated & cathodic protection (sti-P3) |  | Flexible, TCI?DBLWLL |  |  |  | Catchment Basin, Single walled catchment basin | Flow Rest 90% Full | Flow Rest 90% Full |  |  | Automatic Tank Gauge |  | Automatic flow restrictor (MLLD), Containment Sump | Containment Sump |  |  | Annual line testing | Annual line testing |  | UST Currently In Use: 2; UST Temp Close: 0; AST Currently In Use: 0; AST Temp Closed: 0 | 2 | 0 | 0 | 10249-117-013304 | ANDALUSIA ENTERPRISES INC.
1647 | Currently in Use |  | 1988-01-01 06:00 |  | Petroleum | Unleaded gasoline | Unleaded gasoline | Retail | Steel | Steel | Coated & cathodic protection (sti-P3), Field installed cathodic protection |  | Fiberglass reinforced plastic |  |  | Other, FLXS ISOLA | Catchment Basin, Single walled catchment basin | Automatic shutoff device At 95% full | Automatic shutoff device At 95% full |  |  | Statistical Inventory Reconciliation (SIR) |  | Automatic flow restrictor (MLLD) | Automatic flow restrictor (MLLD) |  |  | Statistical inventory reconciliation (SIR) | Statistical inventory reconciliation (SIR) |  | UST Currently In Use: 3; UST Temp Close: 0; AST Currently In Use: 0; AST Temp Closed: 0 | 3 | 0 | 0 | 10249-117-013551 | ANDALUSIA ENTERPRISES INC.
1648 | Currently in Use |  | 1988-01-01 06:00 |  | Petroleum | Premium gasoline | Premium gasoline | Retail | Steel | Steel | Coated & cathodic protection (sti-P3), Field installed cathodic protection |  | Fiberglass reinforced plastic |  |  | Other, FLXS ISOLA | Catchment Basin, Single walled catchment basin | Automatic shutoff device At 95% full | Automatic shutoff device At 95% full |  |  | Statistical Inventory Reconciliation (SIR) |  | Automatic flow restrictor (MLLD) | Automatic flow restrictor (MLLD) |  |  | Statistical inventory reconciliation (SIR) | Statistical inventory reconciliation (SIR) |  | UST Currently In Use: 3; UST Temp Close: 0; AST Currently In Use: 0; AST Temp Closed: 0 | 3 | 0 | 0 | 10249-117-013551 | ANDALUSIA ENTERPRISES INC.
1649 | Currently in Use |  | 1988-01-01 06:00 |  | Petroleum | On road diesel | On road diesel | Retail | Steel | Steel | Coated & cathodic protection (sti-P3), Field installed cathodic protection |  | Fiberglass reinforced plastic |  |  | Other, FLXS ISOLA | Catchment Basin, Single walled catchment basin | Automatic shutoff device At 95% full | Automatic shutoff device At 95% full |  |  | Statistical Inventory Reconciliation (SIR) |  | Automatic flow restrictor (MLLD) | Automatic flow restrictor (MLLD) |  |  | Statistical inventory reconciliation (SIR) | Statistical inventory reconciliation (SIR) |  | UST Currently In Use: 3; UST Temp Close: 0; AST Currently In Use: 0; AST Temp Closed: 0 | 3 | 0 | 0 | 10249-117-013551 | ANDALUSIA ENTERPRISES INC.
1650 | Currently in Use |  | 1987-01-01 06:00 |  | Petroleum | Unleaded gasoline | Unleaded gasoline | Retail | Single Wall, Steel | Steel | Coated & cathodic protection (sti-P3), Field installed cathodic protection |  | Fiberglass reinforced plastic |  |  |  | Catchment Basin, Single walled catchment basin | Automatic shutoff device At 95% full | Automatic shutoff device At 95% full |  |  | Continuous Automatic Tank Gauge |  | Automatic flow restrictor (MLLD) | Automatic flow restrictor (MLLD) |  |  | Annual line testing | Annual line testing |  | UST Currently In Use: 3; UST Temp Close: 1; AST Currently In Use: 0; AST Temp Closed: 0 | 3 | 1 | 0 | 23806-125-013804 | ROYAL INVESTMENT GROUP LLC
1651 | Currently in Use |  | 1987-01-01 06:00 |  | Petroleum | Mid-grade gasoline | Mid-grade gasoline | Retail | Single Wall, Steel | Steel | Coated & cathodic protection (sti-P3), Field installed cathodic protection |  | Fiberglass reinforced plastic |  |  |  | Catchment Basin, Single walled catchment basin | Automatic shutoff device At 95% full | Automatic shutoff device At 95% full |  |  | Continuous Automatic Tank Gauge |  | Automatic flow restrictor (MLLD) | Automatic flow restrictor (MLLD) |  |  | Annual line testing | Annual line testing |  | UST Currently In Use: 3; UST Temp Close: 1; AST Currently In Use: 0; AST Temp Closed: 0 | 3 | 1 | 0 | 23806-125-013804 | ROYAL INVESTMENT GROUP LLC
1652 | Currently in Use |  | 1989-02-07 06:00 |  | Petroleum | Premium gasoline | Premium gasoline | Retail | Single Wall, Steel | Steel | Coated & cathodic protection (sti-P3), Field installed cathodic protection |  | Fiberglass reinforced plastic |  |  |  | Catchment Basin, Single walled catchment basin | Automatic shutoff device At 95% full | Automatic shutoff device At 95% full |  |  | Continuous Automatic Tank Gauge |  | Automatic flow restrictor (MLLD) | Automatic flow restrictor (MLLD) |  |  | Annual line testing | Annual line testing |  | UST Currently In Use: 3; UST Temp Close: 1; AST Currently In Use: 0; AST Temp Closed: 0 | 3 | 1 | 0 | 23806-125-013804 | ROYAL INVESTMENT GROUP LLC
1653 | Temporary Closed | 2007-12-15 06:00 | 1989-02-07 06:00 |  | Petroleum | On road diesel | On road diesel | Retail | Single Wall, Steel | Steel | Coated & cathodic protection (sti-P3), Field installed cathodic protection |  | Fiberglass reinforced plastic |  |  |  | Catchment Basin, Single walled catchment basin | Automatic shutoff device At 95% full | Automatic shutoff device At 95% full |  |  | Continuous Automatic Tank Gauge |  | Automatic flow restrictor (MLLD) | Automatic flow restrictor (MLLD) |  |  | Annual line testing | Annual line testing |  | UST Currently In Use: 3; UST Temp Close: 1; AST Currently In Use: 0; AST Temp Closed: 0 | 3 | 1 | 0 | 23806-125-013804 | ROYAL INVESTMENT GROUP LLC
1654 | Permanently Closed | 1991-08-06 06:00 | 1980-01-01 06:00 | 1991-08-06 06:00 | Petroleum | Unleaded gasoline | Unleaded gasoline |  | Steel | Steel |  | Painted or None | Steel |  | 1901-01-01 06:00 | [15 empty] | UST Currently In Use: 0; UST Temp Close: 0; AST Currently In Use: 0; AST Temp Closed: 0 | 0 | 0 | 1 | 10251-039-008813 | ANDALUSIA TIRE CO INC
1655 | Permanently Closed | 1988-11-01 06:00 | 1980-01-01 06:00 | 1988-11-01 06:00 | Petroleum | Unleaded gasoline | Unleaded gasoline |  | Steel | Steel |  | Painted or None | Steel |  | 1901-01-01 06:00 | [15 empty] | UST Currently In Use: 0; UST Temp Close: 0; AST Currently In Use: 0; AST Temp Closed: 0 | 0 | 0 | 3 | 10252-025-005035 | RALPH E CLAYTON
1656 | Permanently Closed | 1988-11-01 06:00 | 1980-01-01 06:00 | 1988-11-01 06:00 | Petroleum | Unleaded gasoline | Unleaded gasoline |  | Steel | Steel |  | Painted or None | Steel |  | 1901-01-01 06:00 | [15 empty] | UST Currently In Use: 0; UST Temp Close: 0; AST Currently In Use: 0; AST Temp Closed: 0 | 0 | 0 | 3 | 10252-025-005035 | RALPH E CLAYTON
1657 | Permanently Closed | 1988-11-01 06:00 | 1980-01-01 06:00 | 1988-11-01 06:00 | Petroleum | Unleaded gasoline | Unleaded gasoline |  | Steel | Steel |  | Painted or None | Steel |  | 1901-01-01 06:00 | [15 empty] | UST Currently In Use: 0; UST Temp Close: 0; AST Currently In Use: 0; AST Temp Closed: 0 | 0 | 0 | 3 | 10252-025-005035 | RALPH E CLAYTON
1658 | Permanently Closed | 1992-08-18 06:00 | 1979-01-01 06:00 | 1992-08-18 06:00 | Petroleum | On road diesel | On road diesel |  | Steel | Steel |  | Painted or None | Steel |  | 1901-01-01 06:00 | [15 empty] | UST Currently In Use: 0; UST Temp Close: 0; AST Currently In Use: 0; AST Temp Closed: 0 | 0 | 0 | 2 | 10253-077-005492 | ANDERSON NEWS CO INC
1659 | Permanently Closed | 1992-08-18 06:00 | 1979-01-01 06:00 | 1992-08-18 06:00 | Petroleum | Unleaded gasoline | Unleaded gasoline |  | Steel | Steel |  | Painted or None | Steel |  | 1901-01-01 06:00 | [15 empty] | UST Currently In Use: 0; UST Temp Close: 0; AST Currently In Use: 0; AST Temp Closed: 0 | 0 | 0 | 2 | 10253-077-005492 | ANDERSON NEWS CO INC
1660 | Permanently Closed | 1989-08-24 06:00 | 1969-01-01 06:00 | 1989-08-24 06:00 | Petroleum | Unleaded gasoline | Unleaded gasoline |  | Steel | Steel |  | Painted or None | Steel |  | 1901-01-01 06:00 | [15 empty] | UST Currently In Use: 0; UST Temp Close: 0; AST Currently In Use: 0; AST Temp Closed: 0 | 0 | 0 | 1 | 10254-039-002519 | ANDERSON'S PEANUTS
1661 | Permanently Closed | 1989-08-23 06:00 | 1967-01-01 06:00 | 1989-08-23 06:00 | Petroleum | On road diesel | On road diesel |  | Steel | Steel |  | Painted or None | Steel |  | 1901-01-01 06:00 | [12 empty] | Annual line testing | Annual line testing |  | UST Currently In Use: 0; UST Temp Close: 0; AST Currently In Use: 0; AST Temp Closed: 0 | 0 | 0 | 1 | 10256-041-012510 | ANDERSON'S PEANUTS
1662 | Permanently Closed | 1901-01-01 06:00 | 1969-01-01 06:00 | 2011-11-11 06:00 | Petroleum | Unleaded gasoline | Unleaded gasoline |  | Steel | Steel |  | Painted or None | Steel |  | 1901-01-01 06:00 | [12 empty] | Annual line testing | Annual line testing |  | UST Currently In Use: 0; UST Temp Close: 0; AST Currently In Use: 0; AST Temp Closed: 0 | 0 | 0 | 1 | 10257-109-002515 | ANDERSON'S PEANUTS
1663 | Permanently Closed | 1901-01-01 06:00 | 1969-01-01 06:00 | 2011-11-11 06:00 | Petroleum | Unleaded gasoline | Unleaded gasoline |  | Steel | Steel |  | Painted or None | Steel |  | 1901-01-01 06:00 | [15 empty] | UST Currently In Use: 0; UST Temp Close: 0; AST Currently In Use: 0; AST Temp Closed: 0 | 0 | 0 | 2 | 10257-109-002516 | ANDERSON'S PEANUTS
1664 | Permanently Closed | 1901-01-01 06:00 | 1969-01-01 06:00 | 2011-11-11 06:00 | Petroleum | On road diesel | On road diesel |  | Steel | Steel |  | Painted or None | Steel |  | 1901-01-01 06:00 | [15 empty] | UST Currently In Use: 0; UST Temp Close: 0; AST Currently In Use: 0; AST Temp Closed: 0 | 0 | 0 | 2 | 10257-109-002516 | ANDERSON'S PEANUTS
1665 | Permanently Closed | 1988-11-11 06:00 | 1969-01-01 06:00 | 1988-11-11 06:00 | Petroleum | Unleaded gasoline | Unleaded gasoline |  | Steel | Steel |  | Painted or None | Steel |  | 1901-01-01 06:00 | [15 empty] | UST Currently In Use: 0; UST Temp Close: 0; AST Currently In Use: 0; AST Temp Closed: 0 | 0 | 0 | 1 | 10257-109-002517 | ANDERSON'S PEANUTS
1666 | Permanently Closed | 1995-01-12 06:00 | 1980-01-01 06:00 | 1998-01-16 06:00 | Petroleum | Unleaded gasoline | Unleaded gasoline |  | Steel | Steel | Coated & cathodic protection (sti-P3) |  | Steel |  | 1901-01-01 06:00 | None | Catchment Basin, Single walled catchment basin |  |  |  |  | Statistical Inventory Reconciliation (SIR) | [5 empty] | Annual line testing, Statistical inventory reconciliation (SIR) | Statistical inventory reconciliation (SIR) |  | UST Currently In Use: 0; UST Temp Close: 0; AST Currently In Use: 0; AST Temp Closed: 0 | 0 | 0 | 4 | 10259-125-011319 | ANDREW R DAVIS
1667 | Permanently Closed | 1995-01-12 06:00 | 1980-01-01 06:00 | 1998-01-16 06:00 | Petroleum | Unleaded gasoline | Unleaded gasoline |  | Steel | Steel | Coated & cathodic protection (sti-P3) |  | Steel |  | 1901-01-01 06:00 | None | Catchment Basin, Single walled catchment basin |  |  |  |  | Statistical Inventory Reconciliation (SIR) | [5 empty] | Annual line testing, Statistical inventory reconciliation (SIR) | Statistical inventory reconciliation (SIR) |  | UST Currently In Use: 0; UST Temp Close: 0; AST Currently In Use: 0; AST Temp Closed: 0 | 0 | 0 | 4 | 10259-125-011319 | ANDREW R DAVIS
1668 | Permanently Closed | 1995-01-12 06:00 | 1980-01-01 06:00 | 1998-01-16 06:00 | Petroleum | Unleaded gasoline | Unleaded gasoline |  | Steel | Steel | Coated & cathodic protection (sti-P3) |  | Steel |  | 1901-01-01 06:00 | None | [5 empty] | Statistical Inventory Reconciliation (SIR) | [5 empty] | Annual line testing, Statistical inventory reconciliation (SIR) | Statistical inventory reconciliation (SIR) |  | UST Currently In Use: 0; UST Temp Close: 0; AST Currently In Use: 0; AST Temp Closed: 0 | 0 | 0 | 4 | 10259-125-011319 | ANDREW R DAVIS
1669 | Permanently Closed | 1995-01-12 06:00 | 1980-01-01 06:00 | 1998-01-16 06:00 | Petroleum | Unleaded gasoline | Unleaded gasoline |  | Steel | Steel | Coated & cathodic protection (sti-P3) |  | Steel |  | 1901-01-01 06:00 | None | [5 empty] | Statistical Inventory Reconciliation (SIR) | [5 empty] | Statistical inventory reconciliation (SIR) | Statistical inventory reconciliation (SIR) |  | UST Currently In Use: 0; UST Temp Close: 0; AST Currently In Use: 0; AST Temp Closed: 0 | 0 | 0 | 4 | 10259-125-011319 | ANDREW R DAVIS
1670 | Permanently Closed | 2007-01-01 06:00 | 1981-01-01 06:00 | 2007-07-09 06:00 | Petroleum | Unleaded gasoline | Unleaded gasoline | Retail | Steel | Steel | Field installed cathodic protection |  | Fiberglass reinforced plastic |  | 1901-01-01 06:00 |  | Catchment Basin, Single walled catchment basin | Automatic shutoff device At 95% full | Automatic shutoff device At 95% full |  |  | Continuous Automatic Tank Gauge |  |  |  | Interstitial Monitoring within Secondary Containment |  | Annual line testing | Annual line testing |  | UST Currently In Use: 0; UST Temp Close: 0; AST Currently In Use: 0; AST Temp Closed: 0 | 0 | 0 | 3 | 16872-125-011320 | MOTT OIL INC CARE OF BANSI FOOD MART
1671 | Permanently Closed | 2007-01-01 06:00 | 1981-01-01 06:00 | 2007-07-09 06:00 | Petroleum | Mid-grade gasoline | Mid-grade gasoline | Retail | Steel | Steel | Field installed cathodic protection |  | Fiberglass reinforced plastic |  | 1901-01-01 06:00 |  | Catchment Basin, Single walled catchment basin | Automatic shutoff device At 95% full | Automatic shutoff device At 95% full |  |  | Continuous Automatic Tank Gauge |  |  |  | Interstitial Monitoring within Secondary Containment |  | Annual line testing | Annual line testing |  | UST Currently In Use: 0; UST Temp Close: 0; AST Currently In Use: 0; AST Temp Closed: 0 | 0 | 0 | 3 | 16872-125-011320 | MOTT OIL INC CARE OF BANSI FOOD MART
1672 | Permanently Closed | 2007-01-01 06:00 | 1981-01-01 06:00 | 2007-07-09 06:00 | Petroleum | Premium gasoline | Premium gasoline | Retail | Steel | Steel | Field installed cathodic protection |  | Fiberglass reinforced plastic |  | 1901-01-01 06:00 |  | Catchment Basin, Single walled catchment basin | Automatic shutoff device At 95% full | Automatic shutoff device At 95% full |  |  | Continuous Automatic Tank Gauge |  |  |  | Interstitial Monitoring within Secondary Containment |  | Annual line testing | Annual line testing |  | UST Currently In Use: 0; UST Temp Close: 0; AST Currently In Use: 0; AST Temp Closed: 0 | 0 | 0 | 3 | 16872-125-011320 | MOTT OIL INC CARE OF BANSI FOOD MART
1673 | Currently in Use |  | 1987-01-01 06:00 |  | Petroleum | Unleaded gasoline | Unleaded gasoline | Retail | Steel | Steel | Coated & cathodic protection (sti-P3) |  | Fiberglass reinforced plastic |  | 1901-01-01 06:00 |  | Catchment Basin, Single walled catchment basin | Automatic shutoff device At 95% full | Automatic shutoff device At 95% full |  |  | Continuous Automatic Tank Gauge |  | Automatic flow restrictor (MLLD) | Automatic flow restrictor (MLLD) |  |  | Annual line testing | Annual line testing |  | UST Currently In Use: 3; UST Temp Close: 1; AST Currently In Use: 0; AST Temp Closed: 0 | 3 | 1 | 0 | 17612-125-013338 | ROBERTSON ENTERPRISES, INC.
1674 | Temporary Closed | 2019-10-20 06:00 | 1987-01-01 06:00 |  | Petroleum | Mid-grade gasoline | Mid-grade gasoline | Retail | Steel | Steel | Coated & cathodic protection (sti-P3) |  | Fiberglass reinforced plastic |  | 1901-01-01 06:00 |  | Catchment Basin, Single walled catchment basin | Automatic shutoff device At 95% full | Automatic shutoff device At 95% full |  |  | Continuous Automatic Tank Gauge |  | Automatic flow restrictor (MLLD) | Automatic flow restrictor (MLLD) |  |  | Annual line testing | Annual line testing |  | UST Currently In Use: 3; UST Temp Close: 1; AST Currently In Use: 0; AST Temp Closed: 0 | 3 | 1 | 0 | 17612-125-013338 | ROBERTSON ENTERPRISES, INC.
1675 | Currently in Use |  | 1987-01-01 06:00 |  | Petroleum | Premium gasoline | Premium gasoline | Retail | Steel | Steel | Coated & cathodic protection (sti-P3) |  | Fiberglass reinforced plastic |  | 1901-01-01 06:00 |  | Catchment Basin, Single walled catchment basin | Automatic shutoff device At 95% full | Automatic shutoff device At 95% full |  |  | Continuous Automatic Tank Gauge |  | Automatic flow restrictor (MLLD) | Automatic flow restrictor (MLLD) |  |  | Annual line testing | Annual line testing |  | UST Currently In Use: 3; UST Temp Close: 1; AST Currently In Use: 0; AST Temp Closed: 0 | 3 | 1 | 0 | 17612-125-013338 | ROBERTSON ENTERPRISES, INC.
1676 | Currently in Use |  | 1987-01-01 06:00 |  | Petroleum | On road diesel | On road diesel | Retail | Steel | Steel | Coated & cathodic protection (sti-P3) |  | Fiberglass reinforced plastic |  | 1901-01-01 06:00 |  | Catchment Basin, Single walled catchment basin | Automatic shutoff device At 95% full | Automatic shutoff device At 95% full |  |  | Continuous Automatic Tank Gauge |  | Automatic flow restrictor (MLLD) | Automatic flow restrictor (MLLD) |  |  | Annual line testing | Annual line testing |  | UST Currently In Use: 3; UST Temp Close: 1; AST Currently In Use: 0; AST Temp Closed: 0 | 3 | 1 | 0 | 17612-125-013338 | ROBERTSON ENTERPRISES, INC.
1677 | Retired | 1980-06-01 06:00 | 1964-01-01 06:00 |  | Petroleum | Unleaded gasoline | Unleaded gasoline |  | Steel | Steel |  | Painted or None | Steel |  | 1901-01-01 06:00 | [15 empty] | UST Currently In Use: 0; UST Temp Close: 0; AST Currently In Use: 0; AST Temp Closed: 0 | 0 | 0 | 0 | 10260-045-001020 | ANDREWS OIL CO
1678 | Retired | 1980-06-01 06:00 | 1964-01-01 06:00 |  | Petroleum | Unleaded gasoline | Unleaded gasoline |  | Steel | Steel |  | Painted or None | Steel |  | 1901-01-01 06:00 | [15 empty] | UST Currently In Use: 0; UST Temp Close: 0; AST Currently In Use: 0; AST Temp Closed: 0 | 0 | 0 | 0 | 10260-045-001020 | ANDREWS OIL CO
1679 | Retired | 1986-01-01 06:00 | 1974-01-01 06:00 |  | Petroleum | Kerosene | Kerosene |  | Steel | Steel |  | Painted or None | Steel |  | 1901-01-01 06:00 | [15 empty] | UST Currently In Use: 0; UST Temp Close: 0; AST Currently In Use: 0; AST Temp Closed: 0 | 0 | 0 | 0 | 10260-045-001020 | ANDREWS OIL CO
1680 | Permanently Closed | 1996-11-01 06:00 | 1978-01-01 06:00 | 1997-01-23 06:00 | Petroleum | On road diesel | On road diesel | Retail | Steel | Steel |  | Painted or None | Steel |  | 1901-01-01 06:00 | [12 empty] | Annual line testing | Annual line testing |  | UST Currently In Use: 0; UST Temp Close: 0; AST Currently In Use: 0; AST Temp Closed: 0 | 0 | 0 | 3 | 10261-101-000349 | ANGELICA HEALTHCARE SERVICES
1681 | Permanently Closed | 1981-01-01 06:00 | 1969-01-01 06:00 | 1990-12-28 06:00 | Petroleum | Unleaded gasoline | Unleaded gasoline | Retail | Steel | Steel |  |  | Steel |  | 1901-01-01 06:00 | [15 empty] | UST Currently In Use: 0; UST Temp Close: 0; AST Currently In Use: 0; AST Temp Closed: 0 | 0 | 0 | 3 | 10261-101-000349 | ANGELICA HEALTHCARE SERVICES
1683 | Permanently Closed | 1979-01-01 06:00 | 1969-01-01 06:00 | 1990-12-28 06:00 | Petroleum | On road diesel | On road diesel | Retail | Steel | Steel |  |  | Steel |  | 1901-01-01 06:00 | [15 empty] | UST Currently In Use: 0; UST Temp Close: 0; AST Currently In Use: 0; AST Temp Closed: 0 | 0 | 0 | 3 | 10261-101-000349 | ANGELICA HEALTHCARE SERVICES
1684 | Permanently Closed | 1991-01-01 06:00 | 1973-01-01 06:00 | 1991-01-01 06:00 | Petroleum | Unleaded gasoline | Unleaded gasoline |  | Steel | Steel |  | Painted or None | Steel |  | 1901-01-01 06:00 | [15 empty] | UST Currently In Use: 0; UST Temp Close: 0; AST Currently In Use: 0; AST Temp Closed: 0 | 0 | 0 | 1 | 10262-013-008629 | ANN OR WAYNE ARNOLD
1685 | Permanently Closed | 1901-01-01 06:00 | 1971-01-01 06:00 | 1989-03-14 06:00 | Petroleum | Unleaded gasoline | Unleaded gasoline |  | Steel | Steel |  | Painted or None | Steel |  | 1901-01-01 06:00 | [15 empty] | UST Currently In Use: 0; UST Temp Close: 0; AST Currently In Use: 0; AST Temp Closed: 0 | 0 | 0 | 2 | 10264-111-008618 | W B NORRED
1686 | Permanently Closed | 1901-01-01 06:00 | 1971-01-01 06:00 | 1989-03-14 06:00 | Petroleum | Unleaded gasoline | Unleaded gasoline |  | Steel | Steel |  | Painted or None | Steel |  | 1901-01-01 06:00 | [15 empty] | UST Currently In Use: 0; UST Temp Close: 0; AST Currently In Use: 0; AST Temp Closed: 0 | 0 | 0 | 2 | 10264-111-008618 | W B NORRED
1687 | Permanently Closed | 1998-11-30 06:00 | 1980-01-01 06:00 | 2000-01-03 06:00 | Petroleum | Unleaded gasoline | Unleaded gasoline |  | Steel | Steel |  | Painted or None | Steel |  | 1901-01-01 06:00 | [12 empty] | Annual line testing | Annual line testing |  | UST Currently In Use: 0; UST Temp Close: 0; AST Currently In Use: 0; AST Temp Closed: 0 | 0 | 0 | 2 | 10265-119-008324 | ANNIE LARKIN GROCERY
1688 | Permanently Closed | 1998-11-30 06:00 | 1980-01-01 06:00 | 2000-01-03 06:00 | Petroleum | Unleaded gasoline | Unleaded gasoline |  | Steel | Steel |  | Painted or None | Steel |  | 1901-01-01 06:00 | [12 empty] | Annual line testing | Annual line testing |  | UST Currently In Use: 0; UST Temp Close: 0; AST Currently In Use: 0; AST Temp Closed: 0 | 0 | 0 | 2 | 10265-119-008324 | ANNIE LARKIN GROCERY
1689 | Permanently Closed | 1989-03-01 06:00 | 1968-01-01 06:00 | 1989-03-01 06:00 | Petroleum | Unleaded gasoline | Unleaded gasoline |  | Steel | Steel |  | Painted or None | Steel |  | 1901-01-01 06:00 | [15 empty] | UST Currently In Use: 0; UST Temp Close: 0; AST Currently In Use: 0; AST Temp Closed: 0 | 0 | 0 | 2 | 10266-005-011161 | ANNIE R JONES
1690 | Permanently Closed | 1989-03-01 06:00 | 1968-01-01 06:00 | 1989-03-01 06:00 | Petroleum | Unleaded gasoline | Unleaded gasoline |  | Steel | Steel |  | Painted or None | Steel |  | 1901-01-01 06:00 | [15 empty] | UST Currently In Use: 0; UST Temp Close: 0; AST Currently In Use: 0; AST Temp Closed: 0 | 0 | 0 | 2 | 10266-005-011161 | ANNIE R JONES
1691 | Permanently Closed | 1990-03-28 06:00 | 1940-01-01 06:00 | 1990-03-28 06:00 | Petroleum | Unleaded gasoline | Unleaded gasoline | State/federal government | Steel | Steel |  | Painted or None | Steel |  | 1901-01-01 06:00 | [15 empty] | UST Currently In Use: 16; UST Temp Close: 0; AST Currently In Use: 4; AST Temp Closed: 0 | 16 | 0 | 39 | 10267-015-003643 | DEPT OF ARMY
1692 | Permanently Closed | 1990-03-26 06:00 | 1940-01-01 06:00 | 1990-03-26 06:00 | Petroleum | Unleaded gasoline | Unleaded gasoline | State/federal government | Steel | Steel |  | Painted or None | Steel |  | 1901-01-01 06:00 | [15 empty] | UST Currently In Use: 16; UST Temp Close: 0; AST Currently In Use: 4; AST Temp Closed: 0 | 16 | 0 | 39 | 10267-015-003643 | DEPT OF ARMY
1693 | Permanently Closed | 1990-03-26 06:00 | 1940-01-01 06:00 | 1990-03-26 06:00 | Petroleum | Unleaded gasoline | Unleaded gasoline | State/federal government | Steel | Steel |  | Painted or None | Steel |  | 1901-01-01 06:00 | [15 empty] | UST Currently In Use: 16; UST Temp Close: 0; AST Currently In Use: 4; AST Temp Closed: 0 | 16 | 0 | 39 | 10267-015-003643 | DEPT OF ARMY
1694 | Permanently Closed | 1990-03-27 06:00 | 1967-01-01 06:00 | 1990-03-27 06:00 | Petroleum | Unleaded gasoline | Unleaded gasoline | State/federal government | Steel | Steel |  | Painted or None | Steel |  | 1901-01-01 06:00 | [15 empty] | UST Currently In Use: 16; UST Temp Close: 0; AST Currently In Use: 4; AST Temp Closed: 0 | 16 | 0 | 39 | 10267-015-003643 | DEPT OF ARMY
1695 | Permanently Closed | 1990-12-01 06:00 | 1975-01-01 06:00 | 1990-12-01 06:00 | Petroleum | Unleaded gasoline | Unleaded gasoline | State/federal government | Steel | Steel |  | Painted or None | Steel |  | 1901-01-01 06:00 | [15 empty] | UST Currently In Use: 16; UST Temp Close: 0; AST Currently In Use: 4; AST Temp Closed: 0 | 16 | 0 | 39 | 10267-015-003643 | DEPT OF ARMY
1696 | Permanently Closed | 1990-03-26 06:00 | 1940-01-01 06:00 | 1990-03-26 06:00 | Petroleum | Unleaded gasoline | Unleaded gasoline | State/federal government | Steel | Steel |  | Painted or None | Steel |  | 1901-01-01 06:00 | [15 empty] | UST Currently In Use: 16; UST Temp Close: 0; AST Currently In Use: 4; AST Temp Closed: 0 | 16 | 0 | 39 | 10267-015-003643 | DEPT OF ARMY
1697 | Permanently Closed | 1991-01-01 06:00 | 1940-01-01 06:00 | 1991-01-01 06:00 | Petroleum | Unleaded gasoline | Unleaded gasoline | State/federal government | Steel | Steel |  | Painted or None | Steel |  | 1901-01-01 06:00 | [15 empty] | UST Currently In Use: 16; UST Temp Close: 0; AST Currently In Use: 4; AST Temp Closed: 0 | 16 | 0 | 39 | 10267-015-003643 | DEPT OF ARMY
1698 | Retired | 1984-01-01 06:00 | 1951-01-01 06:00 |  | Petroleum | Unleaded gasoline | Unleaded gasoline | State/federal government | Steel | Steel |  | Painted or None | Steel |  | 1901-01-01 06:00 | [15 empty] | UST Currently In Use: 16; UST Temp Close: 0; AST Currently In Use: 4; AST Temp Closed: 0 | 16 | 0 | 39 | 10267-015-003643 | DEPT OF ARMY
1699 | Permanently Closed | 1990-05-23 06:00 | 1968-01-01 06:00 | 1990-05-23 06:00 | Petroleum | On road diesel | On road diesel | State/federal government | Steel | Steel |  | Painted or None | Steel |  | 1901-01-01 06:00 | [15 empty] | UST Currently In Use: 16; UST Temp Close: 0; AST Currently In Use: 4; AST Temp Closed: 0 | 16 | 0 | 39 | 10267-015-003643 | DEPT OF ARMY
1700 | Permanently Closed | 1994-01-01 06:00 | 1980-01-01 06:00 | 1994-01-01 06:00 | Petroleum | Unleaded gasoline | Unleaded gasoline | State/federal government | Steel | Steel |  | Painted or None | Steel |  | 1901-01-01 06:00 | [15 empty] | UST Currently In Use: 16; UST Temp Close: 0; AST Currently In Use: 4; AST Temp Closed: 0 | 16 | 0 | 39 | 10267-015-003643 | DEPT OF ARMY
1701 | Permanently Closed | 1994-01-01 06:00 | 1980-01-01 06:00 | 1994-01-01 06:00 | Petroleum | Unleaded gasoline | Unleaded gasoline | State/federal government | Steel | Steel |  | Painted or None | Steel |  | 1901-01-01 06:00 | [15 empty] | UST Currently In Use: 16; UST Temp Close: 0; AST Currently In Use: 4; AST Temp Closed: 0 | 16 | 0 | 39 | 10267-015-003643 | DEPT OF ARMY
1702 | Permanently Closed | 1994-01-01 06:00 | 1980-01-01 06:00 | 1994-01-01 06:00 | Petroleum | Unleaded gasoline | Unleaded gasoline | State/federal government | Steel | Steel |  | Painted or None | Steel |  | 1901-01-01 06:00 | [15 empty] | UST Currently In Use: 16; UST Temp Close: 0; AST Currently In Use: 4; AST Temp Closed: 0 | 16 | 0 | 39 | 10267-015-003643 | DEPT OF ARMY
1703 | Permanently Closed | 1901-01-01 06:00 | 1940-01-01 06:00 | 1986-01-01 06:00 | Petroleum | Used oil | Used oil | State/federal government | Steel | Steel |  | Painted or None | Steel |  | 1901-01-01 06:00 | [15 empty] | UST Currently In Use: 16; UST Temp Close: 0; AST Currently In Use: 4; AST Temp Closed: 0 | 16 | 0 | 39 | 10267-015-003643 | DEPT OF ARMY
1704 | Permanently Closed | 1990-04-11 06:00 | 1940-01-01 06:00 | 1990-04-11 06:00 | Petroleum | Used oil | Used oil | State/federal government | Steel | Steel |  | Painted or None | Steel |  | 1901-01-01 06:00 | [15 empty] | UST Currently In Use: 16; UST Temp Close: 0; AST Currently In Use: 4; AST Temp Closed: 0 | 16 | 0 | 39 | 10267-015-003643 | DEPT OF ARMY
1705 | Permanently Closed | 1901-01-01 06:00 | 1940-01-01 06:00 | 1986-01-01 06:00 | Petroleum | Used oil | Used oil | State/federal government | Steel | Steel |  | Painted or None | Steel |  | 1901-01-01 06:00 | [15 empty] | UST Currently In Use: 16; UST Temp Close: 0; AST Currently In Use: 4; AST Temp Closed: 0 | 16 | 0 | 39 | 10267-015-003643 | DEPT OF ARMY
1706 | Permanently Closed | 1990-04-11 06:00 | 1940-01-01 06:00 | 1990-04-11 06:00 | Petroleum | Used oil | Used oil | State/federal government | Steel | Steel |  | Painted or None | Steel |  | 1901-01-01 06:00 | [15 empty] | UST Currently In Use: 16; UST Temp Close: 0; AST Currently In Use: 4; AST Temp Closed: 0 | 16 | 0 | 39 | 10267-015-003643 | DEPT OF ARMY
1707 | Permanently Closed | 1995-08-04 06:00 | 1977-01-01 06:00 | 1995-08-04 06:00 | Petroleum | Unleaded gasoline | Unleaded gasoline | State/federal government | Steel | Steel |  | Painted or None | Steel |  | 1901-01-01 06:00 | [15 empty] | UST Currently In Use: 16; UST Temp Close: 0; AST Currently In Use: 4; AST Temp Closed: 0 | 16 | 0 | 39 | 10267-015-003643 | DEPT OF ARMY
1708 | Permanently Closed | 1990-04-10 06:00 | 1975-01-01 06:00 | 1990-04-10 06:00 | Petroleum | On road diesel | On road diesel | State/federal government | Steel | Steel |  | Painted or None | Steel |  | 1901-01-01 06:00 | [15 empty] | UST Currently In Use: 16; UST Temp Close: 0; AST Currently In Use: 4; AST Temp Closed: 0 | 16 | 0 | 39 | 10267-015-003643 | DEPT OF ARMY
1709 | Permanently Closed | 1994-08-17 06:00 | 1976-01-01 06:00 | 1994-08-17 06:00 | Petroleum | Used oil | Used oil | State/federal government | Steel | Steel |  | Painted or None | Steel |  | 1901-01-01 06:00 | [15 empty] | UST Currently In Use: 16; UST Temp Close: 0; AST Currently In Use: 4; AST Temp Closed: 0 | 16 | 0 | 39 | 10267-015-003643 | DEPT OF ARMY
1710 | Permanently Closed | 1994-08-17 06:00 | 1976-01-01 06:00 | 1994-08-17 06:00 | Petroleum | Used oil | Used oil | State/federal government | Steel | Steel |  | Painted or None | Steel |  | 1901-01-01 06:00 | [15 empty] | UST Currently In Use: 16; UST Temp Close: 0; AST Currently In Use: 4; AST Temp Closed: 0 | 16 | 0 | 39 | 10267-015-003643 | DEPT OF ARMY
1711 | Permanently Closed | 1901-01-01 06:00 | 1976-01-01 06:00 | 1986-01-01 06:00 | Petroleum | On road diesel | On road diesel | State/federal government | Steel | Steel |  | Painted or None | Steel |  | 1901-01-01 06:00 | [15 empty] | UST Currently In Use: 16; UST Temp Close: 0; AST Currently In Use: 4; AST Temp Closed: 0 | 16 | 0 | 39 | 10267-015-003643 | DEPT OF ARMY
1712 | Permanently Closed | 1992-01-01 06:00 | 1940-01-01 06:00 | 1992-01-01 06:00 | Petroleum | On road diesel | On road diesel | State/federal government | Steel | Steel |  | Painted or None | Steel |  | 1901-01-01 06:00 | [15 empty] | UST Currently In Use: 16; UST Temp Close: 0; AST Currently In Use: 4; AST Temp Closed: 0 | 16 | 0 | 39 | 10267-015-003643 | DEPT OF ARMY
1713 | Permanently Closed | 1990-04-02 06:00 | 1975-01-01 06:00 | 1990-04-02 06:00 | Petroleum | Unleaded gasoline | Unleaded gasoline | State/federal government | Steel | Steel |  | Painted or None | Steel |  | 1901-01-01 06:00 | [15 empty] | UST Currently In Use: 16; UST Temp Close: 0; AST Currently In Use: 4; AST Temp Closed: 0 | 16 | 0 | 39 | 10267-015-003643 | DEPT OF ARMY
1715 | Permanently Closed | 1990-01-01 06:00 | 1951-01-01 06:00 | 1990-01-01 06:00 | Petroleum | On road diesel | On road diesel | State/federal government | Steel | Steel |  | Painted or None | Steel |  | 1901-01-01 06:00 | [15 empty] | UST Currently In Use: 16; UST Temp Close: 0; AST Currently In Use: 4; AST Temp Closed: 0 | 16 | 0 | 39 | 10267-015-003643 | DEPT OF ARMY
1716 | Permanently Closed | 1990-01-01 06:00 | 1953-01-01 06:00 | 1990-01-01 06:00 | Petroleum | On road diesel | On road diesel | State/federal government | Steel | Steel |  | Painted or None | Steel |  | 1901-01-01 06:00 | [15 empty] | UST Currently In Use: 16; UST Temp Close: 0; AST Currently In Use: 4; AST Temp Closed: 0 | 16 | 0 | 39 | 10267-015-003643 | DEPT OF ARMY
1717 | Permanently Closed | 1990-05-17 06:00 | 1968-01-01 06:00 | 1990-05-17 06:00 | Petroleum | On road diesel | On road diesel | State/federal government | Steel | Steel |  | Painted or None | Steel |  | 1901-01-01 06:00 | [15 empty] | UST Currently In Use: 16; UST Temp Close: 0; AST Currently In Use: 4; AST Temp Closed: 0 | 16 | 0 | 39 | 10267-015-003643 | DEPT OF ARMY
1719 | Permanently Closed | 1994-05-01 06:00 | 1953-01-01 06:00 | 1994-05-25 06:00 | Petroleum | Used oil | Used oil | State/federal government | Steel | Steel |  | Painted or None | Steel |  | 1901-01-01 06:00 | [12 empty] | Annual line testing | Annual line testing |  | UST Currently In Use: 16; UST Temp Close: 0; AST Currently In Use: 4; AST Temp Closed: 0 | 16 | 0 | 39 | 10267-015-003643 | DEPT OF ARMY
1720 | Permanently Closed | 1994-01-01 06:00 | 1977-01-01 06:00 | 1994-01-01 06:00 | Petroleum | Used oil | Used oil | State/federal government | Steel | Steel |  | Painted or None | Steel |  | 1901-01-01 06:00 | [15 empty] | UST Currently In Use: 16; UST Temp Close: 0; AST Currently In Use: 4; AST Temp Closed: 0 | 16 | 0 | 39 | 10267-015-003643 | DEPT OF ARMY
1721 | Permanently Closed | 1994-01-01 06:00 | 1940-01-01 06:00 | 1995-09-21 06:00 | Petroleum | Used oil | Used oil | State/federal government | Steel | Steel |  | Painted or None | Steel |  | 1901-01-01 06:00 | [15 empty] | UST Currently In Use: 16; UST Temp Close: 0; AST Currently In Use: 4; AST Temp Closed: 0 | 16 | 0 | 39 | 10267-015-003643 | DEPT OF ARMY
1722 | Permanently Closed | 1990-03-27 06:00 | 1940-01-01 06:00 | 1990-03-27 06:00 | Petroleum | Used oil | Used oil | State/federal government | Steel | Steel |  | Painted or None | Steel |  | 1901-01-01 06:00 | [15 empty] | UST Currently In Use: 16; UST Temp Close: 0; AST Currently In Use: 4; AST Temp Closed: 0 | 16 | 0 | 39 | 10267-015-003643 | DEPT OF ARMY
1723 | Permanently Closed | 1991-01-01 06:00 | 1953-01-01 06:00 | 1991-01-01 06:00 | Petroleum | Other, SOLVENT | Other | State/federal government | Steel | Steel |  | Painted or None | Steel |  | 1901-01-01 06:00 | [15 empty] | UST Currently In Use: 16; UST Temp Close: 0; AST Currently In Use: 4; AST Temp Closed: 0 | 16 | 0 | 39 | 10267-015-003643 | DEPT OF ARMY
1724 | Permanently Closed | 1990-01-01 06:00 | 1953-01-01 06:00 | 1990-01-01 06:00 | Petroleum | Used oil | Used oil | State/federal government | Steel | Steel |  | Painted or None | Steel |  | 1901-01-01 06:00 | [15 empty] | UST Currently In Use: 16; UST Temp Close: 0; AST Currently In Use: 4; AST Temp Closed: 0 | 16 | 0 | 39 | 10267-015-003643 | DEPT OF ARMY
1725 | Permanently Closed | 1990-04-09 06:00 | 1940-01-01 06:00 | 1990-04-09 06:00 | Petroleum | Used oil | Used oil | State/federal government | Steel | Steel |  | Painted or None | Steel |  | 1901-01-01 06:00 | [15 empty] | UST Currently In Use: 16; UST Temp Close: 0; AST Currently In Use: 4; AST Temp Closed: 0 | 16 | 0 | 39 | 10267-015-003643 | DEPT OF ARMY
1726 | Permanently Closed | 1983-01-01 06:00 | 1960-01-01 06:00 |  | Petroleum | Unleaded gasoline | Unleaded gasoline | State/federal government | Steel | Steel |  | Painted or None | Steel |  | 1901-01-01 06:00 | [15 empty] | UST Currently In Use: 16; UST Temp Close: 0; AST Currently In Use: 4; AST Temp Closed: 0 | 16 | 0 | 39 | 10267-015-003643 | DEPT OF ARMY
1732 | Permanently Closed | 1997-01-01 06:00 | 1963-01-01 06:00 | 1997-01-01 06:00 | Petroleum | Unleaded gasoline | Unleaded gasoline | Local government | Steel | Steel |  | Painted or None | Steel |  | 1901-01-01 06:00 | [15 empty] | UST Currently In Use: 0; UST Temp Close: 0; AST Currently In Use: 0; AST Temp Closed: 0 | 0 | 0 | 3 | 10268-015-006083 | ANNISTON CITY SCHOOLS
1733 | Permanently Closed | 1997-01-01 06:00 | 1974-01-01 06:00 | 1997-01-01 06:00 | Petroleum | Unleaded gasoline | Unleaded gasoline | Local government | Steel | Steel |  | Painted or None | Steel |  | 1901-01-01 06:00 | [15 empty] | UST Currently In Use: 0; UST Temp Close: 0; AST Currently In Use: 0; AST Temp Closed: 0 | 0 | 0 | 3 | 10268-015-006083 | ANNISTON CITY SCHOOLS
1734 | Permanently Closed | 1997-01-01 06:00 | 1960-01-01 06:00 | 1997-01-01 06:00 | Petroleum | Unleaded gasoline | Unleaded gasoline | Local government | Steel | Steel |  | Painted or None | Steel |  | 1901-01-01 06:00 | [15 empty] | UST Currently In Use: 0; UST Temp Close: 0; AST Currently In Use: 0; AST Temp Closed: 0 | 0 | 0 | 3 | 10268-015-006083 | ANNISTON CITY SCHOOLS
1735 | Permanently Closed | 1989-12-20 06:00 | 1966-01-01 06:00 | 1989-12-20 06:00 | Petroleum | Unleaded gasoline | Unleaded gasoline | [7 empty] | 1901-01-01 06:00 | [6 empty] | Statistical Inventory Reconciliation (SIR) | [8 empty] | UST Currently In Use: 1; UST Temp Close: 0; AST Currently In Use: 0; AST Temp Closed: 0 | 1 | 0 | 1 | 10269-015-001685 | ANNISTON COUNTRY CLUB
1736 | Permanently Closed | 1901-01-01 06:00 | 1966-01-01 06:00 | 1988-12-15 06:00 | Petroleum | Unleaded gasoline | Unleaded gasoline |  | Steel | Steel |  | Painted or None | Steel |  | 1901-01-01 06:00 | [15 empty] | UST Currently In Use: 2; UST Temp Close: 0; AST Currently In Use: 2; AST Temp Closed: 0 | 2 | 0 | 3 | 10270-015-009219 | MCWHORTER PROPERTIES ANNISTN EXEC AV
1737 | Permanently Closed | 1901-01-01 06:00 | 1966-01-01 06:00 | 1988-12-15 06:00 | Petroleum | Unleaded gasoline | Unleaded gasoline |  | Steel | Steel |  | Painted or None | Steel |  | 1901-01-01 06:00 | [15 empty] | UST Currently In Use: 2; UST Temp Close: 0; AST Currently In Use: 2; AST Temp Closed: 0 | 2 | 0 | 3 | 10270-015-009219 | MCWHORTER PROPERTIES ANNISTN EXEC AV
1738 | Permanently Closed | 1901-01-01 06:00 | 1968-01-01 06:00 | 1988-12-15 06:00 | Petroleum | Kerosene | Kerosene |  | Steel | Steel |  | Painted or None | Steel |  | 1901-01-01 06:00 | [15 empty] | UST Currently In Use: 2; UST Temp Close: 0; AST Currently In Use: 2; AST Temp Closed: 0 | 2 | 0 | 3 | 10270-015-009219 | MCWHORTER PROPERTIES ANNISTN EXEC AV
1739 | Permanently Closed | 1991-10-23 06:00 | 1974-01-01 06:00 | 1993-10-23 06:00 | Petroleum | On road diesel | On road diesel |  | Steel | Steel |  | Painted or None | Steel |  | 1901-01-01 06:00 | [15 empty] | UST Currently In Use: 0; UST Temp Close: 0; AST Currently In Use: 0; AST Temp Closed: 0 | 0 | 0 | 1 | 10271-055-011448 | ANNISTON MACHINE & ROLL CO INC
1740 | Permanently Closed | 1983-09-01 06:00 | 1961-01-01 06:00 | 1991-12-11 06:00 | Petroleum | Unleaded gasoline | Unleaded gasoline |  | Steel | Steel |  |  |  |  | 1901-01-01 06:00 | [15 empty] | UST Currently In Use: 0; UST Temp Close: 0; AST Currently In Use: 0; AST Temp Closed: 0 | 0 | 0 | 3 | 10272-015-008843 | ANNISTON MOTOR EXPRESS
1741 | Permanently Closed | 1983-09-01 06:00 | 1961-01-01 06:00 | 1991-12-11 06:00 | Petroleum | Used oil | Used oil |  | Steel | Steel |  |  |  |  | 1901-01-01 06:00 | [15 empty] | UST Currently In Use: 0; UST Temp Close: 0; AST Currently In Use: 0; AST Temp Closed: 0 | 0 | 0 | 3 | 10272-015-008843 | ANNISTON MOTOR EXPRESS
1742 | Permanently Closed | 1983-09-01 06:00 | 1980-01-01 06:00 | 1994-02-18 06:00 | Petroleum | On road diesel | On road diesel |  | Steel | Steel |  |  | Steel |  | 1901-01-01 06:00 | [15 empty] | UST Currently In Use: 0; UST Temp Close: 0; AST Currently In Use: 0; AST Temp Closed: 0 | 0 | 0 | 3 | 10272-015-008843 | ANNISTON MOTOR EXPRESS
1743 | Permanently Closed | 1991-10-03 06:00 | 1978-01-01 06:00 | 1991-10-03 06:00 | Petroleum | On road diesel | On road diesel |  | Steel | Steel |  | Painted or None | Fiberglass reinforced plastic, Steel |  | 1901-01-01 06:00 | [15 empty] | UST Currently In Use: 0; UST Temp Close: 0; AST Currently In Use: 0; AST Temp Closed: 0 | 0 | 0 | 2 | 10273-015-008812 | ANNISTON RECLAMATION CO INC
1744 | Permanently Closed | 1991-10-03 06:00 | 1978-01-01 06:00 | 1991-10-03 06:00 | Petroleum | On road diesel | On road diesel |  | Steel | Steel |  | Painted or None | Fiberglass reinforced plastic, Steel |  | 1901-01-01 06:00 | [15 empty] | UST Currently In Use: 0; UST Temp Close: 0; AST Currently In Use: 0; AST Temp Closed: 0 | 0 | 0 | 2 | 10273-015-008812 | ANNISTON RECLAMATION CO INC
1745 | Permanently Closed | 1988-12-01 06:00 | 1970-01-01 06:00 | 1988-12-15 06:00 | Petroleum | Unleaded gasoline | Unleaded gasoline | [7 empty] | 1901-01-01 06:00 | [15 empty] | UST Currently In Use: 0; UST Temp Close: 0; AST Currently In Use: 0; AST Temp Closed: 0 | 0 | 0 | 2 | 10274-015-002337 | ANNISTON ROOFING & SIDING CO INC
1746 | Permanently Closed | 1988-12-01 06:00 | 1970-01-01 06:00 | 1988-12-13 06:00 | Petroleum | Unleaded gasoline | Unleaded gasoline | [7 empty] | 1901-01-01 06:00 | [15 empty] | UST Currently In Use: 0; UST Temp Close: 0; AST Currently In Use: 0; AST Temp Closed: 0 | 0 | 0 | 2 | 10274-015-002337 | ANNISTON ROOFING & SIDING CO INC
1747 | Permanently Closed | 1992-02-20 06:00 | 1972-01-01 06:00 | 1992-02-20 06:00 | Petroleum | Unleaded gasoline | Unleaded gasoline | [7 empty] | 1901-01-01 06:00 | [15 empty] | UST Currently In Use: 0; UST Temp Close: 0; AST Currently In Use: 0; AST Temp Closed: 0 | 0 | 0 | 2 | 10274-015-002338 | ANNISTON ROOFING & SIDING CO INC
1748 | Permanently Closed | 1992-02-20 06:00 | 1972-01-01 06:00 | 1992-02-20 06:00 | Petroleum | Unleaded gasoline | Unleaded gasoline | [7 empty] | 1901-01-01 06:00 | [15 empty] | UST Currently In Use: 0; UST Temp Close: 0; AST Currently In Use: 0; AST Temp Closed: 0 | 0 | 0 | 2 | 10274-015-002338 | ANNISTON ROOFING & SIDING CO INC
1750 | Permanently Closed | 1986-11-12 06:00 | 1963-01-01 06:00 |  | Petroleum | On road diesel | On road diesel |  | Steel | Steel |  | Painted or None | Steel |  | 1901-01-01 06:00 | [15 empty] | UST Currently In Use: 0; UST Temp Close: 0; AST Currently In Use: 0; AST Temp Closed: 0 | 0 | 0 | 2 | 10276-069-004443 | ANSELL INC
1753 | Permanently Closed | 1901-01-01 06:00 | 1979-01-01 06:00 |  | Petroleum | Unleaded gasoline | Unleaded gasoline |  | Steel | Steel |  | Painted or None | Steel |  | 1901-01-01 06:00 | [15 empty] | UST Currently In Use: 0; UST Temp Close: 0; AST Currently In Use: 0; AST Temp Closed: 0 | 0 | 0 | 1 | 10276-109-012604 | ANSELL INC
1754 | Currently in Use |  | 1972-01-01 06:00 |  | Petroleum | Unleaded gasoline | Unleaded gasoline | Retail | Steel, 4K/6K | Steel | Field installed cathodic protection |  | Fiberglass reinforced plastic, Single Wall |  |  |  | Catchment Basin, Single walled catchment basin | Automatic shutoff device At 95% full | Automatic shutoff device At 95% full |  |  | Continuous Automatic Tank Gauge |  | Automatic shutoff device (AELLD) | Automatic shutoff device (AELLD) | [5 empty] | UST Currently In Use: 3; UST Temp Close: 0; AST Currently In Use: 1; AST Temp Closed: 0 | 3 | 0 | 2 | 25877-073-008660 | KAISHNA PATEL
1755 | Permanently Closed | 1998-05-29 06:00 | 1972-01-01 06:00 | 1998-05-29 06:00 | Petroleum | Unleaded gasoline | Unleaded gasoline | Retail | Steel | Steel |  | Painted or None | Steel |  | 1901-01-01 06:00 |  |  | Flow Rest 90% Full | Flow Rest 90% Full | [11 empty] | UST Currently In Use: 3; UST Temp Close: 0; AST Currently In Use: 1; AST Temp Closed: 0 | 3 | 0 | 2 | 25877-073-008660 | KAISHNA PATEL
1756 | Permanently Closed | 1998-05-29 06:00 | 1972-01-01 06:00 | 1998-05-29 06:00 | Petroleum | Unleaded gasoline | Unleaded gasoline | Retail | Steel | Steel |  | Painted or None | Steel |  | 1901-01-01 06:00 |  |  | Flow Rest 90% Full | Flow Rest 90% Full | [11 empty] | UST Currently In Use: 3; UST Temp Close: 0; AST Currently In Use: 1; AST Temp Closed: 0 | 3 | 0 | 2 | 25877-073-008660 | KAISHNA PATEL
1758 | Permanently Closed | 2003-05-07 06:00 | 1969-01-01 06:00 | 2003-05-07 06:00 | Petroleum | Unleaded gasoline | Unleaded gasoline |  | Steel | Steel |  |  | Steel |  | 1901-01-01 06:00 | [15 empty] | UST Currently In Use: 0; UST Temp Close: 0; AST Currently In Use: 0; AST Temp Closed: 0 | 0 | 0 | 2 | 10280-071-002026 | ANTHONY GLENN BROGDON
1759 | Permanently Closed | 2003-05-07 06:00 | 1969-01-01 06:00 | 2003-05-07 06:00 | Petroleum | Unleaded gasoline | Unleaded gasoline |  | Steel | Steel |  |  | Steel |  | 1901-01-01 06:00 | [15 empty] | UST Currently In Use: 0; UST Temp Close: 0; AST Currently In Use: 0; AST Temp Closed: 0 | 0 | 0 | 2 | 10280-071-002026 | ANTHONY GLENN BROGDON
1760 | Permanently Closed | 1988-09-01 06:00 | 1958-01-01 06:00 | 1988-09-01 06:00 | Petroleum | Unleaded gasoline | Unleaded gasoline |  | Steel | Steel |  |  | Steel |  | 1901-01-01 06:00 | [15 empty] | UST Currently In Use: 0; UST Temp Close: 0; AST Currently In Use: 0; AST Temp Closed: 0 | 0 | 0 | 1 | 10281-129-008970 | HORACE BEASLEY
1761 | Permanently Closed | 1991-06-12 06:00 | 1981-01-01 06:00 | 1991-06-12 06:00 | Petroleum | Unleaded gasoline | Unleaded gasoline |  | Steel | Steel |  | Painted or None | Steel |  | 1901-01-01 06:00 | [15 empty] | UST Currently In Use: 0; UST Temp Close: 0; AST Currently In Use: 0; AST Temp Closed: 0 | 0 | 0 | 4 | 10282-095-011081 | ANTHONY WILDMAN
1762 | Permanently Closed | 1991-06-12 06:00 | 1981-01-01 06:00 | 1991-06-12 06:00 | Petroleum | Unleaded gasoline | Unleaded gasoline |  | Steel | Steel |  | Painted or None | Steel |  | 1901-01-01 06:00 | [15 empty] | UST Currently In Use: 0; UST Temp Close: 0; AST Currently In Use: 0; AST Temp Closed: 0 | 0 | 0 | 4 | 10282-095-011081 | ANTHONY WILDMAN
1763 | Permanently Closed | 1991-06-12 06:00 | 1977-01-01 06:00 | 1991-06-12 06:00 | Petroleum | Unleaded gasoline | Unleaded gasoline |  | Steel | Steel |  | Painted or None | Steel |  | 1901-01-01 06:00 | [15 empty] | UST Currently In Use: 0; UST Temp Close: 0; AST Currently In Use: 0; AST Temp Closed: 0 | 0 | 0 | 4 | 10282-095-011081 | ANTHONY WILDMAN
1764 | Permanently Closed | 1991-06-12 06:00 | 1977-01-01 06:00 | 1991-06-12 06:00 | Petroleum | On road diesel | On road diesel |  | Steel | Steel |  | Painted or None | Steel |  | 1901-01-01 06:00 | [15 empty] | UST Currently In Use: 0; UST Temp Close: 0; AST Currently In Use: 0; AST Temp Closed: 0 | 0 | 0 | 4 | 10282-095-011081 | ANTHONY WILDMAN
1765 | Temporary Closed | 1998-12-22 06:00 | 1955-01-01 06:00 |  | Petroleum | Mid-grade gasoline | Mid-grade gasoline | Retail | Steel | Steel | Field installed cathodic protection |  | Steel |  |  | Field installed cathodic protection | Catchment Basin, Single walled catchment basin | Automatic shutoff device At 95% full | Automatic shutoff device At 95% full |  |  | Statistical Inventory Reconciliation (SIR) |  | Automatic flow restrictor (MLLD) | Automatic flow restrictor (MLLD) |  |  | Annual line testing, Statistical inventory reconciliation (SIR) | Statistical inventory reconciliation (SIR) |  | UST Currently In Use: 0; UST Temp Close: 6; AST Currently In Use: 0; AST Temp Closed: 0 | 0 | 6 | 0 | 10283-119-007551 | FRANK BOYD
1766 | Temporary Closed | 1998-12-22 06:00 | 1955-01-01 06:00 |  | Petroleum | Unleaded gasoline | Unleaded gasoline | Retail | Steel | Steel | Field installed cathodic protection |  | Steel |  |  | Field installed cathodic protection | Catchment Basin, Single walled catchment basin | Automatic shutoff device At 95% full | Automatic shutoff device At 95% full |  |  | Statistical Inventory Reconciliation (SIR) |  | Automatic flow restrictor (MLLD) | Automatic flow restrictor (MLLD) |  |  | Annual line testing, Statistical inventory reconciliation (SIR) | Statistical inventory reconciliation (SIR) |  | UST Currently In Use: 0; UST Temp Close: 6; AST Currently In Use: 0; AST Temp Closed: 0 | 0 | 6 | 0 | 10283-119-007551 | FRANK BOYD
1767 | Temporary Closed | 1998-12-22 06:00 | 1955-01-01 06:00 |  | Petroleum | On road diesel | On road diesel | Retail | Steel | Steel | Field installed cathodic protection |  | Steel |  |  | Field installed cathodic protection | Catchment Basin, Single walled catchment basin | Automatic shutoff device At 95% full | Automatic shutoff device At 95% full |  |  | Statistical Inventory Reconciliation (SIR) |  | Automatic flow restrictor (MLLD) | Automatic flow restrictor (MLLD) |  |  | Annual line testing, Statistical inventory reconciliation (SIR) | Statistical inventory reconciliation (SIR) |  | UST Currently In Use: 0; UST Temp Close: 6; AST Currently In Use: 0; AST Temp Closed: 0 | 0 | 6 | 0 | 10283-119-007551 | FRANK BOYD
1768 | Temporary Closed | 1998-12-22 06:00 | 1955-01-01 06:00 |  | Petroleum | On road diesel | On road diesel | Retail | Steel | Steel | Field installed cathodic protection |  | Steel |  |  | Field installed cathodic protection | Catchment Basin, Single walled catchment basin | Automatic shutoff device At 95% full | Automatic shutoff device At 95% full |  |  | Statistical Inventory Reconciliation (SIR) |  | Automatic flow restrictor (MLLD) | Automatic flow restrictor (MLLD) |  |  | Statistical inventory reconciliation (SIR) | Statistical inventory reconciliation (SIR) |  | UST Currently In Use: 0; UST Temp Close: 6; AST Currently In Use: 0; AST Temp Closed: 0 | 0 | 6 | 0 | 10283-119-007551 | FRANK BOYD
1769 | Temporary Closed | 1998-12-22 06:00 | 1973-01-01 06:00 |  | Petroleum | On road diesel | On road diesel | Retail | Steel | Steel | Field installed cathodic protection |  | Steel |  |  | Field installed cathodic protection | Catchment Basin, Single walled catchment basin | Automatic shutoff device At 95% full | Automatic shutoff device At 95% full |  |  | Statistical Inventory Reconciliation (SIR) |  | Automatic flow restrictor (MLLD) | Automatic flow restrictor (MLLD) |  |  | Statistical inventory reconciliation (SIR) | Statistical inventory reconciliation (SIR) |  | UST Currently In Use: 0; UST Temp Close: 6; AST Currently In Use: 0; AST Temp Closed: 0 | 0 | 6 | 0 | 10283-119-007551 | FRANK BOYD
1770 | Temporary Closed | 1998-12-22 06:00 | 1955-01-01 06:00 |  | Petroleum | Kerosene | Kerosene | Retail | Steel | Steel | Field installed cathodic protection |  | Fiberglass reinforced plastic |  |  |  | Catchment Basin, Single walled catchment basin | Automatic shutoff device At 95% full | Automatic shutoff device At 95% full |  |  | Statistical Inventory Reconciliation (SIR) |  | Automatic flow restrictor (MLLD) | Automatic flow restrictor (MLLD) |  |  | Annual line testing, Statistical inventory reconciliation (SIR) | Statistical inventory reconciliation (SIR) |  | UST Currently In Use: 0; UST Temp Close: 6; AST Currently In Use: 0; AST Temp Closed: 0 | 0 | 6 | 0 | 10283-119-007551 | FRANK BOYD
1771 | Permanently Closed | 1901-01-01 06:00 | 1973-01-01 06:00 | 1988-02-22 06:00 | Petroleum | Used oil | Used oil |  | Steel | Steel |  |  | Steel |  | 1901-01-01 06:00 | [15 empty] | UST Currently In Use: 0; UST Temp Close: 0; AST Currently In Use: 0; AST Temp Closed: 0 | 0 | 0 | 4 | 10284-073-000015 | APAC ALABAMA INC
1772 | Permanently Closed | 1901-01-01 06:00 | 1973-01-01 06:00 | 1988-02-22 06:00 | Petroleum | Unleaded gasoline | Unleaded gasoline |  | Steel | Steel |  |  | Steel |  | 1901-01-01 06:00 | [15 empty] | UST Currently In Use: 0; UST Temp Close: 0; AST Currently In Use: 0; AST Temp Closed: 0 | 0 | 0 | 4 | 10284-073-000015 | APAC ALABAMA INC
1773 | Permanently Closed | 1901-01-01 06:00 | 1966-01-01 06:00 | 1988-02-22 06:00 | Petroleum | On road diesel | On road diesel |  | Steel | Steel |  |  | Steel |  | 1901-01-01 06:00 | [15 empty] | UST Currently In Use: 0; UST Temp Close: 0; AST Currently In Use: 0; AST Temp Closed: 0 | 0 | 0 | 4 | 10284-073-000015 | APAC ALABAMA INC
1774 | Permanently Closed | 1901-01-01 06:00 | 1966-01-01 06:00 | 1988-02-22 06:00 | Petroleum | Unleaded gasoline | Unleaded gasoline |  | Steel | Steel |  |  | Steel |  | 1901-01-01 06:00 | [15 empty] | UST Currently In Use: 0; UST Temp Close: 0; AST Currently In Use: 0; AST Temp Closed: 0 | 0 | 0 | 4 | 10284-073-000015 | APAC ALABAMA INC
1775 | Permanently Closed | 1901-01-01 06:00 | 1972-01-01 06:00 | 1990-12-20 06:00 | Petroleum | Unleaded gasoline | Unleaded gasoline |  | Steel | Steel |  | Painted or None | Steel |  | 1901-01-01 06:00 | [15 empty] | UST Currently In Use: 0; UST Temp Close: 0; AST Currently In Use: 0; AST Temp Closed: 0 | 0 | 0 | 6 | 10830-015-001460 | APAC MID-SOUTH, INC.
1776 | Permanently Closed | 1901-01-01 06:00 | 1972-01-01 06:00 | 1990-12-20 06:00 | Petroleum | Unleaded gasoline | Unleaded gasoline |  | Steel | Steel |  | Painted or None | Steel |  | 1901-01-01 06:00 | [15 empty] | UST Currently In Use: 0; UST Temp Close: 0; AST Currently In Use: 0; AST Temp Closed: 0 | 0 | 0 | 6 | 10830-015-001460 | APAC MID-SOUTH, INC.
1777 | Permanently Closed | 1901-01-01 06:00 | 1972-01-01 06:00 | 1990-12-20 06:00 | Petroleum | Unleaded gasoline | Unleaded gasoline |  | Steel | Steel |  | Painted or None | Steel |  | 1901-01-01 06:00 | [15 empty] | UST Currently In Use: 0; UST Temp Close: 0; AST Currently In Use: 0; AST Temp Closed: 0 | 0 | 0 | 6 | 10830-015-001460 | APAC MID-SOUTH, INC.
1778 | Permanently Closed | 1901-01-01 06:00 | 1972-01-01 06:00 | 1990-12-20 06:00 | Petroleum | On road diesel | On road diesel |  | Steel | Steel |  | Painted or None | Steel |  | 1901-01-01 06:00 | [15 empty] | UST Currently In Use: 0; UST Temp Close: 0; AST Currently In Use: 0; AST Temp Closed: 0 | 0 | 0 | 6 | 10830-015-001460 | APAC MID-SOUTH, INC.
1779 | Permanently Closed | 1901-01-01 06:00 | 1976-01-01 06:00 | 1990-12-20 06:00 | Petroleum | On road diesel | On road diesel |  | Steel | Steel |  | Painted or None | Steel |  | 1901-01-01 06:00 | [15 empty] | UST Currently In Use: 0; UST Temp Close: 0; AST Currently In Use: 0; AST Temp Closed: 0 | 0 | 0 | 6 | 10830-015-001460 | APAC MID-SOUTH, INC.
1780 | Permanently Closed | 1901-01-01 06:00 | 1978-01-01 06:00 | 1990-12-20 06:00 | Petroleum | Used oil | Used oil |  | Steel | Steel |  | Painted or None | Steel |  | 1901-01-01 06:00 | [15 empty] | UST Currently In Use: 0; UST Temp Close: 0; AST Currently In Use: 0; AST Temp Closed: 0 | 0 | 0 | 6 | 10830-015-001460 | APAC MID-SOUTH, INC.
1781 | Permanently Closed | 1998-07-07 06:00 | 1982-01-01 06:00 | 1998-07-07 06:00 | Petroleum | Unleaded gasoline | Unleaded gasoline |  | Steel | Steel |  | Painted or None | Steel |  | 1901-01-01 06:00 | [6 empty] | Statistical Inventory Reconciliation (SIR) |  | Other, SIR | Other |  |  | Other, SIR | Other |  | UST Currently In Use: 0; UST Temp Close: 0; AST Currently In Use: 0; AST Temp Closed: 0 | 0 | 0 | 1 | 10286-115-001648 | AQUALAND MARINA
1782 | Currently in Use |  | 1988-07-01 06:00 |  | Petroleum | Unleaded gasoline | Unleaded gasoline | Retail | Single Wall, Steel | Steel | Coated & cathodic protection (sti-P3) |  | Double Wall, Fiberglass reinforced plastic |  |  | Other, FLXS ISOLA | Catchment Basin, Single walled catchment basin | Flow Rest 90% Full | Flow Rest 90% Full |  |  | Continuous Automatic Tank Gauge | Single walled submersible pump containment sump | Automatic flow restrictor (MLLD), Containment Sump | Containment Sump |  |  | Annual line testing | Annual line testing |  | UST Currently In Use: 3; UST Temp Close: 0; AST Currently In Use: 0; AST Temp Closed: 0 | 3 | 0 | 0 | 19096-095-013244 | GUNTERSVILLE MARINA. INC.
1783 | Currently in Use |  | 1988-07-01 06:00 |  | Petroleum | Unleaded gasoline | Unleaded gasoline | Retail | Single Wall, Steel | Steel | Coated & cathodic protection (sti-P3) |  | Double Wall, Fiberglass reinforced plastic |  |  | Other, FLXS ISOLA | Catchment Basin, Single walled catchment basin | Flow Rest 90% Full | Flow Rest 90% Full |  |  | Continuous Automatic Tank Gauge | Single walled submersible pump containment sump | Automatic flow restrictor (MLLD), Containment Sump | Containment Sump |  |  | Annual line testing | Annual line testing |  | UST Currently In Use: 3; UST Temp Close: 0; AST Currently In Use: 0; AST Temp Closed: 0 | 3 | 0 | 0 | 19096-095-013244 | GUNTERSVILLE MARINA. INC.
1784 | Permanently Closed | 1989-08-18 06:00 | 1978-01-01 06:00 | 1989-08-18 06:00 | Petroleum | Unleaded gasoline | Unleaded gasoline |  | Steel | Steel |  | Painted or None | Steel |  | 1901-01-01 06:00 | [15 empty] | UST Currently In Use: 0; UST Temp Close: 0; AST Currently In Use: 0; AST Temp Closed: 0 | 0 | 0 | 2 | 10288-089-000408 | ARA SERVICES HUNTSVILLE
1785 | Permanently Closed | 1989-08-18 06:00 | 1978-01-01 06:00 | 1989-08-18 06:00 | Petroleum | Unleaded gasoline | Unleaded gasoline |  | Steel | Steel |  | Painted or None | Steel |  | 1901-01-01 06:00 | [15 empty] | UST Currently In Use: 0; UST Temp Close: 0; AST Currently In Use: 0; AST Temp Closed: 0 | 0 | 0 | 2 | 10288-089-000408 | ARA SERVICES HUNTSVILLE
1786 | Permanently Closed | 1979-09-01 06:00 | 1968-01-01 06:00 | 1989-08-15 06:00 | Petroleum | Unleaded gasoline | Unleaded gasoline |  | Steel | Steel |  |  |  |  | 1901-01-01 06:00 | [15 empty] | UST Currently In Use: 0; UST Temp Close: 0; AST Currently In Use: 0; AST Temp Closed: 0 | 0 | 0 | 2 | 10289-097-001177 | ARA VENDING SERVICES
1787 | Permanently Closed | 1989-08-15 06:00 | 1974-01-01 06:00 | 1989-08-15 06:00 | Petroleum | Unleaded gasoline | Unleaded gasoline |  | Steel | Steel |  |  |  |  | 1901-01-01 06:00 | [15 empty] | UST Currently In Use: 0; UST Temp Close: 0; AST Currently In Use: 0; AST Temp Closed: 0 | 0 | 0 | 2 | 10289-097-001177 | ARA VENDING SERVICES
1788 | Permanently Closed | 1990-02-03 06:00 | 1975-01-01 06:00 | 1990-02-03 06:00 | Petroleum | On road diesel | On road diesel |  | Steel | Steel |  |  | Steel |  | 1901-01-01 06:00 | [15 empty] | UST Currently In Use: 0; UST Temp Close: 0; AST Currently In Use: 0; AST Temp Closed: 0 | 0 | 0 | 6 | 10290-073-002074 | ARA/SMITH'S TRANSFER CO
1789 | Permanently Closed | 1990-02-03 06:00 | 1975-01-01 06:00 | 1990-02-03 06:00 | Petroleum | On road diesel | On road diesel |  | Steel | Steel |  |  | Steel |  | 1901-01-01 06:00 | [15 empty] | UST Currently In Use: 0; UST Temp Close: 0; AST Currently In Use: 0; AST Temp Closed: 0 | 0 | 0 | 6 | 10290-073-002074 | ARA/SMITH'S TRANSFER CO
1790 | Permanently Closed | 1990-02-03 06:00 | 1975-01-01 06:00 | 1990-02-03 06:00 | Petroleum | On road diesel | On road diesel |  | Steel | Steel |  |  | Steel |  | 1901-01-01 06:00 | [15 empty] | UST Currently In Use: 0; UST Temp Close: 0; AST Currently In Use: 0; AST Temp Closed: 0 | 0 | 0 | 6 | 10290-073-002074 | ARA/SMITH'S TRANSFER CO
1791 | Permanently Closed | 1990-02-03 06:00 | 1975-01-01 06:00 | 1990-02-03 06:00 | Petroleum | Kerosene | Kerosene |  | Steel | Steel |  |  | Steel |  | 1901-01-01 06:00 | [15 empty] | UST Currently In Use: 0; UST Temp Close: 0; AST Currently In Use: 0; AST Temp Closed: 0 | 0 | 0 | 6 | 10290-073-002074 | ARA/SMITH'S TRANSFER CO
1792 | Permanently Closed | 1990-02-03 06:00 | 1975-01-01 06:00 | 1990-02-03 06:00 | Petroleum | Used oil | Used oil |  | Steel | Steel |  | Painted or None | Steel |  | 1901-01-01 06:00 | [15 empty] | UST Currently In Use: 0; UST Temp Close: 0; AST Currently In Use: 0; AST Temp Closed: 0 | 0 | 0 | 6 | 10290-073-002074 | ARA/SMITH'S TRANSFER CO
1793 | Permanently Closed | 1990-02-03 06:00 | 1975-01-01 06:00 | 1990-02-03 06:00 | Petroleum | Other, NEW OIL | Other |  | Steel | Steel |  |  | Steel |  | 1901-01-01 06:00 | [15 empty] | UST Currently In Use: 0; UST Temp Close: 0; AST Currently In Use: 0; AST Temp Closed: 0 | 0 | 0 | 6 | 10290-073-002074 | ARA/SMITH'S TRANSFER CO
1794 | Permanently Closed | 1995-03-24 06:00 | 1953-01-01 06:00 | 1995-03-24 06:00 | Petroleum | Unleaded gasoline | Unleaded gasoline |  | Steel | Steel | Other, OTHER |  | Steel |  | 1901-01-01 06:00 | [15 empty] | UST Currently In Use: 0; UST Temp Close: 0; AST Currently In Use: 0; AST Temp Closed: 0 | 0 | 0 | 1 | 10291-095-004408 | ARAB ELECTRIC COOPERATIVE INC
1795 | Permanently Closed | 1989-02-15 06:00 | 1976-01-01 06:00 | 1989-02-15 06:00 | Petroleum | On road diesel | On road diesel |  | Steel | Steel |  | Painted or None |  |  | 1901-01-01 06:00 | [15 empty] | UST Currently In Use: 0; UST Temp Close: 0; AST Currently In Use: 0; AST Temp Closed: 0 | 0 | 0 | 2 | 10292-073-007422 | ARATEX SERVICES INC
1796 | Permanently Closed | 1989-02-15 06:00 | 1976-01-01 06:00 | 1989-02-15 06:00 | Petroleum | On road diesel | On road diesel |  | Steel | Steel |  | Painted or None |  |  | 1901-01-01 06:00 | [15 empty] | UST Currently In Use: 0; UST Temp Close: 0; AST Currently In Use: 0; AST Temp Closed: 0 | 0 | 0 | 2 | 10292-073-007422 | ARATEX SERVICES INC
1797 | Permanently Closed | 1989-11-08 06:00 | 1969-01-01 06:00 | 1989-11-08 06:00 | Petroleum | On road diesel | On road diesel |  | Steel | Steel |  |  |  |  | 1901-01-01 06:00 | [15 empty] | UST Currently In Use: 0; UST Temp Close: 0; AST Currently In Use: 0; AST Temp Closed: 0 | 0 | 0 | 2 | 10292-103-003119 | ARATEX SERVICES INC
1798 | Permanently Closed | 1989-11-08 06:00 | 1969-01-01 06:00 | 1989-11-08 06:00 | Petroleum | On road diesel | On road diesel |  | Steel | Steel |  |  |  |  | 1901-01-01 06:00 | [15 empty] | UST Currently In Use: 0; UST Temp Close: 0; AST Currently In Use: 0; AST Temp Closed: 0 | 0 | 0 | 2 | 10292-103-003119 | ARATEX SERVICES INC
1799 | Permanently Closed | 1988-08-08 06:00 | 1982-01-01 06:00 | 1993-12-22 06:00 | Petroleum | Used oil | Used oil |  | Steel | Steel | Coated & cathodic protection (sti-P3) |  | Fiberglass reinforced plastic |  | 1901-01-01 06:00 | [15 empty] | UST Currently In Use: 0; UST Temp Close: 0; AST Currently In Use: 0; AST Temp Closed: 0 | 0 | 0 | 1 | 10293-127-010112 | ARCH OF ALABAMA
1800 | Permanently Closed | 1990-06-13 06:00 | 1944-01-01 07:00 | 1990-06-13 06:00 | Petroleum | Unleaded gasoline | Unleaded gasoline |  | Steel | Steel |  |  |  |  | 1901-01-01 06:00 | [15 empty] | UST Currently In Use: 0; UST Temp Close: 0; AST Currently In Use: 0; AST Temp Closed: 0 | 0 | 0 | 1 | 10294-101-005508 | ARCHER DANIELS MIDLAND CO
1802 | Retired | 1984-12-01 06:00 | 1901-01-01 06:00 |  | Petroleum | Unleaded gasoline | Unleaded gasoline |  | Steel | Steel |  | Painted or None | Steel |  | 1901-01-01 06:00 | [15 empty] | UST Currently In Use: 0; UST Temp Close: 0; AST Currently In Use: 0; AST Temp Closed: 0 | 0 | 0 | 0 | 10295-003-002301 | ARD OIL CO INC
1803 | Retired | 1984-12-01 06:00 | 1901-01-01 06:00 |  | Petroleum | Unleaded gasoline | Unleaded gasoline |  | Steel | Steel |  | Painted or None | Steel |  | 1901-01-01 06:00 | [15 empty] | UST Currently In Use: 0; UST Temp Close: 0; AST Currently In Use: 0; AST Temp Closed: 0 | 0 | 0 | 0 | 10295-003-002301 | ARD OIL CO INC
1804 | Retired | 1984-12-01 06:00 | 1901-01-01 06:00 |  | Petroleum | Unleaded gasoline | Unleaded gasoline |  | Steel | Steel |  | Painted or None | Steel |  | 1901-01-01 06:00 | [15 empty] | UST Currently In Use: 0; UST Temp Close: 0; AST Currently In Use: 0; AST Temp Closed: 0 | 0 | 0 | 0 | 10295-003-002301 | ARD OIL CO INC
1805 | Retired | 1984-12-01 06:00 | 1901-01-01 06:00 |  | Petroleum | Unleaded gasoline | Unleaded gasoline |  | Steel | Steel |  | Painted or None | Steel |  | 1901-01-01 06:00 | [15 empty] | UST Currently In Use: 0; UST Temp Close: 0; AST Currently In Use: 0; AST Temp Closed: 0 | 0 | 0 | 0 | 10295-003-002301 | ARD OIL CO INC
1806 | Permanently Closed | 1986-07-01 06:00 | 1976-01-01 06:00 | 1986-07-01 06:00 | Petroleum | Unleaded gasoline | Unleaded gasoline |  | Steel | Steel |  | Painted or None | Steel |  | 1901-01-01 06:00 | [12 empty] | Annual line testing | Annual line testing |  | UST Currently In Use: 0; UST Temp Close: 0; AST Currently In Use: 0; AST Temp Closed: 0 | 0 | 0 | 7 | 10295-003-002306 | ARD OIL CO INC
1807 | Permanently Closed | 1986-07-01 06:00 | 1969-01-01 06:00 | 1986-07-01 06:00 | Petroleum | Unleaded gasoline | Unleaded gasoline |  | Steel | Steel |  | Painted or None | Steel |  | 1901-01-01 06:00 | [15 empty] | UST Currently In Use: 0; UST Temp Close: 0; AST Currently In Use: 0; AST Temp Closed: 0 | 0 | 0 | 7 | 10295-003-002306 | ARD OIL CO INC
1808 | Permanently Closed | 1986-07-01 06:00 | 1969-01-01 06:00 | 1986-07-01 06:00 | Petroleum | Unleaded gasoline | Unleaded gasoline |  | Steel | Steel |  | Painted or None | Steel |  | 1901-01-01 06:00 | [6 empty] | Statistical Inventory Reconciliation (SIR) | [5 empty] | Annual line testing | Annual line testing |  | UST Currently In Use: 0; UST Temp Close: 0; AST Currently In Use: 0; AST Temp Closed: 0 | 0 | 0 | 7 | 10295-003-002306 | ARD OIL CO INC
1809 | Permanently Closed | 2001-10-15 06:00 | 1976-01-01 06:00 | 2005-05-17 06:00 | Petroleum | Unleaded gasoline | Unleaded gasoline | Bulk facility | Steel | Steel | Field installed cathodic protection | Painted or None | Steel |  | 1901-01-01 06:00 | Field installed cathodic protection | Catchment Basin, Single walled catchment basin | Automatic shutoff device At 95% full | Automatic shutoff device At 95% full | [11 empty] | UST Currently In Use: 0; UST Temp Close: 0; AST Currently In Use: 0; AST Temp Closed: 0 | 0 | 0 | 7 | 10295-003-002306 | ARD OIL CO INC
1810 | Permanently Closed | 2001-10-15 06:00 | 1976-01-01 06:00 | 2005-05-17 06:00 | Petroleum | On road diesel | On road diesel | Bulk facility | Steel | Steel | Field installed cathodic protection | Painted or None | Steel |  | 1901-01-01 06:00 | Field installed cathodic protection | Catchment Basin, Single walled catchment basin | Automatic shutoff device At 95% full | Automatic shutoff device At 95% full | [8 empty] | Annual line testing | Annual line testing |  | UST Currently In Use: 0; UST Temp Close: 0; AST Currently In Use: 0; AST Temp Closed: 0 | 0 | 0 | 7 | 10295-003-002306 | ARD OIL CO INC
1811 | Permanently Closed | 2001-10-15 06:00 | 1976-01-01 06:00 | 2005-05-17 06:00 | Petroleum | Kerosene | Kerosene | Bulk facility | Steel | Steel | Field installed cathodic protection | Painted or None | Steel |  | 1901-01-01 06:00 | Field installed cathodic protection | Catchment Basin, Single walled catchment basin | Automatic shutoff device At 95% full | Automatic shutoff device At 95% full | [11 empty] | UST Currently In Use: 0; UST Temp Close: 0; AST Currently In Use: 0; AST Temp Closed: 0 | 0 | 0 | 7 | 10295-003-002306 | ARD OIL CO INC
1812 | Permanently Closed | 2001-10-15 06:00 | 1980-01-01 06:00 | 2005-05-17 06:00 | Petroleum | On road diesel | On road diesel | Bulk facility | Steel | Steel | Field installed cathodic protection | Painted or None | Steel |  | 1901-01-01 06:00 | Field installed cathodic protection | Catchment Basin, Single walled catchment basin | Automatic shutoff device At 95% full | Automatic shutoff device At 95% full | [11 empty] | UST Currently In Use: 0; UST Temp Close: 0; AST Currently In Use: 0; AST Temp Closed: 0 | 0 | 0 | 7 | 10295-003-002306 | ARD OIL CO INC
1813 | Currently in Use |  | 1980-05-01 06:00 |  | Petroleum | Other, OFFROAD | Other | Retail | Steel | Steel | Field installed cathodic protection |  | Steel |  |  | Field installed cathodic protection, FLXS ISOLA | Catchment Basin, Single walled catchment basin | Automatic shutoff device At 95% full | Automatic shutoff device At 95% full |  |  | Continuous Automatic Tank Gauge |  | Automatic flow restrictor (MLLD) | Automatic flow restrictor (MLLD) |  |  | Annual line testing | Annual line testing |  | UST Currently In Use: 4; UST Temp Close: 0; AST Currently In Use: 1; AST Temp Closed: 0 | 4 | 0 | 0 | 22909-115-000521 | ARGO PROPERTIES LLP
1814 | Currently in Use |  | 1980-05-01 06:00 |  | Petroleum | Unleaded gasoline | Unleaded gasoline | Retail | Steel | Steel | Field installed cathodic protection |  | Steel |  |  | Field installed cathodic protection, FLXS ISOLA | Catchment Basin, Single walled catchment basin | Automatic shutoff device At 95% full | Automatic shutoff device At 95% full |  |  | Continuous Automatic Tank Gauge |  | Automatic flow restrictor (MLLD) | Automatic flow restrictor (MLLD) |  |  | Annual line testing | Annual line testing |  | UST Currently In Use: 4; UST Temp Close: 0; AST Currently In Use: 1; AST Temp Closed: 0 | 4 | 0 | 0 | 22909-115-000521 | ARGO PROPERTIES LLP
1815 | Currently in Use |  | 1980-11-01 06:00 |  | Petroleum | On road diesel | On road diesel | Retail | Steel | Steel | Coated & cathodic protection (sti-P3), Field installed cathodic protection |  | Fiberglass reinforced plastic |  |  | Galvanic Cathodic, FLXS ISOLA | Catchment Basin, Single walled catchment basin | Automatic shutoff device At 95% full | Automatic shutoff device At 95% full |  |  | Continuous Automatic Tank Gauge |  | Automatic flow restrictor (MLLD) | Automatic flow restrictor (MLLD) |  |  | Annual line testing | Annual line testing |  | UST Currently In Use: 4; UST Temp Close: 0; AST Currently In Use: 1; AST Temp Closed: 0 | 4 | 0 | 0 | 22909-115-000521 | ARGO PROPERTIES LLP
1816 | Currently in Use |  | 1980-11-01 06:00 |  | Petroleum | Premium gasoline | Premium gasoline | Retail | Steel | Steel | Coated & cathodic protection (sti-P3), Field installed cathodic protection |  | Fiberglass reinforced plastic |  |  | Galvanic Cathodic, FLXS ISOLA | Catchment Basin, Single walled catchment basin | Automatic shutoff device At 95% full | Automatic shutoff device At 95% full |  |  | Continuous Automatic Tank Gauge |  | Automatic flow restrictor (MLLD) | Automatic flow restrictor (MLLD) |  |  | Annual line testing | Annual line testing |  | UST Currently In Use: 4; UST Temp Close: 0; AST Currently In Use: 1; AST Temp Closed: 0 | 4 | 0 | 0 | 22909-115-000521 | ARGO PROPERTIES LLP
1817 | Permanently Closed | 1980-01-01 06:00 | 1973-01-01 06:00 | 1989-01-20 06:00 | Petroleum | Unleaded gasoline | Unleaded gasoline | State/federal government | [6 empty] | 1901-01-01 06:00 | [15 empty] | UST Currently In Use: 0; UST Temp Close: 0; AST Currently In Use: 0; AST Temp Closed: 0 | 0 | 0 | 1 | 14587-045-012245 | AL ST MILITARY DEPT - CFMO ENV. OFF.
1818 | Permanently Closed | 1993-04-19 06:00 | 1963-01-01 06:00 | 1996-04-01 06:00 | Petroleum | Unleaded gasoline | Unleaded gasoline | Retail | Steel | Steel |  | Painted or None | Steel |  | 1901-01-01 06:00 | [6 empty] | Statistical Inventory Reconciliation (SIR) | [8 empty] | UST Currently In Use: 0; UST Temp Close: 0; AST Currently In Use: 0; AST Temp Closed: 0 | 0 | 0 | 2 | 10298-073-008987 | JOHNNY JACKSON
1819 | Permanently Closed | 1993-04-19 06:00 | 1963-01-01 06:00 | 1996-04-01 06:00 | Petroleum | Unleaded gasoline | Unleaded gasoline | Retail | Steel | Steel |  | Painted or None | Steel |  | 1901-01-01 06:00 | [6 empty] | Statistical Inventory Reconciliation (SIR) | [8 empty] | UST Currently In Use: 0; UST Temp Close: 0; AST Currently In Use: 0; AST Temp Closed: 0 | 0 | 0 | 2 | 10298-073-008987 | JOHNNY JACKSON
1820 | Permanently Closed | 1989-09-01 06:00 | 1971-01-01 06:00 | 1989-09-15 06:00 | Petroleum | On road diesel | On road diesel |  | Steel | Steel |  | Painted or None | Steel |  | 1901-01-01 06:00 | [15 empty] | UST Currently In Use: 0; UST Temp Close: 0; AST Currently In Use: 0; AST Temp Closed: 0 | 0 | 0 | 1 | 10299-101-000548 | ARMCO CONSTRUCTION PRODUCTS INC
1821 | Retired | 1980-04-01 06:00 | 1973-01-01 06:00 |  | Petroleum | Unleaded gasoline | Unleaded gasoline | State/federal government | Steel | Steel |  | Painted or None | Steel |  | 1901-01-01 06:00 | [15 empty] | UST Currently In Use: 0; UST Temp Close: 0; AST Currently In Use: 0; AST Temp Closed: 0 | 0 | 0 | 0 | 14587-013-009738 | AL ST MILITARY DEPT - CFMO ENV. OFF.
1822 | Permanently Closed | 1978-01-01 06:00 | 1963-01-01 06:00 | 1990-07-27 06:00 | Petroleum | Unleaded gasoline | Unleaded gasoline |  | Steel | Steel |  |  | Steel |  | 1901-01-01 06:00 | [15 empty] | UST Currently In Use: 0; UST Temp Close: 0; AST Currently In Use: 0; AST Temp Closed: 0 | 0 | 0 | 2 | 10301-097-006841 | CON AGRA INC
1823 | Permanently Closed | 1978-01-01 06:00 | 1973-01-01 06:00 | 1990-07-27 06:00 | Petroleum | On road diesel | On road diesel |  | Steel | Steel |  |  | Steel |  | 1901-01-01 06:00 | [15 empty] | UST Currently In Use: 0; UST Temp Close: 0; AST Currently In Use: 0; AST Temp Closed: 0 | 0 | 0 | 2 | 10301-097-006841 | CON AGRA INC
1824 | Permanently Closed | 1996-03-04 06:00 | 1981-01-01 06:00 | 1996-08-14 06:00 | Petroleum | Unleaded gasoline | Unleaded gasoline | Retail | Steel | Steel |  | Painted or None | Steel |  | 1901-01-01 06:00 | None | [11 empty] | Annual line testing | Annual line testing |  | UST Currently In Use: 0; UST Temp Close: 0; AST Currently In Use: 0; AST Temp Closed: 0 | 0 | 0 | 4 | 20015-059-000897 | FOWLER'S HAMILTON PETROLEUM LLC
1825 | Permanently Closed | 1996-03-04 06:00 | 1981-01-01 06:00 | 1996-08-14 06:00 | Petroleum | On road diesel | On road diesel | Retail | Steel | Steel |  | Painted or None | Steel |  | 1901-01-01 06:00 | None | [11 empty] | Annual line testing | Annual line testing |  | UST Currently In Use: 0; UST Temp Close: 0; AST Currently In Use: 0; AST Temp Closed: 0 | 0 | 0 | 4 | 20015-059-000897 | FOWLER'S HAMILTON PETROLEUM LLC
1826 | Permanently Closed | 1996-03-04 06:00 | 1972-01-01 06:00 | 1996-08-14 06:00 | Petroleum | Unleaded gasoline | Unleaded gasoline | Retail | Steel | Steel |  | Painted or None | Steel |  | 1901-01-01 06:00 | None | [11 empty] | Annual line testing | Annual line testing |  | UST Currently In Use: 0; UST Temp Close: 0; AST Currently In Use: 0; AST Temp Closed: 0 | 0 | 0 | 4 | 20015-059-000897 | FOWLER'S HAMILTON PETROLEUM LLC
1827 | Permanently Closed | 1996-03-04 06:00 | 1977-01-01 06:00 | 1996-08-14 06:00 | Petroleum | Unleaded gasoline | Unleaded gasoline | Retail | Steel | Steel |  | Painted or None | Steel |  | 1901-01-01 06:00 | None | [11 empty] | Annual line testing | Annual line testing |  | UST Currently In Use: 0; UST Temp Close: 0; AST Currently In Use: 0; AST Temp Closed: 0 | 0 | 0 | 4 | 20015-059-000897 | FOWLER'S HAMILTON PETROLEUM LLC
1828 | Permanently Closed | 1991-01-10 06:00 | 1983-01-01 06:00 | 1991-01-10 06:00 | Petroleum | On road diesel | On road diesel |  | Steel | Steel |  | Painted or None | Steel |  | 1901-01-01 06:00 | [15 empty] | UST Currently In Use: 0; UST Temp Close: 0; AST Currently In Use: 0; AST Temp Closed: 0 | 0 | 0 | 1 | 10303-093-000656 | ARMSTRONG OIL CO INC
1829 | Permanently Closed | 1901-01-01 06:00 | 1975-01-01 06:00 | 1988-09-01 06:00 | Petroleum | Unleaded gasoline | Unleaded gasoline |  | Steel | Steel |  | Painted or None | Steel |  | 1901-01-01 06:00 | [15 empty] | UST Currently In Use: 0; UST Temp Close: 0; AST Currently In Use: 0; AST Temp Closed: 0 | 0 | 0 | 1 | 10303-093-000894 | ARMSTRONG OIL CO INC
1830 | Permanently Closed | 1901-01-01 06:00 | 1968-01-01 06:00 | 1988-01-01 06:00 | Petroleum | Unleaded gasoline | Unleaded gasoline |  | Steel | Steel |  | Painted or None | Steel |  | 1901-01-01 06:00 | [12 empty] | Annual line testing | Annual line testing |  | UST Currently In Use: 0; UST Temp Close: 0; AST Currently In Use: 0; AST Temp Closed: 0 | 0 | 0 | 2 | 10303-093-000895 | ARMSTRONG OIL CO INC
1831 | Permanently Closed | 1994-06-01 06:00 | 1983-01-01 06:00 | 1994-06-02 06:00 | Petroleum | Unleaded gasoline | Unleaded gasoline |  | Steel | Steel | Coated & cathodic protection (sti-P3) |  | Steel |  | 1901-01-01 06:00 | [12 empty] | Annual line testing | Annual line testing |  | UST Currently In Use: 0; UST Temp Close: 0; AST Currently In Use: 0; AST Temp Closed: 0 | 0 | 0 | 2 | 10303-093-000895 | ARMSTRONG OIL CO INC
1832 | Permanently Closed | 1990-10-01 06:00 | 1966-01-01 06:00 | 1990-10-10 06:00 | Petroleum | Unleaded gasoline | Unleaded gasoline |  | Steel | Steel |  | Painted or None | Steel |  | 1901-01-01 06:00 | [15 empty] | UST Currently In Use: 0; UST Temp Close: 0; AST Currently In Use: 0; AST Temp Closed: 0 | 0 | 0 | 3 | 10303-093-000896 | ARMSTRONG OIL CO INC
1833 | Permanently Closed | 1990-10-01 06:00 | 1971-01-01 06:00 | 1990-10-10 06:00 | Petroleum | Unleaded gasoline | Unleaded gasoline |  | Steel | Steel |  | Painted or None | Steel |  | 1901-01-01 06:00 | [15 empty] | UST Currently In Use: 0; UST Temp Close: 0; AST Currently In Use: 0; AST Temp Closed: 0 | 0 | 0 | 3 | 10303-093-000896 | ARMSTRONG OIL CO INC
1834 | Permanently Closed | 1990-02-22 06:00 | 1961-01-01 06:00 | 1990-02-22 06:00 | Petroleum | On road diesel | On road diesel |  | Steel | Steel |  | Painted or None | Steel |  | 1901-01-01 06:00 | [15 empty] | UST Currently In Use: 0; UST Temp Close: 0; AST Currently In Use: 0; AST Temp Closed: 0 | 0 | 0 | 3 | 10303-093-000896 | ARMSTRONG OIL CO INC
1835 | Permanently Closed | 1989-12-04 06:00 | 1957-01-01 06:00 | 1989-12-04 06:00 | Petroleum | Unleaded gasoline | Unleaded gasoline |  | Steel | Steel |  | Painted or None | Steel |  | 1901-01-01 06:00 | [15 empty] | UST Currently In Use: 0; UST Temp Close: 0; AST Currently In Use: 0; AST Temp Closed: 0 | 0 | 0 | 3 | 21939-093-000901 | HAMILTON FIRST BAPTIST CHURCH
1836 | Permanently Closed | 2004-03-25 06:00 | 1980-01-01 06:00 | 2004-07-29 06:00 | Petroleum | Unleaded gasoline | Unleaded gasoline | Retail | Steel | Steel | Interior lined (not allowed as a standalone method of corrosion protection) | Painted or None | Fiberglass reinforced plastic |  | 1901-01-01 06:00 | None | Catchment Basin, Single walled catchment basin | Automatic shutoff device At 95% full | Automatic shutoff device At 95% full | [8 empty] | Annual line testing | Annual line testing |  | UST Currently In Use: 0; UST Temp Close: 0; AST Currently In Use: 0; AST Temp Closed: 0 | 0 | 0 | 3 | 21939-093-000901 | HAMILTON FIRST BAPTIST CHURCH
1837 | Permanently Closed | 2004-03-25 06:00 | 1983-01-01 06:00 | 2004-07-29 06:00 | Petroleum | Premium gasoline | Premium gasoline | Retail | Steel | Steel | Interior lined (not allowed as a standalone method of corrosion protection) | Painted or None | Fiberglass reinforced plastic |  | 1901-01-01 06:00 | None | Catchment Basin, Single walled catchment basin | Automatic shutoff device At 95% full | Automatic shutoff device At 95% full | [8 empty] | Annual line testing | Annual line testing |  | UST Currently In Use: 0; UST Temp Close: 0; AST Currently In Use: 0; AST Temp Closed: 0 | 0 | 0 | 3 | 21939-093-000901 | HAMILTON FIRST BAPTIST CHURCH
1838 | Permanently Closed | 1991-01-10 06:00 | 1972-01-01 06:00 | 1991-01-10 06:00 | Petroleum | Unleaded gasoline | Unleaded gasoline |  | Steel | Steel |  | Painted or None | Steel |  | 1901-01-01 06:00 | [15 empty] | UST Currently In Use: 0; UST Temp Close: 0; AST Currently In Use: 0; AST Temp Closed: 0 | 0 | 0 | 1 | 10303-093-001775 | ARMSTRONG OIL CO INC
1839 | Permanently Closed | 1990-10-01 06:00 | 1977-01-01 06:00 | 1990-10-10 06:00 | Petroleum | Unleaded gasoline | Unleaded gasoline |  | Steel | Steel |  | Painted or None | Steel |  | 1901-01-01 06:00 | [15 empty] | UST Currently In Use: 0; UST Temp Close: 0; AST Currently In Use: 0; AST Temp Closed: 0 | 0 | 0 | 2 | 10303-093-001776 | ARMSTRONG OIL CO INC
1840 | Permanently Closed | 1990-10-01 06:00 | 1977-01-01 06:00 | 1990-10-10 06:00 | Petroleum | Unleaded gasoline | Unleaded gasoline |  | Steel | Steel |  | Painted or None | Steel |  | 1901-01-01 06:00 | [15 empty] | UST Currently In Use: 0; UST Temp Close: 0; AST Currently In Use: 0; AST Temp Closed: 0 | 0 | 0 | 2 | 10303-093-001776 | ARMSTRONG OIL CO INC
1841 | Permanently Closed | 1901-01-01 06:00 | 1957-01-01 06:00 | 1988-07-01 06:00 | Petroleum | Unleaded gasoline | Unleaded gasoline |  | Steel | Steel |  | Painted or None | Steel |  | 1901-01-01 06:00 | [15 empty] | UST Currently In Use: 0; UST Temp Close: 0; AST Currently In Use: 0; AST Temp Closed: 0 | 0 | 0 | 3 | 10303-107-000877 | ARMSTRONG OIL CO INC
1842 | Permanently Closed | 1901-01-01 06:00 | 1957-01-01 06:00 | 1988-07-01 06:00 | Petroleum | Unleaded gasoline | Unleaded gasoline |  | Steel | Steel |  | Painted or None | Steel |  | 1901-01-01 06:00 | [15 empty] | UST Currently In Use: 0; UST Temp Close: 0; AST Currently In Use: 0; AST Temp Closed: 0 | 0 | 0 | 3 | 10303-107-000877 | ARMSTRONG OIL CO INC
1843 | Permanently Closed | 1901-01-01 06:00 | 1957-01-01 06:00 | 1988-07-01 06:00 | Petroleum | On road diesel | On road diesel |  | Steel | Steel |  | Painted or None | Steel |  | 1901-01-01 06:00 | [15 empty] | UST Currently In Use: 0; UST Temp Close: 0; AST Currently In Use: 0; AST Temp Closed: 0 | 0 | 0 | 3 | 10303-107-000877 | ARMSTRONG OIL CO INC
1844 | Permanently Closed | 1998-12-21 06:00 | 1955-01-01 06:00 | 1999-05-24 06:00 | Petroleum | Unleaded gasoline | Unleaded gasoline | Retail | Steel | Steel | Interior lined (not allowed as a standalone method of corrosion protection) | Painted or None | Steel |  | 1901-01-01 06:00 |  | Catchment Basin, Single walled catchment basin | [10 empty] | Annual line testing | Annual line testing |  | UST Currently In Use: 0; UST Temp Close: 0; AST Currently In Use: 0; AST Temp Closed: 0 | 0 | 0 | 3 | 10303-125-000859 | ARMSTRONG OIL CO INC
1845 | Permanently Closed | 1998-12-21 06:00 | 1955-01-01 06:00 | 1999-05-24 06:00 | Petroleum | Unleaded gasoline | Unleaded gasoline | Retail | Steel | Steel | Interior lined (not allowed as a standalone method of corrosion protection) | Painted or None | Steel |  | 1901-01-01 06:00 |  | Catchment Basin, Single walled catchment basin | [10 empty] | Annual line testing | Annual line testing |  | UST Currently In Use: 0; UST Temp Close: 0; AST Currently In Use: 0; AST Temp Closed: 0 | 0 | 0 | 3 | 10303-125-000859 | ARMSTRONG OIL CO INC
1846 | Permanently Closed | 1998-12-21 06:00 | 1979-01-01 06:00 | 1999-05-24 06:00 | Petroleum | Unleaded gasoline | Unleaded gasoline | Retail | Steel | Steel | Interior lined (not allowed as a standalone method of corrosion protection) | Painted or None | Steel |  | 1901-01-01 06:00 |  | Catchment Basin, Single walled catchment basin | [10 empty] | Annual line testing | Annual line testing |  | UST Currently In Use: 0; UST Temp Close: 0; AST Currently In Use: 0; AST Temp Closed: 0 | 0 | 0 | 3 | 10303-125-000859 | ARMSTRONG OIL CO INC
1847 | Permanently Closed | 1901-01-01 06:00 | 1956-01-01 06:00 | 1988-01-01 06:00 | Petroleum | Unleaded gasoline | Unleaded gasoline |  | Steel | Steel |  | Painted or None | Steel |  | 1901-01-01 06:00 | [15 empty] | UST Currently In Use: 3; UST Temp Close: 0; AST Currently In Use: 0; AST Temp Closed: 0 | 3 | 0 | 5 | 20072-125-000860 | A & M OIL CO LLC
1848 | Permanently Closed | 1901-01-01 06:00 | 1956-01-01 06:00 | 1988-01-01 06:00 | Petroleum | Unleaded gasoline | Unleaded gasoline |  | Steel | Steel |  | Painted or None | Steel |  | 1901-01-01 06:00 | [15 empty] | UST Currently In Use: 3; UST Temp Close: 0; AST Currently In Use: 0; AST Temp Closed: 0 | 3 | 0 | 5 | 20072-125-000860 | A & M OIL CO LLC
1849 | Permanently Closed | 1901-01-01 06:00 | 1956-01-01 06:00 | 1988-01-01 06:00 | Petroleum | Unleaded gasoline | Unleaded gasoline |  | Steel | Steel |  | Painted or None | Steel |  | 1901-01-01 06:00 | [15 empty] | UST Currently In Use: 3; UST Temp Close: 0; AST Currently In Use: 0; AST Temp Closed: 0 | 3 | 0 | 5 | 20072-125-000860 | A & M OIL CO LLC
1850 | Permanently Closed | 1901-01-01 06:00 | 1956-01-01 06:00 | 1988-01-01 06:00 | Petroleum | Unleaded gasoline | Unleaded gasoline |  | Steel | Steel |  | Painted or None | Steel |  | 1901-01-01 06:00 | [15 empty] | UST Currently In Use: 3; UST Temp Close: 0; AST Currently In Use: 0; AST Temp Closed: 0 | 3 | 0 | 5 | 20072-125-000860 | A & M OIL CO LLC
1851 | Currently in Use |  | 1987-06-01 06:00 |  | Petroleum | Unleaded gasoline | Unleaded gasoline | Retail | Steel | Steel | Coated & cathodic protection (sti-P3) |  | Fiberglass reinforced plastic |  |  |  | Catchment Basin, Single walled catchment basin | Automatic shutoff device At 95% full | Automatic shutoff device At 95% full |  |  | Continuous Automatic Tank Gauge |  | Automatic flow restrictor (MLLD) | Automatic flow restrictor (MLLD) |  |  | Annual line testing | Annual line testing |  | UST Currently In Use: 3; UST Temp Close: 0; AST Currently In Use: 0; AST Temp Closed: 0 | 3 | 0 | 5 | 20072-125-000860 | A & M OIL CO LLC
1852 | Currently in Use |  | 1987-06-01 06:00 |  | Petroleum | Unleaded gasoline | Unleaded gasoline | Retail | Steel | Steel | Coated & cathodic protection (sti-P3) |  | Fiberglass reinforced plastic |  |  |  | Catchment Basin, Single walled catchment basin | Automatic shutoff device At 95% full | Automatic shutoff device At 95% full |  |  | Continuous Automatic Tank Gauge |  | Automatic flow restrictor (MLLD) | Automatic flow restrictor (MLLD) |  |  | Annual line testing | Annual line testing |  | UST Currently In Use: 3; UST Temp Close: 0; AST Currently In Use: 0; AST Temp Closed: 0 | 3 | 0 | 5 | 20072-125-000860 | A & M OIL CO LLC
1853 | Currently in Use |  | 1987-06-01 06:00 |  | Petroleum | Premium gasoline | Premium gasoline | Retail | Steel | Steel | Coated & cathodic protection (sti-P3) |  | Fiberglass reinforced plastic |  |  |  | Catchment Basin, Single walled catchment basin | Automatic shutoff device At 95% full | Automatic shutoff device At 95% full |  |  | Continuous Automatic Tank Gauge |  | Automatic flow restrictor (MLLD) | Automatic flow restrictor (MLLD) |  |  | Annual line testing | Annual line testing |  | UST Currently In Use: 3; UST Temp Close: 0; AST Currently In Use: 0; AST Temp Closed: 0 | 3 | 0 | 5 | 20072-125-000860 | A & M OIL CO LLC
1854 | Permanently Closed | 1990-04-30 06:00 | 1961-01-01 06:00 | 1990-04-30 06:00 | Petroleum | Used oil | Used oil |  | Steel | Steel |  | Painted or None | Steel |  | 1901-01-01 06:00 | [15 empty] | UST Currently In Use: 3; UST Temp Close: 0; AST Currently In Use: 0; AST Temp Closed: 0 | 3 | 0 | 5 | 20072-125-000860 | A & M OIL CO LLC
1855 | Permanently Closed | 1998-12-21 06:00 | 1980-01-01 06:00 | 1999-01-06 06:00 | Petroleum | Unleaded gasoline | Unleaded gasoline | Retail | Steel | Steel |  | Painted or None | Steel |  | 1901-01-01 06:00 | [12 empty] | Annual line testing | Annual line testing |  | UST Currently In Use: 2; UST Temp Close: 0; AST Currently In Use: 0; AST Temp Closed: 0 | 2 | 0 | 3 | 21308-125-000861 | PETRO AMERICA LLC
1856 | Permanently Closed | 1998-12-21 06:00 | 1980-01-01 06:00 | 1999-01-06 06:00 | Petroleum | Unleaded gasoline | Unleaded gasoline | Retail | Steel | Steel |  | Painted or None | Steel |  | 1901-01-01 06:00 |  | Catchment Basin, Single walled catchment basin | [10 empty] | Annual line testing | Annual line testing |  | UST Currently In Use: 2; UST Temp Close: 0; AST Currently In Use: 0; AST Temp Closed: 0 | 2 | 0 | 3 | 21308-125-000861 | PETRO AMERICA LLC
1857 | Permanently Closed | 1998-12-21 06:00 | 1980-01-01 06:00 | 1999-01-06 06:00 | Petroleum | Unleaded gasoline | Unleaded gasoline | Retail | Steel | Steel |  | Painted or None | Steel |  | 1901-01-01 06:00 | [12 empty] | Annual line testing | Annual line testing |  | UST Currently In Use: 2; UST Temp Close: 0; AST Currently In Use: 0; AST Temp Closed: 0 | 2 | 0 | 3 | 21308-125-000861 | PETRO AMERICA LLC
1858 | Permanently Closed | 1901-01-01 06:00 | 1974-01-01 06:00 | 1988-08-01 06:00 | Petroleum | Unleaded gasoline | Unleaded gasoline |  | Steel | Steel |  | Painted or None | Steel |  | 1901-01-01 06:00 | [15 empty] | UST Currently In Use: 0; UST Temp Close: 0; AST Currently In Use: 0; AST Temp Closed: 0 | 0 | 0 | 2 | 10303-125-000862 | ARMSTRONG OIL CO INC
1859 | Permanently Closed | 1901-01-01 06:00 | 1974-01-01 06:00 | 1988-08-01 06:00 | Petroleum | Unleaded gasoline | Unleaded gasoline |  | Steel | Steel |  | Painted or None | Steel |  | 1901-01-01 06:00 | [15 empty] | UST Currently In Use: 0; UST Temp Close: 0; AST Currently In Use: 0; AST Temp Closed: 0 | 0 | 0 | 2 | 10303-125-000862 | ARMSTRONG OIL CO INC
1860 | Temporary Closed | 2019-07-09 06:00 | 1974-01-01 06:00 |  | Petroleum | Unleaded gasoline | Unleaded gasoline | Retail | Steel | Steel | Field installed cathodic protection |  | Steel |  |  | Field installed cathodic protection | Catchment Basin, Single walled catchment basin | Automatic shutoff device At 95% full | Automatic shutoff device At 95% full |  |  | Statistical Inventory Reconciliation (SIR) |  | Automatic flow restrictor (MLLD) | Automatic flow restrictor (MLLD) |  |  | Statistical inventory reconciliation (SIR) | Statistical inventory reconciliation (SIR) |  | UST Currently In Use: 0; UST Temp Close: 3; AST Currently In Use: 0; AST Temp Closed: 0 | 0 | 3 | 0 | 23494-125-000863 | JIM GAMBLE
1861 | Temporary Closed | 2013-11-13 06:00 | 1974-01-01 06:00 |  | Petroleum | Premium gasoline | Premium gasoline | Retail | Steel | Steel | Field installed cathodic protection |  | Steel |  |  | Field installed cathodic protection | Catchment Basin, Single walled catchment basin | Automatic shutoff device At 95% full | Automatic shutoff device At 95% full |  |  | Statistical Inventory Reconciliation (SIR) |  | Automatic flow restrictor (MLLD) | Automatic flow restrictor (MLLD) |  |  | Statistical inventory reconciliation (SIR) | Statistical inventory reconciliation (SIR) |  | UST Currently In Use: 0; UST Temp Close: 3; AST Currently In Use: 0; AST Temp Closed: 0 | 0 | 3 | 0 | 23494-125-000863 | JIM GAMBLE
1862 | Temporary Closed | 2009-04-01 06:00 | 1983-01-01 06:00 |  | Petroleum | Premium gasoline | Premium gasoline | Retail | Steel | Steel | Field installed cathodic protection |  | Steel |  |  | Field installed cathodic protection | Catchment Basin, Single walled catchment basin |  |  |  |  | Statistical Inventory Reconciliation (SIR) | [8 empty] | UST Currently In Use: 0; UST Temp Close: 3; AST Currently In Use: 0; AST Temp Closed: 0 | 0 | 3 | 0 | 23494-125-000863 | JIM GAMBLE
1863 | Currently in Use |  | 1979-01-01 06:00 |  | Petroleum | Unleaded gasoline | Unleaded gasoline | Retail | Steel | Steel | Field installed cathodic protection, Interior lined (not allowed as a standalone method of corrosion protection) |  | Flexible |  |  |  | Catchment Basin, Single walled catchment basin | Flow Rest 90% Full | Flow Rest 90% Full |  |  | Automatic Tank Gauge |  | Automatic flow restrictor (MLLD), Containment Sump | Containment Sump |  |  | Annual line testing | Annual line testing |  | UST Currently In Use: 2; UST Temp Close: 0; AST Currently In Use: 0; AST Temp Closed: 0 | 2 | 0 | 0 | 25294-125-000864 | A1 INVESTMENTS
1864 | Currently in Use |  | 1981-01-01 06:00 |  | Petroleum | Premium gasoline | Premium gasoline | Retail | Steel | Steel | Field installed cathodic protection, Interior lined (not allowed as a standalone method of corrosion protection) |  | Flexible |  |  |  | Catchment Basin, Single walled catchment basin | Flow Rest 90% Full | Flow Rest 90% Full |  |  | Automatic Tank Gauge |  | Automatic flow restrictor (MLLD), Containment Sump | Containment Sump |  |  | Annual line testing | Annual line testing |  | UST Currently In Use: 2; UST Temp Close: 0; AST Currently In Use: 0; AST Temp Closed: 0 | 2 | 0 | 0 | 25294-125-000864 | A1 INVESTMENTS
1865 | Permanently Closed | 1999-04-21 06:00 | 1976-01-01 06:00 | 1999-04-21 06:00 | Petroleum | Unleaded gasoline | Unleaded gasoline | Retail | Steel | Steel |  | Painted or None | Steel |  | 1901-01-01 06:00 | [12 empty] | Annual line testing | Annual line testing |  | UST Currently In Use: 0; UST Temp Close: 0; AST Currently In Use: 0; AST Temp Closed: 0 | 0 | 0 | 3 | 10303-125-000865 | ARMSTRONG OIL CO INC
1866 | Permanently Closed | 1998-12-21 06:00 | 1976-01-01 06:00 | 1999-04-21 06:00 | Petroleum | Unleaded gasoline | Unleaded gasoline | Retail | Steel | Steel |  | Painted or None | Steel |  | 1901-01-01 06:00 | [12 empty] | Annual line testing | Annual line testing |  | UST Currently In Use: 0; UST Temp Close: 0; AST Currently In Use: 0; AST Temp Closed: 0 | 0 | 0 | 3 | 10303-125-000865 | ARMSTRONG OIL CO INC
1867 | Permanently Closed | 1998-12-21 06:00 | 1981-01-01 06:00 | 1999-04-21 06:00 | Petroleum | On road diesel | On road diesel | Retail | Steel | Steel |  | Painted or None | Steel |  | 1901-01-01 06:00 | [12 empty] | Annual line testing | Annual line testing |  | UST Currently In Use: 0; UST Temp Close: 0; AST Currently In Use: 0; AST Temp Closed: 0 | 0 | 0 | 3 | 10303-125-000865 | ARMSTRONG OIL CO INC
1868 | Permanently Closed | 1901-01-01 06:00 | 1956-01-01 06:00 | 1988-12-01 06:00 | Petroleum | Unleaded gasoline | Unleaded gasoline |  | Steel | Steel |  | Painted or None | Steel |  | 1901-01-01 06:00 | [12 empty] | Annual line testing | Annual line testing |  | UST Currently In Use: 5; UST Temp Close: 0; AST Currently In Use: 0; AST Temp Closed: 0 | 5 | 0 | 6 | 20072-125-000866 | A & M OIL CO LLC
1869 | Permanently Closed | 1901-01-01 06:00 | 1956-01-01 06:00 | 1988-12-01 06:00 | Petroleum | Unleaded gasoline | Unleaded gasoline |  | Steel | Steel |  | Painted or None | Steel |  | 1901-01-01 06:00 | [12 empty] | Annual line testing | Annual line testing |  | UST Currently In Use: 5; UST Temp Close: 0; AST Currently In Use: 0; AST Temp Closed: 0 | 5 | 0 | 6 | 20072-125-000866 | A & M OIL CO LLC
1870 | Permanently Closed | 1901-01-01 06:00 | 1969-01-01 06:00 | 1988-12-01 06:00 | Petroleum | Unleaded gasoline | Unleaded gasoline |  | Steel | Steel |  | Painted or None | Steel |  | 1901-01-01 06:00 | [15 empty] | UST Currently In Use: 5; UST Temp Close: 0; AST Currently In Use: 0; AST Temp Closed: 0 | 5 | 0 | 6 | 20072-125-000866 | A & M OIL CO LLC
1871 | Permanently Closed | 1901-01-01 06:00 | 1979-01-01 06:00 | 1988-12-01 06:00 | Petroleum | Kerosene | Kerosene |  | Steel | Steel |  | Painted or None | Steel |  | 1901-01-01 06:00 | [12 empty] | Annual line testing | Annual line testing |  | UST Currently In Use: 5; UST Temp Close: 0; AST Currently In Use: 0; AST Temp Closed: 0 | 5 | 0 | 6 | 20072-125-000866 | A & M OIL CO LLC
1872 | Currently in Use |  | 1988-12-01 06:00 |  | Petroleum | Unleaded gasoline | Unleaded gasoline | Retail | Steel | Steel | Coated & cathodic protection (sti-P3) |  | Fiberglass reinforced plastic, ENVIROFLEX |  |  |  | Catchment Basin, Single walled catchment basin | Flow Rest 90% Full | Flow Rest 90% Full |  |  | Continuous Automatic Tank Gauge |  | Automatic shutoff device (AELLD) | Automatic shutoff device (AELLD) | [5 empty] | UST Currently In Use: 5; UST Temp Close: 0; AST Currently In Use: 0; AST Temp Closed: 0 | 5 | 0 | 6 | 20072-125-000866 | A & M OIL CO LLC
1873 | Currently in Use |  | 1988-12-01 06:00 |  | Petroleum | Unleaded gasoline | Unleaded gasoline | Retail | Steel | Steel | Coated & cathodic protection (sti-P3) |  | Fiberglass reinforced plastic, ENVIROFLEX |  |  |  | Catchment Basin, Single walled catchment basin | Flow Rest 90% Full | Flow Rest 90% Full |  |  | Continuous Automatic Tank Gauge |  | Automatic shutoff device (AELLD) | Automatic shutoff device (AELLD) | [5 empty] | UST Currently In Use: 5; UST Temp Close: 0; AST Currently In Use: 0; AST Temp Closed: 0 | 5 | 0 | 6 | 20072-125-000866 | A & M OIL CO LLC
1874 | Currently in Use |  | 1988-01-01 06:00 |  | Petroleum | Premium gasoline | Premium gasoline | Retail | Steel | Steel | Coated & cathodic protection (sti-P3) |  | Fiberglass reinforced plastic, ENVIROFLEX |  |  |  | Catchment Basin, Single walled catchment basin | Flow Rest 90% Full | Flow Rest 90% Full |  |  | Continuous Automatic Tank Gauge |  | Automatic shutoff device (AELLD) | Automatic shutoff device (AELLD) | [5 empty] | UST Currently In Use: 5; UST Temp Close: 0; AST Currently In Use: 0; AST Temp Closed: 0 | 5 | 0 | 6 | 20072-125-000866 | A & M OIL CO LLC
1875 | Permanently Closed | 1993-09-23 06:00 | 1988-01-01 06:00 | 1993-09-23 06:00 | Petroleum | Kerosene | Kerosene | Retail | Steel | Steel | Coated & cathodic protection (sti-P3) |  | Other, ENVIROFLEX |  | 1901-01-01 06:00 | Other, ENVIROFLEX | Catchment Basin, Single walled catchment basin | Flow Rest 90% Full | Flow Rest 90% Full | [6 empty] | Interstitial Monitoring within Secondary Containment |  |  |  |  | UST Currently In Use: 5; UST Temp Close: 0; AST Currently In Use: 0; AST Temp Closed: 0 | 5 | 0 | 6 | 20072-125-000866 | A & M OIL CO LLC
1876 | Currently in Use |  | 1984-01-01 06:00 |  | Petroleum | Other, CONV | Other | Retail | Steel | Steel | Coated & cathodic protection (sti-P3) |  | Fiberglass reinforced plastic |  |  |  | Catchment Basin, Single walled catchment basin | Flow Rest 90% Full | Flow Rest 90% Full |  |  | Continuous Automatic Tank Gauge |  | Automatic shutoff device (AELLD) | Automatic shutoff device (AELLD) | [5 empty] | UST Currently In Use: 5; UST Temp Close: 0; AST Currently In Use: 0; AST Temp Closed: 0 | 5 | 0 | 6 | 20072-125-000866 | A & M OIL CO LLC
1877 | Permanently Closed | 1990-04-01 06:00 | 1961-01-01 06:00 | 1990-04-01 06:00 | Petroleum | Used oil | Used oil |  | Steel | Steel |  | Painted or None | Steel |  | 1901-01-01 06:00 | [15 empty] | UST Currently In Use: 5; UST Temp Close: 0; AST Currently In Use: 0; AST Temp Closed: 0 | 5 | 0 | 6 | 20072-125-000866 | A & M OIL CO LLC
1878 | Permanently Closed | 1995-11-01 06:00 | 1983-01-01 06:00 | 1996-01-15 06:00 | Petroleum | Unleaded gasoline | Unleaded gasoline | Retail | Steel | Steel |  | Painted or None | Steel |  | 1901-01-01 06:00 | [12 empty] | Annual line testing | Annual line testing |  | UST Currently In Use: 0; UST Temp Close: 0; AST Currently In Use: 0; AST Temp Closed: 0 | 0 | 0 | 6 | 10303-125-000867 | ARMSTRONG OIL CO INC
1879 | Permanently Closed | 1995-11-01 06:00 | 1983-01-01 06:00 | 1996-01-15 06:00 | Petroleum | Unleaded gasoline | Unleaded gasoline | Retail | Steel | Steel |  | Painted or None | Steel |  | 1901-01-01 06:00 | [12 empty] | Annual line testing | Annual line testing |  | UST Currently In Use: 0; UST Temp Close: 0; AST Currently In Use: 0; AST Temp Closed: 0 | 0 | 0 | 6 | 10303-125-000867 | ARMSTRONG OIL CO INC
1880 | Permanently Closed | 1995-11-01 06:00 | 1983-01-01 06:00 | 1996-01-15 06:00 | Petroleum | Unleaded gasoline | Unleaded gasoline | Retail | Steel | Steel |  | Painted or None | Steel |  | 1901-01-01 06:00 | [12 empty] | Annual line testing | Annual line testing |  | UST Currently In Use: 0; UST Temp Close: 0; AST Currently In Use: 0; AST Temp Closed: 0 | 0 | 0 | 6 | 10303-125-000867 | ARMSTRONG OIL CO INC
1881 | Permanently Closed | 1990-01-01 06:00 | 1901-01-01 06:00 | 1990-01-01 06:00 | Petroleum | Other, OTHER | Other |  | Steel | Steel |  | Painted or None | Steel |  | 1901-01-01 06:00 | [15 empty] | UST Currently In Use: 0; UST Temp Close: 0; AST Currently In Use: 0; AST Temp Closed: 0 | 0 | 0 | 6 | 10303-125-000867 | ARMSTRONG OIL CO INC
1882 | Permanently Closed | 1990-01-01 06:00 | 1901-01-01 06:00 | 1990-01-01 06:00 | Petroleum | Other, OTHER | Other |  | Steel | Steel |  | Painted or None | Steel |  | 1901-01-01 06:00 | [15 empty] | UST Currently In Use: 0; UST Temp Close: 0; AST Currently In Use: 0; AST Temp Closed: 0 | 0 | 0 | 6 | 10303-125-000867 | ARMSTRONG OIL CO INC
1883 | Permanently Closed | 1989-12-12 06:00 | 1901-01-01 06:00 | 1989-12-12 06:00 | Petroleum | Other, OTHER | Other |  | Steel | Steel |  | Painted or None | Steel |  | 1901-01-01 06:00 | [15 empty] | UST Currently In Use: 0; UST Temp Close: 0; AST Currently In Use: 0; AST Temp Closed: 0 | 0 | 0 | 6 | 10303-125-000867 | ARMSTRONG OIL CO INC
1884 | Permanently Closed | 1996-08-01 06:00 | 1983-01-01 06:00 | 1996-08-14 06:00 | Petroleum | Unleaded gasoline | Unleaded gasoline | Retail | Steel | Steel |  | Painted or None | Steel |  | 1901-01-01 06:00 | [12 empty] | Annual line testing | Annual line testing |  | UST Currently In Use: 0; UST Temp Close: 0; AST Currently In Use: 0; AST Temp Closed: 0 | 0 | 0 | 3 | 10303-125-000868 | ARMSTRONG OIL CO INC
1885 | Permanently Closed | 1996-08-01 06:00 | 1983-01-01 06:00 | 1996-08-14 06:00 | Petroleum | Unleaded gasoline | Unleaded gasoline | Retail | Steel | Steel |  | Painted or None | Steel |  | 1901-01-01 06:00 | [12 empty] | Annual line testing | Annual line testing |  | UST Currently In Use: 0; UST Temp Close: 0; AST Currently In Use: 0; AST Temp Closed: 0 | 0 | 0 | 3 | 10303-125-000868 | ARMSTRONG OIL CO INC
1886 | Permanently Closed | 1996-08-01 06:00 | 1983-01-01 06:00 | 1996-08-14 06:00 | Petroleum | Unleaded gasoline | Unleaded gasoline | Retail | Steel | Steel |  | Painted or None | Steel |  | 1901-01-01 06:00 | [12 empty] | Annual line testing | Annual line testing |  | UST Currently In Use: 0; UST Temp Close: 0; AST Currently In Use: 0; AST Temp Closed: 0 | 0 | 0 | 3 | 10303-125-000868 | ARMSTRONG OIL CO INC
1887 | Currently in Use |  | 1964-01-01 06:00 |  | Petroleum | Unleaded gasoline | Unleaded gasoline | Retail | Steel | Steel | Field installed cathodic protection, Interior lined (not allowed as a standalone method of corrosion protection) |  | Fiberglass reinforced plastic |  |  | Field installed cathodic protection | Catchment Basin, Single walled catchment basin | Automatic shutoff device At 95% full, Flow Rest 90% Full | Flow Rest 90% Full |  |  | Continuous Automatic Tank Gauge |  | Automatic flow restrictor (MLLD) | Automatic flow restrictor (MLLD) |  |  | Annual line testing | Annual line testing |  | UST Currently In Use: 3; UST Temp Close: 0; AST Currently In Use: 0; AST Temp Closed: 0 | 3 | 0 | 1 | 23799-125-000869 | JAY AL-SAYYAD
1888 | Currently in Use |  | 1964-01-01 06:00 |  | Petroleum | Mid-grade gasoline | Mid-grade gasoline | Retail | Steel | Steel | Field installed cathodic protection, Interior lined (not allowed as a standalone method of corrosion protection) |  | Fiberglass reinforced plastic |  |  | Field installed cathodic protection | Catchment Basin, Single walled catchment basin | Automatic shutoff device At 95% full, Flow Rest 90% Full | Flow Rest 90% Full |  |  | Continuous Automatic Tank Gauge |  | Automatic flow restrictor (MLLD) | Automatic flow restrictor (MLLD) |  |  | Annual line testing | Annual line testing |  | UST Currently In Use: 3; UST Temp Close: 0; AST Currently In Use: 0; AST Temp Closed: 0 | 3 | 0 | 1 | 23799-125-000869 | JAY AL-SAYYAD
1889 | Currently in Use |  | 1964-01-01 06:00 |  | Petroleum | Premium gasoline | Premium gasoline | Retail |  |  | Field installed cathodic protection, Interior lined (not allowed as a standalone method of corrosion protection) |  | Fiberglass reinforced plastic |  |  | Field installed cathodic protection | Catchment Basin, Single walled catchment basin | Automatic shutoff device At 95% full, Flow Rest 90% Full | Flow Rest 90% Full |  |  | Continuous Automatic Tank Gauge |  | Automatic flow restrictor (MLLD) | Automatic flow restrictor (MLLD) |  |  | Annual line testing | Annual line testing |  | UST Currently In Use: 3; UST Temp Close: 0; AST Currently In Use: 0; AST Temp Closed: 0 | 3 | 0 | 1 | 23799-125-000869 | JAY AL-SAYYAD
1890 | Permanently Closed | 1989-12-12 06:00 | 1966-01-01 06:00 | 1989-12-12 06:00 | Petroleum | Used oil | Used oil |  | Steel | Steel |  | Painted or None | Steel |  | 1901-01-01 06:00 | [15 empty] | UST Currently In Use: 3; UST Temp Close: 0; AST Currently In Use: 0; AST Temp Closed: 0 | 3 | 0 | 1 | 23799-125-000869 | JAY AL-SAYYAD
1891 | Permanently Closed | 1995-03-01 06:00 | 1967-01-01 06:00 | 1995-03-17 06:00 | Petroleum | Unleaded gasoline | Unleaded gasoline |  | Steel | Steel |  | Painted or None | Steel |  | 1901-01-01 06:00 | [12 empty] | Annual line testing | Annual line testing |  | UST Currently In Use: 0; UST Temp Close: 0; AST Currently In Use: 0; AST Temp Closed: 0 | 0 | 0 | 4 | 10303-125-000876 | ARMSTRONG OIL CO INC
1892 | Permanently Closed | 1995-03-01 06:00 | 1967-01-01 06:00 | 1995-03-17 06:00 | Petroleum | Unleaded gasoline | Unleaded gasoline |  | Steel | Steel |  | Painted or None | Steel |  | 1901-01-01 06:00 | [12 empty] | Annual line testing | Annual line testing |  | UST Currently In Use: 0; UST Temp Close: 0; AST Currently In Use: 0; AST Temp Closed: 0 | 0 | 0 | 4 | 10303-125-000876 | ARMSTRONG OIL CO INC
1893 | Permanently Closed | 1995-03-01 06:00 | 1967-01-01 06:00 | 1995-03-17 06:00 | Petroleum | Unleaded gasoline | Unleaded gasoline |  | Steel | Steel |  | Painted or None | Steel |  | 1901-01-01 06:00 | [12 empty] | Annual line testing | Annual line testing |  | UST Currently In Use: 0; UST Temp Close: 0; AST Currently In Use: 0; AST Temp Closed: 0 | 0 | 0 | 4 | 10303-125-000876 | ARMSTRONG OIL CO INC
1894 | Permanently Closed | 1989-12-12 06:00 | 1972-01-01 06:00 | 1989-12-12 06:00 | Petroleum | Used oil | Used oil |  | Steel | Steel |  | Painted or None | Steel |  | 1901-01-01 06:00 | [15 empty] | UST Currently In Use: 0; UST Temp Close: 0; AST Currently In Use: 0; AST Temp Closed: 0 | 0 | 0 | 4 | 10303-125-000876 | ARMSTRONG OIL CO INC
1895 | Permanently Closed | 1989-10-06 06:00 | 1954-01-01 06:00 | 1989-10-06 06:00 | Petroleum | Unleaded gasoline | Unleaded gasoline |  | Steel | Steel |  | Painted or None | Steel |  | 1901-01-01 06:00 | [15 empty] | UST Currently In Use: 0; UST Temp Close: 0; AST Currently In Use: 0; AST Temp Closed: 0 | 0 | 0 | 6 | 20072-125-000879 | A & M OIL CO LLC
1896 | Permanently Closed | 1989-10-06 06:00 | 1954-01-01 06:00 | 1989-10-06 06:00 | Petroleum | Unleaded gasoline | Unleaded gasoline |  | Steel | Steel |  | Painted or None | Steel |  | 1901-01-01 06:00 | [15 empty] | UST Currently In Use: 0; UST Temp Close: 0; AST Currently In Use: 0; AST Temp Closed: 0 | 0 | 0 | 6 | 20072-125-000879 | A & M OIL CO LLC
1897 | Permanently Closed | 1989-10-06 06:00 | 1959-01-01 06:00 | 1989-10-06 06:00 | Petroleum | Used oil | Used oil |  | Steel | Steel |  | Painted or None | Steel |  | 1901-01-01 06:00 | [15 empty] | UST Currently In Use: 0; UST Temp Close: 0; AST Currently In Use: 0; AST Temp Closed: 0 | 0 | 0 | 6 | 20072-125-000879 | A & M OIL CO LLC
1898 | Permanently Closed | 1997-09-01 06:00 | 1990-01-01 06:00 | 1998-03-25 06:00 | Petroleum | Unleaded gasoline | Unleaded gasoline |  | Steel | Steel | Coated & cathodic protection (sti-P3) |  | Fiberglass reinforced plastic |  | 1901-01-01 06:00 |  | Catchment Basin, Single walled catchment basin |  |  |  |  | Manual Tank Gauging (only tanks 1000 gal. or less and 48” or 64” in diameter) | [5 empty] | Annual line testing | Annual line testing |  | UST Currently In Use: 0; UST Temp Close: 0; AST Currently In Use: 0; AST Temp Closed: 0 | 0 | 0 | 6 | 20072-125-000879 | A & M OIL CO LLC
1899 | Permanently Closed | 1997-09-01 06:00 | 1990-01-01 06:00 | 1998-03-25 06:00 | Petroleum | Unleaded gasoline | Unleaded gasoline |  | Steel | Steel | Coated & cathodic protection (sti-P3) |  | Fiberglass reinforced plastic |  | 1901-01-01 06:00 |  | Catchment Basin, Single walled catchment basin |  |  |  |  | Manual Tank Gauging (only tanks 1000 gal. or less and 48” or 64” in diameter) | [5 empty] | Annual line testing | Annual line testing |  | UST Currently In Use: 0; UST Temp Close: 0; AST Currently In Use: 0; AST Temp Closed: 0 | 0 | 0 | 6 | 20072-125-000879 | A & M OIL CO LLC
1900 | Permanently Closed | 1997-09-01 06:00 | 1990-01-01 06:00 | 1998-03-25 06:00 | Petroleum | Unleaded gasoline | Unleaded gasoline |  | Steel | Steel | Coated & cathodic protection (sti-P3) |  | Fiberglass reinforced plastic |  | 1901-01-01 06:00 |  | Catchment Basin, Single walled catchment basin |  |  |  |  | Manual Tank Gauging (only tanks 1000 gal. or less and 48” or 64” in diameter) | [5 empty] | Annual line testing | Annual line testing |  | UST Currently In Use: 0; UST Temp Close: 0; AST Currently In Use: 0; AST Temp Closed: 0 | 0 | 0 | 6 | 20072-125-000879 | A & M OIL CO LLC
1901 | Permanently Closed | 2011-04-27 06:00 | 1971-01-01 06:00 | 2012-02-15 06:00 | Petroleum | Unleaded gasoline | Unleaded gasoline | Retail | Steel | Steel | Field installed cathodic protection, Interior lined (not allowed as a standalone method of corrosion protection) |  | Fiberglass reinforced plastic |  |  |  | Catchment Basin, Single walled catchment basin | Flow Rest 90% Full | Flow Rest 90% Full |  |  | Continuous Automatic Tank Gauge |  | Automatic shutoff device (AELLD) | Automatic shutoff device (AELLD) | [5 empty] | UST Currently In Use: 0; UST Temp Close: 0; AST Currently In Use: 0; AST Temp Closed: 0 | 0 | 0 | 3 | 20072-125-000880 | A & M OIL CO LLC
1902 | Permanently Closed | 2011-04-27 06:00 | 1971-01-01 06:00 | 2012-02-15 06:00 | Petroleum | Premium gasoline | Premium gasoline | Retail | Steel | Steel | Field installed cathodic protection, Interior lined (not allowed as a standalone method of corrosion protection) |  | Fiberglass reinforced plastic |  |  |  | Catchment Basin, Single walled catchment basin | Flow Rest 90% Full | Flow Rest 90% Full |  |  | Continuous Automatic Tank Gauge |  | Automatic shutoff device (AELLD) | Automatic shutoff device (AELLD) | [5 empty] | UST Currently In Use: 0; UST Temp Close: 0; AST Currently In Use: 0; AST Temp Closed: 0 | 0 | 0 | 3 | 20072-125-000880 | A & M OIL CO LLC
1903 | Permanently Closed | 2011-04-27 06:00 | 1971-01-01 06:00 | 2012-02-15 06:00 | Petroleum | Unleaded gasoline | Unleaded gasoline | Retail | Steel | Steel | Field installed cathodic protection, Interior lined (not allowed as a standalone method of corrosion protection) |  | Fiberglass reinforced plastic |  |  |  | Catchment Basin, Single walled catchment basin | Flow Rest 90% Full | Flow Rest 90% Full |  |  | Continuous Automatic Tank Gauge |  | Automatic shutoff device (AELLD) | Automatic shutoff device (AELLD) | [5 empty] | UST Currently In Use: 0; UST Temp Close: 0; AST Currently In Use: 0; AST Temp Closed: 0 | 0 | 0 | 3 | 20072-125-000880 | A & M OIL CO LLC
1904 | Permanently Closed | 1990-10-01 06:00 | 1966-01-01 06:00 | 1990-10-20 06:00 | Petroleum | Unleaded gasoline | Unleaded gasoline |  | Steel | Steel |  | Painted or None | Steel |  | 1901-01-01 06:00 | [15 empty] | UST Currently In Use: 0; UST Temp Close: 0; AST Currently In Use: 0; AST Temp Closed: 0 | 0 | 0 | 2 | 10303-125-000881 | ARMSTRONG OIL CO INC
1905 | Permanently Closed | 1990-10-01 06:00 | 1966-01-01 06:00 | 1990-10-20 06:00 | Petroleum | Kerosene | Kerosene |  | Steel | Steel |  | Painted or None | Steel |  | 1901-01-01 06:00 | [15 empty] | UST Currently In Use: 0; UST Temp Close: 0; AST Currently In Use: 0; AST Temp Closed: 0 | 0 | 0 | 2 | 10303-125-000881 | ARMSTRONG OIL CO INC
1906 | Permanently Closed | 1996-07-01 06:00 | 1969-01-01 06:00 | 1996-07-31 06:00 | Petroleum | Unleaded gasoline | Unleaded gasoline |  | Steel | Steel | Interior lined (not allowed as a standalone method of corrosion protection) | Painted or None | Steel |  | 1901-01-01 06:00 | [12 empty] | Annual line testing | Annual line testing |  | UST Currently In Use: 0; UST Temp Close: 0; AST Currently In Use: 0; AST Temp Closed: 0 | 0 | 0 | 2 | 10303-125-000882 | ARMSTRONG OIL CO INC
1907 | Permanently Closed | 1996-07-01 06:00 | 1969-01-01 06:00 | 1996-07-31 06:00 | Petroleum | Unleaded gasoline | Unleaded gasoline |  | Steel | Steel | Interior lined (not allowed as a standalone method of corrosion protection) | Painted or None | Steel |  | 1901-01-01 06:00 | [12 empty] | Annual line testing | Annual line testing |  | UST Currently In Use: 0; UST Temp Close: 0; AST Currently In Use: 0; AST Temp Closed: 0 | 0 | 0 | 2 | 10303-125-000882 | ARMSTRONG OIL CO INC
1908 | Permanently Closed | 1990-10-14 06:00 | 1977-01-01 06:00 | 1990-10-14 06:00 | Petroleum | Unleaded gasoline | Unleaded gasoline |  | Steel | Steel | Interior lined (not allowed as a standalone method of corrosion protection) | Painted or None | Steel |  | 1901-01-01 06:00 | [15 empty] | UST Currently In Use: 0; UST Temp Close: 0; AST Currently In Use: 0; AST Temp Closed: 0 | 0 | 0 | 4 | 10303-125-000883 | ARMSTRONG OIL CO INC
1909 | Permanently Closed | 1990-10-14 06:00 | 1977-01-01 06:00 | 1990-10-14 06:00 | Petroleum | Unleaded gasoline | Unleaded gasoline |  | Steel | Steel | Interior lined (not allowed as a standalone method of corrosion protection) | Painted or None | Steel |  | 1901-01-01 06:00 | [15 empty] | UST Currently In Use: 0; UST Temp Close: 0; AST Currently In Use: 0; AST Temp Closed: 0 | 0 | 0 | 4 | 10303-125-000883 | ARMSTRONG OIL CO INC
1910 | Permanently Closed | 1990-10-14 06:00 | 1977-01-01 06:00 | 1990-10-14 06:00 | Petroleum | Unleaded gasoline | Unleaded gasoline |  | Steel | Steel | Interior lined (not allowed as a standalone method of corrosion protection) | Painted or None | Steel |  | 1901-01-01 06:00 | [15 empty] | UST Currently In Use: 0; UST Temp Close: 0; AST Currently In Use: 0; AST Temp Closed: 0 | 0 | 0 | 4 | 10303-125-000883 | ARMSTRONG OIL CO INC
1911 | Permanently Closed | 1990-10-14 06:00 | 1977-01-01 06:00 | 1990-10-14 06:00 | Petroleum | Unleaded gasoline | Unleaded gasoline |  | Steel | Steel | Interior lined (not allowed as a standalone method of corrosion protection) | Painted or None | Steel |  | 1901-01-01 06:00 | [15 empty] | UST Currently In Use: 0; UST Temp Close: 0; AST Currently In Use: 0; AST Temp Closed: 0 | 0 | 0 | 4 | 10303-125-000883 | ARMSTRONG OIL CO INC
1912 | Permanently Closed | 1990-10-01 06:00 | 1979-01-01 06:00 | 1990-10-25 06:00 | Petroleum | Unleaded gasoline | Unleaded gasoline |  | Steel | Steel |  | Painted or None | Steel |  | 1901-01-01 06:00 | [15 empty] | UST Currently In Use: 0; UST Temp Close: 0; AST Currently In Use: 0; AST Temp Closed: 0 | 0 | 0 | 3 | 10303-125-000884 | ARMSTRONG OIL CO INC
1913 | Permanently Closed | 1990-10-01 06:00 | 1979-01-01 06:00 | 1990-10-27 06:00 | Petroleum | Unleaded gasoline | Unleaded gasoline |  | Steel | Steel |  | Painted or None | Steel |  | 1901-01-01 06:00 | [15 empty] | UST Currently In Use: 0; UST Temp Close: 0; AST Currently In Use: 0; AST Temp Closed: 0 | 0 | 0 | 3 | 10303-125-000884 | ARMSTRONG OIL CO INC
1914 | Permanently Closed | 1990-10-01 06:00 | 1979-01-01 06:00 | 1990-10-27 06:00 | Petroleum | Unleaded gasoline | Unleaded gasoline |  | Steel | Steel |  | Painted or None | Steel |  | 1901-01-01 06:00 | [15 empty] | UST Currently In Use: 0; UST Temp Close: 0; AST Currently In Use: 0; AST Temp Closed: 0 | 0 | 0 | 3 | 10303-125-000884 | ARMSTRONG OIL CO INC
1915 | Permanently Closed | 1901-01-01 06:00 | 1958-01-01 06:00 | 1988-01-01 06:00 | Petroleum | Unleaded gasoline | Unleaded gasoline |  | Steel | Steel |  | Painted or None | Steel |  | 1901-01-01 06:00 | [15 empty] | UST Currently In Use: 0; UST Temp Close: 0; AST Currently In Use: 0; AST Temp Closed: 0 | 0 | 0 | 7 | 10303-125-000885 | ARMSTRONG OIL CO INC
1916 | Permanently Closed | 1901-01-01 06:00 | 1958-01-01 06:00 | 1988-01-01 06:00 | Petroleum | Unleaded gasoline | Unleaded gasoline |  | Steel | Steel |  | Painted or None | Steel |  | 1901-01-01 06:00 | [15 empty] | UST Currently In Use: 0; UST Temp Close: 0; AST Currently In Use: 0; AST Temp Closed: 0 | 0 | 0 | 7 | 10303-125-000885 | ARMSTRONG OIL CO INC
1917 | Permanently Closed | 1901-01-01 06:00 | 1958-01-01 06:00 | 1988-01-01 06:00 | Petroleum | Unleaded gasoline | Unleaded gasoline |  | Steel | Steel |  | Painted or None | Steel |  | 1901-01-01 06:00 | [15 empty] | UST Currently In Use: 0; UST Temp Close: 0; AST Currently In Use: 0; AST Temp Closed: 0 | 0 | 0 | 7 | 10303-125-000885 | ARMSTRONG OIL CO INC
1918 | Permanently Closed | 1993-04-01 06:00 | 1983-01-01 06:00 | 1994-05-26 06:00 | Petroleum | Unleaded gasoline | Unleaded gasoline |  | Steel | Steel | Coated & cathodic protection (sti-P3) |  | Steel |  | 1901-01-01 06:00 | [12 empty] | Annual line testing | Annual line testing |  | UST Currently In Use: 0; UST Temp Close: 0; AST Currently In Use: 0; AST Temp Closed: 0 | 0 | 0 | 7 | 10303-125-000885 | ARMSTRONG OIL CO INC
1919 | Permanently Closed | 1993-04-01 06:00 | 1983-01-01 06:00 | 1994-05-26 06:00 | Petroleum | Unleaded gasoline | Unleaded gasoline |  | Steel | Steel | Coated & cathodic protection (sti-P3) |  | Steel |  | 1901-01-01 06:00 | [12 empty] | Annual line testing | Annual line testing |  | UST Currently In Use: 0; UST Temp Close: 0; AST Currently In Use: 0; AST Temp Closed: 0 | 0 | 0 | 7 | 10303-125-000885 | ARMSTRONG OIL CO INC
1920 | Permanently Closed | 1993-04-01 06:00 | 1983-01-01 06:00 | 1994-05-26 06:00 | Petroleum | Unleaded gasoline | Unleaded gasoline |  | Steel | Steel | Coated & cathodic protection (sti-P3) |  | Steel |  | 1901-01-01 06:00 | [12 empty] | Annual line testing | Annual line testing |  | UST Currently In Use: 0; UST Temp Close: 0; AST Currently In Use: 0; AST Temp Closed: 0 | 0 | 0 | 7 | 10303-125-000885 | ARMSTRONG OIL CO INC
1921 | Permanently Closed | 1989-12-12 06:00 | 1901-01-01 06:00 | 1989-12-12 06:00 | Petroleum | Used oil | Used oil |  | Steel | Steel |  | Painted or None | Steel |  | 1901-01-01 06:00 | [15 empty] | UST Currently In Use: 0; UST Temp Close: 0; AST Currently In Use: 0; AST Temp Closed: 0 | 0 | 0 | 7 | 10303-125-000885 | ARMSTRONG OIL CO INC
1922 | Permanently Closed | 1990-02-21 06:00 | 1964-01-01 06:00 | 1990-02-21 06:00 | Petroleum | Unleaded gasoline | Unleaded gasoline |  | Steel | Steel |  | Painted or None | Steel |  | 1901-01-01 06:00 | [15 empty] | UST Currently In Use: 0; UST Temp Close: 0; AST Currently In Use: 0; AST Temp Closed: 0 | 0 | 0 | 5 | 10303-125-000886 | ARMSTRONG OIL CO INC
1923 | Permanently Closed | 1996-01-01 06:00 | 1982-01-01 06:00 | 1996-04-22 06:00 | Petroleum | Unleaded gasoline | Unleaded gasoline | Retail | Steel | Steel |  | Painted or None | Steel |  | 1901-01-01 06:00 | [12 empty] | Annual line testing | Annual line testing |  | UST Currently In Use: 0; UST Temp Close: 0; AST Currently In Use: 0; AST Temp Closed: 0 | 0 | 0 | 5 | 10303-125-000886 | ARMSTRONG OIL CO INC
1924 | Permanently Closed | 1996-01-01 06:00 | 1983-01-01 06:00 | 1996-04-22 06:00 | Petroleum | Unleaded gasoline | Unleaded gasoline | Retail | Fiberglass reinforced plastic | Fiberglass reinforced plastic |  |  | Steel |  | 1901-01-01 06:00 | [12 empty] | Annual line testing | Annual line testing |  | UST Currently In Use: 0; UST Temp Close: 0; AST Currently In Use: 0; AST Temp Closed: 0 | 0 | 0 | 5 | 10303-125-000886 | ARMSTRONG OIL CO INC
1925 | Permanently Closed | 1989-12-12 06:00 | 1969-01-01 06:00 | 1989-12-12 06:00 | Petroleum | Used oil | Used oil |  | Steel | Steel |  | Painted or None | Steel |  | 1901-01-01 06:00 | [12 empty] | Annual line testing | Annual line testing |  | UST Currently In Use: 0; UST Temp Close: 0; AST Currently In Use: 0; AST Temp Closed: 0 | 0 | 0 | 5 | 10303-125-000886 | ARMSTRONG OIL CO INC
1926 | Permanently Closed | 1996-01-01 06:00 | 1989-01-01 06:00 | 1996-04-22 06:00 | Petroleum | Unleaded gasoline | Unleaded gasoline |  |  |  | Other, OTHER |  | Steel |  | 1901-01-01 06:00 | [12 empty] | Annual line testing | Annual line testing |  | UST Currently In Use: 0; UST Temp Close: 0; AST Currently In Use: 0; AST Temp Closed: 0 | 0 | 0 | 5 | 10303-125-000886 | ARMSTRONG OIL CO INC
1927 | Permanently Closed | 1996-09-01 06:00 | 1969-01-01 06:00 | 1997-09-16 06:00 | Petroleum | Unleaded gasoline | Unleaded gasoline |  | Steel | Steel |  | Painted or None | Steel |  | 1901-01-01 06:00 | [15 empty] | UST Currently In Use: 0; UST Temp Close: 0; AST Currently In Use: 0; AST Temp Closed: 0 | 0 | 0 | 4 | 17027-125-000905 | MAY GLOVER
1928 | Permanently Closed | 1996-09-01 06:00 | 1969-01-01 06:00 | 1997-09-16 06:00 | Petroleum | Kerosene | Kerosene |  | Steel | Steel |  | Painted or None | Steel |  | 1901-01-01 06:00 | [15 empty] | UST Currently In Use: 0; UST Temp Close: 0; AST Currently In Use: 0; AST Temp Closed: 0 | 0 | 0 | 4 | 17027-125-000905 | MAY GLOVER
1929 | Permanently Closed | 1996-09-01 06:00 | 1982-01-01 06:00 | 1997-09-16 06:00 | Petroleum | On road diesel | On road diesel |  | Steel | Steel |  | Painted or None | Steel |  | 1901-01-01 06:00 | [15 empty] | UST Currently In Use: 0; UST Temp Close: 0; AST Currently In Use: 0; AST Temp Closed: 0 | 0 | 0 | 4 | 17027-125-000905 | MAY GLOVER
1930 | Permanently Closed | 1996-09-01 06:00 | 1982-01-01 06:00 | 1997-09-16 06:00 | Petroleum | Unleaded gasoline | Unleaded gasoline |  | Steel | Steel |  | Painted or None | Steel |  | 1901-01-01 06:00 | [15 empty] | UST Currently In Use: 0; UST Temp Close: 0; AST Currently In Use: 0; AST Temp Closed: 0 | 0 | 0 | 4 | 17027-125-000905 | MAY GLOVER
1931 | Permanently Closed | 1990-11-25 06:00 | 1954-01-01 06:00 | 1990-11-25 06:00 | Petroleum | Unleaded gasoline | Unleaded gasoline |  | Steel | Steel |  | Painted or None | Steel |  | 1901-01-01 06:00 | [15 empty] | UST Currently In Use: 0; UST Temp Close: 0; AST Currently In Use: 0; AST Temp Closed: 0 | 0 | 0 | 2 | 17028-125-000906 | WEST COAST CUSTOMS
1932 | Permanently Closed | 1990-11-25 06:00 | 1954-01-01 06:00 | 1990-11-25 06:00 | Petroleum | Unleaded gasoline | Unleaded gasoline |  | Steel | Steel |  | Painted or None | Steel |  | 1901-01-01 06:00 | [15 empty] | UST Currently In Use: 0; UST Temp Close: 0; AST Currently In Use: 0; AST Temp Closed: 0 | 0 | 0 | 2 | 17028-125-000906 | WEST COAST CUSTOMS
1933 | Permanently Closed | 1997-09-01 06:00 | 1977-01-01 06:00 | 1997-09-08 06:00 | Petroleum | Unleaded gasoline | Unleaded gasoline | Retail | Steel | Steel |  | Painted or None | Steel |  | 1901-01-01 06:00 |  | Catchment Basin, Single walled catchment basin | [10 empty] | Annual line testing | Annual line testing |  | UST Currently In Use: 0; UST Temp Close: 0; AST Currently In Use: 0; AST Temp Closed: 0 | 0 | 0 | 3 | 10303-125-002861 | ARMSTRONG OIL CO INC
1934 | Permanently Closed | 1997-09-01 06:00 | 1977-01-01 06:00 | 1997-09-08 06:00 | Petroleum | Unleaded gasoline | Unleaded gasoline | Retail | Steel | Steel |  | Painted or None | Steel |  | 1901-01-01 06:00 |  | Catchment Basin, Single walled catchment basin | [10 empty] | Annual line testing | Annual line testing |  | UST Currently In Use: 0; UST Temp Close: 0; AST Currently In Use: 0; AST Temp Closed: 0 | 0 | 0 | 3 | 10303-125-002861 | ARMSTRONG OIL CO INC
1935 | Permanently Closed | 1997-09-01 06:00 | 1977-01-01 06:00 | 1997-09-08 06:00 | Petroleum | Unleaded gasoline | Unleaded gasoline | Retail | Steel | Steel |  | Painted or None | Steel |  | 1901-01-01 06:00 |  | Catchment Basin, Single walled catchment basin | [10 empty] | Annual line testing | Annual line testing |  | UST Currently In Use: 0; UST Temp Close: 0; AST Currently In Use: 0; AST Temp Closed: 0 | 0 | 0 | 3 | 10303-125-002861 | ARMSTRONG OIL CO INC
1936 | Permanently Closed | 1991-02-15 06:00 | 1975-01-01 06:00 | 1991-02-15 06:00 | Petroleum | Unleaded gasoline | Unleaded gasoline |  | Steel | Steel |  | Painted or None | Steel |  | 1901-01-01 06:00 | [15 empty] | UST Currently In Use: 0; UST Temp Close: 0; AST Currently In Use: 0; AST Temp Closed: 0 | 0 | 0 | 1 | 17029-125-005929 | LAKE HILLS NORTH
1937 | Currently in Use |  | 1987-06-01 06:00 |  | Petroleum | Unleaded gasoline | Unleaded gasoline | Retail | Steel | Steel | Coated & cathodic protection (sti-P3) |  | Fiberglass reinforced plastic |  |  |  | Catchment Basin, Single walled catchment basin | Flow Rest 90% Full | Flow Rest 90% Full |  |  | Continuous Automatic Tank Gauge |  | Automatic shutoff device (AELLD) | Automatic shutoff device (AELLD) | [5 empty] | UST Currently In Use: 3; UST Temp Close: 0; AST Currently In Use: 0; AST Temp Closed: 0 | 3 | 0 | 0 | 20072-125-013337 | A & M OIL CO LLC
1938 | Currently in Use |  | 1987-06-01 06:00 |  | Petroleum | Unleaded gasoline | Unleaded gasoline | Retail | Steel | Steel | Coated & cathodic protection (sti-P3) |  | Fiberglass reinforced plastic |  |  |  | Catchment Basin, Single walled catchment basin | Flow Rest 90% Full | Flow Rest 90% Full |  |  | Continuous Automatic Tank Gauge |  | Automatic shutoff device (AELLD) | Automatic shutoff device (AELLD) | [5 empty] | UST Currently In Use: 3; UST Temp Close: 0; AST Currently In Use: 0; AST Temp Closed: 0 | 3 | 0 | 0 | 20072-125-013337 | A & M OIL CO LLC
1939 | Currently in Use |  | 1987-06-01 06:00 |  | Petroleum | Premium gasoline | Premium gasoline | Retail | Steel | Steel | Coated & cathodic protection (sti-P3) |  | Fiberglass reinforced plastic |  |  |  | Catchment Basin, Single walled catchment basin | Flow Rest 90% Full | Flow Rest 90% Full |  |  | Continuous Automatic Tank Gauge |  | Automatic shutoff device (AELLD) | Automatic shutoff device (AELLD) | [5 empty] | UST Currently In Use: 3; UST Temp Close: 0; AST Currently In Use: 0; AST Temp Closed: 0 | 3 | 0 | 0 | 20072-125-013337 | A & M OIL CO LLC
1940 | Permanently Closed | 1901-01-01 06:00 | 1977-01-01 06:00 | 1986-11-01 06:00 | Petroleum | Unleaded gasoline | Unleaded gasoline |  | Steel | Steel |  | Painted or None | Steel |  | 1901-01-01 06:00 | [15 empty] | UST Currently In Use: 3; UST Temp Close: 0; AST Currently In Use: 0; AST Temp Closed: 0 | 3 | 0 | 2 | 23343-089-011855 | AHMED SALEH
1941 | Permanently Closed | 1901-01-01 06:00 | 1977-01-01 06:00 | 1986-11-01 06:00 | Petroleum | Unleaded gasoline | Unleaded gasoline |  | Steel | Steel |  | Painted or None | Steel |  | 1901-01-01 06:00 | [15 empty] | UST Currently In Use: 3; UST Temp Close: 0; AST Currently In Use: 0; AST Temp Closed: 0 | 3 | 0 | 2 | 23343-089-011855 | AHMED SALEH
1942 | Currently in Use |  | 1986-01-01 06:00 |  | Petroleum | Mid-grade gasoline | Mid-grade gasoline | Retail | Single Wall, Steel | Steel | Coated & cathodic protection (sti-P3) |  | Double Wall, Flexible, ENVIRFLEX |  | 1901-01-01 06:00 |  | Catchment Basin, Single walled catchment basin | Flow Rest 90% Full | Flow Rest 90% Full |  |  | Continuous Automatic Tank Gauge |  | Automatic flow restrictor (MLLD), Containment Sump | Containment Sump | Interstitial Monitoring within Secondary Containment | SENSOR TO ATG | Annual line testing, Continuous alarm system | Continuous alarm system |  | UST Currently In Use: 3; UST Temp Close: 0; AST Currently In Use: 0; AST Temp Closed: 0 | 3 | 0 | 2 | 23343-089-011855 | AHMED SALEH
1943 | Currently in Use |  | 1986-01-01 06:00 |  | Petroleum | Unleaded gasoline | Unleaded gasoline | Retail | Single Wall, Steel | Steel | Coated & cathodic protection (sti-P3) |  | Double Wall, Flexible |  | 1901-01-01 06:00 |  | Catchment Basin, Single walled catchment basin | Flow Rest 90% Full | Flow Rest 90% Full |  |  | Continuous Automatic Tank Gauge |  | Automatic flow restrictor (MLLD), Containment Sump | Containment Sump | Interstitial Monitoring within Secondary Containment | SENSOR TO ATG | Annual line testing, Continuous alarm system | Continuous alarm system |  | UST Currently In Use: 3; UST Temp Close: 0; AST Currently In Use: 0; AST Temp Closed: 0 | 3 | 0 | 2 | 23343-089-011855 | AHMED SALEH
1944 | Currently in Use |  | 1986-01-01 06:00 |  | Petroleum | Premium gasoline | Premium gasoline | Retail | Single Wall, Steel | Steel | Coated & cathodic protection (sti-P3) |  | Double Wall, Flexible |  | 1901-01-01 06:00 |  | Catchment Basin, Single walled catchment basin | Flow Rest 90% Full | Flow Rest 90% Full |  |  | Continuous Automatic Tank Gauge |  | Automatic flow restrictor (MLLD), Containment Sump | Containment Sump | Interstitial Monitoring within Secondary Containment | SENSOR TO ATG | Annual line testing, Continuous alarm system | Continuous alarm system |  | UST Currently In Use: 3; UST Temp Close: 0; AST Currently In Use: 0; AST Temp Closed: 0 | 3 | 0 | 2 | 23343-089-011855 | AHMED SALEH
1945 | Permanently Closed | 1993-01-27 06:00 | 1977-01-01 06:00 | 1993-01-27 06:00 | Petroleum | Unleaded gasoline | Unleaded gasoline |  | Steel | Steel |  | Painted or None | Steel |  | 1901-01-01 06:00 | [15 empty] | UST Currently In Use: 2; UST Temp Close: 0; AST Currently In Use: 0; AST Temp Closed: 0 | 2 | 0 | 2 | 23587-089-011856 | LACEY'S SPRING A&C INC.
1946 | Permanently Closed | 1993-01-27 06:00 | 1977-01-01 06:00 | 1993-01-27 06:00 | Petroleum | Unleaded gasoline | Unleaded gasoline |  | Steel | Steel |  | Painted or None | Steel |  | 1901-01-01 06:00 | [15 empty] | UST Currently In Use: 2; UST Temp Close: 0; AST Currently In Use: 0; AST Temp Closed: 0 | 2 | 0 | 2 | 23587-089-011856 | LACEY'S SPRING A&C INC.
1947 | Permanently Closed | 1996-12-09 06:00 | 1970-01-01 06:00 | 1996-12-09 06:00 | Petroleum | Unleaded gasoline | Unleaded gasoline |  | Steel | Steel |  | Painted or None | Steel |  | 1901-01-01 06:00 | [12 empty] | Annual line testing | Annual line testing |  | UST Currently In Use: 0; UST Temp Close: 0; AST Currently In Use: 0; AST Temp Closed: 0 | 0 | 0 | 2 | 10304-089-011857 | ARMSTRONG OIL COMPANY
1948 | Permanently Closed | 1996-12-09 06:00 | 1970-01-01 06:00 | 1996-12-09 06:00 | Petroleum | Unleaded gasoline | Unleaded gasoline |  | Steel | Steel |  | Painted or None | Steel |  | 1901-01-01 06:00 | [12 empty] | Annual line testing | Annual line testing |  | UST Currently In Use: 0; UST Temp Close: 0; AST Currently In Use: 0; AST Temp Closed: 0 | 0 | 0 | 2 | 10304-089-011857 | ARMSTRONG OIL COMPANY
1949 | Permanently Closed | 2002-04-30 06:00 | 1980-01-01 06:00 | 2002-04-30 06:00 | Petroleum | Mid-grade gasoline | Mid-grade gasoline | Retail | Steel | Steel | Field installed cathodic protection |  | Steel |  | 1901-01-01 06:00 | Field installed cathodic protection | Catchment Basin, Single walled catchment basin | Automatic shutoff device At 95% full | Automatic shutoff device At 95% full | [8 empty] | Annual line testing | Annual line testing |  | UST Currently In Use: 0; UST Temp Close: 0; AST Currently In Use: 0; AST Temp Closed: 0 | 0 | 0 | 2 | 16786-089-011858 | CIRCLE C STORES, INC.
1950 | Permanently Closed | 2002-04-30 06:00 | 1980-01-01 06:00 | 2002-04-30 06:00 | Petroleum | Unleaded gasoline | Unleaded gasoline | Retail | Steel | Steel | Field installed cathodic protection |  | Steel |  | 1901-01-01 06:00 | Field installed cathodic protection | Catchment Basin, Single walled catchment basin | Automatic shutoff device At 95% full | Automatic shutoff device At 95% full | [8 empty] | Annual line testing | Annual line testing |  | UST Currently In Use: 0; UST Temp Close: 0; AST Currently In Use: 0; AST Temp Closed: 0 | 0 | 0 | 2 | 16786-089-011858 | CIRCLE C STORES, INC.
1951 | Currently in Use |  | 1982-01-01 06:00 |  | Petroleum | Unleaded gasoline | Unleaded gasoline | Retail | Steel | Steel | Coated & cathodic protection (sti-P3), Interior lined (not allowed as a standalone method of corrosion protection) |  | Flexible | SA&TCI | 1901-01-01 06:00 | Other, FLXS ISOLA | Catchment Basin, Single walled catchment basin | Flow Rest 90% Full | Flow Rest 90% Full |  |  | Continuous Automatic Tank Gauge, Other |  | Automatic flow restrictor (MLLD) | Automatic flow restrictor (MLLD) |  |  | Annual line testing | Annual line testing |  | UST Currently In Use: 4; UST Temp Close: 0; AST Currently In Use: 0; AST Temp Closed: 0 | 4 | 0 | 0 | 23763-089-011860 | W.H. JOHNSTON JR
1953 | Currently in Use |  | 1982-01-01 06:00 |  | Petroleum | Premium gasoline | Premium gasoline | Retail | Steel | Steel | Coated & cathodic protection (sti-P3), Interior lined (not allowed as a standalone method of corrosion protection) |  | Flexible | SA&TCI | 1901-01-01 06:00 | Other, FLXS ISOLA | Catchment Basin, Single walled catchment basin | Flow Rest 90% Full | Flow Rest 90% Full |  |  | Continuous Automatic Tank Gauge, Other |  | Automatic flow restrictor (MLLD) | Automatic flow restrictor (MLLD) |  |  | Annual line testing | Annual line testing |  | UST Currently In Use: 4; UST Temp Close: 0; AST Currently In Use: 0; AST Temp Closed: 0 | 4 | 0 | 0 | 23763-089-011860 | W.H. JOHNSTON JR
1954 | Currently in Use |  | 1982-01-01 06:00 |  | Petroleum | On road diesel | On road diesel | Retail | Steel | Steel | Coated & cathodic protection (sti-P3), Interior lined (not allowed as a standalone method of corrosion protection) |  | Fiberglass reinforced plastic |  | 1901-01-01 06:00 | Other, FLXS ISOLA | Catchment Basin, Single walled catchment basin | Automatic shutoff device At 95% full | Automatic shutoff device At 95% full |  |  | Continuous Automatic Tank Gauge, Other |  | Automatic flow restrictor (MLLD) | Automatic flow restrictor (MLLD) |  |  | Annual line testing | Annual line testing |  | UST Currently In Use: 4; UST Temp Close: 0; AST Currently In Use: 0; AST Temp Closed: 0 | 4 | 0 | 0 | 23763-089-011860 | W.H. JOHNSTON JR
1955 | Currently in Use |  | 1982-01-01 06:00 |  | Petroleum | Kerosene | Kerosene | Retail | Steel | Steel | Coated & cathodic protection (sti-P3), Interior lined (not allowed as a standalone method of corrosion protection) |  | Fiberglass reinforced plastic |  | 1901-01-01 06:00 | Other, FLXS ISOLA | Catchment Basin, Single walled catchment basin | Automatic shutoff device At 95% full | Automatic shutoff device At 95% full |  |  | Continuous Automatic Tank Gauge |  | Automatic flow restrictor (MLLD) | Automatic flow restrictor (MLLD) |  |  | Annual line testing | Annual line testing |  | UST Currently In Use: 4; UST Temp Close: 0; AST Currently In Use: 0; AST Temp Closed: 0 | 4 | 0 | 0 | 23763-089-011860 | W.H. JOHNSTON JR
1956 | Permanently Closed | 1901-01-01 06:00 | 1980-01-01 06:00 | 1988-11-30 06:00 | Petroleum | Unleaded gasoline | Unleaded gasoline |  | Steel | Steel |  | Painted or None | Steel |  | 1901-01-01 06:00 | [15 empty] | UST Currently In Use: 3; UST Temp Close: 0; AST Currently In Use: 0; AST Temp Closed: 0 | 3 | 0 | 3 | 15201-089-011898 | VULCAN OIL COMPANY INC.
1957 | Permanently Closed | 1901-01-01 06:00 | 1968-01-01 06:00 | 1988-11-30 06:00 | Petroleum | Unleaded gasoline | Unleaded gasoline |  | Steel | Steel |  | Painted or None | Steel |  | 1901-01-01 06:00 | [15 empty] | UST Currently In Use: 3; UST Temp Close: 0; AST Currently In Use: 0; AST Temp Closed: 0 | 3 | 0 | 3 | 15201-089-011898 | VULCAN OIL COMPANY INC.
1958 | Permanently Closed | 1901-01-01 06:00 | 1979-01-01 06:00 | 1988-11-30 06:00 | Petroleum | Unleaded gasoline | Unleaded gasoline |  | Steel | Steel |  | Painted or None | Steel |  | 1901-01-01 06:00 | [15 empty] | UST Currently In Use: 3; UST Temp Close: 0; AST Currently In Use: 0; AST Temp Closed: 0 | 3 | 0 | 3 | 15201-089-011898 | VULCAN OIL COMPANY INC.
1959 | Currently in Use |  | 1987-01-01 06:00 |  | Petroleum | Unleaded gasoline | Unleaded gasoline | Retail | Fiberglass reinforced plastic, Single Wall | Single Wall |  |  | Fiberglass reinforced plastic, Single Wall |  | 1901-01-01 06:00 |  | Catchment Basin, Single walled catchment basin | Audible high level alarm At 90% full, Flow Rest 90% Full | Flow Rest 90% Full |  |  | Continuous Automatic Tank Gauge |  | Automatic flow restrictor (MLLD) | Automatic flow restrictor (MLLD) |  |  | Annual line testing | Annual line testing |  | UST Currently In Use: 3; UST Temp Close: 0; AST Currently In Use: 0; AST Temp Closed: 0 | 3 | 0 | 3 | 15201-089-011898 | VULCAN OIL COMPANY INC.
1960 | Currently in Use |  | 1988-01-01 06:00 |  | Petroleum | Premium gasoline | Premium gasoline | Retail | Fiberglass reinforced plastic, Single Wall | Single Wall |  |  | Fiberglass reinforced plastic, Single Wall |  | 1901-01-01 06:00 |  | Catchment Basin, Single walled catchment basin | Audible high level alarm At 90% full, Flow Rest 90% Full | Flow Rest 90% Full |  |  | Continuous Automatic Tank Gauge |  | Automatic flow restrictor (MLLD) | Automatic flow restrictor (MLLD) |  |  | Annual line testing | Annual line testing |  | UST Currently In Use: 3; UST Temp Close: 0; AST Currently In Use: 0; AST Temp Closed: 0 | 3 | 0 | 3 | 15201-089-011898 | VULCAN OIL COMPANY INC.
1961 | Currently in Use |  | 1988-01-01 06:00 |  | Petroleum | On road diesel | On road diesel | Retail | Fiberglass reinforced plastic, Single Wall | Single Wall |  |  | Fiberglass reinforced plastic, Single Wall |  | 1901-01-01 06:00 |  | Catchment Basin, Single walled catchment basin | Audible high level alarm At 90% full, Flow Rest 90% Full | Flow Rest 90% Full |  |  | Continuous Automatic Tank Gauge |  | Automatic flow restrictor (MLLD) | Automatic flow restrictor (MLLD) |  |  | Annual line testing | Annual line testing |  | UST Currently In Use: 3; UST Temp Close: 0; AST Currently In Use: 0; AST Temp Closed: 0 | 3 | 0 | 3 | 15201-089-011898 | VULCAN OIL COMPANY INC.
1962 | Currently in Use |  | 1978-01-01 06:00 |  | Petroleum | Unleaded gasoline | Unleaded gasoline | Retail | Steel | Steel | Field installed cathodic protection |  | Fiberglass reinforced plastic |  |  |  | Catchment Basin, Single walled catchment basin | Automatic shutoff device At 95% full | Automatic shutoff device At 95% full |  |  | Automatic Tank Gauge |  | Automatic flow restrictor (MLLD) | Automatic flow restrictor (MLLD) |  |  | Annual line testing | Annual line testing |  | UST Currently In Use: 3; UST Temp Close: 0; AST Currently In Use: 0; AST Temp Closed: 0 | 3 | 0 | 0 | 21753-089-011899 | FARZANEH, INC.
1963 | Currently in Use |  | 1978-01-01 06:00 |  | Petroleum | Premium gasoline | Premium gasoline | Retail | Steel | Steel | Field installed cathodic protection |  | Fiberglass reinforced plastic |  |  | Field installed cathodic protection | Catchment Basin, Single walled catchment basin | Automatic shutoff device At 95% full | Automatic shutoff device At 95% full |  |  | Automatic Tank Gauge |  | Automatic flow restrictor (MLLD) | Automatic flow restrictor (MLLD) |  |  | Annual line testing | Annual line testing |  | UST Currently In Use: 3; UST Temp Close: 0; AST Currently In Use: 0; AST Temp Closed: 0 | 3 | 0 | 0 | 21753-089-011899 | FARZANEH, INC.
1964 | Currently in Use |  | 1978-01-01 06:00 |  | Petroleum | On road diesel | On road diesel | Retail | Steel | Steel | Field installed cathodic protection |  | Fiberglass reinforced plastic |  |  | Field installed cathodic protection | Catchment Basin, Single walled catchment basin | Automatic shutoff device At 95% full | Automatic shutoff device At 95% full |  |  | Automatic Tank Gauge |  | Automatic flow restrictor (MLLD) | Automatic flow restrictor (MLLD) |  |  | Annual line testing | Annual line testing |  | UST Currently In Use: 3; UST Temp Close: 0; AST Currently In Use: 0; AST Temp Closed: 0 | 3 | 0 | 0 | 21753-089-011899 | FARZANEH, INC.
1965 | Permanently Closed | 1901-01-01 06:00 | 1961-01-01 06:00 | 1986-11-01 06:00 | Petroleum | Unleaded gasoline | Unleaded gasoline |  | Steel | Steel |  | Painted or None | Steel |  | 1901-01-01 06:00 | [15 empty] | UST Currently In Use: 4; UST Temp Close: 0; AST Currently In Use: 0; AST Temp Closed: 0 | 4 | 0 | 3 | 15201-089-011900 | VULCAN OIL COMPANY INC.
1966 | Permanently Closed | 1901-01-01 06:00 | 1961-01-01 06:00 | 1986-11-01 06:00 | Petroleum | Unleaded gasoline | Unleaded gasoline |  | Steel | Steel |  | Painted or None | Steel |  | 1901-01-01 06:00 | [15 empty] | UST Currently In Use: 4; UST Temp Close: 0; AST Currently In Use: 0; AST Temp Closed: 0 | 4 | 0 | 3 | 15201-089-011900 | VULCAN OIL COMPANY INC.
1967 | Permanently Closed | 1901-01-01 06:00 | 1961-01-01 06:00 | 1986-11-01 06:00 | Petroleum | Unleaded gasoline | Unleaded gasoline |  | Steel | Steel |  | Painted or None | Steel |  | 1901-01-01 06:00 | [15 empty] | UST Currently In Use: 4; UST Temp Close: 0; AST Currently In Use: 0; AST Temp Closed: 0 | 4 | 0 | 3 | 15201-089-011900 | VULCAN OIL COMPANY INC.
1968 | Currently in Use |  | 1986-01-01 06:00 |  | Petroleum | Unleaded gasoline | Unleaded gasoline | Retail | Single Wall, Steel | Steel | Coated & cathodic protection (sti-P3) |  | Fiberglass reinforced plastic, Single Wall |  |  |  | Catchment Basin, Single walled catchment basin | Automatic shutoff device At 95% full | Automatic shutoff device At 95% full |  |  | Continuous Automatic Tank Gauge |  | Automatic shutoff device (AELLD) | Automatic shutoff device (AELLD) | Interstitial Monitoring within Secondary Containment | SENSOR TO ATG | Continuous alarm system | Continuous alarm system |  | UST Currently In Use: 4; UST Temp Close: 0; AST Currently In Use: 0; AST Temp Closed: 0 | 4 | 0 | 3 | 15201-089-011900 | VULCAN OIL COMPANY INC.
1969 | Currently in Use |  | 1986-01-01 06:00 |  | Petroleum | Unleaded gasoline | Unleaded gasoline | Retail | Single Wall, Steel | Steel | Coated & cathodic protection (sti-P3) |  | Fiberglass reinforced plastic, Single Wall |  |  |  | Catchment Basin, Single walled catchment basin | Automatic shutoff device At 95% full | Automatic shutoff device At 95% full |  |  | Continuous Automatic Tank Gauge |  | Automatic shutoff device (AELLD) | Automatic shutoff device (AELLD) | Interstitial Monitoring within Secondary Containment | SENSOR TO ATG | Annual line testing | Annual line testing |  | UST Currently In Use: 4; UST Temp Close: 0; AST Currently In Use: 0; AST Temp Closed: 0 | 4 | 0 | 3 | 15201-089-011900 | VULCAN OIL COMPANY INC.
1970 | Currently in Use |  | 1986-01-01 06:00 |  | Petroleum | On road diesel | On road diesel | Retail | Single Wall, Steel | Steel | Coated & cathodic protection (sti-P3) |  | Fiberglass reinforced plastic, Single Wall |  |  |  | Catchment Basin, Single walled catchment basin | Automatic shutoff device At 95% full | Automatic shutoff device At 95% full |  |  | Continuous Automatic Tank Gauge |  | Automatic shutoff device (AELLD) | Automatic shutoff device (AELLD) | Interstitial Monitoring within Secondary Containment | SENSOR TO ATG | Annual line testing | Annual line testing |  | UST Currently In Use: 4; UST Temp Close: 0; AST Currently In Use: 0; AST Temp Closed: 0 | 4 | 0 | 3 | 15201-089-011900 | VULCAN OIL COMPANY INC.
1971 | Currently in Use |  | 1986-01-01 06:00 |  | Petroleum | Premium gasoline | Premium gasoline | Retail | Single Wall, Steel | Steel | Coated & cathodic protection (sti-P3) |  | Double Wall, Fiberglass reinforced plastic |  | 1994-10-27 06:00 |  | Catchment Basin, Single walled catchment basin | Automatic shutoff device At 95% full | Automatic shutoff device At 95% full |  |  | Continuous Automatic Tank Gauge |  | Automatic shutoff device (AELLD) | Automatic shutoff device (AELLD) | Interstitial Monitoring within Secondary Containment | SENSOR TO ATG | Annual line testing | Annual line testing |  | UST Currently In Use: 4; UST Temp Close: 0; AST Currently In Use: 0; AST Temp Closed: 0 | 4 | 0 | 3 | 15201-089-011900 | VULCAN OIL COMPANY INC.
1972 | Permanently Closed | 1989-08-01 06:00 | 1979-01-01 06:00 | 1989-08-01 06:00 | Petroleum | Unleaded gasoline | Unleaded gasoline |  | Steel | Steel |  | Painted or None | Fiberglass reinforced plastic |  | 1901-01-01 06:00 | [15 empty] | UST Currently In Use: 5; UST Temp Close: 0; AST Currently In Use: 0; AST Temp Closed: 0 | 5 | 0 | 4 | 10304-089-011902 | ARMSTRONG OIL COMPANY
1973 | Permanently Closed | 1989-08-01 06:00 | 1979-01-01 06:00 | 1989-08-01 06:00 | Petroleum | Unleaded gasoline | Unleaded gasoline |  | Steel | Steel | Coated & cathodic protection (sti-P3) |  | Fiberglass reinforced plastic |  | 1901-01-01 06:00 | [15 empty] | UST Currently In Use: 5; UST Temp Close: 0; AST Currently In Use: 0; AST Temp Closed: 0 | 5 | 0 | 4 | 10304-089-011902 | ARMSTRONG OIL COMPANY
1974 | Permanently Closed | 1989-08-01 06:00 | 1979-01-01 06:00 | 1989-08-01 06:00 | Petroleum | Unleaded gasoline | Unleaded gasoline |  | Steel | Steel |  | Painted or None | Fiberglass reinforced plastic |  | 1901-01-01 06:00 | [15 empty] | UST Currently In Use: 5; UST Temp Close: 0; AST Currently In Use: 0; AST Temp Closed: 0 | 5 | 0 | 4 | 10304-089-011902 | ARMSTRONG OIL COMPANY
1975 | Permanently Closed | 1989-08-01 06:00 | 1978-01-01 06:00 | 1989-08-01 06:00 | Petroleum | On road diesel | On road diesel |  | Steel | Steel |  | Painted or None | Fiberglass reinforced plastic |  | 1901-01-01 06:00 | [15 empty] | UST Currently In Use: 5; UST Temp Close: 0; AST Currently In Use: 0; AST Temp Closed: 0 | 5 | 0 | 4 | 10304-089-011902 | ARMSTRONG OIL COMPANY
1976 | Currently in Use |  | 1983-01-01 06:00 |  | Petroleum | Kerosene | Kerosene | Retail | Single Wall, Steel | Steel | Coated & cathodic protection (sti-P3), Field installed cathodic protection |  | Double Wall, Fiberglass reinforced plastic |  |  |  | Catchment Basin, Single walled catchment basin | Automatic shutoff device At 95% full | Automatic shutoff device At 95% full |  |  | Continuous Automatic Tank Gauge, Other |  | Automatic flow restrictor (MLLD) | Automatic flow restrictor (MLLD) |  |  | Annual line testing | Annual line testing |  | UST Currently In Use: 5; UST Temp Close: 0; AST Currently In Use: 0; AST Temp Closed: 0 | 5 | 0 | 4 | 10304-089-011902 | ARMSTRONG OIL COMPANY
1977 | Currently in Use |  | 1989-01-01 06:00 |  | Petroleum | Unleaded gasoline | Unleaded gasoline | Retail | Single Wall, Steel | Steel | Coated & cathodic protection (sti-P3), Field installed cathodic protection |  | Fiberglass reinforced plastic, Single Wall |  |  |  | Catchment Basin, Single walled catchment basin | Automatic shutoff device At 95% full | Automatic shutoff device At 95% full |  |  | Continuous Automatic Tank Gauge, Other |  | Automatic flow restrictor (MLLD), MANIFOLD | Automatic flow restrictor (MLLD) |  |  | Annual line testing | Annual line testing |  | UST Currently In Use: 5; UST Temp Close: 0; AST Currently In Use: 0; AST Temp Closed: 0 | 5 | 0 | 4 | 10304-089-011902 | ARMSTRONG OIL COMPANY
1978 | Currently in Use |  | 1989-01-01 06:00 |  | Petroleum | Unleaded gasoline | Unleaded gasoline | Retail | Single Wall, Steel | Steel | Coated & cathodic protection (sti-P3), Field installed cathodic protection |  | Fiberglass reinforced plastic, Single Wall |  |  |  | Catchment Basin, Single walled catchment basin | Automatic shutoff device At 95% full | Automatic shutoff device At 95% full |  |  | Continuous Automatic Tank Gauge, Other |  | Automatic flow restrictor (MLLD), MANIFOLD | Automatic flow restrictor (MLLD) |  |  | Annual line testing | Annual line testing |  | UST Currently In Use: 5; UST Temp Close: 0; AST Currently In Use: 0; AST Temp Closed: 0 | 5 | 0 | 4 | 10304-089-011902 | ARMSTRONG OIL COMPANY
1979 | Currently in Use |  | 1989-01-01 06:00 |  | Petroleum | Premium gasoline | Premium gasoline | Retail | Single Wall, Steel | Steel | Coated & cathodic protection (sti-P3), Field installed cathodic protection |  | Fiberglass reinforced plastic, Single Wall |  |  |  | Catchment Basin, Single walled catchment basin | Automatic shutoff device At 95% full | Automatic shutoff device At 95% full |  |  | Continuous Automatic Tank Gauge, Other |  | Automatic flow restrictor (MLLD) | Automatic flow restrictor (MLLD) |  |  | Annual line testing | Annual line testing |  | UST Currently In Use: 5; UST Temp Close: 0; AST Currently In Use: 0; AST Temp Closed: 0 | 5 | 0 | 4 | 10304-089-011902 | ARMSTRONG OIL COMPANY
1980 | Currently in Use |  | 1989-01-01 06:00 |  | Petroleum | On road diesel | On road diesel | Retail | Single Wall, Steel | Steel | Coated & cathodic protection (sti-P3), Field installed cathodic protection |  | Fiberglass reinforced plastic, Single Wall |  |  |  | Catchment Basin, Single walled catchment basin | Automatic shutoff device At 95% full | Automatic shutoff device At 95% full |  |  | Continuous Automatic Tank Gauge, Other |  | Automatic flow restrictor (MLLD) | Automatic flow restrictor (MLLD) |  |  | Annual line testing | Annual line testing |  | UST Currently In Use: 5; UST Temp Close: 0; AST Currently In Use: 0; AST Temp Closed: 0 | 5 | 0 | 4 | 10304-089-011902 | ARMSTRONG OIL COMPANY
1981 | Currently in Use |  | 1981-01-01 06:00 |  | Petroleum | Unleaded gasoline | Unleaded gasoline | Retail | Steel | Steel | Field installed cathodic protection |  | Flexible |  |  |  | Catchment Basin, Single walled catchment basin | Automatic shutoff device At 95% full | Automatic shutoff device At 95% full |  |  | Continuous Automatic Tank Gauge |  | Automatic flow restrictor (MLLD) | Automatic flow restrictor (MLLD) |  |  | Annual line testing | Annual line testing |  | UST Currently In Use: 3; UST Temp Close: 1; AST Currently In Use: 0; AST Temp Closed: 0 | 3 | 1 | 0 | 25398-089-011952 | SRINIVASAI INC
1982 | Currently in Use |  | 1981-01-01 06:00 |  | Petroleum | Premium gasoline | Premium gasoline | Retail | Steel | Steel | Field installed cathodic protection |  | Flexible |  |  |  | Catchment Basin, Single walled catchment basin | Automatic shutoff device At 95% full | Automatic shutoff device At 95% full |  |  | Continuous Automatic Tank Gauge |  | Automatic flow restrictor (MLLD) | Automatic flow restrictor (MLLD) |  |  | Annual line testing | Annual line testing |  | UST Currently In Use: 3; UST Temp Close: 1; AST Currently In Use: 0; AST Temp Closed: 0 | 3 | 1 | 0 | 25398-089-011952 | SRINIVASAI INC
1983 | Currently in Use |  | 1981-01-01 06:00 |  | Petroleum | On road diesel | On road diesel | Retail | Steel | Steel | Field installed cathodic protection |  | Flexible |  |  |  | Catchment Basin, Single walled catchment basin | Automatic shutoff device At 95% full | Automatic shutoff device At 95% full |  |  | Continuous Automatic Tank Gauge |  | Automatic flow restrictor (MLLD) | Automatic flow restrictor (MLLD) |  |  | Annual line testing | Annual line testing |  | UST Currently In Use: 3; UST Temp Close: 1; AST Currently In Use: 0; AST Temp Closed: 0 | 3 | 1 | 0 | 25398-089-011952 | SRINIVASAI INC
1984 | Temporary Closed | 2021-04-05 06:00 | 1981-01-01 06:00 |  | Petroleum | Kerosene | Kerosene | Retail | Steel | Steel | Field installed cathodic protection |  | Flexible |  |  |  | Catchment Basin, Single walled catchment basin | Automatic shutoff device At 95% full | Automatic shutoff device At 95% full |  |  | Continuous Automatic Tank Gauge |  | Automatic flow restrictor (MLLD) | Automatic flow restrictor (MLLD) |  |  | Annual line testing | Annual line testing |  | UST Currently In Use: 3; UST Temp Close: 1; AST Currently In Use: 0; AST Temp Closed: 0 | 3 | 1 | 0 | 25398-089-011952 | SRINIVASAI INC
1985 | Permanently Closed | 1997-04-17 06:00 | 1985-01-01 06:00 | 1997-04-17 06:00 | Petroleum | Unleaded gasoline | Unleaded gasoline |  | Steel | Steel | Coated & cathodic protection (sti-P3) |  | Fiberglass reinforced plastic |  | 1901-01-01 06:00 | [12 empty] | Annual line testing | Annual line testing |  | UST Currently In Use: 2; UST Temp Close: 0; AST Currently In Use: 0; AST Temp Closed: 0 | 2 | 0 | 3 | 20072-089-013624 | A & M OIL CO LLC
1986 | Currently in Use |  | 1985-01-01 06:00 |  | Petroleum | Unleaded gasoline | Unleaded gasoline | Retail | Steel | Steel | Coated & cathodic protection (sti-P3), Field installed cathodic protection |  | Fiberglass reinforced plastic |  |  |  | Catchment Basin, Single walled catchment basin | Flow Rest 90% Full | Flow Rest 90% Full |  |  | Continuous Automatic Tank Gauge |  | Automatic shutoff device (AELLD) | Automatic shutoff device (AELLD) | [5 empty] | UST Currently In Use: 2; UST Temp Close: 0; AST Currently In Use: 0; AST Temp Closed: 0 | 2 | 0 | 3 | 20072-089-013624 | A & M OIL CO LLC
1987 | Currently in Use |  | 1985-01-01 06:00 |  | Petroleum | Premium gasoline | Premium gasoline | Retail | Steel | Steel | Coated & cathodic protection (sti-P3), Field installed cathodic protection |  | Fiberglass reinforced plastic |  |  |  | Catchment Basin, Single walled catchment basin | Flow Rest 90% Full | Flow Rest 90% Full |  |  | Continuous Automatic Tank Gauge |  | Automatic shutoff device (AELLD) | Automatic shutoff device (AELLD) | [5 empty] | UST Currently In Use: 2; UST Temp Close: 0; AST Currently In Use: 0; AST Temp Closed: 0 | 2 | 0 | 3 | 20072-089-013624 | A & M OIL CO LLC
1988 | Permanently Closed | 1997-04-17 06:00 | 1985-01-01 06:00 | 1997-04-17 06:00 | Petroleum | On road diesel | On road diesel |  | Steel | Steel | Coated & cathodic protection (sti-P3) |  | Fiberglass reinforced plastic |  | 1901-01-01 06:00 | [12 empty] | Annual line testing | Annual line testing |  | UST Currently In Use: 2; UST Temp Close: 0; AST Currently In Use: 0; AST Temp Closed: 0 | 2 | 0 | 3 | 20072-089-013624 | A & M OIL CO LLC
1989 | Permanently Closed | 1997-04-17 06:00 | 1985-01-01 06:00 | 1997-04-17 06:00 | Petroleum | Kerosene | Kerosene |  | Steel | Steel | Coated & cathodic protection (sti-P3) |  | Fiberglass reinforced plastic |  | 1901-01-01 06:00 | [12 empty] | Annual line testing | Annual line testing |  | UST Currently In Use: 2; UST Temp Close: 0; AST Currently In Use: 0; AST Temp Closed: 0 | 2 | 0 | 3 | 20072-089-013624 | A & M OIL CO LLC
1990 | Currently in Use |  | 1986-01-01 06:00 |  | Petroleum | Unleaded gasoline | Unleaded gasoline | Retail | Steel | Steel | Coated & cathodic protection (sti-P3) |  | Flexible |  | 1901-01-01 06:00 |  | Catchment Basin, Single walled catchment basin | Flow Rest 90% Full | Flow Rest 90% Full |  |  | Continuous Automatic Tank Gauge |  | Automatic flow restrictor (MLLD) | Automatic flow restrictor (MLLD) |  |  | Annual line testing | Annual line testing |  | UST Currently In Use: 4; UST Temp Close: 0; AST Currently In Use: 0; AST Temp Closed: 0 | 4 | 0 | 0 | 24162-089-013625 | JAY VEERBAP, INC.
1991 | Currently in Use |  | 1986-01-01 06:00 |  | Petroleum | Unleaded gasoline | Unleaded gasoline | Retail | Steel | Steel | Coated & cathodic protection (sti-P3) |  | Flexible |  | 1901-01-01 06:00 |  | Catchment Basin, Single walled catchment basin | Flow Rest 90% Full | Flow Rest 90% Full |  |  | Continuous Automatic Tank Gauge |  | Automatic flow restrictor (MLLD) | Automatic flow restrictor (MLLD) |  |  | Annual line testing | Annual line testing |  | UST Currently In Use: 4; UST Temp Close: 0; AST Currently In Use: 0; AST Temp Closed: 0 | 4 | 0 | 0 | 24162-089-013625 | JAY VEERBAP, INC.
1992 | Currently in Use |  | 1986-01-01 06:00 |  | Petroleum | Premium gasoline | Premium gasoline | Retail | Steel | Steel | Coated & cathodic protection (sti-P3) |  | Flexible |  | 1901-01-01 06:00 |  | Catchment Basin, Single walled catchment basin | Flow Rest 90% Full | Flow Rest 90% Full |  |  | Continuous Automatic Tank Gauge |  | Automatic flow restrictor (MLLD) | Automatic flow restrictor (MLLD) |  |  | Annual line testing | Annual line testing |  | UST Currently In Use: 4; UST Temp Close: 0; AST Currently In Use: 0; AST Temp Closed: 0 | 4 | 0 | 0 | 24162-089-013625 | JAY VEERBAP, INC.
1993 | Currently in Use |  | 1986-01-01 06:00 |  | Petroleum | On road diesel | On road diesel | Retail | Steel | Steel | Coated & cathodic protection (sti-P3) |  | Flexible |  | 1901-01-01 06:00 |  | Catchment Basin, Single walled catchment basin | Flow Rest 90% Full | Flow Rest 90% Full |  |  | Continuous Automatic Tank Gauge |  | Automatic flow restrictor (MLLD) | Automatic flow restrictor (MLLD) |  |  | Annual line testing | Annual line testing |  | UST Currently In Use: 4; UST Temp Close: 0; AST Currently In Use: 0; AST Temp Closed: 0 | 4 | 0 | 0 | 24162-089-013625 | JAY VEERBAP, INC.
1994 | Permanently Closed | 1901-01-01 06:00 | 1963-01-01 06:00 | 1989-02-08 06:00 | Petroleum | Unleaded gasoline | Unleaded gasoline |  | Steel | Steel |  | Painted or None | Steel |  | 1901-01-01 06:00 | [15 empty] | UST Currently In Use: 0; UST Temp Close: 0; AST Currently In Use: 0; AST Temp Closed: 0 | 0 | 0 | 6 | 10304-103-011861 | ARMSTRONG OIL COMPANY
1995 | Permanently Closed | 1901-01-01 06:00 | 1963-01-01 06:00 | 1989-02-08 06:00 | Petroleum | Unleaded gasoline | Unleaded gasoline |  | Steel | Steel |  | Painted or None | Steel |  | 1901-01-01 06:00 | [15 empty] | UST Currently In Use: 0; UST Temp Close: 0; AST Currently In Use: 0; AST Temp Closed: 0 | 0 | 0 | 6 | 10304-103-011861 | ARMSTRONG OIL COMPANY
1996 | Permanently Closed | 1901-01-01 06:00 | 1963-01-01 06:00 | 1989-02-08 06:00 | Petroleum | On road diesel | On road diesel |  | Steel | Steel |  | Painted or None | Steel |  | 1901-01-01 06:00 | [15 empty] | UST Currently In Use: 0; UST Temp Close: 0; AST Currently In Use: 0; AST Temp Closed: 0 | 0 | 0 | 6 | 10304-103-011861 | ARMSTRONG OIL COMPANY
1997 | Permanently Closed | 1997-12-04 06:00 | 1988-01-01 06:00 | 1997-12-04 06:00 | Petroleum | Unleaded gasoline | Unleaded gasoline |  | Fiberglass coated steel | Fiberglass coated steel |  |  | Fiberglass reinforced plastic |  | 1901-01-01 06:00 | [12 empty] | Annual line testing | Annual line testing |  | UST Currently In Use: 0; UST Temp Close: 0; AST Currently In Use: 0; AST Temp Closed: 0 | 0 | 0 | 6 | 10304-103-011861 | ARMSTRONG OIL COMPANY
1998 | Permanently Closed | 1997-12-04 06:00 | 1988-01-01 06:00 | 1997-12-04 06:00 | Petroleum | Unleaded gasoline | Unleaded gasoline |  | Fiberglass coated steel | Fiberglass coated steel |  |  | Fiberglass reinforced plastic |  | 1901-01-01 06:00 | [12 empty] | Annual line testing | Annual line testing |  | UST Currently In Use: 0; UST Temp Close: 0; AST Currently In Use: 0; AST Temp Closed: 0 | 0 | 0 | 6 | 10304-103-011861 | ARMSTRONG OIL COMPANY
1999 | Permanently Closed | 1997-12-04 06:00 | 1988-01-01 06:00 | 1997-12-04 06:00 | Petroleum | Unleaded gasoline | Unleaded gasoline |  | Fiberglass coated steel | Fiberglass coated steel |  |  | Fiberglass reinforced plastic |  | 1901-01-01 06:00 | [12 empty] | Annual line testing | Annual line testing |  | UST Currently In Use: 0; UST Temp Close: 0; AST Currently In Use: 0; AST Temp Closed: 0 | 0 | 0 | 6 | 10304-103-011861 | ARMSTRONG OIL COMPANY
2000 | Permanently Closed | 1901-01-01 06:00 | 1940-01-01 06:00 | 1987-12-31 06:00 | Petroleum | Unleaded gasoline | Unleaded gasoline |  | Steel | Steel | Other, OTHER |  | Steel |  | 1901-01-01 06:00 | [15 empty] | UST Currently In Use: 0; UST Temp Close: 0; AST Currently In Use: 0; AST Temp Closed: 0 | 0 | 0 | 3 | 10308-097-002365 | ARMSTRONG WORLD INDUSTRIES INC
2001 | Permanently Closed | 1901-01-01 06:00 | 1953-01-01 06:00 | 1987-12-21 06:00 | Petroleum | On road diesel | On road diesel |  | Steel | Steel |  | Painted or None | Steel |  | 1901-01-01 06:00 | [15 empty] | UST Currently In Use: 0; UST Temp Close: 0; AST Currently In Use: 0; AST Temp Closed: 0 | 0 | 0 | 3 | 10308-097-002365 | ARMSTRONG WORLD INDUSTRIES INC
2002 | Permanently Closed | 1901-01-01 06:00 | 1953-01-01 06:00 | 1987-12-21 06:00 | Petroleum | Unleaded gasoline | Unleaded gasoline |  | Steel | Steel |  | Painted or None | Steel |  | 1901-01-01 06:00 | [15 empty] | UST Currently In Use: 0; UST Temp Close: 0; AST Currently In Use: 0; AST Temp Closed: 0 | 0 | 0 | 3 | 10308-097-002365 | ARMSTRONG WORLD INDUSTRIES INC
2007 | Permanently Closed | 1901-01-01 06:00 | 1981-01-01 06:00 | 1988-12-15 06:00 | Petroleum | On road diesel | On road diesel |  | Steel | Steel |  | Painted or None | Steel |  | 1901-01-01 06:00 | [15 empty] | UST Currently In Use: 4; UST Temp Close: 0; AST Currently In Use: 0; AST Temp Closed: 0 | 4 | 0 | 6 | 10311-033-001148 | ARNOLDS TRUCK STOP
2008 | Permanently Closed | 1901-01-01 06:00 | 1972-01-01 06:00 | 1988-12-15 06:00 | Petroleum | On road diesel | On road diesel |  | Steel | Steel |  | Painted or None | Steel |  | 1901-01-01 06:00 | [15 empty] | UST Currently In Use: 4; UST Temp Close: 0; AST Currently In Use: 0; AST Temp Closed: 0 | 4 | 0 | 6 | 10311-033-001148 | ARNOLDS TRUCK STOP
2009 | Permanently Closed | 1901-01-01 06:00 | 1972-01-01 06:00 | 1988-12-15 06:00 | Petroleum | On road diesel | On road diesel |  | Steel | Steel |  | Painted or None | Steel |  | 1901-01-01 06:00 | [15 empty] | UST Currently In Use: 4; UST Temp Close: 0; AST Currently In Use: 0; AST Temp Closed: 0 | 4 | 0 | 6 | 10311-033-001148 | ARNOLDS TRUCK STOP
2010 | Permanently Closed | 1901-01-01 06:00 | 1981-01-01 06:00 | 1988-12-15 06:00 | Petroleum | Kerosene | Kerosene |  | Steel | Steel |  | Painted or None | Steel |  | 1901-01-01 06:00 | [15 empty] | UST Currently In Use: 4; UST Temp Close: 0; AST Currently In Use: 0; AST Temp Closed: 0 | 4 | 0 | 6 | 10311-033-001148 | ARNOLDS TRUCK STOP
2011 | Permanently Closed | 1901-01-01 06:00 | 1981-01-01 06:00 | 1988-11-12 06:00 | Petroleum | Kerosene | Kerosene |  | Steel | Steel |  | Painted or None | Steel |  | 1901-01-01 06:00 | [15 empty] | UST Currently In Use: 4; UST Temp Close: 0; AST Currently In Use: 0; AST Temp Closed: 0 | 4 | 0 | 6 | 10311-033-001148 | ARNOLDS TRUCK STOP
2012 | Permanently Closed | 1901-01-01 06:00 | 1969-01-01 06:00 | 1988-12-15 06:00 | Petroleum | Kerosene | Kerosene |  | Steel | Steel |  | Painted or None | Steel |  | 1901-01-01 06:00 | [15 empty] | UST Currently In Use: 4; UST Temp Close: 0; AST Currently In Use: 0; AST Temp Closed: 0 | 4 | 0 | 6 | 10311-033-001148 | ARNOLDS TRUCK STOP
2013 | Currently in Use |  | 1988-12-15 06:00 |  | Petroleum | On road diesel | On road diesel | Retail | Single Wall, Steel | Steel | Coated & cathodic protection (sti-P3) |  | Fiberglass reinforced plastic, Single Wall |  |  |  | Catchment Basin, Single walled catchment basin | Flow Rest 90% Full | Flow Rest 90% Full |  |  | Continuous Automatic Tank Gauge | Direct Bury submersible pump | Automatic flow restrictor (MLLD) | Automatic flow restrictor (MLLD) |  |  | Annual line testing | Annual line testing |  | UST Currently In Use: 4; UST Temp Close: 0; AST Currently In Use: 0; AST Temp Closed: 0 | 4 | 0 | 6 | 10311-033-001148 | ARNOLDS TRUCK STOP
2014 | Currently in Use |  | 1988-12-15 06:00 |  | Petroleum | Mid-grade gasoline | Mid-grade gasoline | Retail | Single Wall, Steel | Steel | Coated & cathodic protection (sti-P3) |  | Fiberglass reinforced plastic, Single Wall |  |  |  | Catchment Basin, Single walled catchment basin | Flow Rest 90% Full | Flow Rest 90% Full |  |  | Continuous Automatic Tank Gauge | Direct Bury submersible pump | Automatic flow restrictor (MLLD) | Automatic flow restrictor (MLLD) |  |  | Annual line testing | Annual line testing |  | UST Currently In Use: 4; UST Temp Close: 0; AST Currently In Use: 0; AST Temp Closed: 0 | 4 | 0 | 6 | 10311-033-001148 | ARNOLDS TRUCK STOP
2015 | Currently in Use |  | 1988-12-15 06:00 |  | Petroleum | Unleaded gasoline | Unleaded gasoline | Retail | Single Wall, Steel | Steel | Coated & cathodic protection (sti-P3) |  | Fiberglass reinforced plastic, Single Wall |  |  |  | Catchment Basin, Single walled catchment basin | Flow Rest 90% Full | Flow Rest 90% Full |  |  | Continuous Automatic Tank Gauge | Direct Bury submersible pump | Automatic flow restrictor (MLLD) | Automatic flow restrictor (MLLD) |  |  | Annual line testing | Annual line testing |  | UST Currently In Use: 4; UST Temp Close: 0; AST Currently In Use: 0; AST Temp Closed: 0 | 4 | 0 | 6 | 10311-033-001148 | ARNOLDS TRUCK STOP
2016 | Currently in Use |  | 1988-12-15 06:00 |  | Petroleum | Premium gasoline | Premium gasoline | Retail | Single Wall, Steel | Steel | Coated & cathodic protection (sti-P3) |  | Fiberglass reinforced plastic, Single Wall |  |  |  | Catchment Basin, Single walled catchment basin | Flow Rest 90% Full | Flow Rest 90% Full |  |  | Continuous Automatic Tank Gauge | Direct Bury submersible pump | Automatic flow restrictor (MLLD) | Automatic flow restrictor (MLLD) |  |  | Annual line testing | Annual line testing |  | UST Currently In Use: 4; UST Temp Close: 0; AST Currently In Use: 0; AST Temp Closed: 0 | 4 | 0 | 6 | 10311-033-001148 | ARNOLDS TRUCK STOP
2017 | Temporary Closed |  | 1979-01-01 06:00 |  | Petroleum | Aviation fuel (JP-4; etc.) | Aviation fuel (JP-4; etc.) | Bulk facility | Steel | Steel | Field installed cathodic protection |  | Steel |  | 1901-01-01 06:00 | None, ABOVEGRND | Catchment Basin, Single walled catchment basin | Automatic shutoff device At 95% full | Automatic shutoff device At 95% full |  |  | Continuous Automatic Tank Gauge | [8 empty] | UST Currently In Use: 0; UST Temp Close: 1; AST Currently In Use: 0; AST Temp Closed: 0 | 0 | 1 | 0 | 17512-101-008932 | MCGREGOR AVIATION MANAGEMENT SERVICE
2018 | Permanently Closed | 1980-01-01 06:00 | 1966-01-01 06:00 | 1988-09-28 06:00 | Petroleum | On road diesel | On road diesel |  | Steel | Steel |  |  | Other, BLACK IRON |  | 1901-01-01 06:00 | [15 empty] | UST Currently In Use: 0; UST Temp Close: 0; AST Currently In Use: 0; AST Temp Closed: 0 | 0 | 0 | 1 | 10314-095-012647 | ARROW CO DIV OF CLUETT PEABODY
2019 | Retired | 1988-08-08 06:00 | 1980-01-01 06:00 |  | Petroleum | On road diesel | On road diesel |  | Steel | Steel |  | Painted or None | Steel |  | 1901-01-01 06:00 | [15 empty] | UST Currently In Use: 0; UST Temp Close: 0; AST Currently In Use: 0; AST Temp Closed: 0 | 0 | 0 | 0 | 10315-073-010758 | ARRON HANKS
2020 | Retired | 1988-08-08 06:00 | 1981-01-01 06:00 |  | Petroleum | Unleaded gasoline | Unleaded gasoline |  | Steel | Steel |  | Painted or None | Steel |  | 1901-01-01 06:00 | [15 empty] | UST Currently In Use: 0; UST Temp Close: 0; AST Currently In Use: 0; AST Temp Closed: 0 | 0 | 0 | 0 | 10315-073-010758 | ARRON HANKS
2021 | Retired | 1988-08-08 06:00 | 1981-01-01 06:00 |  | Petroleum | Unleaded gasoline | Unleaded gasoline |  | Steel | Steel |  | Painted or None | Steel |  | 1901-01-01 06:00 | [15 empty] | UST Currently In Use: 0; UST Temp Close: 0; AST Currently In Use: 0; AST Temp Closed: 0 | 0 | 0 | 0 | 10315-073-010758 | ARRON HANKS
2022 | Retired | 1988-08-08 06:00 | 1981-01-01 06:00 |  | Petroleum | Unleaded gasoline | Unleaded gasoline |  | Steel | Steel |  | Painted or None | Steel |  | 1901-01-01 06:00 | [15 empty] | UST Currently In Use: 0; UST Temp Close: 0; AST Currently In Use: 0; AST Temp Closed: 0 | 0 | 0 | 0 | 10315-073-010758 | ARRON HANKS
2023 | Retired | 1988-08-08 06:00 | 1981-01-01 06:00 |  | Petroleum | Unleaded gasoline | Unleaded gasoline |  | Steel | Steel |  | Painted or None | Steel |  | 1901-01-01 06:00 | [15 empty] | UST Currently In Use: 0; UST Temp Close: 0; AST Currently In Use: 0; AST Temp Closed: 0 | 0 | 0 | 0 | 10315-073-010758 | ARRON HANKS
2024 | Permanently Closed | 1993-12-01 06:00 | 1983-01-01 06:00 | 1993-12-29 06:00 | Petroleum | On road diesel | On road diesel | Retail | Fiberglass coated steel | Fiberglass coated steel |  |  | Steel |  | 1901-01-01 06:00 | [15 empty] | UST Currently In Use: 0; UST Temp Close: 0; AST Currently In Use: 0; AST Temp Closed: 0 | 0 | 0 | 2 | 10316-101-001028 | ARROW RENTS
2025 | Permanently Closed | 1993-12-01 06:00 | 1983-01-01 06:00 | 1993-12-29 06:00 | Petroleum | Unleaded gasoline | Unleaded gasoline | Retail | Fiberglass coated steel | Fiberglass coated steel |  |  | Steel |  | 1901-01-01 06:00 | [15 empty] | UST Currently In Use: 0; UST Temp Close: 0; AST Currently In Use: 0; AST Temp Closed: 0 | 0 | 0 | 2 | 10316-101-001028 | ARROW RENTS
2026 | Permanently Closed | 1992-03-23 06:00 | 1963-01-01 06:00 | 1992-03-23 06:00 | Petroleum | On road diesel | On road diesel |  | Steel | Steel |  | Painted or None | Steel |  | 1901-01-01 06:00 | [15 empty] | UST Currently In Use: 0; UST Temp Close: 0; AST Currently In Use: 0; AST Temp Closed: 0 | 0 | 0 | 2 | 10317-095-004355 | ARROW TRANSPORTATION CO
2027 | Permanently Closed | 1991-12-01 06:00 | 1963-01-01 06:00 | 1992-03-23 06:00 | Petroleum | On road diesel | On road diesel |  | Steel | Steel |  | Painted or None | Steel |  | 1901-01-01 06:00 | [15 empty] | UST Currently In Use: 0; UST Temp Close: 0; AST Currently In Use: 0; AST Temp Closed: 0 | 0 | 0 | 2 | 10317-095-004355 | ARROW TRANSPORTATION CO
2032 | Permanently Closed | 1993-08-17 06:00 | 1979-01-01 06:00 | 1993-08-17 06:00 | Petroleum | Unleaded gasoline | Unleaded gasoline |  | Steel | Steel |  | Painted or None | Steel |  | 1901-01-01 06:00 | [15 empty] | UST Currently In Use: 0; UST Temp Close: 0; AST Currently In Use: 0; AST Temp Closed: 0 | 0 | 0 | 2 | 10319-129-010765 | ARTHUR JONES
2033 | Permanently Closed | 1993-08-17 06:00 | 1979-01-01 06:00 | 1993-08-17 06:00 | Petroleum | Unleaded gasoline | Unleaded gasoline |  | Steel | Steel |  | Painted or None | Steel |  | 1901-01-01 06:00 | [15 empty] | UST Currently In Use: 0; UST Temp Close: 0; AST Currently In Use: 0; AST Temp Closed: 0 | 0 | 0 | 2 | 10319-129-010765 | ARTHUR JONES
2034 | Permanently Closed | 1991-06-20 06:00 | 1977-01-01 06:00 | 1992-09-16 06:00 | Petroleum | Unleaded gasoline | Unleaded gasoline |  | Steel | Steel |  | Painted or None | Steel |  | 1901-01-01 06:00 | [15 empty] | UST Currently In Use: 0; UST Temp Close: 0; AST Currently In Use: 3; AST Temp Closed: 0 | 0 | 0 | 6 | 10830-089-003166 | APAC MID-SOUTH, INC.
2035 | Permanently Closed | 1991-06-20 06:00 | 1977-01-01 06:00 | 1992-09-16 06:00 | Petroleum | On road diesel | On road diesel |  | Steel | Steel |  | Painted or None | Steel |  | 1901-01-01 06:00 | [15 empty] | UST Currently In Use: 0; UST Temp Close: 0; AST Currently In Use: 3; AST Temp Closed: 0 | 0 | 0 | 6 | 10830-089-003166 | APAC MID-SOUTH, INC.
2036 | Permanently Closed | 1990-09-27 06:00 | 1987-01-01 06:00 | 1990-09-27 06:00 | Petroleum | Other, ENGINE OIL | Other |  | Steel | Steel |  | Painted or None | Steel |  | 1901-01-01 06:00 | [15 empty] | UST Currently In Use: 0; UST Temp Close: 0; AST Currently In Use: 3; AST Temp Closed: 0 | 0 | 0 | 6 | 10830-089-003166 | APAC MID-SOUTH, INC.
2037 | Permanently Closed | 1990-09-27 06:00 | 1987-01-01 06:00 | 1990-09-27 06:00 | Petroleum | Other, ENGINE OIL | Other |  | Steel | Steel |  | Painted or None | Steel |  | 1901-01-01 06:00 | [15 empty] | UST Currently In Use: 0; UST Temp Close: 0; AST Currently In Use: 3; AST Temp Closed: 0 | 0 | 0 | 6 | 10830-089-003166 | APAC MID-SOUTH, INC.
2038 | Permanently Closed | 1990-09-27 06:00 | 1987-01-01 06:00 | 1990-09-27 06:00 | Petroleum | Other, HYDRAL OIL | Other |  | Steel | Steel |  | Painted or None | Steel |  | 1901-01-01 06:00 | [15 empty] | UST Currently In Use: 0; UST Temp Close: 0; AST Currently In Use: 3; AST Temp Closed: 0 | 0 | 0 | 6 | 10830-089-003166 | APAC MID-SOUTH, INC.
2039 | Permanently Closed | 1991-06-20 06:00 | 1984-01-01 06:00 | 1992-10-09 06:00 | Petroleum | Used oil | Used oil |  | Steel | Steel |  | Painted or None | Other, PVC |  | 1901-01-01 06:00 | [15 empty] | UST Currently In Use: 0; UST Temp Close: 0; AST Currently In Use: 3; AST Temp Closed: 0 | 0 | 0 | 6 | 10830-089-003166 | APAC MID-SOUTH, INC.
2040 | Permanently Closed | 1998-08-19 06:00 | 1982-01-01 06:00 | 1998-08-19 06:00 | Petroleum | On road diesel | On road diesel | Industrial | Steel | Steel |  | Painted or None | Steel |  | 1901-01-01 06:00 | [12 empty] | Annual line testing | Annual line testing |  | UST Currently In Use: 0; UST Temp Close: 0; AST Currently In Use: 0; AST Temp Closed: 0 | 0 | 0 | 2 | 10321-101-010110 | ASPHALT PAVING CO
2041 | Permanently Closed | 1998-08-19 06:00 | 1982-01-01 06:00 | 1998-08-19 06:00 | Petroleum | Unleaded gasoline | Unleaded gasoline | Industrial | Steel | Steel |  | Painted or None | Steel |  | 1901-01-01 06:00 | [12 empty] | Annual line testing | Annual line testing |  | UST Currently In Use: 0; UST Temp Close: 0; AST Currently In Use: 0; AST Temp Closed: 0 | 0 | 0 | 2 | 10321-101-010110 | ASPHALT PAVING CO
2042 | Permanently Closed | 1995-12-01 06:00 | 1983-01-01 06:00 | 1995-12-04 06:00 | Petroleum | Unleaded gasoline | Unleaded gasoline |  | Fiberglass reinforced plastic | Fiberglass reinforced plastic |  |  | Fiberglass reinforced plastic |  | 1901-01-01 06:00 | [12 empty] | Annual line testing | Annual line testing |  | UST Currently In Use: 0; UST Temp Close: 0; AST Currently In Use: 2; AST Temp Closed: 0 | 0 | 0 | 6 | 10322-073-002745 | ASSOCIATED GROCERS OF ALABAMA INC
2043 | Permanently Closed | 1998-10-01 06:00 | 1983-01-01 06:00 |  | Petroleum | On road diesel | On road diesel |  | Fiberglass reinforced plastic | Fiberglass reinforced plastic |  |  | Fiberglass reinforced plastic |  | 1901-01-01 06:00 | [12 empty] | Annual line testing | Annual line testing |  | UST Currently In Use: 0; UST Temp Close: 0; AST Currently In Use: 2; AST Temp Closed: 0 | 0 | 0 | 6 | 10322-073-002745 | ASSOCIATED GROCERS OF ALABAMA INC
2044 | Permanently Closed | 1998-10-01 06:00 | 1983-01-01 06:00 |  | Petroleum | On road diesel | On road diesel |  | Fiberglass reinforced plastic | Fiberglass reinforced plastic |  |  | Fiberglass reinforced plastic |  | 1901-01-01 06:00 | [12 empty] | Annual line testing | Annual line testing |  | UST Currently In Use: 0; UST Temp Close: 0; AST Currently In Use: 2; AST Temp Closed: 0 | 0 | 0 | 6 | 10322-073-002745 | ASSOCIATED GROCERS OF ALABAMA INC
2045 | Permanently Closed | 1998-10-01 06:00 | 1983-01-01 06:00 |  | Petroleum | On road diesel | On road diesel |  | Fiberglass reinforced plastic | Fiberglass reinforced plastic |  |  | Fiberglass reinforced plastic |  | 1901-01-01 06:00 | [12 empty] | Annual line testing | Annual line testing |  | UST Currently In Use: 0; UST Temp Close: 0; AST Currently In Use: 2; AST Temp Closed: 0 | 0 | 0 | 6 | 10322-073-002745 | ASSOCIATED GROCERS OF ALABAMA INC
2046 | Permanently Closed | 1989-10-01 06:00 | 1964-01-01 06:00 | 1989-10-05 06:00 | Petroleum | Unleaded gasoline | Unleaded gasoline |  | Steel | Steel |  | Painted or None |  |  | 1901-01-01 06:00 | [15 empty] | UST Currently In Use: 0; UST Temp Close: 0; AST Currently In Use: 0; AST Temp Closed: 0 | 0 | 0 | 1 | 10323-037-011155 | ASTRAL INDUSTRIES INC
2047 | Permanently Closed | 1991-09-19 06:00 | 1961-01-01 06:00 | 1991-09-19 06:00 | Petroleum | Kerosene | Kerosene |  | Steel | Steel |  | Painted or None | Other, COPPER |  | 1901-01-01 06:00 | [15 empty] | UST Currently In Use: 0; UST Temp Close: 0; AST Currently In Use: 0; AST Temp Closed: 0 | 0 | 0 | 2 | 10327-001-007445 | AT&T
2048 | Permanently Closed | 1963-08-01 06:00 | 1956-01-01 06:00 |  | Petroleum | Kerosene | Kerosene |  | Steel | Steel |  | Painted or None | Other, COPPER |  | 1901-01-01 06:00 | [15 empty] | UST Currently In Use: 0; UST Temp Close: 0; AST Currently In Use: 0; AST Temp Closed: 0 | 0 | 0 | 2 | 10327-001-007445 | AT&T
2049 | Permanently Closed | 1991-10-01 06:00 | 1953-01-01 06:00 | 1994-11-20 06:00 | Petroleum | On road diesel | On road diesel |  | Steel | Steel |  | Painted or None | Other, COPPER |  | 1901-01-01 06:00 | [15 empty] | UST Currently In Use: 0; UST Temp Close: 0; AST Currently In Use: 0; AST Temp Closed: 0 | 0 | 0 | 1 | 10327-003-002631 | AT&T
2050 | Permanently Closed | 1993-01-16 06:00 | 1983-01-01 06:00 | 1993-01-16 06:00 | Petroleum | On road diesel | On road diesel |  | Steel | Steel | Coated & cathodic protection (sti-P3) |  | Other, COPPER |  | 1901-01-01 06:00 | [15 empty] | UST Currently In Use: 0; UST Temp Close: 0; AST Currently In Use: 0; AST Temp Closed: 0 | 0 | 0 | 2 | 10327-003-002634 | AT&T
2051 | Permanently Closed | 1985-12-01 06:00 | 1962-01-01 06:00 |  | Petroleum | On road diesel | On road diesel |  | Steel | Steel |  | Painted or None | Other, COPPER |  | 1901-01-01 06:00 | [15 empty] | UST Currently In Use: 0; UST Temp Close: 0; AST Currently In Use: 0; AST Temp Closed: 0 | 0 | 0 | 2 | 10327-003-002634 | AT&T
2052 | Permanently Closed | 1992-01-16 06:00 | 1961-01-01 06:00 | 1992-01-16 06:00 | Petroleum | Kerosene | Kerosene |  | Steel | Steel |  | Painted or None | Other, COPPER |  | 1901-01-01 06:00 | [15 empty] | UST Currently In Use: 0; UST Temp Close: 0; AST Currently In Use: 0; AST Temp Closed: 0 | 0 | 0 | 2 | 10327-007-007429 | AT&T
2053 | Permanently Closed | 1963-08-01 06:00 | 1954-01-01 06:00 |  | Petroleum | Kerosene | Kerosene |  | Steel | Steel |  | Painted or None | Other, COPPER |  | 1901-01-01 06:00 | [15 empty] | UST Currently In Use: 0; UST Temp Close: 0; AST Currently In Use: 0; AST Temp Closed: 0 | 0 | 0 | 2 | 10327-007-007429 | AT&T
2054 | Permanently Closed | 1992-06-01 06:00 | 1963-01-01 06:00 | 1992-06-01 06:00 | Petroleum | Kerosene | Kerosene |  | Steel | Steel |  | Painted or None | Other, COPPER |  | 1901-01-01 06:00 | [15 empty] | UST Currently In Use: 0; UST Temp Close: 0; AST Currently In Use: 0; AST Temp Closed: 0 | 0 | 0 | 1 | 10327-009-003517 | AT&T
2055 | Permanently Closed | 1991-04-17 06:00 | 1962-01-01 06:00 | 1991-04-17 06:00 | Petroleum | On road diesel | On road diesel |  | Steel | Steel |  | Painted or None | Other, COPPER |  | 1901-01-01 06:00 | [15 empty] | UST Currently In Use: 0; UST Temp Close: 0; AST Currently In Use: 0; AST Temp Closed: 0 | 0 | 0 | 1 | 10327-011-002628 | AT&T
2056 | Permanently Closed | 1990-01-01 06:00 | 1962-01-01 06:00 | 1990-01-01 06:00 | Petroleum | Kerosene | Kerosene |  | Steel | Steel |  | Painted or None | Other, COPPER |  | 1901-01-01 06:00 | [15 empty] | UST Currently In Use: 0; UST Temp Close: 0; AST Currently In Use: 0; AST Temp Closed: 0 | 0 | 0 | 1 | 10327-013-002624 | AT&T
2057 | Permanently Closed | 1991-10-01 06:00 | 1965-01-01 06:00 | 1991-10-01 06:00 | Petroleum | On road diesel | On road diesel |  | Steel | Steel |  | Painted or None | Other, COPPER |  | 1901-01-01 06:00 | [15 empty] | UST Currently In Use: 0; UST Temp Close: 0; AST Currently In Use: 0; AST Temp Closed: 0 | 0 | 0 | 1 | 10327-013-014428 | AT&T
2058 | Permanently Closed | 1993-03-03 06:00 | 1956-01-01 06:00 | 1993-03-03 06:00 | Petroleum | Kerosene | Kerosene |  | Steel | Steel |  | Painted or None | Other, COPPER |  | 1901-01-01 06:00 | [15 empty] | UST Currently In Use: 0; UST Temp Close: 0; AST Currently In Use: 1; AST Temp Closed: 0 | 0 | 0 | 2 | 10327-015-007438 | AT&T
2059 | Permanently Closed | 1958-07-01 06:00 | 1944-01-01 07:00 |  | Petroleum | Unleaded gasoline | Unleaded gasoline |  | Steel | Steel |  | Painted or None | Other, COPPER |  | 1901-01-01 06:00 | [15 empty] | UST Currently In Use: 0; UST Temp Close: 0; AST Currently In Use: 1; AST Temp Closed: 0 | 0 | 0 | 2 | 10327-015-007438 | AT&T
2060 | Permanently Closed | 1990-01-01 06:00 | 1961-01-01 06:00 | 1991-04-08 06:00 | Petroleum | Kerosene | Kerosene |  | Steel | Steel |  | Painted or None | Other, COPPER |  | 1901-01-01 06:00 | [15 empty] | UST Currently In Use: 0; UST Temp Close: 0; AST Currently In Use: 0; AST Temp Closed: 0 | 0 | 0 | 2 | 10327-017-007447 | AT&T
2061 | Permanently Closed | 1963-08-01 06:00 | 1953-01-01 06:00 |  | Petroleum | Kerosene | Kerosene |  | Steel | Steel |  | Painted or None | Other, COPPER |  | 1901-01-01 06:00 | [15 empty] | UST Currently In Use: 0; UST Temp Close: 0; AST Currently In Use: 0; AST Temp Closed: 0 | 0 | 0 | 2 | 10327-017-007447 | AT&T
2062 | Permanently Closed | 1990-01-01 06:00 | 1961-01-01 06:00 | 1990-01-01 06:00 | Petroleum | Kerosene | Kerosene |  | Steel | Steel |  | Painted or None | Other, COPPER |  | 1901-01-01 06:00 | [15 empty] | UST Currently In Use: 0; UST Temp Close: 0; AST Currently In Use: 0; AST Temp Closed: 0 | 0 | 0 | 2 | 10327-021-007444 | AT&T
2063 | Permanently Closed | 1963-08-01 06:00 | 1958-01-01 06:00 |  | Petroleum | Kerosene | Kerosene |  | Steel | Steel |  | Painted or None | Other, COPPER |  | 1901-01-01 06:00 | [15 empty] | UST Currently In Use: 0; UST Temp Close: 0; AST Currently In Use: 0; AST Temp Closed: 0 | 0 | 0 | 2 | 10327-021-007444 | AT&T
2064 | Permanently Closed | 1990-11-15 06:00 | 1961-01-01 06:00 | 1990-11-15 06:00 | Petroleum | Kerosene | Kerosene |  | Steel | Steel |  | Painted or None | Other, COPPER |  | 1901-01-01 06:00 | [15 empty] | UST Currently In Use: 0; UST Temp Close: 0; AST Currently In Use: 0; AST Temp Closed: 0 | 0 | 0 | 2 | 10327-023-007432 | AT&T
2065 | Permanently Closed | 1963-08-01 06:00 | 1954-01-01 06:00 |  | Petroleum | Kerosene | Kerosene |  | Steel | Steel |  | Painted or None | Other, COPPER |  | 1901-01-01 06:00 | [15 empty] | UST Currently In Use: 0; UST Temp Close: 0; AST Currently In Use: 0; AST Temp Closed: 0 | 0 | 0 | 2 | 10327-023-007432 | AT&T
2066 | Permanently Closed | 1991-04-08 06:00 | 1961-01-01 06:00 | 1994-11-14 06:00 | Petroleum | Kerosene | Kerosene |  | Steel | Steel |  | Painted or None | Other, COPPER |  | 1901-01-01 06:00 | [15 empty] | UST Currently In Use: 0; UST Temp Close: 0; AST Currently In Use: 0; AST Temp Closed: 0 | 0 | 0 | 2 | 10327-027-007458 | AT&T
2067 | Permanently Closed | 1991-04-08 06:00 | 1953-01-01 06:00 | 1994-11-14 06:00 | Petroleum | Kerosene | Kerosene |  | Steel | Steel |  | Painted or None | Other, COPPER |  | 1901-01-01 06:00 | [15 empty] | UST Currently In Use: 0; UST Temp Close: 0; AST Currently In Use: 0; AST Temp Closed: 0 | 0 | 0 | 2 | 10327-027-007458 | AT&T
2068 | Permanently Closed | 1989-01-01 06:00 | 1964-01-01 06:00 | 1989-01-01 06:00 | Petroleum | Kerosene | Kerosene |  | Steel | Steel |  | Painted or None | Other, COPPER |  | 1901-01-01 06:00 | [15 empty] | UST Currently In Use: 0; UST Temp Close: 0; AST Currently In Use: 0; AST Temp Closed: 0 | 0 | 0 | 1 | 10327-029-007431 | AT&T
2069 | Permanently Closed | 1994-04-24 06:00 | 1962-01-01 06:00 | 1994-04-01 06:00 | Petroleum | Kerosene | Kerosene |  | Steel | Steel |  | Painted or None | Other, COPPER |  | 1901-01-01 06:00 | [15 empty] | UST Currently In Use: 0; UST Temp Close: 0; AST Currently In Use: 1; AST Temp Closed: 0 | 0 | 0 | 1 | 10327-031-002630 | AT&T
2070 | Permanently Closed | 1992-10-27 06:00 | 1963-01-01 06:00 | 1992-10-27 06:00 | Petroleum | On road diesel | On road diesel |  | Steel | Steel |  | Painted or None | Other, COPPER |  | 1901-01-01 06:00 | [15 empty] | UST Currently In Use: 0; UST Temp Close: 0; AST Currently In Use: 0; AST Temp Closed: 0 | 0 | 0 | 1 | 10327-035-002622 | AT&T
2071 | Permanently Closed | 1990-01-01 06:00 | 1961-01-01 06:00 | 1990-01-01 06:00 | Petroleum | Kerosene | Kerosene |  | Steel | Steel |  | Painted or None | Other, COPPER |  | 1901-01-01 06:00 | [15 empty] | UST Currently In Use: 0; UST Temp Close: 0; AST Currently In Use: 0; AST Temp Closed: 0 | 0 | 0 | 2 | 10327-037-007452 | AT&T
2072 | Permanently Closed | 1963-08-01 06:00 | 1953-01-01 06:00 | 1989-11-16 06:00 | Petroleum | Kerosene | Kerosene |  | Steel | Steel |  | Painted or None | Other, COPPER |  | 1901-01-01 06:00 | [15 empty] | UST Currently In Use: 0; UST Temp Close: 0; AST Currently In Use: 0; AST Temp Closed: 0 | 0 | 0 | 2 | 10327-037-007452 | AT&T
2073 | Permanently Closed | 1990-01-01 06:00 | 1962-01-01 06:00 | 1990-01-01 06:00 | Petroleum | Kerosene | Kerosene |  | Steel | Steel |  | Painted or None | Other, COPPER |  | 1901-01-01 06:00 | [15 empty] | UST Currently In Use: 0; UST Temp Close: 0; AST Currently In Use: 0; AST Temp Closed: 0 | 0 | 0 | 1 | 10327-039-002617 | AT&T
2074 | Permanently Closed | 1990-01-01 06:00 | 1962-01-01 06:00 | 1990-01-01 06:00 | Petroleum | Kerosene | Kerosene |  | Steel | Steel |  | Painted or None | Other, COPPER |  | 1901-01-01 06:00 | [15 empty] | UST Currently In Use: 0; UST Temp Close: 0; AST Currently In Use: 0; AST Temp Closed: 0 | 0 | 0 | 1 | 10327-039-002626 | AT&T
2075 | Permanently Closed | 1992-01-11 06:00 | 1962-01-01 06:00 | 1992-01-11 06:00 | Petroleum | On road diesel | On road diesel |  | Steel | Steel |  | Painted or None | Other, COPPER |  | 1901-01-01 06:00 | [15 empty] | UST Currently In Use: 0; UST Temp Close: 0; AST Currently In Use: 0; AST Temp Closed: 0 | 0 | 0 | 1 | 10327-041-002627 | AT&T
2076 | Permanently Closed | 1994-06-22 06:00 | 1962-01-01 06:00 | 1994-06-22 06:00 | Petroleum | Kerosene | Kerosene |  | Steel | Steel |  | Painted or None | Other, COPPER |  | 1901-01-01 06:00 | [15 empty] | UST Currently In Use: 0; UST Temp Close: 0; AST Currently In Use: 1; AST Temp Closed: 0 | 0 | 0 | 1 | 24679-045-002625 | SUBCARRIER COMMUNICATIONS, INC.
2077 | Permanently Closed | 1990-01-01 06:00 | 1961-01-01 06:00 | 1990-01-01 06:00 | Petroleum | Kerosene | Kerosene |  | Steel | Steel |  | Painted or None | Other, COPPER |  | 1901-01-01 06:00 | [15 empty] | UST Currently In Use: 0; UST Temp Close: 0; AST Currently In Use: 0; AST Temp Closed: 0 | 0 | 0 | 2 | 10327-047-007433 | AT&T
2078 | Permanently Closed | 1963-08-01 06:00 | 1953-01-01 06:00 |  | Petroleum | Kerosene | Kerosene |  | Steel | Steel |  | Painted or None | Other, COPPER |  | 1901-01-01 06:00 | [15 empty] | UST Currently In Use: 0; UST Temp Close: 0; AST Currently In Use: 0; AST Temp Closed: 0 | 0 | 0 | 2 | 10327-047-007433 | AT&T
2079 | Permanently Closed | 1990-11-13 06:00 | 1961-01-01 06:00 | 1990-11-13 06:00 | Petroleum | Kerosene | Kerosene |  | Steel | Steel |  | Painted or None | Other, COPPER |  | 1901-01-01 06:00 | [15 empty] | UST Currently In Use: 0; UST Temp Close: 0; AST Currently In Use: 0; AST Temp Closed: 0 | 0 | 0 | 2 | 10327-047-007436 | AT&T
2080 | Permanently Closed | 1963-08-01 06:00 | 1953-01-01 06:00 | 1990-05-16 06:00 | Petroleum | Kerosene | Kerosene |  | Steel | Steel |  | Painted or None | Other, COPPER |  | 1901-01-01 06:00 | [15 empty] | UST Currently In Use: 0; UST Temp Close: 0; AST Currently In Use: 0; AST Temp Closed: 0 | 0 | 0 | 2 | 10327-047-007436 | AT&T
2081 | Permanently Closed | 1990-04-30 06:00 | 1964-01-01 06:00 | 1990-04-30 06:00 | Petroleum | Kerosene | Kerosene |  | Steel | Steel |  | Painted or None | Other, COPPER |  | 1901-01-01 06:00 | [15 empty] | UST Currently In Use: 0; UST Temp Close: 0; AST Currently In Use: 0; AST Temp Closed: 0 | 0 | 0 | 1 | 10327-047-007439 | AT&T
2082 | Permanently Closed | 1992-06-22 06:00 | 1964-01-01 06:00 | 1992-06-22 06:00 | Petroleum | Kerosene | Kerosene |  | Steel | Steel |  | Painted or None | Other, COPPER |  | 1901-01-01 06:00 | [15 empty] | UST Currently In Use: 0; UST Temp Close: 0; AST Currently In Use: 0; AST Temp Closed: 0 | 0 | 0 | 1 | 10327-049-003507 | AT&T
2083 | Permanently Closed | 1992-06-25 06:00 | 1963-01-01 06:00 | 1992-06-25 06:00 | Petroleum | Kerosene | Kerosene |  | Steel | Steel |  | Painted or None | Other, COPPER |  | 1901-01-01 06:00 | [15 empty] | UST Currently In Use: 0; UST Temp Close: 0; AST Currently In Use: 0; AST Temp Closed: 0 | 0 | 0 | 1 | 10327-049-003518 | AT&T
2084 | Permanently Closed | 1992-06-23 06:00 | 1964-01-01 06:00 | 1992-06-23 06:00 | Petroleum | Kerosene | Kerosene |  | Steel | Steel |  | Painted or None | Other, COPPER |  | 1901-01-01 06:00 | [15 empty] | UST Currently In Use: 0; UST Temp Close: 0; AST Currently In Use: 0; AST Temp Closed: 0 | 0 | 0 | 1 | 10327-049-003520 | AT&T
2085 | Permanently Closed | 1989-08-31 06:00 | 1963-01-01 06:00 | 1989-08-31 06:00 | Petroleum | Kerosene | Kerosene |  | Steel | Steel |  | Painted or None | Steel |  | 1901-01-01 06:00 | [15 empty] | UST Currently In Use: 0; UST Temp Close: 1; AST Currently In Use: 0; AST Temp Closed: 0 | 0 | 1 | 4 | 24949-053-002616 | SOUTHERN LONGLEAF PINE LLC
2086 | Permanently Closed | 1989-08-31 06:00 | 1963-01-01 06:00 | 1989-08-31 06:00 | Petroleum | Kerosene | Kerosene |  | Steel | Steel |  | Painted or None | Steel |  | 1901-01-01 06:00 | [15 empty] | UST Currently In Use: 0; UST Temp Close: 1; AST Currently In Use: 0; AST Temp Closed: 0 | 0 | 1 | 4 | 24949-053-002616 | SOUTHERN LONGLEAF PINE LLC
2087 | Permanently Closed | 1989-08-31 06:00 | 1963-01-01 06:00 | 1989-08-31 06:00 | Petroleum | Kerosene | Kerosene |  | Steel | Steel |  | Painted or None | Steel |  | 1901-01-01 06:00 | [15 empty] | UST Currently In Use: 0; UST Temp Close: 1; AST Currently In Use: 0; AST Temp Closed: 0 | 0 | 1 | 4 | 24949-053-002616 | SOUTHERN LONGLEAF PINE LLC
2088 | Permanently Closed | 1989-08-31 06:00 | 1963-01-01 06:00 | 1989-08-31 06:00 | Petroleum | Kerosene | Kerosene |  | Steel | Steel |  | Painted or None | Steel |  | 1901-01-01 06:00 | [15 empty] | UST Currently In Use: 0; UST Temp Close: 1; AST Currently In Use: 0; AST Temp Closed: 0 | 0 | 1 | 4 | 24949-053-002616 | SOUTHERN LONGLEAF PINE LLC
2089 | Temporary Closed | 2009-01-01 06:00 | 1990-09-15 06:00 |  | Petroleum | On road diesel | On road diesel | Emergency Power Generator, Industrial | Steel, STIP3 | Steel | Coated & cathodic protection (sti-P3) |  | Steel |  |  | Isolated or Above Ground, FRP 2NDARY | Catchment Basin, Single walled catchment basin | Audible high level alarm At 90% full | Audible high level alarm At 90% full | Interstitial Monitoring within Secondary Containment |  | Automatic Tank Gauge | [8 empty] | UST Currently In Use: 0; UST Temp Close: 1; AST Currently In Use: 0; AST Temp Closed: 0 | 0 | 1 | 4 | 24949-053-002616 | SOUTHERN LONGLEAF PINE LLC
2090 | Permanently Closed | 1991-12-13 06:00 | 1962-01-01 06:00 | 1991-12-13 06:00 | Petroleum | Kerosene | Kerosene |  | Steel | Steel |  | Painted or None | Other, COPPER |  | 1901-01-01 06:00 | [15 empty] | UST Currently In Use: 0; UST Temp Close: 0; AST Currently In Use: 0; AST Temp Closed: 0 | 0 | 0 | 1 | 10327-053-002618 | AT&T
2091 | Permanently Closed | 1991-01-01 06:00 | 1962-01-01 06:00 | 1991-01-01 06:00 | Petroleum | Kerosene | Kerosene |  | Steel | Steel |  | Painted or None | Other, COPPER |  | 1901-01-01 06:00 | [15 empty] | UST Currently In Use: 0; UST Temp Close: 0; AST Currently In Use: 0; AST Temp Closed: 0 | 0 | 0 | 1 | 10327-053-002619 | AT&T
2092 | Permanently Closed | 1991-01-01 06:00 | 1962-01-01 06:00 | 1991-01-01 06:00 | Petroleum | Kerosene | Kerosene |  | Steel | Steel |  | Painted or None | Other, COPPER |  | 1901-01-01 06:00 | [15 empty] | UST Currently In Use: 0; UST Temp Close: 0; AST Currently In Use: 0; AST Temp Closed: 0 | 0 | 0 | 1 | 10327-053-002620 | AT&T
2093 | Permanently Closed | 1993-01-15 06:00 | 1962-01-01 06:00 | 1993-01-15 06:00 | Petroleum | On road diesel | On road diesel |  | Steel | Steel |  | Painted or None | Other, COPPER |  | 1901-01-01 06:00 | [15 empty] | UST Currently In Use: 0; UST Temp Close: 0; AST Currently In Use: 0; AST Temp Closed: 0 | 0 | 0 | 1 | 10327-053-002635 | AT&T
2094 | Permanently Closed | 1993-12-12 06:00 | 1965-01-01 06:00 | 1994-05-01 06:00 | Petroleum | On road diesel | On road diesel |  | Steel | Steel |  | Painted or None | Other, COPPER |  | 1901-01-01 06:00 | [15 empty] | UST Currently In Use: 0; UST Temp Close: 0; AST Currently In Use: 1; AST Temp Closed: 0 | 0 | 0 | 1 | 10327-053-014429 | AT&T
2096 | Permanently Closed | 1991-01-01 06:00 | 1963-01-01 06:00 | 1991-01-01 06:00 | Petroleum | Kerosene | Kerosene |  | Steel | Steel |  | Painted or None | Other, COPPER |  | 1901-01-01 06:00 | [15 empty] | UST Currently In Use: 0; UST Temp Close: 0; AST Currently In Use: 0; AST Temp Closed: 0 | 0 | 0 | 1 | 10327-057-007457 | AT&T
2097 | Permanently Closed | 1991-10-10 06:00 | 1965-01-01 06:00 | 1991-10-10 06:00 | Petroleum | On road diesel | On road diesel |  | Steel | Steel |  | Painted or None | Other, COPPER |  | 1901-01-01 06:00 | [15 empty] | UST Currently In Use: 0; UST Temp Close: 0; AST Currently In Use: 0; AST Temp Closed: 0 | 0 | 0 | 1 | 10327-093-003526 | AT&T
2098 | Permanently Closed | 1988-01-01 06:00 | 1956-01-01 06:00 | 1988-01-01 06:00 | Petroleum | Kerosene | Kerosene |  | Steel | Steel |  | Painted or None | Other, COPPER |  | 1901-01-01 06:00 | [15 empty] | UST Currently In Use: 0; UST Temp Close: 0; AST Currently In Use: 0; AST Temp Closed: 0 | 0 | 0 | 2 | 10327-063-007448 | AT&T
2099 | Permanently Closed | 1958-07-01 06:00 | 1944-01-01 07:00 |  | Petroleum | Unleaded gasoline | Unleaded gasoline |  | Steel | Steel |  | Painted or None | Other, COPPER |  | 1901-01-01 06:00 | [15 empty] | UST Currently In Use: 0; UST Temp Close: 0; AST Currently In Use: 0; AST Temp Closed: 0 | 0 | 0 | 2 | 10327-063-007448 | AT&T
2100 | Permanently Closed | 1990-05-04 06:00 | 1964-01-01 06:00 | 1990-05-04 06:00 | Petroleum | Kerosene | Kerosene |  | Steel | Steel |  | Painted or None | Other, COPPER |  | 1901-01-01 06:00 | [15 empty] | UST Currently In Use: 0; UST Temp Close: 0; AST Currently In Use: 0; AST Temp Closed: 0 | 0 | 0 | 1 | 10327-065-007459 | AT&T
2101 | Permanently Closed | 1990-01-01 06:00 | 1964-01-01 06:00 | 1990-01-01 06:00 | Petroleum | Kerosene | Kerosene |  | Steel | Steel |  | Painted or None | Other, COPPER |  | 1901-01-01 06:00 | [15 empty] | UST Currently In Use: 0; UST Temp Close: 0; AST Currently In Use: 0; AST Temp Closed: 0 | 0 | 0 | 1 | 10327-067-014432 | AT&T
2102 | Permanently Closed | 1992-06-22 06:00 | 1964-01-01 06:00 | 1992-06-22 06:00 | Petroleum | On road diesel | On road diesel |  | Steel | Steel |  | Painted or None | Other, COPPER |  | 1901-01-01 06:00 | [15 empty] | UST Currently In Use: 0; UST Temp Close: 0; AST Currently In Use: 0; AST Temp Closed: 0 | 0 | 0 | 1 | 10327-071-003509 | AT&T
2106 | Permanently Closed | 1993-01-01 06:00 | 1969-01-01 06:00 | 1993-08-01 06:00 | Petroleum | Kerosene | Kerosene |  | Steel | Steel |  | Painted or None | Steel |  | 1901-01-01 06:00 | [15 empty] | UST Currently In Use: 0; UST Temp Close: 0; AST Currently In Use: 3; AST Temp Closed: 0 | 0 | 0 | 3 | 10327-073-002025 | AT&T
2107 | Permanently Closed | 1993-08-01 06:00 | 1980-01-01 06:00 | 1993-08-01 06:00 | Petroleum | Kerosene | Kerosene |  | Steel | Steel |  | Painted or None | Steel |  | 1901-01-01 06:00 | [15 empty] | UST Currently In Use: 0; UST Temp Close: 0; AST Currently In Use: 3; AST Temp Closed: 0 | 0 | 0 | 3 | 10327-073-002025 | AT&T
2108 | Permanently Closed | 1993-08-01 06:00 | 1962-01-01 06:00 | 1993-08-01 06:00 | Petroleum | Kerosene | Kerosene |  | Steel | Steel |  | Painted or None | Steel |  | 1901-01-01 06:00 | [15 empty] | UST Currently In Use: 0; UST Temp Close: 0; AST Currently In Use: 3; AST Temp Closed: 0 | 0 | 0 | 3 | 10327-073-002025 | AT&T
2109 | Permanently Closed | 1993-03-07 06:00 | 1982-01-01 06:00 | 1993-03-07 06:00 | Petroleum | Kerosene | Kerosene |  | Steel | Steel |  | Painted or None | Other, COPPER |  | 1901-01-01 06:00 | [15 empty] | UST Currently In Use: 0; UST Temp Close: 0; AST Currently In Use: 0; AST Temp Closed: 0 | 0 | 0 | 1 | 10327-073-003513 | AT&T
2110 | Permanently Closed | 1993-01-01 06:00 | 1964-01-01 06:00 | 1993-10-20 06:00 | Petroleum | Kerosene | Kerosene |  | Steel | Steel |  | Painted or None | Other, COPPER |  | 1901-01-01 06:00 | [15 empty] | UST Currently In Use: 0; UST Temp Close: 0; AST Currently In Use: 0; AST Temp Closed: 0 | 0 | 0 | 1 | 10327-073-003516 | AT&T
2111 | Permanently Closed | 1989-01-01 06:00 | 1974-01-01 06:00 | 1989-01-01 06:00 | Petroleum | Kerosene | Kerosene |  | Steel | Steel |  | Painted or None | Other, COPPER |  | 1901-01-01 06:00 | [15 empty] | UST Currently In Use: 0; UST Temp Close: 0; AST Currently In Use: 0; AST Temp Closed: 0 | 0 | 0 | 1 | 10327-073-003524 | AT&T
2112 | Permanently Closed | 1989-01-01 06:00 | 1962-01-01 06:00 | 1989-01-01 06:00 | Petroleum | Kerosene | Kerosene |  | Steel | Steel |  | Painted or None | Other, COPPER |  | 1901-01-01 06:00 | [15 empty] | UST Currently In Use: 0; UST Temp Close: 0; AST Currently In Use: 0; AST Temp Closed: 0 | 0 | 0 | 1 | 10327-073-003527 | AT&T
2113 | Permanently Closed | 1994-03-24 06:00 | 1968-01-01 06:00 | 1994-03-24 06:00 | Petroleum | On road diesel | On road diesel |  | Steel | Steel |  | Painted or None | Steel |  | 1901-01-01 06:00 | [15 empty] | UST Currently In Use: 0; UST Temp Close: 0; AST Currently In Use: 0; AST Temp Closed: 0 | 0 | 0 | 1 | 10327-073-005217 | AT&T
2114 | Permanently Closed | 1994-10-01 06:00 | 1971-01-01 06:00 | 1994-10-01 06:00 | Petroleum | On road diesel | On road diesel |  | Steel | Steel |  | Painted or None | Other, COPPER |  | 1901-01-01 06:00 | [15 empty] | UST Currently In Use: 0; UST Temp Close: 0; AST Currently In Use: 1; AST Temp Closed: 0 | 0 | 0 | 1 | 10327-073-007435 | AT&T
2115 | Permanently Closed | 1991-06-12 06:00 | 1958-01-01 06:00 | 1991-06-12 06:00 | Petroleum | Kerosene | Kerosene |  | Steel | Steel |  | Painted or None | Other, COPPER |  | 1901-01-01 06:00 | [15 empty] | UST Currently In Use: 0; UST Temp Close: 0; AST Currently In Use: 0; AST Temp Closed: 0 | 0 | 0 | 1 | 10327-083-003508 | AT&T
2116 | Permanently Closed | 1990-04-01 06:00 | 1961-01-01 06:00 | 1990-04-01 06:00 | Petroleum | Kerosene | Kerosene |  | Steel | Steel |  | Painted or None | Other, COPPER |  | 1901-01-01 06:00 | [15 empty] | UST Currently In Use: 0; UST Temp Close: 0; AST Currently In Use: 0; AST Temp Closed: 0 | 0 | 0 | 2 | 10327-085-007446 | AT&T
2117 | Permanently Closed | 1963-08-01 06:00 | 1953-01-01 06:00 |  | Petroleum | Kerosene | Kerosene |  | Steel | Steel |  | Painted or None | Other, COPPER |  | 1901-01-01 06:00 | [15 empty] | UST Currently In Use: 0; UST Temp Close: 0; AST Currently In Use: 0; AST Temp Closed: 0 | 0 | 0 | 2 | 10327-085-007446 | AT&T
2118 | Permanently Closed | 1996-05-08 06:00 | 1988-01-01 06:00 | 1996-05-08 06:00 | Petroleum | Kerosene | Kerosene |  | Steel | Steel |  |  |  |  | 1901-01-01 06:00 | [15 empty] | UST Currently In Use: 1; UST Temp Close: 0; AST Currently In Use: 0; AST Temp Closed: 0 | 1 | 0 | 1 | 10327-089-014431 | AT&T
2119 | Permanently Closed | 1990-11-10 06:00 | 1961-01-01 06:00 | 1990-11-10 06:00 | Petroleum | Kerosene | Kerosene |  | Steel | Steel |  | Painted or None | Other, COPPER |  | 1901-01-01 06:00 | [15 empty] | UST Currently In Use: 0; UST Temp Close: 0; AST Currently In Use: 0; AST Temp Closed: 0 | 0 | 0 | 2 | 10327-091-007460 | AT&T
2120 | Permanently Closed | 1963-08-01 06:00 | 1953-01-01 06:00 |  | Petroleum | Kerosene | Kerosene |  | Steel | Steel |  | Painted or None | Other, COPPER |  | 1901-01-01 06:00 | [15 empty] | UST Currently In Use: 0; UST Temp Close: 0; AST Currently In Use: 0; AST Temp Closed: 0 | 0 | 0 | 2 | 10327-091-007460 | AT&T
2121 | Permanently Closed | 1992-06-25 06:00 | 1963-01-01 06:00 | 1992-06-25 06:00 | Petroleum | Kerosene | Kerosene |  | Steel | Steel |  | Painted or None | Other, COPPER |  | 1901-01-01 06:00 | [15 empty] | UST Currently In Use: 0; UST Temp Close: 0; AST Currently In Use: 0; AST Temp Closed: 0 | 0 | 0 | 1 | 10327-095-003519 | AT&T
2122 | Permanently Closed | 1991-10-01 06:00 | 1962-01-01 06:00 | 1991-10-01 06:00 | Petroleum | Kerosene | Kerosene |  | Steel | Steel |  | Painted or None | Other, COPPER |  | 1901-01-01 06:00 | [15 empty] | UST Currently In Use: 0; UST Temp Close: 0; AST Currently In Use: 0; AST Temp Closed: 0 | 0 | 0 | 1 | 10327-095-003523 | AT&T
2123 | Permanently Closed | 1992-10-10 06:00 | 1962-01-01 06:00 | 1992-10-10 06:00 | Petroleum | Kerosene | Kerosene |  | Steel | Steel |  | Painted or None | Other, COPPER |  | 1901-01-01 06:00 | [15 empty] | UST Currently In Use: 0; UST Temp Close: 0; AST Currently In Use: 0; AST Temp Closed: 0 | 0 | 0 | 1 | 10327-097-002633 | AT&T
2124 | Permanently Closed | 2010-07-09 06:00 | 1989-01-01 06:00 |  | Petroleum | On road diesel | On road diesel | Emergency Power Generator, Industrial | Fiberglass coated steel | Fiberglass coated steel |  |  | Flexible, COPPER |  | 1901-01-01 06:00 | Other, DOUBLEWALL | Catchment Basin, Single walled catchment basin | Audible high level alarm At 90% full, Automatic shutoff device At 95% full | Automatic shutoff device At 95% full | Interstitial Monitoring within Secondary Containment |  | Automatic Tank Gauge |  | Containment Sump | Containment Sump | [5 empty] | UST Currently In Use: 1; UST Temp Close: 0; AST Currently In Use: 0; AST Temp Closed: 0 | 1 | 0 | 1 | 10327-097-014611 | AT&T
2125 | Currently in Use |  | 1989-01-01 06:00 |  | Petroleum | On road diesel | On road diesel | Emergency Power Generator, Industrial | Fiberglass coated steel | Fiberglass coated steel |  |  | Flexible, COPPER |  | 1901-01-01 06:00 | Other, DOUBLEWALL | Catchment Basin, Single walled catchment basin | Audible high level alarm At 90% full | Audible high level alarm At 90% full |  |  | Automatic Tank Gauge |  | Containment Sump | Containment Sump |  |  | Continuous alarm system | Continuous alarm system |  | UST Currently In Use: 1; UST Temp Close: 0; AST Currently In Use: 0; AST Temp Closed: 0 | 1 | 0 | 1 | 10327-097-014611 | AT&T
2126 | Permanently Closed | 1993-03-03 06:00 | 1973-01-01 06:00 | 1993-03-03 06:00 | Petroleum | On road diesel | On road diesel |  | Steel | Steel |  | Painted or None | Other, BLACK IRON |  | 1901-01-01 06:00 | [15 empty] | UST Currently In Use: 0; UST Temp Close: 0; AST Currently In Use: 0; AST Temp Closed: 0 | 0 | 0 | 6 | 10327-101-001857 | AT&T
2127 | Permanently Closed | 1993-03-03 06:00 | 1973-01-01 06:00 | 1993-03-03 06:00 | Petroleum | On road diesel | On road diesel |  | Steel | Steel |  | Painted or None | Other, BLACK IRON |  | 1901-01-01 06:00 | [15 empty] | UST Currently In Use: 0; UST Temp Close: 0; AST Currently In Use: 0; AST Temp Closed: 0 | 0 | 0 | 6 | 10327-101-001857 | AT&T
2128 | Permanently Closed | 1994-03-03 06:00 | 1970-01-01 06:00 | 1994-03-03 06:00 | Petroleum | On road diesel | On road diesel |  | Steel | Steel |  | Painted or None | Other, BLACK IRON |  | 1901-01-01 06:00 | [15 empty] | UST Currently In Use: 0; UST Temp Close: 0; AST Currently In Use: 0; AST Temp Closed: 0 | 0 | 0 | 6 | 10327-101-001857 | AT&T
2129 | Permanently Closed | 1994-03-03 06:00 | 1970-01-01 06:00 | 1994-03-03 06:00 | Petroleum | On road diesel | On road diesel |  | Steel | Steel |  | Painted or None | Other, BLACK IRON |  | 1901-01-01 06:00 | [15 empty] | UST Currently In Use: 0; UST Temp Close: 0; AST Currently In Use: 0; AST Temp Closed: 0 | 0 | 0 | 6 | 10327-101-001857 | AT&T
2130 | Permanently Closed | 1994-03-03 06:00 | 1970-01-01 06:00 | 1994-03-03 06:00 | Petroleum | On road diesel | On road diesel |  | Steel | Steel |  | Painted or None | Other, BLACK IRON |  | 1901-01-01 06:00 | [15 empty] | UST Currently In Use: 0; UST Temp Close: 0; AST Currently In Use: 0; AST Temp Closed: 0 | 0 | 0 | 6 | 10327-101-001857 | AT&T
2131 | Permanently Closed | 1994-03-03 06:00 | 1970-01-01 06:00 | 1994-03-03 06:00 | Petroleum | On road diesel | On road diesel |  | Steel | Steel |  | Painted or None | Other, BLACK IRON |  | 1901-01-01 06:00 | [15 empty] | UST Currently In Use: 0; UST Temp Close: 0; AST Currently In Use: 0; AST Temp Closed: 0 | 0 | 0 | 6 | 10327-101-001857 | AT&T
2132 | Permanently Closed | 1994-07-29 06:00 | 1962-01-01 06:00 | 1994-07-29 06:00 | Petroleum | On road diesel | On road diesel |  | Steel | Steel |  | Painted or None | Other, COPPER |  | 1901-01-01 06:00 | [15 empty] | UST Currently In Use: 0; UST Temp Close: 0; AST Currently In Use: 1; AST Temp Closed: 0 | 0 | 0 | 1 | 10327-101-002623 | AT&T
2133 | Permanently Closed | 1993-03-02 06:00 | 1962-01-01 06:00 | 1993-03-02 06:00 | Petroleum | Kerosene | Kerosene |  | Steel | Steel |  | Painted or None | Other, COPPER |  | 1901-01-01 06:00 | [15 empty] | UST Currently In Use: 0; UST Temp Close: 0; AST Currently In Use: 0; AST Temp Closed: 0 | 0 | 0 | 1 | 10327-103-003512 | AT&T
2134 | Permanently Closed | 1991-01-01 06:00 | 1958-01-01 06:00 | 1991-01-01 06:00 | Petroleum | Kerosene | Kerosene |  | Steel | Steel |  | Painted or None | Other, COPPER |  | 1901-01-01 06:00 | [15 empty] | UST Currently In Use: 0; UST Temp Close: 0; AST Currently In Use: 0; AST Temp Closed: 0 | 0 | 0 | 1 | 10327-043-003514 | AT&T
2135 | Permanently Closed | 1996-04-30 06:00 | 1985-01-01 06:00 | 1996-04-30 06:00 | Petroleum | Kerosene | Kerosene |  | Fiberglass reinforced plastic | Fiberglass reinforced plastic |  |  |  |  | 1901-01-01 06:00 | [15 empty] | UST Currently In Use: 1; UST Temp Close: 0; AST Currently In Use: 0; AST Temp Closed: 0 | 1 | 0 | 1 | 10327-103-012627 | AT&T
2136 | Permanently Closed | 1990-05-01 06:00 | 1964-01-01 06:00 | 1990-05-01 06:00 | Petroleum | Kerosene | Kerosene |  | Steel | Steel |  | Painted or None | Other, COPPER |  | 1901-01-01 06:00 | [15 empty] | UST Currently In Use: 0; UST Temp Close: 0; AST Currently In Use: 0; AST Temp Closed: 0 | 0 | 0 | 1 | 10327-105-007443 | AT&T
2137 | Permanently Closed | 1991-11-13 06:00 | 1963-01-01 06:00 | 1991-01-01 06:00 | Petroleum | Kerosene | Kerosene |  | Steel | Steel |  | Painted or None | Other, COPPER |  | 1901-01-01 06:00 | [15 empty] | UST Currently In Use: 0; UST Temp Close: 0; AST Currently In Use: 0; AST Temp Closed: 0 | 0 | 0 | 1 | 10327-107-007450 | AT&T
2138 | Permanently Closed | 1991-11-12 06:00 | 1963-01-01 06:00 | 1991-11-01 06:00 | Petroleum | Kerosene | Kerosene |  | Steel | Steel |  | Painted or None | Other, COPPER |  | 1901-01-01 06:00 | [15 empty] | UST Currently In Use: 0; UST Temp Close: 0; AST Currently In Use: 0; AST Temp Closed: 0 | 0 | 0 | 1 | 10327-107-007456 | AT&T
2139 | Permanently Closed | 1994-06-24 06:00 | 1962-01-01 06:00 | 1994-06-24 06:00 | Petroleum | On road diesel | On road diesel |  | Steel | Steel |  | Painted or None | Other, COPPER |  | 1901-01-01 06:00 | [15 empty] | UST Currently In Use: 0; UST Temp Close: 0; AST Currently In Use: 1; AST Temp Closed: 0 | 0 | 0 | 1 | 10327-109-002629 | AT&T
2140 | Permanently Closed | 1992-01-14 06:00 | 1961-01-01 06:00 | 1992-01-14 06:00 | Petroleum | Kerosene | Kerosene |  | Steel | Steel |  | Painted or None | Other, COPPER |  | 1901-01-01 06:00 | [15 empty] | UST Currently In Use: 0; UST Temp Close: 0; AST Currently In Use: 0; AST Temp Closed: 0 | 0 | 0 | 2 | 10327-111-007440 | AT&T
2141 | Permanently Closed | 1963-08-01 06:00 | 1953-01-01 06:00 |  | Petroleum | Kerosene | Kerosene |  | Steel | Steel |  | Painted or None | Other, COPPER |  | 1901-01-01 06:00 | [15 empty] | UST Currently In Use: 0; UST Temp Close: 0; AST Currently In Use: 0; AST Temp Closed: 0 | 0 | 0 | 2 | 10327-111-007440 | AT&T
2142 | Permanently Closed | 1991-11-15 06:00 | 1961-01-01 06:00 | 1991-11-15 06:00 | Petroleum | Kerosene | Kerosene |  | Steel | Steel |  | Painted or None | Other, COPPER |  | 1901-01-01 06:00 | [15 empty] | UST Currently In Use: 0; UST Temp Close: 0; AST Currently In Use: 0; AST Temp Closed: 0 | 0 | 0 | 2 | 10327-113-007437 | AT&T
2143 | Permanently Closed | 1963-08-01 06:00 | 1953-01-01 06:00 | 1989-01-01 06:00 | Petroleum | Kerosene | Kerosene |  | Steel | Steel |  | Painted or None | Other, COPPER |  | 1901-01-01 06:00 | [15 empty] | UST Currently In Use: 0; UST Temp Close: 0; AST Currently In Use: 0; AST Temp Closed: 0 | 0 | 0 | 2 | 10327-113-007437 | AT&T
2144 | Permanently Closed | 1994-11-15 06:00 | 1968-01-01 06:00 | 1994-11-15 06:00 | Petroleum | Kerosene | Kerosene |  | Steel | Steel |  | Painted or None | Other, COPPER |  | 1901-01-01 06:00 | [15 empty] | UST Currently In Use: 0; UST Temp Close: 0; AST Currently In Use: 1; AST Temp Closed: 0 | 0 | 0 | 1 | 10327-115-003522 | AT&T
2145 | Permanently Closed | 1994-11-15 06:00 | 1962-01-01 06:00 | 1994-11-15 06:00 | Petroleum | Kerosene | Kerosene |  | Steel | Steel |  | Painted or None | Other, COPPER |  | 1901-01-01 06:00 | [15 empty] | UST Currently In Use: 0; UST Temp Close: 0; AST Currently In Use: 1; AST Temp Closed: 0 | 0 | 0 | 1 | 10327-115-007453 | AT&T
2146 | Permanently Closed | 1992-01-01 06:00 | 1980-01-01 06:00 | 1992-01-01 06:00 | Petroleum | On road diesel | On road diesel |  | Steel | Steel |  | Painted or None | Steel |  | 1901-01-01 06:00 | [15 empty] | UST Currently In Use: 0; UST Temp Close: 0; AST Currently In Use: 0; AST Temp Closed: 0 | 0 | 0 | 1 | 10327-117-007441 | AT&T
2147 | Permanently Closed | 1990-06-01 06:00 | 1982-01-01 06:00 | 1990-06-01 06:00 | Petroleum | On road diesel | On road diesel |  | Steel | Steel |  | Painted or None | Steel |  | 1901-01-01 06:00 | [15 empty] | UST Currently In Use: 0; UST Temp Close: 0; AST Currently In Use: 0; AST Temp Closed: 0 | 0 | 0 | 1 | 10327-117-011678 | AT&T
2148 | Permanently Closed | 1992-01-01 06:00 | 1989-02-09 06:00 | 2022-02-25 06:00 | Petroleum | On road diesel | On road diesel | Emergency power generator | Steel | Steel | Coated & cathodic protection (sti-P3) |  | Steel |  | 1901-01-01 06:00 | Field installed cathodic protection | [14 empty] | UST Currently In Use: 0; UST Temp Close: 0; AST Currently In Use: 0; AST Temp Closed: 0 | 0 | 0 | 2 | 24860-117-013747 | FRESH TECHNOLOGY LLC
2149 | Permanently Closed | 1991-06-30 06:00 | 1962-01-01 06:00 | 1991-06-30 06:00 | Petroleum | Kerosene | Kerosene |  | Steel | Steel |  | Painted or None | Other, COPPER |  | 1901-01-01 06:00 | [15 empty] | UST Currently In Use: 0; UST Temp Close: 0; AST Currently In Use: 0; AST Temp Closed: 0 | 0 | 0 | 1 | 10327-121-007449 | AT&T
2150 | Permanently Closed | 1991-01-01 06:00 | 1962-01-01 06:00 | 1991-11-17 06:00 | Petroleum | Kerosene | Kerosene |  | Steel | Steel |  | Painted or None | Other, COPPER |  | 1901-01-01 06:00 | [15 empty] | UST Currently In Use: 0; UST Temp Close: 0; AST Currently In Use: 0; AST Temp Closed: 0 | 0 | 0 | 1 | 10327-123-007434 | AT&T
2151 | Permanently Closed | 1991-01-01 06:00 | 1962-01-01 06:00 | 1991-01-01 06:00 | Petroleum | Kerosene | Kerosene |  | Steel | Steel |  | Painted or None | Other, COPPER |  | 1901-01-01 06:00 | [15 empty] | UST Currently In Use: 0; UST Temp Close: 0; AST Currently In Use: 0; AST Temp Closed: 0 | 0 | 0 | 1 | 10327-123-007451 | AT&T
2152 | Permanently Closed | 1990-05-05 06:00 | 1964-01-01 06:00 | 1990-05-05 06:00 | Petroleum | Kerosene | Kerosene |  | Steel | Steel |  | Painted or None | Other, COPPER |  | 1901-01-01 06:00 | [15 empty] | UST Currently In Use: 0; UST Temp Close: 0; AST Currently In Use: 0; AST Temp Closed: 0 | 0 | 0 | 1 | 10327-125-007430 | AT&T
2153 | Permanently Closed | 1990-01-01 06:00 | 1964-01-01 06:00 | 1990-01-01 06:00 | Petroleum | Kerosene | Kerosene |  | Steel | Steel |  | Painted or None | Other, COPPER |  | 1901-01-01 06:00 | [15 empty] | UST Currently In Use: 0; UST Temp Close: 0; AST Currently In Use: 0; AST Temp Closed: 0 | 0 | 0 | 1 | 10327-107-007454 | AT&T
2154 | Permanently Closed | 1988-01-01 06:00 | 1973-01-01 06:00 | 1988-01-01 06:00 | Petroleum | Kerosene | Kerosene |  | Steel | Steel |  | Painted or None | Other, COPPER |  | 1901-01-01 06:00 | [15 empty] | UST Currently In Use: 0; UST Temp Close: 0; AST Currently In Use: 0; AST Temp Closed: 0 | 0 | 0 | 1 | 10327-125-007455 | AT&T
2155 | Permanently Closed | 1993-03-06 06:00 | 1985-01-01 06:00 | 1993-03-06 06:00 | Petroleum | Kerosene | Kerosene |  | Steel | Steel |  | Painted or None | Other, COPPER |  | 1901-01-01 06:00 | [15 empty] | UST Currently In Use: 0; UST Temp Close: 0; AST Currently In Use: 1; AST Temp Closed: 0 | 0 | 0 | 2 | 10327-125-012618 | AT&T
2156 | Permanently Closed | 1993-10-15 06:00 | 1964-01-01 06:00 | 1993-10-15 06:00 | Petroleum | Kerosene | Kerosene |  | Steel | Steel |  | Painted or None | Steel |  | 1901-01-01 06:00 |  | Catchment Basin, Single walled catchment basin | [13 empty] | UST Currently In Use: 0; UST Temp Close: 0; AST Currently In Use: 0; AST Temp Closed: 0 | 0 | 0 | 6 | 19832-127-002014 | WALKER COUNTY COMMISSION
2157 | Permanently Closed | 1993-10-15 06:00 | 1964-01-01 06:00 | 1993-10-15 06:00 | Petroleum | Kerosene | Kerosene |  | Steel | Steel |  | Painted or None | Steel |  | 1901-01-01 06:00 | [15 empty] | UST Currently In Use: 0; UST Temp Close: 0; AST Currently In Use: 0; AST Temp Closed: 0 | 0 | 0 | 6 | 19832-127-002014 | WALKER COUNTY COMMISSION
2158 | Permanently Closed | 1993-10-15 06:00 | 1964-01-01 06:00 | 1993-10-15 06:00 | Petroleum | Kerosene | Kerosene |  | Steel | Steel |  | Painted or None | Steel |  | 1901-01-01 06:00 | [15 empty] | UST Currently In Use: 0; UST Temp Close: 0; AST Currently In Use: 0; AST Temp Closed: 0 | 0 | 0 | 6 | 19832-127-002014 | WALKER COUNTY COMMISSION
2159 | Permanently Closed | 1993-10-15 06:00 | 1964-01-01 06:00 | 1993-10-15 06:00 | Petroleum | Kerosene | Kerosene |  | Steel | Steel |  | Painted or None | Steel |  | 1901-01-01 06:00 | [15 empty] | UST Currently In Use: 0; UST Temp Close: 0; AST Currently In Use: 0; AST Temp Closed: 0 | 0 | 0 | 6 | 19832-127-002014 | WALKER COUNTY COMMISSION
2160 | Permanently Closed | 1974-05-01 06:00 | 1964-01-01 06:00 |  | Petroleum | Other, OTHER | Other |  | Steel | Steel |  | Painted or None | Steel |  | 1901-01-01 06:00 | [15 empty] | UST Currently In Use: 0; UST Temp Close: 0; AST Currently In Use: 0; AST Temp Closed: 0 | 0 | 0 | 6 | 19832-127-002014 | WALKER COUNTY COMMISSION
2161 | Permanently Closed | 1990-01-01 06:00 | 1962-01-01 06:00 | 1990-01-01 06:00 | Petroleum | Kerosene | Kerosene |  | Steel | Steel |  | Painted or None | Other, COPPER |  | 1901-01-01 06:00 | [15 empty] | UST Currently In Use: 0; UST Temp Close: 0; AST Currently In Use: 0; AST Temp Closed: 0 | 0 | 0 | 1 | 10327-129-002621 | AT&T
2162 | Permanently Closed | 1990-11-19 06:00 | 1953-01-01 06:00 | 1990-11-19 06:00 | Petroleum | Kerosene | Kerosene |  | Steel | Steel |  | Painted or None | Other, COPPER |  | 1901-01-01 06:00 | [15 empty] | UST Currently In Use: 0; UST Temp Close: 0; AST Currently In Use: 0; AST Temp Closed: 0 | 0 | 0 | 1 | 10327-129-002632 | AT&T
2163 | Permanently Closed | 1993-04-30 06:00 | 1964-01-01 06:00 | 1993-04-30 06:00 | Petroleum | Kerosene | Kerosene |  | Steel | Steel |  | Painted or None | Other, COPPER |  | 1901-01-01 06:00 | [15 empty] | UST Currently In Use: 0; UST Temp Close: 0; AST Currently In Use: 0; AST Temp Closed: 0 | 0 | 0 | 1 | 10327-131-007442 | AT&T
2164 | Permanently Closed | 1991-01-01 06:00 | 1965-01-01 06:00 | 1991-01-01 06:00 | Petroleum | Kerosene | Kerosene |  | Steel | Steel |  | Painted or None | Other, COPPER |  | 1901-01-01 06:00 | [15 empty] | UST Currently In Use: 0; UST Temp Close: 0; AST Currently In Use: 0; AST Temp Closed: 0 | 0 | 0 | 1 | 10327-133-003515 | AT&T
2165 | Permanently Closed | 1991-01-01 06:00 | 1965-01-01 06:00 | 1991-10-09 06:00 | Petroleum | Kerosene | Kerosene |  | Steel | Steel |  | Painted or None | Other, COPPER |  | 1901-01-01 06:00 | [15 empty] | UST Currently In Use: 0; UST Temp Close: 0; AST Currently In Use: 0; AST Temp Closed: 0 | 0 | 0 | 1 | 10327-133-003525 | AT&T
2166 | Permanently Closed | 1983-12-01 06:00 | 1973-01-01 06:00 |  | Petroleum | Unleaded gasoline | Unleaded gasoline | [7 empty] | 1901-01-01 06:00 | [15 empty] | UST Currently In Use: 0; UST Temp Close: 0; AST Currently In Use: 0; AST Temp Closed: 0 | 0 | 0 | 1 | 10331-073-011367 | AT & T INFORMATION SYSTEMS INC
2167 | Permanently Closed | 1983-12-01 06:00 | 1971-01-01 06:00 | 1985-11-01 06:00 | Petroleum | Unleaded gasoline | Unleaded gasoline | [7 empty] | 1901-01-01 06:00 | [15 empty] | UST Currently In Use: 0; UST Temp Close: 0; AST Currently In Use: 0; AST Temp Closed: 0 | 0 | 0 | 1 | 10331-097-011366 | AT & T INFORMATION SYSTEMS INC
2170 | Permanently Closed | 1993-11-11 06:00 | 1981-01-01 06:00 | 1993-11-11 06:00 | Petroleum | Unleaded gasoline | Unleaded gasoline | State/federal government | Steel | Steel |  | Painted or None | Steel |  | 1901-01-01 06:00 | [15 empty] | UST Currently In Use: 0; UST Temp Close: 0; AST Currently In Use: 0; AST Temp Closed: 0 | 0 | 0 | 1 | 10333-083-010328 | ATHENS STATE COLLEGE
2171 | Permanently Closed | 1901-01-01 06:00 | 1975-01-01 06:00 | 1987-11-17 06:00 | Petroleum | Unleaded gasoline | Unleaded gasoline |  | Steel | Steel |  | Painted or None | Steel |  | 1901-01-01 06:00 | [15 empty] | UST Currently In Use: 0; UST Temp Close: 0; AST Currently In Use: 0; AST Temp Closed: 0 | 0 | 0 | 1 | 10334-069-000234 | ATLANTA & ST ANDREWS BAY RY CO
2172 | Permanently Closed | 1988-06-01 06:00 | 1980-01-01 06:00 | 1988-07-06 06:00 | Petroleum | On road diesel | On road diesel |  | Steel | Steel |  | Painted or None | Steel |  | 1901-01-01 06:00 | [15 empty] | UST Currently In Use: 0; UST Temp Close: 0; AST Currently In Use: 0; AST Temp Closed: 0 | 0 | 0 | 2 | 10335-111-002139 | COCA COLA BOTTLING CO OF ATLANTA
2173 | Permanently Closed | 1988-06-01 06:00 | 1962-01-01 06:00 | 1988-07-06 06:00 | Petroleum | Unleaded gasoline | Unleaded gasoline |  | Steel | Steel |  | Painted or None | Steel |  | 1901-01-01 06:00 | [15 empty] | UST Currently In Use: 0; UST Temp Close: 0; AST Currently In Use: 0; AST Temp Closed: 0 | 0 | 0 | 2 | 10335-111-002139 | COCA COLA BOTTLING CO OF ATLANTA
2174 | Permanently Closed | 1988-07-01 06:00 | 1979-01-01 06:00 | 1988-07-06 06:00 | Petroleum | On road diesel | On road diesel |  | Steel | Steel |  | Painted or None | Steel |  | 1901-01-01 06:00 | [15 empty] | UST Currently In Use: 0; UST Temp Close: 0; AST Currently In Use: 0; AST Temp Closed: 0 | 0 | 0 | 2 | 10335-121-002134 | COCA COLA BOTTLING CO OF ATLANTA
2175 | Permanently Closed | 1988-07-01 06:00 | 1956-01-01 06:00 | 1988-07-06 06:00 | Petroleum | Unleaded gasoline | Unleaded gasoline |  | Steel | Steel |  | Painted or None | Steel |  | 1901-01-01 06:00 | [15 empty] | UST Currently In Use: 0; UST Temp Close: 0; AST Currently In Use: 0; AST Temp Closed: 0 | 0 | 0 | 2 | 10335-121-002134 | COCA COLA BOTTLING CO OF ATLANTA
2176 | Permanently Closed | 1988-07-01 06:00 | 1982-01-01 06:00 | 1988-07-06 06:00 | Petroleum | On road diesel | On road diesel |  | Steel | Steel |  | Painted or None | Steel |  | 1901-01-01 06:00 | [15 empty] | UST Currently In Use: 0; UST Temp Close: 0; AST Currently In Use: 0; AST Temp Closed: 0 | 0 | 0 | 2 | 10335-121-002140 | COCA COLA BOTTLING CO OF ATLANTA
2177 | Permanently Closed | 1988-07-01 06:00 | 1960-01-01 06:00 | 1988-07-06 06:00 | Petroleum | Unleaded gasoline | Unleaded gasoline |  | Steel | Steel |  | Painted or None | Steel |  | 1901-01-01 06:00 | [15 empty] | UST Currently In Use: 0; UST Temp Close: 0; AST Currently In Use: 0; AST Temp Closed: 0 | 0 | 0 | 2 | 10335-121-002140 | COCA COLA BOTTLING CO OF ATLANTA
2178 | Permanently Closed | 1994-01-24 06:00 | 1978-01-01 06:00 | 1994-01-24 06:00 | Petroleum | On road diesel | On road diesel |  | Steel | Steel |  | Painted or None | Steel |  | 1901-01-01 06:00 | [15 empty] | UST Currently In Use: 0; UST Temp Close: 0; AST Currently In Use: 0; AST Temp Closed: 0 | 0 | 0 | 2 | 10336-097-002156 | I T O CORP
2179 | Permanently Closed | 1994-01-24 06:00 | 1978-01-01 06:00 | 1994-01-24 06:00 | Petroleum | Unleaded gasoline | Unleaded gasoline |  | Steel | Steel |  | Painted or None | Steel |  | 1901-01-01 06:00 | [15 empty] | UST Currently In Use: 0; UST Temp Close: 0; AST Currently In Use: 0; AST Temp Closed: 0 | 0 | 0 | 2 | 10336-097-002156 | I T O CORP
2180 | Permanently Closed | 1993-03-17 06:00 | 1978-01-01 06:00 | 1993-03-17 06:00 | Petroleum | Kerosene | Kerosene |  | Steel | Steel | Interior lined (not allowed as a standalone method of corrosion protection) | Painted or None | Steel |  | 1901-01-01 06:00 | [15 empty] | UST Currently In Use: 0; UST Temp Close: 0; AST Currently In Use: 0; AST Temp Closed: 0 | 0 | 0 | 1 | 10337-089-008597 | ATLANTIC SOUTHEAST AIRLINES
2181 | Permanently Closed | 1991-05-28 06:00 | 1973-01-01 06:00 | 1991-05-28 06:00 | Petroleum | Unleaded gasoline | Unleaded gasoline | State/federal government | Steel | Steel |  | Painted or None | Steel |  | 1901-01-01 06:00 | [15 empty] | UST Currently In Use: 0; UST Temp Close: 0; AST Currently In Use: 0; AST Temp Closed: 0 | 0 | 0 | 2 | 10338-053-010031 | ATMORE STATE TECHNICAL COLLEGE
2182 | Permanently Closed | 1991-05-28 06:00 | 1975-01-01 06:00 | 1991-05-28 06:00 | Petroleum | On road diesel | On road diesel | State/federal government | Steel | Steel |  | Painted or None | Steel |  | 1901-01-01 06:00 | [15 empty] | UST Currently In Use: 0; UST Temp Close: 0; AST Currently In Use: 0; AST Temp Closed: 0 | 0 | 0 | 2 | 10338-053-010031 | ATMORE STATE TECHNICAL COLLEGE
2183 | Permanently Closed | 1994-04-22 06:00 | 1977-01-01 06:00 | 1994-04-22 06:00 | Petroleum | Unleaded gasoline | Unleaded gasoline |  | Steel | Steel |  | Painted or None | Steel |  | 1901-01-01 06:00 | [15 empty] | UST Currently In Use: 0; UST Temp Close: 0; AST Currently In Use: 0; AST Temp Closed: 0 | 0 | 0 | 1 | 10339-039-000487 | ATOMIC EXTERMINATOR INC
2184 | Permanently Closed | 1901-01-01 06:00 | 1968-01-01 06:00 | 1994-01-13 06:00 | Petroleum | Unleaded gasoline | Unleaded gasoline |  | Steel | Steel |  | Painted or None |  |  | 1901-01-01 06:00 | [15 empty] | UST Currently In Use: 0; UST Temp Close: 0; AST Currently In Use: 1; AST Temp Closed: 0 | 0 | 0 | 3 | 10341-099-009047 | AUBREY DANIELS
2185 | Permanently Closed | 1901-01-01 06:00 | 1976-01-01 06:00 | 1994-01-13 06:00 | Petroleum | Unleaded gasoline | Unleaded gasoline |  | Steel | Steel |  | Painted or None |  |  | 1901-01-01 06:00 | [15 empty] | UST Currently In Use: 0; UST Temp Close: 0; AST Currently In Use: 1; AST Temp Closed: 0 | 0 | 0 | 3 | 10341-099-009047 | AUBREY DANIELS
2186 | Permanently Closed | 1985-12-01 06:00 | 1968-01-01 06:00 | 1994-01-13 06:00 | Petroleum | Unleaded gasoline | Unleaded gasoline |  | Steel | Steel |  | Painted or None |  |  | 1901-01-01 06:00 | [15 empty] | UST Currently In Use: 0; UST Temp Close: 0; AST Currently In Use: 1; AST Temp Closed: 0 | 0 | 0 | 3 | 10341-099-009047 | AUBREY DANIELS
2187 | Permanently Closed | 1991-12-06 06:00 | 1969-01-01 06:00 | 1991-12-06 06:00 | Petroleum | Unleaded gasoline | Unleaded gasoline |  | Steel | Steel |  | Painted or None | Steel |  | 1901-01-01 06:00 | [15 empty] | UST Currently In Use: 0; UST Temp Close: 0; AST Currently In Use: 0; AST Temp Closed: 0 | 0 | 0 | 3 | 10342-077-002600 | AUBREY MATTHEWS TRUST
2188 | Permanently Closed | 1991-12-06 06:00 | 1969-01-01 06:00 | 1991-12-06 06:00 | Petroleum | Unleaded gasoline | Unleaded gasoline |  | Steel | Steel |  | Painted or None | Steel |  | 1901-01-01 06:00 | [15 empty] | UST Currently In Use: 0; UST Temp Close: 0; AST Currently In Use: 0; AST Temp Closed: 0 | 0 | 0 | 3 | 10342-077-002600 | AUBREY MATTHEWS TRUST
2189 | Permanently Closed | 1991-12-10 06:00 | 1969-01-01 06:00 | 1991-12-10 06:00 | Petroleum | Used oil | Used oil |  | Steel | Steel |  | Painted or None | Steel |  | 1901-01-01 06:00 | [15 empty] | UST Currently In Use: 0; UST Temp Close: 0; AST Currently In Use: 0; AST Temp Closed: 0 | 0 | 0 | 3 | 10342-077-002600 | AUBREY MATTHEWS TRUST
2190 | Permanently Closed | 1901-01-01 06:00 | 1963-01-01 06:00 | 1990-10-19 06:00 | Petroleum | Unleaded gasoline | Unleaded gasoline | Local government | Steel | Steel |  |  |  |  | 1901-01-01 06:00 | [15 empty] | UST Currently In Use: 0; UST Temp Close: 0; AST Currently In Use: 0; AST Temp Closed: 0 | 0 | 0 | 2 | 10343-081-010760 | AUBURN CITY BOARD OF EDUCATION
2191 | Permanently Closed | 1901-01-01 06:00 | 1963-01-01 06:00 | 1990-10-19 06:00 | Petroleum | Unleaded gasoline | Unleaded gasoline | Local government | Steel | Steel |  |  |  |  | 1901-01-01 06:00 | [15 empty] | UST Currently In Use: 0; UST Temp Close: 0; AST Currently In Use: 0; AST Temp Closed: 0 | 0 | 0 | 2 | 10343-081-010760 | AUBURN CITY BOARD OF EDUCATION
2192 | Permanently Closed | 1992-09-26 06:00 | 1976-01-01 06:00 | 1992-09-26 06:00 | Petroleum | Unleaded gasoline | Unleaded gasoline |  | Steel | Steel |  | Painted or None | Steel |  | 1901-01-01 06:00 | [15 empty] | UST Currently In Use: 0; UST Temp Close: 0; AST Currently In Use: 2; AST Temp Closed: 0 | 0 | 0 | 1 | 10344-081-004447 | AUBURN ELECTRIC INC
2193 | Permanently Closed | 1981-12-01 06:00 | 1953-01-01 06:00 |  | Petroleum | Unleaded gasoline | Unleaded gasoline | State/federal government | Steel | Steel |  |  | Steel |  | 1901-01-01 06:00 | [15 empty] | UST Currently In Use: 0; UST Temp Close: 0; AST Currently In Use: 2; AST Temp Closed: 0 | 0 | 0 | 3 | 10345-003-008492 | AUBURN UNIV SAFETY AND ENVIR HEALTH
2194 | Permanently Closed | 1990-09-25 06:00 | 1978-01-01 06:00 | 1990-09-25 06:00 | Petroleum | Unleaded gasoline | Unleaded gasoline | State/federal government | Steel | Steel |  | Painted or None | Steel |  | 1901-01-01 06:00 | [15 empty] | UST Currently In Use: 0; UST Temp Close: 0; AST Currently In Use: 2; AST Temp Closed: 0 | 0 | 0 | 3 | 10345-003-008492 | AUBURN UNIV SAFETY AND ENVIR HEALTH
2195 | Permanently Closed | 1990-09-25 06:00 | 1953-01-01 06:00 | 1990-09-25 06:00 | Petroleum | On road diesel | On road diesel | State/federal government | Steel | Steel |  |  | Steel |  | 1901-01-01 06:00 | [15 empty] | UST Currently In Use: 0; UST Temp Close: 0; AST Currently In Use: 2; AST Temp Closed: 0 | 0 | 0 | 3 | 10345-003-008492 | AUBURN UNIV SAFETY AND ENVIR HEALTH
2196 | Permanently Closed | 1990-11-07 06:00 | 1953-01-01 06:00 | 1990-11-07 06:00 | Petroleum | On road diesel | On road diesel | State/federal government | Steel | Steel |  |  | Steel |  | 1901-01-01 06:00 | [15 empty] | UST Currently In Use: 0; UST Temp Close: 0; AST Currently In Use: 2; AST Temp Closed: 0 | 0 | 0 | 2 | 10345-021-008496 | AUBURN UNIV SAFETY AND ENVIR HEALTH
2197 | Permanently Closed | 1990-11-07 06:00 | 1953-01-01 06:00 | 1990-11-07 06:00 | Petroleum | Unleaded gasoline | Unleaded gasoline | State/federal government | Steel | Steel |  |  | Steel |  | 1901-01-01 06:00 | [15 empty] | UST Currently In Use: 0; UST Temp Close: 0; AST Currently In Use: 2; AST Temp Closed: 0 | 0 | 0 | 2 | 10345-021-008496 | AUBURN UNIV SAFETY AND ENVIR HEALTH
2198 | Permanently Closed | 1990-11-07 06:00 | 1953-01-01 06:00 | 1990-11-07 06:00 | Petroleum | Unleaded gasoline | Unleaded gasoline | State/federal government | Steel | Steel |  | Painted or None | Steel |  | 1901-01-01 06:00 | [15 empty] | UST Currently In Use: 0; UST Temp Close: 0; AST Currently In Use: 0; AST Temp Closed: 0 | 0 | 0 | 1 | 10345-047-008500 | AUBURN UNIV SAFETY AND ENVIR HEALTH
2199 | Permanently Closed | 1990-11-01 06:00 | 1943-01-01 07:00 | 1990-11-01 06:00 | Petroleum | Unleaded gasoline | Unleaded gasoline | State/federal government | Steel | Steel |  |  |  |  | 1901-01-01 06:00 | [15 empty] | UST Currently In Use: 0; UST Temp Close: 0; AST Currently In Use: 2; AST Temp Closed: 0 | 0 | 0 | 1 | 10345-049-008486 | AUBURN UNIV SAFETY AND ENVIR HEALTH
2200 | Permanently Closed | 1991-01-17 06:00 | 1973-01-01 06:00 | 1991-01-17 06:00 | Petroleum | On road diesel | On road diesel | State/federal government | Steel | Steel |  |  | Other, COPPER |  | 1901-01-01 06:00 | [15 empty] | UST Currently In Use: 0; UST Temp Close: 0; AST Currently In Use: 2; AST Temp Closed: 0 | 0 | 0 | 1 | 10345-057-008499 | AUBURN UNIV SAFETY AND ENVIR HEALTH
2201 | Permanently Closed | 1990-10-15 06:00 | 1963-01-01 06:00 | 1990-10-15 06:00 | Petroleum | On road diesel | On road diesel | State/federal government | Steel | Steel |  |  | Steel |  | 1901-01-01 06:00 | [12 empty] | Annual line testing | Annual line testing |  | UST Currently In Use: 0; UST Temp Close: 0; AST Currently In Use: 2; AST Temp Closed: 0 | 0 | 0 | 4 | 10345-067-008493 | AUBURN UNIV SAFETY AND ENVIR HEALTH
2202 | Permanently Closed | 1990-10-15 06:00 | 1971-01-01 06:00 | 1990-10-15 06:00 | Petroleum | Unleaded gasoline | Unleaded gasoline | State/federal government | Steel | Steel |  |  | Steel |  | 1901-01-01 06:00 | [12 empty] | Annual line testing | Annual line testing |  | UST Currently In Use: 0; UST Temp Close: 0; AST Currently In Use: 2; AST Temp Closed: 0 | 0 | 0 | 4 | 10345-067-008493 | AUBURN UNIV SAFETY AND ENVIR HEALTH
2203 | Permanently Closed | 1996-11-01 06:00 | 1986-01-01 06:00 | 1997-01-10 06:00 | Petroleum | Unleaded gasoline | Unleaded gasoline | State/federal government | Steel | Steel | Coated & cathodic protection (sti-P3) |  | Fiberglass reinforced plastic |  | 1901-01-01 06:00 | [15 empty] | UST Currently In Use: 0; UST Temp Close: 0; AST Currently In Use: 2; AST Temp Closed: 0 | 0 | 0 | 4 | 10345-067-008493 | AUBURN UNIV SAFETY AND ENVIR HEALTH
2204 | Permanently Closed | 1996-11-01 06:00 | 1986-01-01 06:00 | 1997-01-10 06:00 | Petroleum | On road diesel | On road diesel | State/federal government | Steel | Steel | Coated & cathodic protection (sti-P3) |  | Fiberglass reinforced plastic |  | 1901-01-01 06:00 | [15 empty] | UST Currently In Use: 0; UST Temp Close: 0; AST Currently In Use: 2; AST Temp Closed: 0 | 0 | 0 | 4 | 10345-067-008493 | AUBURN UNIV SAFETY AND ENVIR HEALTH
2205 | Retired | 1984-01-01 06:00 | 1948-01-01 06:00 |  | Petroleum | Unleaded gasoline | Unleaded gasoline | State/federal government | Steel | Steel | Other, OTHER |  | Steel |  | 1901-01-01 06:00 | [15 empty] | UST Currently In Use: 0; UST Temp Close: 0; AST Currently In Use: 0; AST Temp Closed: 0 | 0 | 0 | 0 | 10345-081-008483 | AUBURN UNIV SAFETY AND ENVIR HEALTH
2206 | Permanently Closed | 2015-12-04 06:00 | 1978-01-01 06:00 | 2015-12-04 06:00 | Petroleum | Unleaded gasoline | Unleaded gasoline | State/federal government | Steel | Steel | Field installed cathodic protection |  | Steel |  |  | Field installed cathodic protection | Catchment Basin, Single walled catchment basin | Audible high level alarm At 90% full, Automatic shutoff device At 95% full | Automatic shutoff device At 95% full |  |  | Automatic Tank Gauge | [8 empty] | UST Currently In Use: 2; UST Temp Close: 0; AST Currently In Use: 0; AST Temp Closed: 0 | 2 | 0 | 3 | 10345-081-008484 | AUBURN UNIV SAFETY AND ENVIR HEALTH
2207 | Permanently Closed | 2015-12-14 06:00 | 1978-01-01 06:00 | 2015-12-14 06:00 | Petroleum | Unleaded gasoline | Unleaded gasoline | State/federal government | Steel | Steel | Field installed cathodic protection |  | Steel |  |  | Field installed cathodic protection | Catchment Basin, Single walled catchment basin | Audible high level alarm At 90% full, Automatic shutoff device At 95% full | Automatic shutoff device At 95% full |  |  | Automatic Tank Gauge | [8 empty] | UST Currently In Use: 2; UST Temp Close: 0; AST Currently In Use: 0; AST Temp Closed: 0 | 2 | 0 | 3 | 10345-081-008484 | AUBURN UNIV SAFETY AND ENVIR HEALTH
2208 | Permanently Closed | 2015-12-14 06:00 | 1978-01-01 06:00 | 2015-12-14 06:00 | Petroleum | On road diesel | On road diesel | State/federal government | Steel | Steel | Field installed cathodic protection |  | Steel |  |  | Field installed cathodic protection | Catchment Basin, Single walled catchment basin | Audible high level alarm At 90% full, Automatic shutoff device At 95% full | Automatic shutoff device At 95% full |  |  | Automatic Tank Gauge | [8 empty] | UST Currently In Use: 2; UST Temp Close: 0; AST Currently In Use: 0; AST Temp Closed: 0 | 2 | 0 | 3 | 10345-081-008484 | AUBURN UNIV SAFETY AND ENVIR HEALTH
2209 | Permanently Closed | 1998-12-07 06:00 | 1976-01-01 06:00 | 1999-10-07 06:00 | Petroleum | Aviation fuel (JP-4; etc.) | Aviation fuel (JP-4; etc.) | State/federal government | Steel | Steel |  | Painted or None | Steel |  | 1901-01-01 06:00 | [12 empty] | Annual line testing | Annual line testing |  | UST Currently In Use: 0; UST Temp Close: 0; AST Currently In Use: 3; AST Temp Closed: 0 | 0 | 0 | 4 | 10345-081-008497 | AUBURN UNIV SAFETY AND ENVIR HEALTH
2210 | Permanently Closed | 1998-12-07 06:00 | 1978-01-01 06:00 | 1999-10-07 06:00 | Petroleum | Aviation fuel (JP-4; etc.) | Aviation fuel (JP-4; etc.) | State/federal government | Steel | Steel |  | Painted or None | Steel |  | 1901-01-01 06:00 | [12 empty] | Annual line testing | Annual line testing |  | UST Currently In Use: 0; UST Temp Close: 0; AST Currently In Use: 3; AST Temp Closed: 0 | 0 | 0 | 4 | 10345-081-008497 | AUBURN UNIV SAFETY AND ENVIR HEALTH
2211 | Permanently Closed | 1998-12-07 06:00 | 1945-01-01 07:00 | 1999-10-07 06:00 | Petroleum | Aviation fuel (JP-4; etc.) | Aviation fuel (JP-4; etc.) | State/federal government | Steel | Steel |  | Painted or None |  |  | 1901-01-01 06:00 | [12 empty] | Annual line testing | Annual line testing |  | UST Currently In Use: 0; UST Temp Close: 0; AST Currently In Use: 3; AST Temp Closed: 0 | 0 | 0 | 4 | 10345-081-008497 | AUBURN UNIV SAFETY AND ENVIR HEALTH
2212 | Permanently Closed | 1998-12-07 06:00 | 1945-01-01 07:00 | 1999-10-07 06:00 | Petroleum | Aviation fuel (JP-4; etc.) | Aviation fuel (JP-4; etc.) | State/federal government | Steel | Steel |  | Painted or None |  |  | 1901-01-01 06:00 | [12 empty] | Annual line testing | Annual line testing |  | UST Currently In Use: 0; UST Temp Close: 0; AST Currently In Use: 3; AST Temp Closed: 0 | 0 | 0 | 4 | 10345-081-008497 | AUBURN UNIV SAFETY AND ENVIR HEALTH
2213 | Retired | 1988-08-08 06:00 | 1901-01-01 06:00 |  | Petroleum | Other, EMPTY | Other | State/federal government | Steel | Steel |  |  |  |  | 1901-01-01 06:00 | [15 empty] | UST Currently In Use: 0; UST Temp Close: 0; AST Currently In Use: 3; AST Temp Closed: 0 | 0 | 0 | 0 | 10345-081-012807 | AUBURN UNIV SAFETY AND ENVIR HEALTH
2214 | Permanently Closed | 2006-04-24 06:00 | 1988-01-01 06:00 | 2006-04-24 06:00 | Petroleum | On road diesel | On road diesel | Emergency Power Generator, State/Federal Government | Fiberglass reinforced plastic | Fiberglass reinforced plastic |  |  | Other, COPPER PVC |  | 1901-01-01 06:00 |  | Catchment Basin, Single walled catchment basin | Automatic shutoff device At 95% full | Automatic shutoff device At 95% full | [8 empty] | Annual line testing | Annual line testing |  | UST Currently In Use: 0; UST Temp Close: 0; AST Currently In Use: 0; AST Temp Closed: 0 | 0 | 0 | 1 | 10345-081-012969 | AUBURN UNIV SAFETY AND ENVIR HEALTH
2215 | Permanently Closed | 1990-10-18 06:00 | 1975-01-01 06:00 | 1990-10-18 06:00 | Petroleum | On road diesel | On road diesel | State/federal government | Steel | Steel |  | Painted or None | Steel |  | 1901-01-01 06:00 | [15 empty] | UST Currently In Use: 0; UST Temp Close: 0; AST Currently In Use: 2; AST Temp Closed: 0 | 0 | 0 | 3 | 10345-083-012619 | AUBURN UNIV SAFETY AND ENVIR HEALTH
2216 | Permanently Closed | 1990-10-18 06:00 | 1953-01-01 06:00 | 1990-10-18 06:00 | Petroleum | Unleaded gasoline | Unleaded gasoline | State/federal government | Steel | Steel |  | Painted or None | Steel |  | 1901-01-01 06:00 | [15 empty] | UST Currently In Use: 0; UST Temp Close: 0; AST Currently In Use: 2; AST Temp Closed: 0 | 0 | 0 | 3 | 10345-083-012619 | AUBURN UNIV SAFETY AND ENVIR HEALTH
2217 | Permanently Closed | 1990-10-18 06:00 | 1975-01-01 06:00 | 1990-10-18 06:00 | Petroleum | Unleaded gasoline | Unleaded gasoline | State/federal government | Steel | Steel |  | Painted or None | Steel |  | 1901-01-01 06:00 | [15 empty] | UST Currently In Use: 0; UST Temp Close: 0; AST Currently In Use: 2; AST Temp Closed: 0 | 0 | 0 | 3 | 10345-083-012619 | AUBURN UNIV SAFETY AND ENVIR HEALTH
2218 | Permanently Closed | 1990-07-18 06:00 | 1977-01-01 06:00 | 1990-07-18 06:00 | Petroleum | On road diesel | On road diesel | State/federal government | Steel | Steel |  | Painted or None | Steel |  | 1901-01-01 06:00 | [15 empty] | UST Currently In Use: 0; UST Temp Close: 0; AST Currently In Use: 12; AST Temp Closed: 0 | 0 | 0 | 6 | 10345-087-008494 | AUBURN UNIV SAFETY AND ENVIR HEALTH
2219 | Permanently Closed | 1990-07-18 06:00 | 1971-01-01 06:00 | 1990-07-18 06:00 | Petroleum | Unleaded gasoline | Unleaded gasoline | State/federal government | Steel | Steel |  | Painted or None | Steel |  | 1901-01-01 06:00 | [15 empty] | UST Currently In Use: 0; UST Temp Close: 0; AST Currently In Use: 12; AST Temp Closed: 0 | 0 | 0 | 6 | 10345-087-008494 | AUBURN UNIV SAFETY AND ENVIR HEALTH
2220 | Permanently Closed | 1990-07-18 06:00 | 1971-01-01 06:00 | 1990-07-18 06:00 | Petroleum | Unleaded gasoline | Unleaded gasoline | State/federal government | Steel | Steel |  | Painted or None | Steel |  | 1901-01-01 06:00 | [15 empty] | UST Currently In Use: 0; UST Temp Close: 0; AST Currently In Use: 12; AST Temp Closed: 0 | 0 | 0 | 6 | 10345-087-008494 | AUBURN UNIV SAFETY AND ENVIR HEALTH
2221 | Permanently Closed | 1990-07-18 06:00 | 1963-01-01 06:00 | 1990-07-18 06:00 | Petroleum | On road diesel | On road diesel | State/federal government | Steel | Steel |  | Painted or None | Steel |  | 1901-01-01 06:00 | [15 empty] | UST Currently In Use: 0; UST Temp Close: 0; AST Currently In Use: 12; AST Temp Closed: 0 | 0 | 0 | 6 | 10345-087-008494 | AUBURN UNIV SAFETY AND ENVIR HEALTH
2222 | Permanently Closed | 1990-07-18 06:00 | 1977-01-01 06:00 | 1990-07-18 06:00 | Petroleum | On road diesel | On road diesel | State/federal government | Steel | Steel |  | Painted or None | Steel |  | 1901-01-01 06:00 | [15 empty] | UST Currently In Use: 0; UST Temp Close: 0; AST Currently In Use: 12; AST Temp Closed: 0 | 0 | 0 | 6 | 10345-087-008494 | AUBURN UNIV SAFETY AND ENVIR HEALTH
2223 | Permanently Closed | 1990-07-18 06:00 | 1977-01-01 06:00 | 1990-07-18 06:00 | Petroleum | Unleaded gasoline | Unleaded gasoline | State/federal government | Steel | Steel |  | Painted or None |  |  | 1901-01-01 06:00 | [15 empty] | UST Currently In Use: 0; UST Temp Close: 0; AST Currently In Use: 12; AST Temp Closed: 0 | 0 | 0 | 6 | 10345-087-008494 | AUBURN UNIV SAFETY AND ENVIR HEALTH
2224 | Permanently Closed | 1901-01-01 06:00 | 1973-01-01 06:00 | 1990-09-09 06:00 | Petroleum | Unleaded gasoline | Unleaded gasoline | State/federal government | Steel | Steel |  | Painted or None | Steel |  | 1901-01-01 06:00 | [15 empty] | UST Currently In Use: 0; UST Temp Close: 0; AST Currently In Use: 2; AST Temp Closed: 0 | 0 | 0 | 1 | 10345-123-008485 | AUBURN UNIV SAFETY AND ENVIR HEALTH
2225 | Permanently Closed | 1990-12-06 06:00 | 1963-01-01 06:00 | 1990-12-06 06:00 | Petroleum | Unleaded gasoline | Unleaded gasoline | State/federal government | Steel | Steel |  |  | Steel |  | 1901-01-01 06:00 | [15 empty] | UST Currently In Use: 0; UST Temp Close: 0; AST Currently In Use: 0; AST Temp Closed: 0 | 0 | 0 | 1 | 10345-131-008498 | AUBURN UNIV SAFETY AND ENVIR HEALTH
2226 | Permanently Closed | 1998-12-22 06:00 | 1968-01-01 06:00 | 1999-10-21 06:00 | Petroleum | On road diesel | On road diesel | State/federal government | Steel | Steel |  |  | Steel |  | 1901-01-01 06:00 | [15 empty] | UST Currently In Use: 2; UST Temp Close: 0; AST Currently In Use: 0; AST Temp Closed: 0 | 2 | 0 | 3 | 10348-101-001422 | AUBURN UNIVERSITY AT MONTGOMERY
2227 | Permanently Closed | 1998-12-22 06:00 | 1972-01-01 06:00 | 1999-10-21 06:00 | Petroleum | On road diesel | On road diesel | State/federal government | Steel | Steel |  |  | Steel |  | 1901-01-01 06:00 | [15 empty] | UST Currently In Use: 2; UST Temp Close: 0; AST Currently In Use: 0; AST Temp Closed: 0 | 2 | 0 | 3 | 10348-101-001422 | AUBURN UNIVERSITY AT MONTGOMERY
2228 | Permanently Closed | 1998-12-22 06:00 | 1973-01-01 06:00 | 1999-10-21 06:00 | Petroleum | Unleaded gasoline | Unleaded gasoline | State/federal government | Steel | Steel |  |  | Steel |  | 1901-01-01 06:00 | [15 empty] | UST Currently In Use: 2; UST Temp Close: 0; AST Currently In Use: 0; AST Temp Closed: 0 | 2 | 0 | 3 | 10348-101-001422 | AUBURN UNIVERSITY AT MONTGOMERY
2229 | Permanently Closed | 1992-07-27 06:00 | 1973-01-01 06:00 |  | Petroleum | Unleaded gasoline | Unleaded gasoline |  | Steel | Steel |  | Painted or None | Steel |  | 1901-01-01 06:00 | [15 empty] | UST Currently In Use: 0; UST Temp Close: 0; AST Currently In Use: 0; AST Temp Closed: 0 | 0 | 0 | 3 | 10349-061-010916 | LOWMAN & LOWMAN INC
2230 | Permanently Closed | 1992-07-27 06:00 | 1973-01-01 06:00 | 1992-07-27 06:00 | Petroleum | Unleaded gasoline | Unleaded gasoline |  | Steel | Steel |  | Painted or None | Steel |  | 1901-01-01 06:00 | [15 empty] | UST Currently In Use: 0; UST Temp Close: 0; AST Currently In Use: 0; AST Temp Closed: 0 | 0 | 0 | 3 | 10349-061-010916 | LOWMAN & LOWMAN INC
2231 | Permanently Closed | 1992-07-27 06:00 | 1973-01-01 06:00 | 1992-07-27 06:00 | Petroleum | Unleaded gasoline | Unleaded gasoline |  | Steel | Steel |  | Painted or None | Steel |  | 1901-01-01 06:00 | [15 empty] | UST Currently In Use: 0; UST Temp Close: 0; AST Currently In Use: 0; AST Temp Closed: 0 | 0 | 0 | 3 | 10349-061-010916 | LOWMAN & LOWMAN INC
2232 | Retired | 1984-03-01 06:00 | 1969-01-01 06:00 |  | Petroleum | Unleaded gasoline | Unleaded gasoline | [7 empty] | 1901-01-01 06:00 | [15 empty] | UST Currently In Use: 0; UST Temp Close: 0; AST Currently In Use: 0; AST Temp Closed: 0 | 0 | 0 | 0 | 10350-089-001754 | AUDREY STRONG
2233 | Permanently Closed | 1988-01-01 06:00 | 1974-01-01 06:00 | 1993-02-19 06:00 | Petroleum | Unleaded gasoline | Unleaded gasoline |  | Steel | Steel |  |  | Steel |  | 1901-01-01 06:00 | [15 empty] | UST Currently In Use: 0; UST Temp Close: 0; AST Currently In Use: 1; AST Temp Closed: 0 | 0 | 0 | 3 | 19755-007-010909 | CHAMCO
2234 | Permanently Closed | 1993-02-19 06:00 | 1974-01-01 06:00 | 1993-02-19 06:00 | Petroleum | Unleaded gasoline | Unleaded gasoline |  | Steel | Steel |  |  | Steel |  | 1901-01-01 06:00 | [15 empty] | UST Currently In Use: 0; UST Temp Close: 0; AST Currently In Use: 1; AST Temp Closed: 0 | 0 | 0 | 3 | 19755-007-010909 | CHAMCO
2235 | Permanently Closed | 1993-02-19 06:00 | 1974-01-01 06:00 | 1993-02-19 06:00 | Petroleum | Unleaded gasoline | Unleaded gasoline |  | Steel | Steel |  |  | Steel |  | 1901-01-01 06:00 | [15 empty] | UST Currently In Use: 0; UST Temp Close: 0; AST Currently In Use: 1; AST Temp Closed: 0 | 0 | 0 | 3 | 19755-007-010909 | CHAMCO
2236 | Currently in Use |  | 1987-06-01 06:00 |  | Petroleum | Unleaded gasoline | Unleaded gasoline | Retail | Steel | Steel | Field installed cathodic protection |  | Fiberglass reinforced plastic |  |  |  | Catchment Basin, Single walled catchment basin | Automatic shutoff device At 95% full | Automatic shutoff device At 95% full |  |  | Continuous Automatic Tank Gauge |  | Automatic flow restrictor (MLLD) | Automatic flow restrictor (MLLD) |  |  | Annual line testing | Annual line testing |  | UST Currently In Use: 3; UST Temp Close: 0; AST Currently In Use: 0; AST Temp Closed: 0 | 3 | 0 | 0 | 25199-125-006249 | KASIM INC
2237 | Currently in Use |  | 1987-06-01 06:00 |  | Petroleum | On road diesel | On road diesel | Retail | Steel | Steel | Field installed cathodic protection |  | Fiberglass reinforced plastic |  |  |  | Catchment Basin, Single walled catchment basin | Automatic shutoff device At 95% full | Automatic shutoff device At 95% full |  |  | Continuous Automatic Tank Gauge |  | Automatic flow restrictor (MLLD) | Automatic flow restrictor (MLLD) |  |  | Annual line testing | Annual line testing |  | UST Currently In Use: 3; UST Temp Close: 0; AST Currently In Use: 0; AST Temp Closed: 0 | 3 | 0 | 0 | 25199-125-006249 | KASIM INC
2238 | Currently in Use |  | 1987-06-01 06:00 |  | Petroleum | Premium gasoline | Premium gasoline | Retail | Steel | Steel | Field installed cathodic protection |  | Fiberglass reinforced plastic |  |  |  | Catchment Basin, Single walled catchment basin | Automatic shutoff device At 95% full | Automatic shutoff device At 95% full |  |  | Continuous Automatic Tank Gauge |  | Automatic flow restrictor (MLLD) | Automatic flow restrictor (MLLD) |  |  | Annual line testing | Annual line testing |  | UST Currently In Use: 3; UST Temp Close: 0; AST Currently In Use: 0; AST Temp Closed: 0 | 3 | 0 | 0 | 25199-125-006249 | KASIM INC
2239 | Permanently Closed | 1990-06-01 06:00 | 1973-01-01 06:00 | 1990-07-15 06:00 | Petroleum | Unleaded gasoline | Unleaded gasoline |  | Steel | Steel |  | Painted or None | Steel |  | 1901-01-01 06:00 | [15 empty] | UST Currently In Use: 0; UST Temp Close: 0; AST Currently In Use: 0; AST Temp Closed: 0 | 0 | 0 | 6 | 10353-001-010132 | AUTAUGA AG FLYING SERVICE INC
2240 | Permanently Closed | 1990-06-01 06:00 | 1973-01-01 06:00 | 1990-07-15 06:00 | Petroleum | Unleaded gasoline | Unleaded gasoline |  | Steel | Steel |  | Painted or None | Steel |  | 1901-01-01 06:00 | [15 empty] | UST Currently In Use: 0; UST Temp Close: 0; AST Currently In Use: 0; AST Temp Closed: 0 | 0 | 0 | 6 | 10353-001-010132 | AUTAUGA AG FLYING SERVICE INC
2241 | Permanently Closed | 1990-06-01 06:00 | 1973-01-01 06:00 | 1990-07-15 06:00 | Petroleum | Unleaded gasoline | Unleaded gasoline |  | Steel | Steel |  | Painted or None | Steel |  | 1901-01-01 06:00 | [15 empty] | UST Currently In Use: 0; UST Temp Close: 0; AST Currently In Use: 0; AST Temp Closed: 0 | 0 | 0 | 6 | 10353-001-010132 | AUTAUGA AG FLYING SERVICE INC
2242 | Permanently Closed | 1990-06-01 06:00 | 1973-01-01 06:00 | 1990-07-01 06:00 | Petroleum | Unleaded gasoline | Unleaded gasoline |  | Steel | Steel |  | Painted or None | Steel |  | 1901-01-01 06:00 | [15 empty] | UST Currently In Use: 0; UST Temp Close: 0; AST Currently In Use: 0; AST Temp Closed: 0 | 0 | 0 | 6 | 10353-001-010132 | AUTAUGA AG FLYING SERVICE INC
2243 | Permanently Closed | 1979-08-01 06:00 | 1973-01-01 06:00 | 1990-07-15 06:00 | Petroleum | Unleaded gasoline | Unleaded gasoline |  | Steel | Steel |  | Painted or None | Steel |  | 1901-01-01 06:00 | [15 empty] | UST Currently In Use: 0; UST Temp Close: 0; AST Currently In Use: 0; AST Temp Closed: 0 | 0 | 0 | 6 | 10353-001-010132 | AUTAUGA AG FLYING SERVICE INC
2244 | Permanently Closed | 1994-11-11 06:00 | 1990-08-10 06:00 | 1995-05-15 06:00 | Petroleum | Unleaded gasoline | Unleaded gasoline |  | Steel | Steel | Coated & cathodic protection (sti-P3) |  | Fiberglass reinforced plastic |  | 1901-01-01 06:00 | [6 empty] | Other | [8 empty] | UST Currently In Use: 0; UST Temp Close: 0; AST Currently In Use: 0; AST Temp Closed: 0 | 0 | 0 | 6 | 10353-001-010132 | AUTAUGA AG FLYING SERVICE INC
2245 | Retired | 1988-08-08 06:00 | 1963-01-01 06:00 |  | Petroleum | Unleaded gasoline | Unleaded gasoline | Local government | Steel | Steel | Other, OTHER |  | Steel |  | 1901-01-01 06:00 | [15 empty] | UST Currently In Use: 0; UST Temp Close: 0; AST Currently In Use: 0; AST Temp Closed: 0 | 0 | 0 | 0 | 10357-001-009940 | AUTAUGA COUNTY BOARD OF EDUCATION
2246 | Permanently Closed | 1996-01-19 06:00 | 1973-01-01 06:00 | 1996-01-19 06:00 | Petroleum | Unleaded gasoline | Unleaded gasoline | Industrial, Local Government | Steel | Steel | Other, OTHER |  | Steel |  | 1901-01-01 06:00 | [15 empty] | UST Currently In Use: 1; UST Temp Close: 0; AST Currently In Use: 0; AST Temp Closed: 0 | 1 | 0 | 1 | 10357-001-009941 | AUTAUGA COUNTY BOARD OF EDUCATION
2247 | Permanently Closed | 1996-01-10 06:00 | 1966-01-01 06:00 | 1996-01-10 06:00 | Petroleum | Unleaded gasoline | Unleaded gasoline | Industrial, Local Government | Steel | Steel | Other, OTHER |  | Steel |  | 1901-01-01 06:00 | [15 empty] | UST Currently In Use: 0; UST Temp Close: 0; AST Currently In Use: 0; AST Temp Closed: 0 | 0 | 0 | 1 | 10357-001-009942 | AUTAUGA COUNTY BOARD OF EDUCATION
2248 | Permanently Closed | 1996-02-22 06:00 | 1981-01-01 06:00 | 1996-02-22 06:00 | Petroleum | Unleaded gasoline | Unleaded gasoline | Industrial, Local Government | Steel | Steel | Other, OTHER |  | Steel |  | 1901-01-01 06:00 | [15 empty] | UST Currently In Use: 1; UST Temp Close: 0; AST Currently In Use: 0; AST Temp Closed: 0 | 1 | 0 | 1 | 10357-001-009943 | AUTAUGA COUNTY BOARD OF EDUCATION
2249 | Permanently Closed | 1991-08-23 06:00 | 1963-01-01 06:00 | 1991-08-23 06:00 | Petroleum | Unleaded gasoline | Unleaded gasoline | Local government | Steel | Steel |  |  | Steel |  | 1901-01-01 06:00 | [12 empty] | Annual line testing | Annual line testing |  | UST Currently In Use: 0; UST Temp Close: 0; AST Currently In Use: 0; AST Temp Closed: 0 | 0 | 0 | 2 | 10357-001-009944 | AUTAUGA COUNTY BOARD OF EDUCATION
2250 | Permanently Closed | 1996-01-22 06:00 | 1965-01-01 06:00 | 1996-01-23 06:00 | Petroleum | Unleaded gasoline | Unleaded gasoline | Industrial, Local Government | Steel | Steel | Other, OTHER |  | Steel |  | 1901-01-01 06:00 | [15 empty] | UST Currently In Use: 1; UST Temp Close: 0; AST Currently In Use: 0; AST Temp Closed: 0 | 1 | 0 | 1 | 10357-001-009945 | AUTAUGA COUNTY BOARD OF EDUCATION
2251 | Permanently Closed | 1990-04-16 06:00 | 1958-01-01 06:00 | 1990-04-16 06:00 | Petroleum | Other, OTHER | Other | Local government | Steel | Steel |  |  | Steel |  | 1901-01-01 06:00 | [15 empty] | UST Currently In Use: 0; UST Temp Close: 0; AST Currently In Use: 0; AST Temp Closed: 0 | 0 | 0 | 1 | 10357-001-009946 | AUTAUGA COUNTY BOARD OF EDUCATION
2252 | Permanently Closed | 1991-12-24 06:00 | 1970-01-01 06:00 | 1991-12-24 06:00 | Petroleum | On road diesel | On road diesel | Local government | [6 empty] | 1901-01-01 06:00 | [15 empty] | UST Currently In Use: 0; UST Temp Close: 0; AST Currently In Use: 1; AST Temp Closed: 0 | 0 | 0 | 2 | 10358-001-009485 | AUTAUGA COUNTY COMMISSION
2253 | Permanently Closed | 1991-12-24 06:00 | 1971-01-01 06:00 | 1991-12-24 06:00 | Petroleum | Unleaded gasoline | Unleaded gasoline | Local government | [6 empty] | 1901-01-01 06:00 | [15 empty] | UST Currently In Use: 0; UST Temp Close: 0; AST Currently In Use: 1; AST Temp Closed: 0 | 0 | 0 | 2 | 10358-001-009485 | AUTAUGA COUNTY COMMISSION
2254 | Permanently Closed | 1994-01-31 06:00 | 1958-01-01 06:00 | 1994-02-02 06:00 | Petroleum | Unleaded gasoline | Unleaded gasoline | Industrial, Local Government | Steel | Steel |  |  |  |  | 1901-01-01 06:00 | [12 empty] | Annual line testing | Annual line testing |  | UST Currently In Use: 0; UST Temp Close: 0; AST Currently In Use: 0; AST Temp Closed: 0 | 0 | 0 | 3 | 10358-001-009486 | AUTAUGA COUNTY COMMISSION
2255 | Permanently Closed | 1994-01-31 06:00 | 1958-01-01 06:00 | 1994-02-02 06:00 | Petroleum | Unleaded gasoline | Unleaded gasoline | Industrial, Local Government | Steel | Steel |  |  |  |  | 1901-01-01 06:00 | [12 empty] | Annual line testing | Annual line testing |  | UST Currently In Use: 0; UST Temp Close: 0; AST Currently In Use: 0; AST Temp Closed: 0 | 0 | 0 | 3 | 10358-001-009486 | AUTAUGA COUNTY COMMISSION
2256 | Permanently Closed | 1992-12-29 06:00 | 1963-01-01 06:00 | 1992-12-29 06:00 | Petroleum | On road diesel | On road diesel | Local government | [6 empty] | 1901-01-01 06:00 | [15 empty] | UST Currently In Use: 0; UST Temp Close: 0; AST Currently In Use: 1; AST Temp Closed: 0 | 0 | 0 | 2 | 10358-001-009487 | AUTAUGA COUNTY COMMISSION
2257 | Permanently Closed | 1992-12-29 06:00 | 1963-01-01 06:00 | 1992-12-29 06:00 | Petroleum | Unleaded gasoline | Unleaded gasoline | Local government | [6 empty] | 1901-01-01 06:00 | [15 empty] | UST Currently In Use: 0; UST Temp Close: 0; AST Currently In Use: 1; AST Temp Closed: 0 | 0 | 0 | 2 | 10358-001-009487 | AUTAUGA COUNTY COMMISSION
2258 | Permanently Closed | 1993-01-06 06:00 | 1963-01-01 06:00 | 1993-01-06 06:00 | Petroleum | Unleaded gasoline | Unleaded gasoline | Local government | [6 empty] | 1901-01-01 06:00 | [15 empty] | UST Currently In Use: 0; UST Temp Close: 0; AST Currently In Use: 1; AST Temp Closed: 0 | 0 | 0 | 2 | 10358-001-009488 | AUTAUGA COUNTY COMMISSION
2259 | Permanently Closed | 1993-02-19 06:00 | 1963-01-01 06:00 | 1993-02-19 06:00 | Petroleum | On road diesel | On road diesel | Local government | [6 empty] | 1901-01-01 06:00 | [15 empty] | UST Currently In Use: 0; UST Temp Close: 0; AST Currently In Use: 1; AST Temp Closed: 0 | 0 | 0 | 2 | 10358-001-009488 | AUTAUGA COUNTY COMMISSION
2260 | Permanently Closed | 1992-12-22 06:00 | 1963-01-01 06:00 | 1992-12-22 06:00 | Petroleum | On road diesel | On road diesel | Local government | [6 empty] | 1901-01-01 06:00 | [12 empty] | Annual line testing | Annual line testing |  | UST Currently In Use: 2; UST Temp Close: 0; AST Currently In Use: 0; AST Temp Closed: 0 | 2 | 0 | 2 | 10358-001-009489 | AUTAUGA COUNTY COMMISSION
2261 | Permanently Closed | 1994-01-31 06:00 | 1963-01-01 06:00 | 1994-02-01 06:00 | Petroleum | Unleaded gasoline | Unleaded gasoline | Industrial, Local Government | [6 empty] | 1901-01-01 06:00 | [12 empty] | Annual line testing | Annual line testing |  | UST Currently In Use: 2; UST Temp Close: 0; AST Currently In Use: 0; AST Temp Closed: 0 | 2 | 0 | 2 | 10358-001-009489 | AUTAUGA COUNTY COMMISSION
2266 | Permanently Closed | 1901-01-01 06:00 | 1966-01-01 06:00 | 1987-03-01 06:00 | Petroleum | On road diesel | On road diesel |  | Steel | Steel |  | Painted or None | Steel |  | 1901-01-01 06:00 | [15 empty] | UST Currently In Use: 0; UST Temp Close: 0; AST Currently In Use: 0; AST Temp Closed: 0 | 0 | 0 | 3 | 10360-097-009765 | ALAMEX INC
2267 | Permanently Closed | 1991-01-07 06:00 | 1968-01-01 06:00 | 1991-01-07 06:00 | Petroleum | Unleaded gasoline | Unleaded gasoline |  | Steel | Steel | Other, OTHER |  | Steel |  | 1901-01-01 06:00 | [15 empty] | UST Currently In Use: 0; UST Temp Close: 0; AST Currently In Use: 0; AST Temp Closed: 0 | 0 | 0 | 3 | 10360-097-009765 | ALAMEX INC
2268 | Permanently Closed | 1991-01-07 06:00 | 1968-01-01 06:00 | 1991-01-07 06:00 | Petroleum | On road diesel | On road diesel |  | Steel | Steel | Other, OTHER |  | Steel |  | 1901-01-01 06:00 | [15 empty] | UST Currently In Use: 0; UST Temp Close: 0; AST Currently In Use: 0; AST Temp Closed: 0 | 0 | 0 | 3 | 10360-097-009765 | ALAMEX INC
2269 | Permanently Closed | 1991-07-01 06:00 | 1968-01-01 06:00 | 1991-07-01 06:00 | Petroleum | Unleaded gasoline | Unleaded gasoline | [7 empty] | 1901-01-01 06:00 | [12 empty] | Annual line testing | Annual line testing |  | UST Currently In Use: 0; UST Temp Close: 0; AST Currently In Use: 0; AST Temp Closed: 0 | 0 | 0 | 2 | 10361-045-010932 | AUTO LEASING INC
2270 | Permanently Closed | 1995-02-01 06:00 | 1986-01-01 06:00 | 1995-02-04 06:00 | Petroleum | Used oil | Used oil | Retail | Steel | Steel | Interior lined (not allowed as a standalone method of corrosion protection) | Painted or None |  |  | 1901-01-01 06:00 | Field installed cathodic protection | [14 empty] | UST Currently In Use: 0; UST Temp Close: 0; AST Currently In Use: 0; AST Temp Closed: 0 | 0 | 0 | 4 | 10362-101-012233 | AUTO MAINTENANCE INC
2271 | Permanently Closed | 1995-02-01 06:00 | 1986-01-01 06:00 | 1995-02-04 06:00 | Petroleum | Used oil | Used oil | Retail | Steel | Steel | Interior lined (not allowed as a standalone method of corrosion protection) | Painted or None |  |  | 1901-01-01 06:00 | Field installed cathodic protection | [14 empty] | UST Currently In Use: 0; UST Temp Close: 0; AST Currently In Use: 0; AST Temp Closed: 0 | 0 | 0 | 4 | 10362-101-012233 | AUTO MAINTENANCE INC
2272 | Permanently Closed | 1995-02-01 06:00 | 1986-01-01 06:00 | 1995-02-04 06:00 | Petroleum | Used oil | Used oil | Retail | Steel | Steel | Interior lined (not allowed as a standalone method of corrosion protection) | Painted or None |  |  | 1901-01-01 06:00 | Field installed cathodic protection | [14 empty] | UST Currently In Use: 0; UST Temp Close: 0; AST Currently In Use: 0; AST Temp Closed: 0 | 0 | 0 | 4 | 10362-101-012233 | AUTO MAINTENANCE INC
2273 | Permanently Closed | 1995-02-01 06:00 | 1986-01-01 06:00 | 1995-02-04 06:00 | Petroleum | Used oil | Used oil | Retail | Steel | Steel | Interior lined (not allowed as a standalone method of corrosion protection) | Painted or None |  |  | 1901-01-01 06:00 | Field installed cathodic protection | [14 empty] | UST Currently In Use: 0; UST Temp Close: 0; AST Currently In Use: 0; AST Temp Closed: 0 | 0 | 0 | 4 | 10362-101-012233 | AUTO MAINTENANCE INC
2274 | Permanently Closed | 1995-09-01 06:00 | 1985-01-01 06:00 | 1999-12-13 06:00 | Petroleum | Used oil | Used oil |  | Steel | Steel | Other, STIP-3 |  | Steel |  | 1901-01-01 06:00 | [15 empty] | UST Currently In Use: 0; UST Temp Close: 0; AST Currently In Use: 0; AST Temp Closed: 0 | 0 | 0 | 4 | 10363-117-003401 | AUTO OASIS INC
2275 | Permanently Closed | 1995-09-01 06:00 | 1985-01-01 06:00 | 1999-12-13 06:00 | Petroleum | Other, NEW OIL | Other |  | Steel | Steel | Other, STIP-3 |  | Steel |  | 1901-01-01 06:00 | [15 empty] | UST Currently In Use: 0; UST Temp Close: 0; AST Currently In Use: 0; AST Temp Closed: 0 | 0 | 0 | 4 | 10363-117-003401 | AUTO OASIS INC
2276 | Permanently Closed | 1995-09-01 06:00 | 1985-01-01 06:00 | 1999-12-13 06:00 | Petroleum | Other, NEW OIL | Other |  | Steel | Steel | Other, STIP-3 |  | Steel |  | 1901-01-01 06:00 | [15 empty] | UST Currently In Use: 0; UST Temp Close: 0; AST Currently In Use: 0; AST Temp Closed: 0 | 0 | 0 | 4 | 10363-117-003401 | AUTO OASIS INC
2277 | Permanently Closed | 1995-09-01 06:00 | 1985-01-01 06:00 | 1999-12-13 06:00 | Petroleum | Other, NEW OIL | Other |  | Steel | Steel | Other, STIP-3 |  | Steel |  | 1901-01-01 06:00 | [15 empty] | UST Currently In Use: 0; UST Temp Close: 0; AST Currently In Use: 0; AST Temp Closed: 0 | 0 | 0 | 4 | 10363-117-003401 | AUTO OASIS INC
2278 | Permanently Closed | 1995-11-12 06:00 | 1972-01-01 06:00 | 1998-11-12 06:00 | Petroleum | Unleaded gasoline | Unleaded gasoline | Retail | Steel | Steel |  |  |  |  | 1901-01-01 06:00 | [12 empty] | Annual line testing | Annual line testing |  | UST Currently In Use: 0; UST Temp Close: 0; AST Currently In Use: 0; AST Temp Closed: 0 | 0 | 0 | 1 | 10364-101-002095 | AUTOMATIC FOOD SERVICES
2279 | Permanently Closed | 1991-01-09 06:00 | 1967-01-01 06:00 | 1991-01-09 06:00 | Petroleum | On road diesel | On road diesel |  | Steel | Steel | Interior lined (not allowed as a standalone method of corrosion protection) | Painted or None | Steel |  | 1901-01-01 06:00 | [15 empty] | UST Currently In Use: 0; UST Temp Close: 0; AST Currently In Use: 2; AST Temp Closed: 0 | 0 | 0 | 3 | 10365-097-002463 | AUTRY GREER & SONS INC
2280 | Permanently Closed | 1991-01-09 06:00 | 1967-01-01 06:00 | 1991-01-09 06:00 | Petroleum | On road diesel | On road diesel |  | Steel | Steel | Interior lined (not allowed as a standalone method of corrosion protection) | Painted or None | Steel |  | 1901-01-01 06:00 | [15 empty] | UST Currently In Use: 0; UST Temp Close: 0; AST Currently In Use: 2; AST Temp Closed: 0 | 0 | 0 | 3 | 10365-097-002463 | AUTRY GREER & SONS INC
2281 | Permanently Closed | 1991-01-09 06:00 | 1967-01-01 06:00 | 1991-01-09 06:00 | Petroleum | Unleaded gasoline | Unleaded gasoline |  | Steel | Steel | Interior lined (not allowed as a standalone method of corrosion protection) | Painted or None | Steel |  | 1901-01-01 06:00 | [15 empty] | UST Currently In Use: 0; UST Temp Close: 0; AST Currently In Use: 2; AST Temp Closed: 0 | 0 | 0 | 3 | 10365-097-002463 | AUTRY GREER & SONS INC
2282 | Permanently Closed | 1998-02-23 06:00 | 1987-01-01 06:00 | 1998-02-23 06:00 | Petroleum | On road diesel | On road diesel |  | Steel | Steel | Coated & cathodic protection (sti-P3) |  | Steel |  | 1901-01-01 06:00 | [12 empty] | Annual line testing | Annual line testing |  | UST Currently In Use: 0; UST Temp Close: 0; AST Currently In Use: 0; AST Temp Closed: 0 | 0 | 0 | 1 | 10366-055-013843 | AVERITT EXPRESS INC
2283 | Permanently Closed | 1995-04-25 06:00 | 1988-01-01 06:00 | 1995-04-25 06:00 | Petroleum | On road diesel | On road diesel | Retail | Steel | Steel | Coated & cathodic protection (sti-P3) |  | Steel |  | 1901-01-01 06:00 | [15 empty] | UST Currently In Use: 0; UST Temp Close: 0; AST Currently In Use: 0; AST Temp Closed: 0 | 0 | 0 | 1 | 10366-069-013842 | AVERITT EXPRESS INC
2285 | Permanently Closed | 1993-08-10 06:00 | 1988-12-01 06:00 | 1993-08-10 06:00 | Petroleum | On road diesel | On road diesel |  | Steel | Steel |  | Painted or None | Steel |  | 1901-01-01 06:00 | [15 empty] | UST Currently In Use: 0; UST Temp Close: 0; AST Currently In Use: 0; AST Temp Closed: 0 | 0 | 0 | 2 | 10366-081-014144 | AVERITT EXPRESS INC
2286 | Permanently Closed | 1993-08-10 06:00 | 1988-12-01 06:00 | 1993-08-10 06:00 | Petroleum | On road diesel | On road diesel |  | Steel | Steel |  | Painted or None | Steel |  | 1901-01-01 06:00 | [15 empty] | UST Currently In Use: 0; UST Temp Close: 0; AST Currently In Use: 0; AST Temp Closed: 0 | 0 | 0 | 2 | 10366-081-014144 | AVERITT EXPRESS INC
2287 | Currently in Use |  | 1990-08-01 06:00 |  | Petroleum | On road diesel | On road diesel | Industrial | Fiberglass coated steel, Single Wall | Single Wall |  |  | Double Wall, Flexible |  |  | Other, FLEX CONN | Catchment Basin, Single walled catchment basin | Automatic shutoff device At 95% full | Automatic shutoff device At 95% full |  |  | Automatic Tank Gauge |  | Automatic flow restrictor (MLLD) | Automatic flow restrictor (MLLD) | Interstitial Monitoring within Secondary Containment |  | Annual line testing, Continuous alarm system | Continuous alarm system |  | UST Currently In Use: 1; UST Temp Close: 0; AST Currently In Use: 0; AST Temp Closed: 0 | 1 | 0 | 0 | 10366-101-015052 | AVERITT EXPRESS INC
2288 | Currently in Use |  | 1989-03-09 06:00 |  | Petroleum | On road diesel | On road diesel | Industrial | Single Wall, Steel | Steel | Coated & cathodic protection (sti-P3), Field installed cathodic protection, Interior lined (not allowed as a standalone method of corrosion protection) |  | Double Wall, Flexible |  |  |  | Catchment Basin, Single walled catchment basin | Automatic shutoff device At 95% full | Automatic shutoff device At 95% full |  |  | Continuous Automatic Tank Gauge | Single walled submersible pump containment sump | Automatic flow restrictor (MLLD), Containment Sump | Containment Sump |  |  | Annual line testing | Annual line testing |  | UST Currently In Use: 1; UST Temp Close: 0; AST Currently In Use: 0; AST Temp Closed: 0 | 1 | 0 | 0 | 19986-103-013844 | ESTES EXPRESS LINES
2289 | Permanently Closed | 1987-09-01 06:00 | 1963-01-01 06:00 | 1989-11-01 06:00 | Petroleum | Unleaded gasoline | Unleaded gasoline |  | Steel | Steel | Interior lined (not allowed as a standalone method of corrosion protection) | Painted or None | Steel |  | 1901-01-01 06:00 | [15 empty] | UST Currently In Use: 0; UST Temp Close: 0; AST Currently In Use: 0; AST Temp Closed: 0 | 0 | 0 | 3 | 10367-001-004935 | AVINELL NORRIS
2290 | Permanently Closed | 1987-10-01 06:00 | 1963-01-01 06:00 | 1989-11-01 06:00 | Petroleum | Unleaded gasoline | Unleaded gasoline |  | Steel | Steel | Interior lined (not allowed as a standalone method of corrosion protection) | Painted or None | Steel |  | 1901-01-01 06:00 | [15 empty] | UST Currently In Use: 0; UST Temp Close: 0; AST Currently In Use: 0; AST Temp Closed: 0 | 0 | 0 | 3 | 10367-001-004935 | AVINELL NORRIS
2291 | Permanently Closed | 1987-10-01 06:00 | 1963-01-01 06:00 | 1989-11-01 06:00 | Petroleum | Unleaded gasoline | Unleaded gasoline |  | Steel | Steel | Interior lined (not allowed as a standalone method of corrosion protection) | Painted or None | Steel |  | 1901-01-01 06:00 | [15 empty] | UST Currently In Use: 0; UST Temp Close: 0; AST Currently In Use: 0; AST Temp Closed: 0 | 0 | 0 | 3 | 10367-001-004935 | AVINELL NORRIS
2292 | Permanently Closed | 1990-10-30 06:00 | 1965-01-01 06:00 | 1990-10-30 06:00 | Petroleum | Unleaded gasoline | Unleaded gasoline |  | Steel | Steel |  | Painted or None | Steel |  | 1901-01-01 06:00 | [15 empty] | UST Currently In Use: 0; UST Temp Close: 0; AST Currently In Use: 0; AST Temp Closed: 0 | 0 | 0 | 1 | 10369-115-005845 | AVONDALE MILLS
2293 | Permanently Closed | 1992-05-15 06:00 | 1970-01-01 06:00 | 1993-05-05 06:00 | Petroleum | On road diesel | On road diesel |  | Steel | Steel |  | Painted or None | Steel |  | 1901-01-01 06:00 | [15 empty] | UST Currently In Use: 0; UST Temp Close: 0; AST Currently In Use: 1; AST Temp Closed: 0 | 0 | 0 | 2 | 10369-121-005844 | AVONDALE MILLS
2294 | Permanently Closed | 1990-06-11 06:00 | 1970-01-01 06:00 | 1990-06-11 06:00 | Petroleum | Used oil | Used oil |  | Steel | Steel |  | Painted or None | Steel |  | 1901-01-01 06:00 | [15 empty] | UST Currently In Use: 0; UST Temp Close: 0; AST Currently In Use: 1; AST Temp Closed: 0 | 0 | 0 | 2 | 10369-121-005844 | AVONDALE MILLS
2295 | Permanently Closed | 1901-01-01 06:00 | 1975-01-01 06:00 | 1990-10-23 06:00 | Petroleum | Used oil | Used oil |  | Steel | Steel |  | Painted or None | Steel |  | 1901-01-01 06:00 | [15 empty] | UST Currently In Use: 0; UST Temp Close: 0; AST Currently In Use: 1; AST Temp Closed: 0 | 0 | 0 | 4 | 10369-121-007577 | AVONDALE MILLS
2296 | Permanently Closed | 1989-11-21 06:00 | 1958-01-01 06:00 | 1989-11-21 06:00 | Petroleum | Unleaded gasoline | Unleaded gasoline |  | Steel | Steel |  | Painted or None | Steel |  | 1901-01-01 06:00 | [15 empty] | UST Currently In Use: 0; UST Temp Close: 0; AST Currently In Use: 1; AST Temp Closed: 0 | 0 | 0 | 4 | 10369-121-007577 | AVONDALE MILLS
2297 | Permanently Closed | 1990-02-12 06:00 | 1963-01-01 06:00 | 1990-02-13 06:00 | Petroleum | Unleaded gasoline | Unleaded gasoline |  | Steel | Steel |  | Painted or None | Steel |  | 1901-01-01 06:00 | [15 empty] | UST Currently In Use: 0; UST Temp Close: 0; AST Currently In Use: 1; AST Temp Closed: 0 | 0 | 0 | 4 | 10369-121-007577 | AVONDALE MILLS
2298 | Permanently Closed | 1901-01-01 06:00 | 1968-01-01 06:00 | 1990-10-23 06:00 | Petroleum | On road diesel | On road diesel |  | Steel | Steel |  | Painted or None | Steel |  | 1901-01-01 06:00 | [15 empty] | UST Currently In Use: 0; UST Temp Close: 0; AST Currently In Use: 1; AST Temp Closed: 0 | 0 | 0 | 4 | 10369-121-007577 | AVONDALE MILLS
2299 | Permanently Closed | 1974-12-01 06:00 | 1953-01-01 06:00 | 1989-11-21 06:00 | Petroleum | Kerosene | Kerosene |  | Steel | Steel |  | Painted or None | Steel |  | 1901-01-01 06:00 | [15 empty] | UST Currently In Use: 0; UST Temp Close: 0; AST Currently In Use: 1; AST Temp Closed: 0 | 0 | 0 | 3 | 10369-123-005847 | AVONDALE MILLS
2300 | Permanently Closed | 1974-12-01 06:00 | 1962-01-01 06:00 | 1989-11-20 06:00 | Petroleum | Unleaded gasoline | Unleaded gasoline |  | Steel | Steel |  | Painted or None | Steel |  | 1901-01-01 06:00 | [15 empty] | UST Currently In Use: 0; UST Temp Close: 0; AST Currently In Use: 1; AST Temp Closed: 0 | 0 | 0 | 3 | 10369-123-005847 | AVONDALE MILLS
2301 | Permanently Closed | 1974-12-01 06:00 | 1953-01-01 06:00 | 1989-11-20 06:00 | Petroleum | Unleaded gasoline | Unleaded gasoline |  | Steel | Steel |  | Painted or None | Steel |  | 1901-01-01 06:00 | [15 empty] | UST Currently In Use: 0; UST Temp Close: 0; AST Currently In Use: 1; AST Temp Closed: 0 | 0 | 0 | 3 | 10369-123-005847 | AVONDALE MILLS
2302 | Permanently Closed | 1990-11-12 06:00 | 1978-01-01 06:00 | 1998-11-12 06:00 | Petroleum | Unleaded gasoline | Unleaded gasoline | Industrial | Steel | Steel |  | Painted or None | Steel |  | 1901-01-01 06:00 | [15 empty] | UST Currently In Use: 0; UST Temp Close: 0; AST Currently In Use: 0; AST Temp Closed: 0 | 0 | 0 | 2 | 10372-097-004631 | B AND L INVESTMENT
2303 | Permanently Closed | 1990-11-12 06:00 | 1978-01-01 06:00 | 1998-11-12 06:00 | Petroleum | Unleaded gasoline | Unleaded gasoline | Industrial | Steel | Steel |  | Painted or None | Steel |  | 1901-01-01 06:00 | [15 empty] | UST Currently In Use: 0; UST Temp Close: 0; AST Currently In Use: 0; AST Temp Closed: 0 | 0 | 0 | 2 | 10372-097-004631 | B AND L INVESTMENT
2304 | Retired | 1988-08-08 06:00 | 1974-01-01 06:00 |  | Petroleum | On road diesel | On road diesel |  | Steel | Steel |  | Painted or None | Steel |  | 1901-01-01 06:00 | [15 empty] | UST Currently In Use: 0; UST Temp Close: 0; AST Currently In Use: 0; AST Temp Closed: 0 | 0 | 0 | 0 | 10373-073-011333 | B & R BACKHOE
2305 | Retired | 1988-08-08 06:00 | 1974-01-01 06:00 |  | Petroleum | On road diesel | On road diesel |  | Steel | Steel |  | Painted or None | Steel |  | 1901-01-01 06:00 | [15 empty] | UST Currently In Use: 0; UST Temp Close: 0; AST Currently In Use: 0; AST Temp Closed: 0 | 0 | 0 | 0 | 10373-073-011333 | B & R BACKHOE
2306 | Permanently Closed | 1998-04-10 06:00 | 1969-01-01 06:00 |  | Petroleum | Other, TRANSFLUID | Other |  | Steel | Steel |  |  | Steel |  | 1901-01-01 06:00 | [15 empty] | UST Currently In Use: 0; UST Temp Close: 0; AST Currently In Use: 0; AST Temp Closed: 0 | 0 | 0 | 2 | 10374-073-007339 | B AND R CO INC DGA AAMCO TRANS
2307 | Permanently Closed | 1998-04-10 06:00 | 1969-01-01 06:00 |  | Petroleum | Used oil | Used oil |  | Steel | Steel |  |  | Steel |  | 1901-01-01 06:00 | [15 empty] | UST Currently In Use: 0; UST Temp Close: 0; AST Currently In Use: 0; AST Temp Closed: 0 | 0 | 0 | 2 | 10374-073-007339 | B AND R CO INC DGA AAMCO TRANS
2308 | Permanently Closed | 1990-08-08 06:00 | 1970-01-01 06:00 | 1992-07-28 06:00 | Petroleum | Unleaded gasoline | Unleaded gasoline |  | Steel | Steel |  | Painted or None | Steel |  | 1901-01-01 06:00 | [15 empty] | UST Currently In Use: 0; UST Temp Close: 0; AST Currently In Use: 0; AST Temp Closed: 0 | 0 | 0 | 1 | 10375-093-011079 | B A ARMSTRONG
2309 | Permanently Closed | 1901-01-01 06:00 | 1969-01-01 06:00 | 1990-12-12 06:00 | Petroleum | Unleaded gasoline | Unleaded gasoline |  | Steel | Steel |  | Painted or None | Steel |  | 1901-01-01 06:00 | [15 empty] | UST Currently In Use: 0; UST Temp Close: 0; AST Currently In Use: 0; AST Temp Closed: 0 | 0 | 0 | 3 | 10376-111-006094 | B A MADDOX
2310 | Permanently Closed | 1901-01-01 06:00 | 1969-01-01 06:00 | 1990-12-12 06:00 | Petroleum | Unleaded gasoline | Unleaded gasoline |  | Steel | Steel |  | Painted or None | Steel |  | 1901-01-01 06:00 | [15 empty] | UST Currently In Use: 0; UST Temp Close: 0; AST Currently In Use: 0; AST Temp Closed: 0 | 0 | 0 | 3 | 10376-111-006094 | B A MADDOX
2311 | Permanently Closed | 1901-01-01 06:00 | 1974-01-01 06:00 | 1990-12-12 06:00 | Petroleum | Unleaded gasoline | Unleaded gasoline |  | Steel | Steel |  | Painted or None | Steel |  | 1901-01-01 06:00 | [15 empty] | UST Currently In Use: 0; UST Temp Close: 0; AST Currently In Use: 0; AST Temp Closed: 0 | 0 | 0 | 3 | 10376-111-006094 | B A MADDOX
2312 | Permanently Closed | 1990-01-05 06:00 | 1965-01-01 06:00 | 1990-01-05 06:00 | Petroleum | Unleaded gasoline | Unleaded gasoline |  | Steel | Steel |  | Painted or None | Steel |  | 1901-01-01 06:00 | [15 empty] | UST Currently In Use: 0; UST Temp Close: 0; AST Currently In Use: 0; AST Temp Closed: 0 | 0 | 0 | 4 | 10377-073-010146 | B D COMPTON & R C PAXTON
2313 | Permanently Closed | 1990-01-05 06:00 | 1965-01-01 06:00 | 1990-01-05 06:00 | Petroleum | Unleaded gasoline | Unleaded gasoline |  | Steel | Steel |  | Painted or None | Steel |  | 1901-01-01 06:00 | [15 empty] | UST Currently In Use: 0; UST Temp Close: 0; AST Currently In Use: 0; AST Temp Closed: 0 | 0 | 0 | 4 | 10377-073-010146 | B D COMPTON & R C PAXTON
2314 | Permanently Closed | 1990-01-05 06:00 | 1965-01-01 06:00 | 1990-01-05 06:00 | Petroleum | Unleaded gasoline | Unleaded gasoline |  | Steel | Steel |  | Painted or None | Steel |  | 1901-01-01 06:00 | [15 empty] | UST Currently In Use: 0; UST Temp Close: 0; AST Currently In Use: 0; AST Temp Closed: 0 | 0 | 0 | 4 | 10377-073-010146 | B D COMPTON & R C PAXTON
2315 | Permanently Closed | 1990-01-05 06:00 | 1965-01-01 06:00 | 1990-01-05 06:00 | Petroleum | Unleaded gasoline | Unleaded gasoline |  | Steel | Steel |  | Painted or None | Steel |  | 1901-01-01 06:00 | [15 empty] | UST Currently In Use: 0; UST Temp Close: 0; AST Currently In Use: 0; AST Temp Closed: 0 | 0 | 0 | 4 | 10377-073-010146 | B D COMPTON & R C PAXTON
2316 | Permanently Closed | 1988-12-14 06:00 | 1974-01-01 06:00 | 1988-12-14 06:00 | Petroleum | Used oil | Used oil |  | Steel | Steel |  |  | Other, NO PIPING |  | 1901-01-01 06:00 | [15 empty] | UST Currently In Use: 0; UST Temp Close: 0; AST Currently In Use: 0; AST Temp Closed: 0 | 0 | 0 | 1 | 10378-033-002478 | B LEASING INC
2317 | Permanently Closed | 1976-01-01 06:00 | 1974-01-01 06:00 |  | Petroleum | Unleaded gasoline | Unleaded gasoline |  | Steel | Steel |  |  | Steel |  | 1901-01-01 06:00 | [15 empty] | UST Currently In Use: 0; UST Temp Close: 0; AST Currently In Use: 0; AST Temp Closed: 0 | 0 | 0 | 2 | 10379-077-000610 | B M INGRAM JR
2318 | Permanently Closed | 1976-01-01 06:00 | 1974-01-01 06:00 |  | Petroleum | Unleaded gasoline | Unleaded gasoline |  | Steel | Steel |  |  | Steel |  | 1901-01-01 06:00 | [15 empty] | UST Currently In Use: 0; UST Temp Close: 0; AST Currently In Use: 0; AST Temp Closed: 0 | 0 | 0 | 2 | 10379-077-000610 | B M INGRAM JR
2319 | Permanently Closed | 1991-06-06 06:00 | 1948-01-01 06:00 | 1991-06-06 06:00 | Petroleum | Unleaded gasoline | Unleaded gasoline |  | Steel | Steel |  | Painted or None | Steel |  | 1901-01-01 06:00 | [15 empty] | UST Currently In Use: 0; UST Temp Close: 1; AST Currently In Use: 0; AST Temp Closed: 0 | 0 | 1 | 4 | 24137-087-008101 | JANIE BREWER
2320 | Permanently Closed | 1991-06-06 06:00 | 1948-01-01 06:00 | 1991-06-06 06:00 | Petroleum | Unleaded gasoline | Unleaded gasoline |  | Steel | Steel |  | Painted or None | Steel |  | 1901-01-01 06:00 | [15 empty] | UST Currently In Use: 0; UST Temp Close: 1; AST Currently In Use: 0; AST Temp Closed: 0 | 0 | 1 | 4 | 24137-087-008101 | JANIE BREWER
2321 | Permanently Closed | 1991-06-06 06:00 | 1948-01-01 06:00 | 1991-06-06 06:00 | Petroleum | Unleaded gasoline | Unleaded gasoline |  | Steel | Steel |  | Painted or None | Steel |  | 1901-01-01 06:00 | [15 empty] | UST Currently In Use: 0; UST Temp Close: 1; AST Currently In Use: 0; AST Temp Closed: 0 | 0 | 1 | 4 | 24137-087-008101 | JANIE BREWER
2322 | Permanently Closed | 1901-01-01 06:00 | 1948-01-01 06:00 | 1991-01-25 06:00 | Petroleum | Kerosene | Kerosene |  | Steel | Steel |  | Painted or None | Steel |  | 1901-01-01 06:00 | [15 empty] | UST Currently In Use: 0; UST Temp Close: 1; AST Currently In Use: 0; AST Temp Closed: 0 | 0 | 1 | 4 | 24137-087-008101 | JANIE BREWER
2323 | Permanently Closed | 1996-08-26 06:00 | 1969-01-01 06:00 | 1996-08-26 06:00 | Petroleum | Other, SLOP | Other |  | Steel | Steel |  | Painted or None | Other, NONE |  | 1901-01-01 06:00 | [15 empty] | UST Currently In Use: 0; UST Temp Close: 0; AST Currently In Use: 0; AST Temp Closed: 0 | 0 | 0 | 5 | 10382-097-005380 | B P OIL COMPANY ATTN: IVANA MATYAS
2324 | Permanently Closed | 1996-08-26 06:00 | 1969-01-01 06:00 | 1996-08-26 06:00 | Petroleum | Other, SLOP | Other |  | Steel | Steel | Coated & cathodic protection (sti-P3) |  | Steel |  | 1901-01-01 06:00 | [15 empty] | UST Currently In Use: 0; UST Temp Close: 0; AST Currently In Use: 0; AST Temp Closed: 0 | 0 | 0 | 5 | 10382-097-005380 | B P OIL COMPANY ATTN: IVANA MATYAS
2326 | Permanently Closed | 1996-08-26 06:00 | 1979-01-01 06:00 | 1996-08-26 06:00 | Petroleum | Other, SLOP | Other |  | Steel | Steel |  | Painted or None | Steel |  | 1901-01-01 06:00 | [15 empty] | UST Currently In Use: 0; UST Temp Close: 0; AST Currently In Use: 0; AST Temp Closed: 0 | 0 | 0 | 5 | 10382-097-005380 | B P OIL COMPANY ATTN: IVANA MATYAS
2327 | Permanently Closed | 1901-01-01 06:00 | 1969-01-01 06:00 | 1986-10-01 06:00 | Petroleum | On road diesel | On road diesel |  | Steel | Steel |  | Painted or None | Steel |  | 1901-01-01 06:00 | [15 empty] | UST Currently In Use: 0; UST Temp Close: 0; AST Currently In Use: 0; AST Temp Closed: 0 | 0 | 0 | 5 | 10382-097-005380 | B P OIL COMPANY ATTN: IVANA MATYAS
2328 | Permanently Closed | 1984-03-01 06:00 | 1963-01-01 06:00 | 1986-10-01 06:00 | Petroleum | On road diesel | On road diesel |  | Steel | Steel |  | Painted or None | Steel, NONE |  | 1901-01-01 06:00 | [15 empty] | UST Currently In Use: 0; UST Temp Close: 0; AST Currently In Use: 0; AST Temp Closed: 0 | 0 | 0 | 5 | 10382-097-005380 | B P OIL COMPANY ATTN: IVANA MATYAS
2329 | Permanently Closed | 1993-12-01 06:00 | 1971-01-01 06:00 | 1994-05-19 06:00 | Petroleum | On road diesel | On road diesel |  | Steel | Steel |  | Painted or None | Steel |  | 1901-01-01 06:00 | [12 empty] | Annual line testing | Annual line testing |  | UST Currently In Use: 2; UST Temp Close: 0; AST Currently In Use: 0; AST Temp Closed: 0 | 2 | 0 | 2 | 10383-015-006853 | B R WILLIAMS TRUCKING, INC
2330 | Permanently Closed | 1993-12-01 06:00 | 1971-01-01 06:00 | 1994-05-19 06:00 | Petroleum | On road diesel | On road diesel |  | Steel | Steel |  | Painted or None | Steel |  | 1901-01-01 06:00 | [12 empty] | Annual line testing | Annual line testing |  | UST Currently In Use: 2; UST Temp Close: 0; AST Currently In Use: 0; AST Temp Closed: 0 | 2 | 0 | 2 | 10383-015-006853 | B R WILLIAMS TRUCKING, INC
2331 | Permanently Closed | 1996-07-01 06:00 | 1981-01-01 06:00 | 1997-07-15 06:00 | Petroleum | Unleaded gasoline | Unleaded gasoline | Retail | Steel | Steel |  | Painted or None | Steel |  | 1901-01-01 06:00 | [6 empty] | Statistical Inventory Reconciliation (SIR) | [8 empty] | UST Currently In Use: 0; UST Temp Close: 0; AST Currently In Use: 0; AST Temp Closed: 0 | 0 | 0 | 3 | 10384-051-000406 | B WAYNE WALLACE
2332 | Permanently Closed | 1996-07-01 06:00 | 1981-01-01 06:00 | 1997-07-15 06:00 | Petroleum | Unleaded gasoline | Unleaded gasoline | Retail | Steel | Steel |  | Painted or None | Steel |  | 1901-01-01 06:00 | [6 empty] | Statistical Inventory Reconciliation (SIR) | [8 empty] | UST Currently In Use: 0; UST Temp Close: 0; AST Currently In Use: 0; AST Temp Closed: 0 | 0 | 0 | 3 | 10384-051-000406 | B WAYNE WALLACE
2333 | Permanently Closed | 1996-07-01 06:00 | 1983-01-01 06:00 | 1997-07-15 06:00 | Petroleum | Unleaded gasoline | Unleaded gasoline | Retail | Steel | Steel |  | Painted or None | Steel |  | 1901-01-01 06:00 | [6 empty] | Statistical Inventory Reconciliation (SIR) | [8 empty] | UST Currently In Use: 0; UST Temp Close: 0; AST Currently In Use: 0; AST Temp Closed: 0 | 0 | 0 | 3 | 10384-051-000406 | B WAYNE WALLACE
2334 | Permanently Closed | 1998-08-08 06:00 | 1978-01-01 06:00 | 1998-08-11 06:00 | Petroleum | On road diesel | On road diesel |  | Steel | Steel |  | Painted or None | Steel |  | 1901-01-01 06:00 | [12 empty] | Annual line testing | Annual line testing |  | UST Currently In Use: 0; UST Temp Close: 0; AST Currently In Use: 0; AST Temp Closed: 0 | 0 | 0 | 1 | 10385-041-005908 | BAGENTS FARMS
2335 | Permanently Closed | 1997-05-09 06:00 | 1976-01-01 06:00 | 1997-05-09 06:00 | Petroleum | Unleaded gasoline | Unleaded gasoline |  | Steel | Steel |  | Painted or None | Steel |  | 1901-01-01 06:00 | [15 empty] | UST Currently In Use: 0; UST Temp Close: 0; AST Currently In Use: 0; AST Temp Closed: 0 | 0 | 0 | 2 | 10386-073-000672 | BAGGETT EQUIPMENT INC
2336 | Permanently Closed | 1997-05-09 06:00 | 1976-01-01 06:00 | 1997-05-09 06:00 | Petroleum | On road diesel | On road diesel |  | Steel | Steel |  | Painted or None | Steel |  | 1901-01-01 06:00 | [15 empty] | UST Currently In Use: 0; UST Temp Close: 0; AST Currently In Use: 0; AST Temp Closed: 0 | 0 | 0 | 2 | 10386-073-000672 | BAGGETT EQUIPMENT INC
2337 | Permanently Closed | 1996-09-24 06:00 | 1975-01-01 06:00 | 1996-09-24 06:00 | Petroleum | On road diesel | On road diesel |  | Steel | Steel |  | Painted or None | Steel |  | 1901-01-01 06:00 | [12 empty] | Annual line testing | Annual line testing |  | UST Currently In Use: 0; UST Temp Close: 0; AST Currently In Use: 0; AST Temp Closed: 0 | 0 | 0 | 2 | 10389-015-000353 | BAGGETT TRANSPORTATION CO
2338 | Permanently Closed | 1996-09-24 06:00 | 1975-01-01 06:00 | 1996-09-24 06:00 | Petroleum | On road diesel | On road diesel |  | Steel | Steel |  | Painted or None | Steel |  | 1901-01-01 06:00 | [12 empty] | Annual line testing | Annual line testing |  | UST Currently In Use: 0; UST Temp Close: 0; AST Currently In Use: 0; AST Temp Closed: 0 | 0 | 0 | 2 | 10389-015-000353 | BAGGETT TRANSPORTATION CO
2339 | Permanently Closed | 1980-12-01 06:00 | 1959-01-01 06:00 | 1988-11-01 06:00 | Petroleum | Other, EMPTY | Other |  | Steel | Steel |  |  |  |  | 1901-01-01 06:00 | [15 empty] | UST Currently In Use: 0; UST Temp Close: 0; AST Currently In Use: 0; AST Temp Closed: 0 | 0 | 0 | 2 | 10389-033-000346 | BAGGETT TRANSPORTATION CO
2340 | Permanently Closed | 1980-12-01 06:00 | 1959-01-01 06:00 | 1988-11-01 06:00 | Petroleum | Other, EMPTY | Other |  | Steel | Steel |  |  |  |  | 1901-01-01 06:00 | [15 empty] | UST Currently In Use: 0; UST Temp Close: 0; AST Currently In Use: 0; AST Temp Closed: 0 | 0 | 0 | 2 | 10389-033-000346 | BAGGETT TRANSPORTATION CO
2341 | Permanently Closed | 1993-09-30 06:00 | 1955-01-01 06:00 | 1993-09-30 06:00 | Petroleum | On road diesel | On road diesel |  | Steel | Steel | Other, OTHER |  | Steel |  | 1901-01-01 06:00 | [15 empty] | UST Currently In Use: 0; UST Temp Close: 0; AST Currently In Use: 0; AST Temp Closed: 0 | 0 | 0 | 1 | 10389-055-000491 | BAGGETT TRANSPORTATION CO
2342 | Retired | 1982-03-01 06:00 | 1954-01-01 06:00 |  | Petroleum | On road diesel | On road diesel |  | Steel | Steel | Other, OTHER |  | Steel |  | 1901-01-01 06:00 | [15 empty] | UST Currently In Use: 0; UST Temp Close: 0; AST Currently In Use: 0; AST Temp Closed: 0 | 0 | 0 | 1 | 10389-055-000491 | BAGGETT TRANSPORTATION CO
2343 | Permanently Closed | 1991-02-21 06:00 | 1973-01-01 06:00 | 1991-02-21 06:00 | Petroleum | On road diesel | On road diesel |  | Steel | Steel |  |  |  |  | 1901-01-01 06:00 | [15 empty] | UST Currently In Use: 0; UST Temp Close: 0; AST Currently In Use: 0; AST Temp Closed: 0 | 0 | 0 | 7 | 10389-073-000340 | BAGGETT TRANSPORTATION CO
2344 | Permanently Closed | 1991-02-21 06:00 | 1973-01-01 06:00 | 1991-02-21 06:00 | Petroleum | On road diesel | On road diesel |  | Steel | Steel |  |  |  |  | 1901-01-01 06:00 | [15 empty] | UST Currently In Use: 0; UST Temp Close: 0; AST Currently In Use: 0; AST Temp Closed: 0 | 0 | 0 | 7 | 10389-073-000340 | BAGGETT TRANSPORTATION CO
2345 | Permanently Closed | 1991-02-21 06:00 | 1973-01-01 06:00 | 1991-02-21 06:00 | Petroleum | On road diesel | On road diesel |  | Steel | Steel |  |  |  |  | 1901-01-01 06:00 | [15 empty] | UST Currently In Use: 0; UST Temp Close: 0; AST Currently In Use: 0; AST Temp Closed: 0 | 0 | 0 | 7 | 10389-073-000340 | BAGGETT TRANSPORTATION CO
2346 | Permanently Closed | 1991-02-21 06:00 | 1973-01-01 06:00 | 1991-02-21 06:00 | Petroleum | On road diesel | On road diesel |  | Steel | Steel |  |  |  |  | 1901-01-01 06:00 | [15 empty] | UST Currently In Use: 0; UST Temp Close: 0; AST Currently In Use: 0; AST Temp Closed: 0 | 0 | 0 | 7 | 10389-073-000340 | BAGGETT TRANSPORTATION CO
2347 | Permanently Closed | 1991-02-21 06:00 | 1973-01-01 06:00 | 1991-02-21 06:00 | Petroleum | On road diesel | On road diesel |  | Steel | Steel |  |  |  |  | 1901-01-01 06:00 | [15 empty] | UST Currently In Use: 0; UST Temp Close: 0; AST Currently In Use: 0; AST Temp Closed: 0 | 0 | 0 | 7 | 10389-073-000340 | BAGGETT TRANSPORTATION CO
2348 | Permanently Closed | 1991-02-21 06:00 | 1973-01-01 06:00 | 1991-02-21 06:00 | Petroleum | Other, MOTOR OIL | Other |  | Steel | Steel |  |  |  |  | 1901-01-01 06:00 | [15 empty] | UST Currently In Use: 0; UST Temp Close: 0; AST Currently In Use: 0; AST Temp Closed: 0 | 0 | 0 | 7 | 10389-073-000340 | BAGGETT TRANSPORTATION CO
2349 | Permanently Closed | 1991-02-21 06:00 | 1973-01-01 06:00 | 1991-02-21 06:00 | Petroleum | Other, ANTIFREEZE | Other |  | Steel | Steel |  |  |  |  | 1901-01-01 06:00 | [15 empty] | UST Currently In Use: 0; UST Temp Close: 0; AST Currently In Use: 0; AST Temp Closed: 0 | 0 | 0 | 7 | 10389-073-000340 | BAGGETT TRANSPORTATION CO
2350 | Permanently Closed | 1990-02-07 06:00 | 1947-01-01 06:00 |  | Petroleum | Kerosene | Kerosene |  | Steel | Steel |  |  |  |  | 1901-01-01 06:00 | [15 empty] | UST Currently In Use: 0; UST Temp Close: 0; AST Currently In Use: 0; AST Temp Closed: 0 | 0 | 0 | 4 | 20721-073-000341 | CROW PROPERTIES LLC
2351 | Permanently Closed | 1990-02-07 06:00 | 1947-01-01 06:00 |  | Petroleum | On road diesel | On road diesel |  | Steel | Steel |  |  |  |  | 1901-01-01 06:00 | [15 empty] | UST Currently In Use: 0; UST Temp Close: 0; AST Currently In Use: 0; AST Temp Closed: 0 | 0 | 0 | 4 | 20721-073-000341 | CROW PROPERTIES LLC
2352 | Permanently Closed | 1990-02-07 06:00 | 1947-01-01 06:00 |  | Petroleum | On road diesel | On road diesel |  | Steel | Steel |  |  |  |  | 1901-01-01 06:00 | [15 empty] | UST Currently In Use: 0; UST Temp Close: 0; AST Currently In Use: 0; AST Temp Closed: 0 | 0 | 0 | 4 | 20721-073-000341 | CROW PROPERTIES LLC
2353 | Permanently Closed | 1990-02-07 06:00 | 1976-01-01 06:00 |  | Petroleum | On road diesel | On road diesel |  | Steel | Steel |  |  |  |  | 1901-01-01 06:00 | [15 empty] | UST Currently In Use: 0; UST Temp Close: 0; AST Currently In Use: 0; AST Temp Closed: 0 | 0 | 0 | 4 | 20721-073-000341 | CROW PROPERTIES LLC
2354 | Permanently Closed | 1991-09-13 06:00 | 1964-01-01 06:00 | 1991-09-13 06:00 | Petroleum | Aviation fuel (JP-4; etc.) | Aviation fuel (JP-4; etc.) |  | Fiberglass reinforced plastic, Single Wall | Single Wall |  |  | Single Wall, ABVGROUND |  | 1901-01-01 06:00 |  | Other, ABDGRND |  |  |  |  | Automatic Tank Gauge | [8 empty] | UST Currently In Use: 1; UST Temp Close: 0; AST Currently In Use: 0; AST Temp Closed: 0 | 1 | 0 | 3 | 23196-073-002367 | BIRMINGHAM BRAVO, LLC
2355 | Permanently Closed | 1991-09-13 06:00 | 1964-01-01 06:00 | 1991-09-13 06:00 | Petroleum | Aviation fuel (JP-4; etc.) | Aviation fuel (JP-4; etc.) | [7 empty] | 1901-01-01 06:00 | [15 empty] | UST Currently In Use: 1; UST Temp Close: 0; AST Currently In Use: 0; AST Temp Closed: 0 | 1 | 0 | 3 | 23196-073-002367 | BIRMINGHAM BRAVO, LLC
2356 | Permanently Closed | 1991-09-03 06:00 | 1964-01-01 06:00 | 1991-09-03 06:00 | Petroleum | Unleaded gasoline | Unleaded gasoline | [7 empty] | 1901-01-01 06:00 | [15 empty] | UST Currently In Use: 1; UST Temp Close: 0; AST Currently In Use: 0; AST Temp Closed: 0 | 1 | 0 | 3 | 23196-073-002367 | BIRMINGHAM BRAVO, LLC
2357 | Permanently Closed | 1991-01-03 06:00 | 1956-01-01 06:00 | 1991-01-03 06:00 | Petroleum | On road diesel | On road diesel | [7 empty] | 1901-01-01 06:00 | [15 empty] | UST Currently In Use: 0; UST Temp Close: 0; AST Currently In Use: 0; AST Temp Closed: 0 | 0 | 0 | 2 | 10389-101-000345 | BAGGETT TRANSPORTATION CO
2358 | Permanently Closed | 1991-01-03 06:00 | 1956-01-01 06:00 | 1991-01-03 06:00 | Petroleum | On road diesel | On road diesel | [7 empty] | 1901-01-01 06:00 | [15 empty] | UST Currently In Use: 0; UST Temp Close: 0; AST Currently In Use: 0; AST Temp Closed: 0 | 0 | 0 | 2 | 10389-101-000345 | BAGGETT TRANSPORTATION CO
2359 | Permanently Closed | 1998-12-22 06:00 | 1984-01-01 06:00 | 2000-03-24 06:00 | Petroleum | On road diesel | On road diesel |  | Steel | Steel |  | Painted or None | Steel |  | 1901-01-01 06:00 | [15 empty] | UST Currently In Use: 0; UST Temp Close: 0; AST Currently In Use: 0; AST Temp Closed: 0 | 0 | 0 | 2 | 10391-121-009803 | BAILEY CONSTRUCTION CO INC
2360 | Permanently Closed | 1998-12-22 06:00 | 1984-01-01 06:00 | 2000-03-24 06:00 | Petroleum | Unleaded gasoline | Unleaded gasoline |  | Steel | Steel |  | Painted or None | Steel |  | 1901-01-01 06:00 | [15 empty] | UST Currently In Use: 0; UST Temp Close: 0; AST Currently In Use: 0; AST Temp Closed: 0 | 0 | 0 | 2 | 10391-121-009803 | BAILEY CONSTRUCTION CO INC
2361 | Permanently Closed | 1992-01-14 06:00 | 1974-01-01 06:00 | 1992-01-14 06:00 | Petroleum | Unleaded gasoline | Unleaded gasoline |  | Steel | Steel |  | Painted or None | Steel |  | 1901-01-01 06:00 | [15 empty] | UST Currently In Use: 0; UST Temp Close: 0; AST Currently In Use: 0; AST Temp Closed: 0 | 0 | 0 | 2 | 10392-129-001739 | BAILEY CONSTRUCTION CO INC
2362 | Permanently Closed | 1992-01-14 06:00 | 1974-01-01 06:00 | 1992-01-14 06:00 | Petroleum | On road diesel | On road diesel |  | Steel | Steel |  | Painted or None | Steel |  | 1901-01-01 06:00 | [15 empty] | UST Currently In Use: 0; UST Temp Close: 0; AST Currently In Use: 0; AST Temp Closed: 0 | 0 | 0 | 2 | 10392-129-001739 | BAILEY CONSTRUCTION CO INC
2363 | Permanently Closed | 1995-08-11 06:00 | 1977-01-01 06:00 | 1995-08-11 06:00 | Petroleum | Unleaded gasoline | Unleaded gasoline |  | Steel | Steel |  |  |  |  | 1901-01-01 06:00 | [12 empty] | Annual line testing | Annual line testing |  | UST Currently In Use: 0; UST Temp Close: 0; AST Currently In Use: 0; AST Temp Closed: 0 | 0 | 0 | 2 | 10393-073-011823 | BAIRD CONTRACTING CO INC
2364 | Permanently Closed | 1995-08-11 06:00 | 1977-01-01 06:00 | 1995-08-11 06:00 | Petroleum | On road diesel | On road diesel |  | Steel | Steel |  |  |  |  | 1901-01-01 06:00 | [12 empty] | Annual line testing | Annual line testing |  | UST Currently In Use: 0; UST Temp Close: 0; AST Currently In Use: 0; AST Temp Closed: 0 | 0 | 0 | 2 | 10393-073-011823 | BAIRD CONTRACTING CO INC
2365 | Cannot Locate or abandoned | 1999-10-21 06:00 | 1968-01-01 06:00 |  | Petroleum | Unleaded gasoline | Unleaded gasoline | Retail | Steel | Steel |  | Painted or None | Steel |  | 1901-01-01 06:00 | [15 empty] | UST Currently In Use: 0; UST Temp Close: 0; AST Currently In Use: 0; AST Temp Closed: 0 | 0 | 0 | 0 | 10394-113-003770 | FRANK L HART
2366 | Cannot Locate or abandoned | 1999-10-21 06:00 | 1968-01-01 06:00 |  | Petroleum | Unleaded gasoline | Unleaded gasoline | Retail | Steel | Steel |  | Painted or None | Steel |  | 1901-01-01 06:00 | [15 empty] | UST Currently In Use: 0; UST Temp Close: 0; AST Currently In Use: 0; AST Temp Closed: 0 | 0 | 0 | 0 | 10394-113-003770 | FRANK L HART
2367 | Cannot Locate or abandoned | 1999-10-21 06:00 | 1968-01-01 06:00 |  | Petroleum | Unleaded gasoline | Unleaded gasoline | Retail | Steel | Steel |  | Painted or None | Steel |  | 1901-01-01 06:00 | [15 empty] | UST Currently In Use: 0; UST Temp Close: 0; AST Currently In Use: 0; AST Temp Closed: 0 | 0 | 0 | 0 | 10394-113-003770 | FRANK L HART
2368 | Cannot Locate or abandoned | 1999-10-21 06:00 | 1981-01-01 06:00 |  | Petroleum | On road diesel | On road diesel | Retail | Steel | Steel |  | Painted or None | Steel |  | 1901-01-01 06:00 | [15 empty] | UST Currently In Use: 0; UST Temp Close: 0; AST Currently In Use: 0; AST Temp Closed: 0 | 0 | 0 | 0 | 13916-113-003770 | PRESTON OIL CO
2369 | Permanently Closed | 1901-01-01 06:00 | 1964-01-01 06:00 | 1988-05-05 06:00 | Petroleum | Unleaded gasoline | Unleaded gasoline |  | Steel | Steel |  | Painted or None | Steel |  | 1901-01-01 06:00 | [15 empty] | UST Currently In Use: 0; UST Temp Close: 0; AST Currently In Use: 0; AST Temp Closed: 0 | 0 | 0 | 4 | 10395-073-001845 | BAKER & SON DAIRY
2370 | Permanently Closed | 1901-01-01 06:00 | 1969-01-01 06:00 | 1988-05-05 06:00 | Petroleum | Unleaded gasoline | Unleaded gasoline |  | Steel | Steel |  | Painted or None | Steel |  | 1901-01-01 06:00 | [15 empty] | UST Currently In Use: 0; UST Temp Close: 0; AST Currently In Use: 0; AST Temp Closed: 0 | 0 | 0 | 4 | 10395-073-001845 | BAKER & SON DAIRY
2371 | Permanently Closed | 1994-10-01 06:00 | 1980-01-01 06:00 | 1996-10-01 06:00 | Petroleum | On road diesel | On road diesel | Industrial | Steel | Steel |  | Painted or None | Fiberglass reinforced plastic, Steel |  | 1901-01-01 06:00 |  | Catchment Basin, Single walled catchment basin | Automatic shutoff device At 95% full | Automatic shutoff device At 95% full |  |  | Automatic Tank Gauge | [8 empty] | UST Currently In Use: 0; UST Temp Close: 0; AST Currently In Use: 0; AST Temp Closed: 0 | 0 | 0 | 4 | 10395-073-001845 | BAKER & SON DAIRY
2372 | Permanently Closed | 1994-10-01 06:00 | 1988-01-01 06:00 | 1996-10-01 06:00 | Petroleum | Unleaded gasoline | Unleaded gasoline | Industrial | Steel | Steel | Coated & cathodic protection (sti-P3) |  | Fiberglass reinforced plastic |  | 1901-01-01 06:00 |  | Catchment Basin, Single walled catchment basin | Automatic shutoff device At 95% full | Automatic shutoff device At 95% full |  |  | Automatic Tank Gauge | [8 empty] | UST Currently In Use: 0; UST Temp Close: 0; AST Currently In Use: 0; AST Temp Closed: 0 | 0 | 0 | 4 | 10395-073-001845 | BAKER & SON DAIRY
2373 | Retired | 1988-08-08 06:00 | 1983-01-01 06:00 |  | Petroleum | Unleaded gasoline | Unleaded gasoline |  | Steel | Steel |  | Painted or None | Steel |  | 1901-01-01 06:00 | [15 empty] | UST Currently In Use: 0; UST Temp Close: 0; AST Currently In Use: 0; AST Temp Closed: 0 | 0 | 0 | 2 | 10396-123-001752 | MARIA BAKER
2374 | Retired | 1988-08-08 06:00 | 1978-01-01 06:00 |  | Petroleum | Unleaded gasoline | Unleaded gasoline |  | Steel | Steel |  | Painted or None | Steel |  | 1901-01-01 06:00 | [15 empty] | UST Currently In Use: 0; UST Temp Close: 0; AST Currently In Use: 0; AST Temp Closed: 0 | 0 | 0 | 2 | 10396-123-001752 | MARIA BAKER
2375 | Retired | 1988-08-08 06:00 | 1949-01-01 06:00 |  | Petroleum | On road diesel | On road diesel |  | Steel | Steel |  | Painted or None | Steel |  | 1901-01-01 06:00 | [15 empty] | UST Currently In Use: 0; UST Temp Close: 0; AST Currently In Use: 0; AST Temp Closed: 0 | 0 | 0 | 2 | 10396-123-001752 | MARIA BAKER
2376 | Permanently Closed | 1984-06-01 06:00 | 1949-01-01 06:00 |  | Petroleum | Unleaded gasoline | Unleaded gasoline |  | Steel | Steel |  | Painted or None | Steel |  | 1901-01-01 06:00 | [15 empty] | UST Currently In Use: 0; UST Temp Close: 0; AST Currently In Use: 0; AST Temp Closed: 0 | 0 | 0 | 2 | 10396-123-001752 | MARIA BAKER
2377 | Permanently Closed | 1980-05-01 06:00 | 1949-01-01 06:00 |  | Petroleum | Unleaded gasoline | Unleaded gasoline |  | Steel | Steel |  | Painted or None | Steel |  | 1901-01-01 06:00 | [15 empty] | UST Currently In Use: 0; UST Temp Close: 0; AST Currently In Use: 0; AST Temp Closed: 0 | 0 | 0 | 2 | 10396-123-001752 | MARIA BAKER
2378 | Permanently Closed | 1992-01-13 06:00 | 1969-01-01 06:00 | 1992-01-13 06:00 | Petroleum | Unleaded gasoline | Unleaded gasoline |  | Steel | Steel |  | Painted or None | Steel |  | 1901-01-01 06:00 | [15 empty] | UST Currently In Use: 0; UST Temp Close: 0; AST Currently In Use: 0; AST Temp Closed: 0 | 0 | 0 | 1 | 10397-003-001986 | BALDWIN ANIMAL CLINIC
2379 | Permanently Closed | 1993-02-11 06:00 | 1980-01-01 06:00 | 1993-02-11 06:00 | Petroleum | Unleaded gasoline | Unleaded gasoline | Local government | Steel | Steel |  | Painted or None | Steel |  | 1901-01-01 06:00 | [15 empty] | UST Currently In Use: 0; UST Temp Close: 0; AST Currently In Use: 0; AST Temp Closed: 0 | 0 | 0 | 5 | 10398-003-001429 | BALDWIN COUNTY BOARD OF EDUCATION
2380 | Permanently Closed | 1993-02-11 06:00 | 1975-01-01 06:00 | 1993-02-11 06:00 | Petroleum | Unleaded gasoline | Unleaded gasoline | Local government | Steel | Steel |  | Painted or None | Steel |  | 1901-01-01 06:00 | [15 empty] | UST Currently In Use: 0; UST Temp Close: 0; AST Currently In Use: 0; AST Temp Closed: 0 | 0 | 0 | 5 | 10398-003-001429 | BALDWIN COUNTY BOARD OF EDUCATION
2381 | Permanently Closed | 1993-02-11 06:00 | 1980-01-01 06:00 | 1993-02-11 06:00 | Petroleum | Used oil | Used oil | Local government | Steel | Steel |  | Painted or None | Steel |  | 1901-01-01 06:00 | [15 empty] | UST Currently In Use: 0; UST Temp Close: 0; AST Currently In Use: 0; AST Temp Closed: 0 | 0 | 0 | 5 | 10398-003-001429 | BALDWIN COUNTY BOARD OF EDUCATION
2382 | Permanently Closed | 1994-08-10 06:00 | 1980-01-01 06:00 | 1994-08-10 06:00 | Petroleum | Unleaded gasoline | Unleaded gasoline | Local government | Steel | Steel |  | Painted or None | Steel |  | 1901-01-01 06:00 | [15 empty] | UST Currently In Use: 0; UST Temp Close: 0; AST Currently In Use: 2; AST Temp Closed: 0 | 0 | 0 | 4 | 10398-003-001430 | BALDWIN COUNTY BOARD OF EDUCATION
2383 | Permanently Closed | 1994-08-10 06:00 | 1980-01-01 06:00 | 1994-08-10 06:00 | Petroleum | On road diesel | On road diesel | Local government | Steel | Steel |  | Painted or None | Steel |  | 1901-01-01 06:00 | [15 empty] | UST Currently In Use: 0; UST Temp Close: 0; AST Currently In Use: 2; AST Temp Closed: 0 | 0 | 0 | 4 | 10398-003-001430 | BALDWIN COUNTY BOARD OF EDUCATION
2384 | Permanently Closed | 1994-07-20 06:00 | 1978-01-01 06:00 | 1994-07-20 06:00 | Petroleum | Unleaded gasoline | Unleaded gasoline | Local government | Steel | Steel |  | Painted or None | Steel |  | 1901-01-01 06:00 | [15 empty] | UST Currently In Use: 0; UST Temp Close: 0; AST Currently In Use: 0; AST Temp Closed: 0 | 0 | 0 | 1 | 10398-003-001431 | BALDWIN COUNTY BOARD OF EDUCATION
2385 | Permanently Closed | 1991-07-31 06:00 | 1966-01-01 06:00 | 1991-07-31 06:00 | Petroleum | Other, OTHER | Other | Local government | Steel | Steel |  | Painted or None | Steel |  | 1901-01-01 06:00 | [15 empty] | UST Currently In Use: 0; UST Temp Close: 0; AST Currently In Use: 0; AST Temp Closed: 0 | 0 | 0 | 1 | 10398-003-001432 | BALDWIN COUNTY BOARD OF EDUCATION
2386 | Permanently Closed | 1991-08-01 06:00 | 1966-01-01 06:00 | 1991-08-01 06:00 | Petroleum | Unleaded gasoline | Unleaded gasoline | Local government | Steel | Steel |  | Painted or None | Steel |  | 1901-01-01 06:00 | [15 empty] | UST Currently In Use: 0; UST Temp Close: 0; AST Currently In Use: 0; AST Temp Closed: 0 | 0 | 0 | 2 | 10398-003-001433 | BALDWIN COUNTY BOARD OF EDUCATION
2387 | Permanently Closed | 1991-08-05 06:00 | 1966-01-01 06:00 | 1991-08-05 06:00 | Petroleum | Unleaded gasoline | Unleaded gasoline | Local government | Steel | Steel |  | Painted or None | Steel |  | 1901-01-01 06:00 | [15 empty] | UST Currently In Use: 0; UST Temp Close: 0; AST Currently In Use: 0; AST Temp Closed: 0 | 0 | 0 | 4 | 10398-003-001435 | BALDWIN COUNTY BOARD OF EDUCATION
2388 | Permanently Closed | 1991-08-05 06:00 | 1975-01-01 06:00 | 1991-08-05 06:00 | Petroleum | Unleaded gasoline | Unleaded gasoline | Local government | Steel | Steel |  | Painted or None | Steel |  | 1901-01-01 06:00 | [15 empty] | UST Currently In Use: 0; UST Temp Close: 0; AST Currently In Use: 0; AST Temp Closed: 0 | 0 | 0 | 4 | 10398-003-001435 | BALDWIN COUNTY BOARD OF EDUCATION
2389 | Permanently Closed | 1991-08-13 06:00 | 1966-01-01 06:00 | 1991-08-13 06:00 | Petroleum | Unleaded gasoline | Unleaded gasoline | Local government | Steel | Steel |  | Painted or None | Steel |  | 1901-01-01 06:00 | [15 empty] | UST Currently In Use: 0; UST Temp Close: 0; AST Currently In Use: 2; AST Temp Closed: 0 | 0 | 0 | 4 | 10398-003-001436 | BALDWIN COUNTY BOARD OF EDUCATION
2390 | Permanently Closed | 1991-08-13 06:00 | 1975-01-01 06:00 | 1991-08-13 06:00 | Petroleum | Unleaded gasoline | Unleaded gasoline | Local government | Steel | Steel |  | Painted or None | Steel |  | 1901-01-01 06:00 | [15 empty] | UST Currently In Use: 0; UST Temp Close: 0; AST Currently In Use: 2; AST Temp Closed: 0 | 0 | 0 | 4 | 10398-003-001436 | BALDWIN COUNTY BOARD OF EDUCATION
2391 | Permanently Closed | 2001-12-12 06:00 | 1983-01-01 06:00 | 2002-05-21 06:00 | Petroleum | Unleaded gasoline | Unleaded gasoline | Local government | Fiberglass reinforced plastic | Fiberglass reinforced plastic |  |  | Fiberglass reinforced plastic |  | 1901-01-01 06:00 |  | Catchment Basin, Single walled catchment basin | Audible high level alarm At 90% full, Automatic shutoff device At 95% full | Automatic shutoff device At 95% full |  |  | Automatic Tank Gauge | [8 empty] | UST Currently In Use: 0; UST Temp Close: 0; AST Currently In Use: 0; AST Temp Closed: 0 | 0 | 0 | 1 | 10398-003-001437 | BALDWIN COUNTY BOARD OF EDUCATION
2392 | Permanently Closed | 1993-02-22 06:00 | 1974-01-01 06:00 | 1993-02-22 06:00 | Petroleum | Unleaded gasoline | Unleaded gasoline | Local government | Steel | Steel |  | Painted or None | Steel |  | 1901-01-01 06:00 | [15 empty] | UST Currently In Use: 0; UST Temp Close: 0; AST Currently In Use: 1; AST Temp Closed: 0 | 0 | 0 | 2 | 10398-003-001438 | BALDWIN COUNTY BOARD OF EDUCATION
2393 | Permanently Closed | 1991-08-07 06:00 | 1966-01-01 06:00 | 1991-08-07 06:00 | Petroleum | Unleaded gasoline | Unleaded gasoline | Local government | Steel | Steel |  | Painted or None | Steel |  | 1901-01-01 06:00 | [15 empty] | UST Currently In Use: 0; UST Temp Close: 0; AST Currently In Use: 0; AST Temp Closed: 0 | 0 | 0 | 1 | 10398-003-001439 | BALDWIN COUNTY BOARD OF EDUCATION
2394 | Permanently Closed | 2003-03-26 06:00 | 1982-01-01 06:00 | 2003-03-26 06:00 | Petroleum | Unleaded gasoline | Unleaded gasoline | Local government | Fiberglass reinforced plastic | Fiberglass reinforced plastic |  |  | Fiberglass reinforced plastic |  | 1901-01-01 06:00 | None | Catchment Basin, Single walled catchment basin | Audible high level alarm At 90% full, Automatic shutoff device At 95% full | Automatic shutoff device At 95% full |  |  | Automatic Tank Gauge | [8 empty] | UST Currently In Use: 0; UST Temp Close: 0; AST Currently In Use: 0; AST Temp Closed: 0 | 0 | 0 | 1 | 10398-003-012228 | BALDWIN COUNTY BOARD OF EDUCATION
2395 | Permanently Closed | 1991-06-10 06:00 | 1969-01-01 06:00 | 1991-06-10 06:00 | Petroleum | Unleaded gasoline | Unleaded gasoline | Local government | Steel | Steel |  | Painted or None | Steel |  | 1901-01-01 06:00 | [15 empty] | UST Currently In Use: 0; UST Temp Close: 0; AST Currently In Use: 2; AST Temp Closed: 0 | 0 | 0 | 3 | 10399-003-001099 | BALDWIN COUNTY E M C
2396 | Permanently Closed | 1991-06-10 06:00 | 1969-01-01 06:00 | 1991-06-10 06:00 | Petroleum | Unleaded gasoline | Unleaded gasoline | Local government | Steel | Steel |  | Painted or None | Steel |  | 1901-01-01 06:00 | [15 empty] | UST Currently In Use: 0; UST Temp Close: 0; AST Currently In Use: 2; AST Temp Closed: 0 | 0 | 0 | 3 | 10399-003-001099 | BALDWIN COUNTY E M C
2397 | Permanently Closed | 1901-01-01 06:00 | 1969-01-01 06:00 |  | Petroleum | Unleaded gasoline | Unleaded gasoline | Local government | Steel | Steel |  | Painted or None | Other, COPPER |  | 1901-01-01 06:00 | [15 empty] | UST Currently In Use: 0; UST Temp Close: 0; AST Currently In Use: 2; AST Temp Closed: 0 | 0 | 0 | 3 | 10399-003-001099 | BALDWIN COUNTY E M C
2398 | Permanently Closed | 1992-05-07 06:00 | 1969-01-01 06:00 | 1992-05-07 06:00 | Petroleum | Unleaded gasoline | Unleaded gasoline | Local government | Steel | Steel |  | Painted or None | Steel |  | 1901-01-01 06:00 | [15 empty] | UST Currently In Use: 0; UST Temp Close: 0; AST Currently In Use: 2; AST Temp Closed: 0 | 0 | 0 | 2 | 10399-003-001100 | BALDWIN COUNTY E M C
2399 | Permanently Closed | 1992-05-07 06:00 | 1969-01-01 06:00 | 1992-05-07 06:00 | Petroleum | Unleaded gasoline | Unleaded gasoline | Local government | Steel | Steel |  | Painted or None | Steel |  | 1901-01-01 06:00 | [15 empty] | UST Currently In Use: 0; UST Temp Close: 0; AST Currently In Use: 2; AST Temp Closed: 0 | 0 | 0 | 2 | 10399-003-001100 | BALDWIN COUNTY E M C
2400 | Permanently Closed | 1992-05-06 06:00 | 1969-01-01 06:00 | 1992-05-06 06:00 | Petroleum | Unleaded gasoline | Unleaded gasoline | Local government | Steel | Steel |  | Painted or None | Steel |  | 1901-01-01 06:00 | [15 empty] | UST Currently In Use: 0; UST Temp Close: 0; AST Currently In Use: 2; AST Temp Closed: 0 | 0 | 0 | 2 | 10399-003-002090 | BALDWIN COUNTY E M C
2401 | Permanently Closed | 1992-05-06 06:00 | 1969-01-01 06:00 | 1992-05-06 06:00 | Petroleum | Unleaded gasoline | Unleaded gasoline | Local government | Steel | Steel |  | Painted or None | Steel |  | 1901-01-01 06:00 | [15 empty] | UST Currently In Use: 0; UST Temp Close: 0; AST Currently In Use: 2; AST Temp Closed: 0 | 0 | 0 | 2 | 10399-003-002090 | BALDWIN COUNTY E M C
2402 | Permanently Closed | 1901-01-01 06:00 | 1980-01-01 06:00 | 1988-12-20 06:00 | Petroleum | On road diesel | On road diesel |  | Steel | Steel |  | Painted or None | Steel |  | 1901-01-01 06:00 | [15 empty] | UST Currently In Use: 0; UST Temp Close: 0; AST Currently In Use: 1; AST Temp Closed: 0 | 0 | 0 | 1 | 10400-003-001163 | BALDWIN POLE & PILING CO INC
2403 | Permanently Closed | 1992-09-22 06:00 | 1977-01-01 06:00 | 1992-09-22 06:00 | Petroleum | Unleaded gasoline | Unleaded gasoline |  | Steel | Steel |  | Painted or None | Steel |  | 1901-01-01 06:00 | [15 empty] | UST Currently In Use: 0; UST Temp Close: 0; AST Currently In Use: 0; AST Temp Closed: 0 | 0 | 0 | 4 | 10400-003-006450 | BALDWIN POLE & PILING CO INC
2404 | Permanently Closed | 1992-09-22 06:00 | 1977-01-01 06:00 | 1992-09-22 06:00 | Petroleum | Unleaded gasoline | Unleaded gasoline |  | Steel | Steel |  | Painted or None | Steel |  | 1901-01-01 06:00 | [15 empty] | UST Currently In Use: 0; UST Temp Close: 0; AST Currently In Use: 0; AST Temp Closed: 0 | 0 | 0 | 4 | 10400-003-006450 | BALDWIN POLE & PILING CO INC
2405 | Permanently Closed | 1992-09-22 06:00 | 1977-01-01 06:00 | 1992-09-22 06:00 | Petroleum | Unleaded gasoline | Unleaded gasoline |  | Steel | Steel |  | Painted or None | Steel |  | 1901-01-01 06:00 | [15 empty] | UST Currently In Use: 0; UST Temp Close: 0; AST Currently In Use: 0; AST Temp Closed: 0 | 0 | 0 | 4 | 10400-003-006450 | BALDWIN POLE & PILING CO INC
2406 | Permanently Closed | 1992-09-22 06:00 | 1977-01-01 06:00 | 1992-09-22 06:00 | Petroleum | On road diesel | On road diesel |  | Steel | Steel |  | Painted or None | Steel |  | 1901-01-01 06:00 | [15 empty] | UST Currently In Use: 0; UST Temp Close: 0; AST Currently In Use: 0; AST Temp Closed: 0 | 0 | 0 | 4 | 10400-003-006450 | BALDWIN POLE & PILING CO INC
2407 | Permanently Closed | 1985-09-01 06:00 | 1948-01-01 06:00 | 1988-11-03 06:00 | Petroleum | Unleaded gasoline | Unleaded gasoline |  | Steel | Steel |  | Painted or None | Steel |  | 1901-01-01 06:00 | [15 empty] | UST Currently In Use: 0; UST Temp Close: 0; AST Currently In Use: 0; AST Temp Closed: 0 | 0 | 0 | 1 | 10401-003-004630 | BALDWIN SUPPLY CO INC
2408 | Permanently Closed | 1990-11-15 06:00 | 1977-01-01 06:00 | 1992-07-09 06:00 | Petroleum | Unleaded gasoline | Unleaded gasoline |  | Steel | Steel |  |  | Steel |  | 1901-01-01 06:00 | [15 empty] | UST Currently In Use: 0; UST Temp Close: 0; AST Currently In Use: 0; AST Temp Closed: 0 | 0 | 0 | 3 | 10402-069-007811 | BAMA 625 & WASH INC
2409 | Permanently Closed | 1990-11-15 06:00 | 1977-01-01 06:00 | 1992-07-09 06:00 | Petroleum | Unleaded gasoline | Unleaded gasoline |  | Steel | Steel |  |  | Steel |  | 1901-01-01 06:00 | [15 empty] | UST Currently In Use: 0; UST Temp Close: 0; AST Currently In Use: 0; AST Temp Closed: 0 | 0 | 0 | 3 | 10402-069-007811 | BAMA 625 & WASH INC
2410 | Permanently Closed | 1990-11-15 06:00 | 1977-01-01 06:00 | 1992-07-09 06:00 | Petroleum | On road diesel | On road diesel |  | Steel | Steel |  |  | Steel |  | 1901-01-01 06:00 | [15 empty] | UST Currently In Use: 0; UST Temp Close: 0; AST Currently In Use: 0; AST Temp Closed: 0 | 0 | 0 | 3 | 10402-069-007811 | BAMA 625 & WASH INC
2411 | Permanently Closed | 1901-01-01 06:00 | 1966-01-01 06:00 |  | Petroleum | Unleaded gasoline | Unleaded gasoline |  | Steel | Steel |  | Painted or None | Steel |  | 1901-01-01 06:00 | [15 empty] | UST Currently In Use: 0; UST Temp Close: 0; AST Currently In Use: 0; AST Temp Closed: 0 | 0 | 0 | 1 | 10403-025-010691 | BAMA AUTO PARTS
2412 | Permanently Closed | 1998-12-11 06:00 | 1979-01-01 06:00 | 1998-12-11 06:00 | Petroleum | Unleaded gasoline | Unleaded gasoline |  | Steel | Steel |  | Painted or None | Steel |  | 1901-01-01 06:00 | [12 empty] | Annual line testing | Annual line testing |  | UST Currently In Use: 0; UST Temp Close: 1; AST Currently In Use: 0; AST Temp Closed: 0 | 0 | 1 | 2 | 25602-015-002262 | SIGNATURE WAREHOUSING
2413 | Permanently Closed | 1998-12-11 06:00 | 1982-01-01 06:00 | 1998-12-11 06:00 | Petroleum | On road diesel | On road diesel |  | Steel | Steel |  | Painted or None | Steel |  | 1901-01-01 06:00 | [15 empty] | UST Currently In Use: 0; UST Temp Close: 1; AST Currently In Use: 0; AST Temp Closed: 0 | 0 | 1 | 2 | 25602-015-002262 | SIGNATURE WAREHOUSING
2414 | Permanently Closed | 2014-02-06 06:00 | 1974-08-01 06:00 | 2014-02-06 06:00 | Petroleum | On road diesel | On road diesel | Industrial | Steel | Steel | Field installed cathodic protection |  | Steel |  | 1901-01-01 06:00 | Field installed cathodic protection | Catchment Basin, Single walled catchment basin | Automatic shutoff device At 95% full, Flow Rest 90% Full | Flow Rest 90% Full |  |  | Statistical Inventory Reconciliation (SIR) | [8 empty] | UST Currently In Use: 0; UST Temp Close: 0; AST Currently In Use: 0; AST Temp Closed: 0 | 0 | 0 | 3 | 10405-125-011089 | BAMA CONCRETE CO
2415 | Permanently Closed | 2014-02-06 06:00 | 1974-08-01 06:00 | 2014-02-06 06:00 | Petroleum | On road diesel | On road diesel | Industrial | Steel | Steel | Field installed cathodic protection |  | Steel |  | 1901-01-01 06:00 | Field installed cathodic protection | Catchment Basin, Single walled catchment basin | Automatic shutoff device At 95% full, Flow Rest 90% Full | Flow Rest 90% Full |  |  | Statistical Inventory Reconciliation (SIR) | [8 empty] | UST Currently In Use: 0; UST Temp Close: 0; AST Currently In Use: 0; AST Temp Closed: 0 | 0 | 0 | 3 | 10405-125-011089 | BAMA CONCRETE CO
2416 | Permanently Closed | 2013-06-01 06:00 | 1974-08-01 06:00 | 2014-02-06 06:00 | Petroleum | On road diesel | On road diesel | Industrial | Steel | Steel | Field installed cathodic protection |  | Steel |  | 1901-01-01 06:00 | Field installed cathodic protection | Catchment Basin, Single walled catchment basin | Automatic shutoff device At 95% full, Flow Rest 90% Full | Flow Rest 90% Full |  |  | Statistical Inventory Reconciliation (SIR) | [8 empty] | UST Currently In Use: 0; UST Temp Close: 0; AST Currently In Use: 0; AST Temp Closed: 0 | 0 | 0 | 3 | 10405-125-011089 | BAMA CONCRETE CO
2419 | Permanently Closed | 1988-08-08 06:00 | 1901-01-01 06:00 | 1994-09-29 06:00 | Petroleum | Unleaded gasoline | Unleaded gasoline |  | Steel | Steel |  |  | Steel |  | 1901-01-01 06:00 | [15 empty] | UST Currently In Use: 0; UST Temp Close: 0; AST Currently In Use: 0; AST Temp Closed: 0 | 0 | 0 | 3 | 10407-057-011457 | BAMA OIL SUPPLY
2420 | Permanently Closed | 1988-08-08 06:00 | 1901-01-01 06:00 | 1994-09-27 06:00 | Petroleum | Unleaded gasoline | Unleaded gasoline |  | Steel | Steel |  |  | Steel |  | 1901-01-01 06:00 | [15 empty] | UST Currently In Use: 0; UST Temp Close: 0; AST Currently In Use: 0; AST Temp Closed: 0 | 0 | 0 | 3 | 10407-057-011457 | BAMA OIL SUPPLY
2421 | Permanently Closed | 1988-08-08 06:00 | 1901-01-01 06:00 | 1994-09-27 06:00 | Petroleum | Unleaded gasoline | Unleaded gasoline |  | Steel | Steel |  |  | Steel |  | 1901-01-01 06:00 | [15 empty] | UST Currently In Use: 0; UST Temp Close: 0; AST Currently In Use: 0; AST Temp Closed: 0 | 0 | 0 | 3 | 10407-057-011457 | BAMA OIL SUPPLY
2422 | Retired | 1988-08-08 06:00 | 1901-01-01 06:00 |  | Petroleum | Unleaded gasoline | Unleaded gasoline |  | Steel | Steel |  |  | Steel |  | 1901-01-01 06:00 | [15 empty] | UST Currently In Use: 0; UST Temp Close: 0; AST Currently In Use: 0; AST Temp Closed: 0 | 0 | 0 | 0 | 10407-057-011461 | BAMA OIL SUPPLY
2423 | Retired | 1988-08-08 06:00 | 1901-01-01 06:00 |  | Petroleum | Unleaded gasoline | Unleaded gasoline |  | Steel | Steel |  |  | Steel |  | 1901-01-01 06:00 | [15 empty] | UST Currently In Use: 0; UST Temp Close: 0; AST Currently In Use: 0; AST Temp Closed: 0 | 0 | 0 | 0 | 10407-057-011461 | BAMA OIL SUPPLY
2424 | Temporary Closed | 1997-01-01 06:00 | 1901-01-01 06:00 |  | Petroleum | Kerosene | Kerosene | Retail | Steel | Steel | Other, OTHER |  | Steel |  | 1901-01-01 06:00 | [15 empty] | UST Currently In Use: 0; UST Temp Close: 3; AST Currently In Use: 0; AST Temp Closed: 0 | 0 | 3 | 0 | 10407-057-011465 | BAMA OIL SUPPLY
2425 | Temporary Closed | 1997-01-01 06:00 | 1901-01-01 06:00 |  | Petroleum | Kerosene | Kerosene | Retail | Steel | Steel | Other, OTHER |  | Steel |  | 1901-01-01 06:00 | [15 empty] | UST Currently In Use: 0; UST Temp Close: 3; AST Currently In Use: 0; AST Temp Closed: 0 | 0 | 3 | 0 | 10407-057-011465 | BAMA OIL SUPPLY
2426 | Temporary Closed | 1997-01-01 06:00 | 1901-01-01 06:00 |  | Petroleum | Unleaded gasoline | Unleaded gasoline | Retail | Steel | Steel | Other, OTHER |  | Steel |  | 1901-01-01 06:00 | [15 empty] | UST Currently In Use: 0; UST Temp Close: 3; AST Currently In Use: 0; AST Temp Closed: 0 | 0 | 3 | 0 | 10407-057-011465 | BAMA OIL SUPPLY
2427 | Permanently Closed | 1992-12-09 06:00 | 1901-01-01 06:00 | 1998-12-09 06:00 | Petroleum | Unleaded gasoline | Unleaded gasoline |  | Steel | Steel |  |  | Steel |  | 1901-01-01 06:00 | [15 empty] | UST Currently In Use: 0; UST Temp Close: 0; AST Currently In Use: 0; AST Temp Closed: 0 | 0 | 0 | 1 | 10407-075-011454 | BAMA OIL SUPPLY
2428 | Permanently Closed | 2000-01-13 06:00 | 1901-01-01 06:00 | 1998-12-10 06:00 | Petroleum | Unleaded gasoline | Unleaded gasoline |  | Steel | Steel |  |  | Steel |  | 1901-01-01 06:00 | [15 empty] | UST Currently In Use: 0; UST Temp Close: 0; AST Currently In Use: 0; AST Temp Closed: 0 | 0 | 0 | 1 | 10407-075-011455 | BAMA OIL SUPPLY
2431 | Retired | 1985-01-01 06:00 | 1901-01-01 06:00 |  | Petroleum | Unleaded gasoline | Unleaded gasoline |  | Steel | Steel |  |  | Steel |  | 1901-01-01 06:00 | [15 empty] | UST Currently In Use: 0; UST Temp Close: 0; AST Currently In Use: 0; AST Temp Closed: 0 | 0 | 0 | 0 | 10407-075-011459 | BAMA OIL SUPPLY
2432 | Retired | 1985-01-01 06:00 | 1901-01-01 06:00 |  | Petroleum | Unleaded gasoline | Unleaded gasoline |  | Steel | Steel |  |  | Steel |  | 1901-01-01 06:00 | [15 empty] | UST Currently In Use: 0; UST Temp Close: 0; AST Currently In Use: 0; AST Temp Closed: 0 | 0 | 0 | 0 | 10407-075-011459 | BAMA OIL SUPPLY
2433 | Retired | 1986-04-30 06:00 | 1901-01-01 06:00 |  | Petroleum | Unleaded gasoline | Unleaded gasoline |  | Steel | Steel |  |  | Steel |  | 1901-01-01 06:00 | [15 empty] | UST Currently In Use: 0; UST Temp Close: 0; AST Currently In Use: 0; AST Temp Closed: 0 | 0 | 0 | 0 | 10407-075-011460 | BAMA OIL SUPPLY
2434 | Retired | 1986-04-30 06:00 | 1901-01-01 06:00 |  | Petroleum | Unleaded gasoline | Unleaded gasoline |  | Steel | Steel |  |  | Steel |  | 1901-01-01 06:00 | [15 empty] | UST Currently In Use: 0; UST Temp Close: 0; AST Currently In Use: 0; AST Temp Closed: 0 | 0 | 0 | 0 | 10407-075-011460 | BAMA OIL SUPPLY
2435 | Retired | 1988-08-08 06:00 | 1901-01-01 06:00 |  | Petroleum | Other, OTHER | Other |  | Steel | Steel |  |  | Steel |  | 1901-01-01 06:00 | [15 empty] | UST Currently In Use: 0; UST Temp Close: 0; AST Currently In Use: 0; AST Temp Closed: 0 | 0 | 0 | 0 | 10407-075-011460 | BAMA OIL SUPPLY
2436 | Retired | 1986-04-30 06:00 | 1901-01-01 06:00 |  | Petroleum | Unleaded gasoline | Unleaded gasoline |  | Steel | Steel |  |  | Steel |  | 1901-01-01 06:00 | [15 empty] | UST Currently In Use: 0; UST Temp Close: 0; AST Currently In Use: 0; AST Temp Closed: 0 | 0 | 0 | 0 | 10407-075-011460 | BAMA OIL SUPPLY
2437 | Retired | 1984-01-01 06:00 | 1901-01-01 06:00 |  | Petroleum | Unleaded gasoline | Unleaded gasoline |  | Steel | Steel |  |  | Steel |  | 1901-01-01 06:00 | [15 empty] | UST Currently In Use: 0; UST Temp Close: 0; AST Currently In Use: 0; AST Temp Closed: 0 | 0 | 0 | 0 | 10407-075-011462 | BAMA OIL SUPPLY
2438 | Retired | 1984-01-01 06:00 | 1901-01-01 06:00 |  | Petroleum | Unleaded gasoline | Unleaded gasoline |  | Steel | Steel |  |  | Steel |  | 1901-01-01 06:00 | [15 empty] | UST Currently In Use: 0; UST Temp Close: 0; AST Currently In Use: 0; AST Temp Closed: 0 | 0 | 0 | 0 | 10407-075-011462 | BAMA OIL SUPPLY
2440 | Permanently Closed | 1992-12-10 06:00 | 1901-01-01 06:00 | 1998-12-10 06:00 | Petroleum | Unleaded gasoline | Unleaded gasoline |  | Steel | Steel |  |  | Steel |  | 1901-01-01 06:00 | [15 empty] | UST Currently In Use: 0; UST Temp Close: 0; AST Currently In Use: 0; AST Temp Closed: 0 | 0 | 0 | 1 | 10407-075-011464 | BAMA OIL SUPPLY
2441 | Retired | 1988-01-01 06:00 | 1982-01-01 06:00 |  | Petroleum | Unleaded gasoline | Unleaded gasoline |  | Steel | Steel |  |  | Steel |  | 1901-01-01 06:00 | [15 empty] | UST Currently In Use: 0; UST Temp Close: 0; AST Currently In Use: 0; AST Temp Closed: 0 | 0 | 0 | 0 | 10407-093-006542 | BAMA OIL SUPPLY
2442 | Retired | 1988-01-01 06:00 | 1982-01-01 06:00 |  | Petroleum | Unleaded gasoline | Unleaded gasoline |  | Steel | Steel |  |  | Steel |  | 1901-01-01 06:00 | [15 empty] | UST Currently In Use: 0; UST Temp Close: 0; AST Currently In Use: 0; AST Temp Closed: 0 | 0 | 0 | 0 | 10407-093-006542 | BAMA OIL SUPPLY
2443 | Retired | 1988-01-01 06:00 | 1982-01-01 06:00 |  | Petroleum | On road diesel | On road diesel |  | Steel | Steel |  |  | Steel |  | 1901-01-01 06:00 | [15 empty] | UST Currently In Use: 0; UST Temp Close: 0; AST Currently In Use: 0; AST Temp Closed: 0 | 0 | 0 | 0 | 10407-093-006542 | BAMA OIL SUPPLY
2444 | Cannot Locate or abandoned | 1999-09-08 06:00 | 1972-01-01 06:00 |  | Petroleum | Unleaded gasoline | Unleaded gasoline | Retail | Steel | Steel |  | Painted or None | Steel |  | 1901-01-01 06:00 | [12 empty] | Annual line testing | Annual line testing |  | UST Currently In Use: 0; UST Temp Close: 0; AST Currently In Use: 0; AST Temp Closed: 0 | 0 | 0 | 0 | 10407-093-011091 | BAMA OIL SUPPLY
2445 | Cannot Locate or abandoned | 1999-09-08 06:00 | 1972-01-01 06:00 |  | Petroleum | Unleaded gasoline | Unleaded gasoline |  | Steel | Steel |  | Painted or None | Steel |  | 1901-01-01 06:00 | [12 empty] | Annual line testing | Annual line testing |  | UST Currently In Use: 0; UST Temp Close: 0; AST Currently In Use: 0; AST Temp Closed: 0 | 0 | 0 | 0 | 10407-093-011091 | BAMA OIL SUPPLY
2446 | Cannot Locate or abandoned | 1999-09-08 06:00 | 1972-01-01 06:00 |  | Petroleum | Unleaded gasoline | Unleaded gasoline |  | Steel | Steel |  | Painted or None | Steel |  | 1901-01-01 06:00 | [12 empty] | Annual line testing | Annual line testing |  | UST Currently In Use: 0; UST Temp Close: 0; AST Currently In Use: 0; AST Temp Closed: 0 | 0 | 0 | 0 | 10407-093-011091 | BAMA OIL SUPPLY
2447 | Permanently Closed | 1991-06-05 06:00 | 1976-01-01 06:00 | 1991-06-05 06:00 | Petroleum | Unleaded gasoline | Unleaded gasoline |  | Steel | Steel | Other, OTHER |  | Steel |  | 1901-01-01 06:00 | [15 empty] | UST Currently In Use: 0; UST Temp Close: 0; AST Currently In Use: 0; AST Temp Closed: 0 | 0 | 0 | 1 | 10408-101-000375 | BAMA SUPPLY CO INC
2448 | Permanently Closed | 1994-06-15 06:00 | 1986-01-01 06:00 | 1994-06-15 06:00 | Petroleum | On road diesel | On road diesel |  | Steel | Steel |  | Painted or None | Steel |  | 1901-01-01 06:00 | [15 empty] | UST Currently In Use: 0; UST Temp Close: 0; AST Currently In Use: 0; AST Temp Closed: 0 | 0 | 0 | 2 | 10409-073-010087 | BAMA UTILITY CONTRACTORS INC
2449 | Permanently Closed | 1994-06-15 06:00 | 1986-01-01 06:00 | 1994-06-15 06:00 | Petroleum | On road diesel | On road diesel |  | Steel | Steel |  | Painted or None | Steel |  | 1901-01-01 06:00 | [15 empty] | UST Currently In Use: 0; UST Temp Close: 0; AST Currently In Use: 0; AST Temp Closed: 0 | 0 | 0 | 2 | 10409-073-010087 | BAMA UTILITY CONTRACTORS INC
2450 | Permanently Closed | 1998-12-22 06:00 | 1981-01-01 06:00 | 1999-05-18 06:00 | Petroleum | Unleaded gasoline | Unleaded gasoline |  | Steel | Steel |  | Painted or None | Steel |  | 1901-01-01 06:00 | [15 empty] | UST Currently In Use: 2; UST Temp Close: 0; AST Currently In Use: 0; AST Temp Closed: 0 | 2 | 0 | 3 | 21112-111-012303 | ROBERT O MESSER
2451 | Permanently Closed | 1998-12-22 06:00 | 1981-01-01 06:00 | 1999-05-18 06:00 | Petroleum | Unleaded gasoline | Unleaded gasoline |  | Steel | Steel |  | Painted or None | Steel |  | 1901-01-01 06:00 | [15 empty] | UST Currently In Use: 2; UST Temp Close: 0; AST Currently In Use: 0; AST Temp Closed: 0 | 2 | 0 | 3 | 21112-111-012303 | ROBERT O MESSER
2452 | Permanently Closed | 1998-12-22 06:00 | 1981-01-01 06:00 | 1999-05-18 06:00 | Petroleum | Unleaded gasoline | Unleaded gasoline |  | Steel | Steel |  | Painted or None | Steel |  | 1901-01-01 06:00 | [15 empty] | UST Currently In Use: 2; UST Temp Close: 0; AST Currently In Use: 0; AST Temp Closed: 0 | 2 | 0 | 3 | 21112-111-012303 | ROBERT O MESSER
2453 | Currently in Use |  | 1983-01-01 06:00 |  | Petroleum | Premium gasoline | Premium gasoline | Retail | Single Wall, Steel | Steel | Field installed cathodic protection |  | Double Wall, Fiberglass reinforced plastic |  |  |  | Catchment Basin, Single walled catchment basin | Automatic shutoff device At 95% full | Automatic shutoff device At 95% full |  |  | Automatic Tank Gauge |  | Automatic flow restrictor (MLLD), Containment Sump | Containment Sump | Interstitial Monitoring within Secondary Containment | SENSOR TO ATG | Annual line testing | Annual line testing |  | UST Currently In Use: 3; UST Temp Close: 0; AST Currently In Use: 0; AST Temp Closed: 0 | 3 | 0 | 0 | 24784-111-013816 | JOPADA MAHARAJ1, LLC
2455 | Currently in Use |  | 1983-01-01 06:00 |  | Petroleum | Unleaded gasoline | Unleaded gasoline | Retail | Single Wall, Steel | Steel | Field installed cathodic protection |  | Double Wall, Fiberglass reinforced plastic |  |  |  | Catchment Basin, Single walled catchment basin | Automatic shutoff device At 95% full | Automatic shutoff device At 95% full |  |  | Automatic Tank Gauge |  | Automatic flow restrictor (MLLD), Containment Sump | Containment Sump | Interstitial Monitoring within Secondary Containment | SENSOR TO ATG | Annual line testing | Annual line testing |  | UST Currently In Use: 3; UST Temp Close: 0; AST Currently In Use: 0; AST Temp Closed: 0 | 3 | 0 | 0 | 24784-111-013816 | JOPADA MAHARAJ1, LLC
2456 | Currently in Use |  | 1983-01-01 06:00 |  | Petroleum | On road diesel | On road diesel | Retail | Single Wall, Steel | Steel | Field installed cathodic protection |  | Single Wall, Steel |  |  | Field installed cathodic protection | Catchment Basin, Single walled catchment basin | Automatic shutoff device At 95% full | Automatic shutoff device At 95% full |  |  | Automatic Tank Gauge | [8 empty] | UST Currently In Use: 3; UST Temp Close: 0; AST Currently In Use: 0; AST Temp Closed: 0 | 3 | 0 | 0 | 24784-111-013816 | JOPADA MAHARAJ1, LLC
2457 | Permanently Closed | 1990-02-14 06:00 | 1978-01-01 06:00 | 1995-02-14 06:00 | Petroleum | Unleaded gasoline | Unleaded gasoline |  | Steel | Steel |  | Painted or None | Steel |  | 1901-01-01 06:00 | [15 empty] | UST Currently In Use: 0; UST Temp Close: 0; AST Currently In Use: 0; AST Temp Closed: 0 | 0 | 0 | 1 | 10411-089-001484 | BANNER MACHINE CO INC
2458 | Permanently Closed | 1998-04-01 06:00 | 1973-01-01 06:00 | 1998-04-01 06:00 | Petroleum | On road diesel | On road diesel |  | Steel | Steel |  | Painted or None |  |  | 1901-01-01 06:00 | Field installed cathodic protection | [5 empty] | Statistical Inventory Reconciliation (SIR) | [8 empty] | UST Currently In Use: 1; UST Temp Close: 0; AST Currently In Use: 0; AST Temp Closed: 0 | 1 | 0 | 1 | 10412-101-002259 | BAPTIST MEDICAL CENTER
2459 | Currently in Use |  | 1985-01-01 06:00 |  | Petroleum | On road diesel | On road diesel |  | Fiberglass reinforced plastic | Fiberglass reinforced plastic |  |  | Fiberglass reinforced plastic, DBL WALL |  | 1901-01-01 06:00 |  | Catchment Basin, Single walled catchment basin | Audible high level alarm At 90% full, Automatic shutoff device At 95% full | Automatic shutoff device At 95% full |  |  | Automatic Tank Gauge | [8 empty] | UST Currently In Use: 1; UST Temp Close: 0; AST Currently In Use: 0; AST Temp Closed: 0 | 1 | 0 | 1 | 10412-101-002259 | BAPTIST MEDICAL CENTER
2461 | Permanently Closed | 2018-03-11 06:00 | 1987-01-01 06:00 | 2019-09-11 06:00 | Petroleum | On road diesel | On road diesel | Emergency power generator | Fiberglass coated steel | Fiberglass coated steel | Coated & cathodic protection (sti-P3), FIELD INST |  | Steel, PVC CONT |  | 1901-01-01 06:00 | Galvanic Cathodic, PVC CONTMT | Catchment Basin, Single walled catchment basin | Flow Rest 90% Full | Flow Rest 90% Full | [11 empty] | UST Currently In Use: 0; UST Temp Close: 0; AST Currently In Use: 0; AST Temp Closed: 0 | 0 | 0 | 1 | 25194-073-003635 | 3201 4TH AVENUE PARTNERS LLC
2462 | Permanently Closed | 1985-11-01 06:00 | 1966-01-01 06:00 |  | Petroleum | On road diesel | On road diesel |  | Steel | Steel |  | Painted or None | Other, MILLWRAPPE |  | 1901-01-01 06:00 | [15 empty] | UST Currently In Use: 1; UST Temp Close: 0; AST Currently In Use: 0; AST Temp Closed: 0 | 1 | 0 | 3 | 10414-073-010732 | BBH PRINCETON ENGINEERNG
2463 | Permanently Closed | 1996-11-01 06:00 | 1977-01-01 06:00 | 1996-11-07 06:00 | Petroleum | On road diesel | On road diesel | Emergency Power Generator, Industrial | Steel | Steel |  | Painted or None | Steel |  | 1901-01-01 06:00 | [15 empty] | UST Currently In Use: 1; UST Temp Close: 0; AST Currently In Use: 0; AST Temp Closed: 0 | 1 | 0 | 3 | 10414-073-010732 | BBH PRINCETON ENGINEERNG
2464 | Permanently Closed | 1986-03-01 06:00 | 1978-01-01 06:00 |  | Petroleum | On road diesel | On road diesel |  | Steel | Steel |  | Painted or None |  |  | 1901-01-01 06:00 | [15 empty] | UST Currently In Use: 1; UST Temp Close: 0; AST Currently In Use: 0; AST Temp Closed: 0 | 1 | 0 | 3 | 10414-073-010732 | BBH PRINCETON ENGINEERNG
2465 | Permanently Closed | 1901-01-01 06:00 | 1963-01-01 06:00 | 1988-01-01 06:00 | Petroleum | On road diesel | On road diesel |  | Steel | Steel |  | Painted or None | Steel |  | 1901-01-01 06:00 | [15 empty] | UST Currently In Use: 0; UST Temp Close: 0; AST Currently In Use: 0; AST Temp Closed: 0 | 0 | 0 | 3 | 25806-073-001728 | BIRMINGHAM METRO LLC
2466 | Permanently Closed | 1996-01-26 06:00 | 1980-01-01 06:00 | 1998-01-26 06:00 | Petroleum | On road diesel | On road diesel | Emergency Power Generator, Industrial | Steel | Steel |  | Painted or None | Steel |  | 1901-01-01 06:00 |  | Catchment Basin, Single walled catchment basin | Flow Rest 90% Full | Flow Rest 90% Full | [11 empty] | UST Currently In Use: 0; UST Temp Close: 0; AST Currently In Use: 0; AST Temp Closed: 0 | 0 | 0 | 3 | 25806-073-001728 | BIRMINGHAM METRO LLC
2467 | Permanently Closed | 2016-05-23 06:00 | 1986-01-01 06:00 | 2020-11-06 06:00 | Petroleum | On road diesel | On road diesel | Emergency power generator | Double Wall, Fiberglass coated steel | Fiberglass coated steel |  |  | Double Wall, Fiberglass reinforced plastic, COPPER/FG |  | 1901-01-01 06:00 |  | Catchment Basin, Single walled catchment basin | Audible high level alarm At 90% full, Automatic shutoff device At 95% full, Flow Rest 90% Full | Flow Rest 90% Full |  |  | Automatic Tank Gauge |  | Other, EXEMPT | Other |  |  | Other, EXEMPT | Other |  | UST Currently In Use: 0; UST Temp Close: 0; AST Currently In Use: 0; AST Temp Closed: 0 | 0 | 0 | 3 | 25806-073-001728 | BIRMINGHAM METRO LLC
2468 | Currently in Use |  | 1980-01-01 06:00 |  | Petroleum | On road diesel | On road diesel | Retail | Steel | Steel | Field installed cathodic protection |  | Fiberglass reinforced plastic |  |  | Field installed cathodic protection, FLXS ISOLA | Catchment Basin, Single walled catchment basin | Flow Rest 90% Full | Flow Rest 90% Full |  |  | Statistical Inventory Reconciliation (SIR) | [8 empty] | UST Currently In Use: 3; UST Temp Close: 0; AST Currently In Use: 0; AST Temp Closed: 0 | 3 | 0 | 1 | 24085-117-009674 | MIJ FUELS LLC
2469 | Currently in Use |  | 1980-01-01 06:00 |  | Petroleum | Premium gasoline | Premium gasoline | Retail | Steel | Steel | Field installed cathodic protection |  | Fiberglass reinforced plastic |  |  | Field installed cathodic protection, FLXS ISOLA | Catchment Basin, Single walled catchment basin | Flow Rest 90% Full | Flow Rest 90% Full |  |  | Statistical Inventory Reconciliation (SIR) | [8 empty] | UST Currently In Use: 3; UST Temp Close: 0; AST Currently In Use: 0; AST Temp Closed: 0 | 3 | 0 | 1 | 24085-117-009674 | MIJ FUELS LLC
2470 | Permanently Closed | 1998-12-22 06:00 | 1980-01-01 06:00 | 1999-03-02 06:00 | Petroleum | Unleaded gasoline | Unleaded gasoline |  | Steel | Steel |  | Painted or None | Steel |  | 1901-01-01 06:00 | [15 empty] | UST Currently In Use: 3; UST Temp Close: 0; AST Currently In Use: 0; AST Temp Closed: 0 | 3 | 0 | 1 | 24085-117-009674 | MIJ FUELS LLC
2471 | Permanently Closed | 2000-06-20 06:00 | 1975-01-01 06:00 | 2000-06-01 06:00 | Petroleum | Unleaded gasoline | Unleaded gasoline |  | Steel | Steel |  | Painted or None | Steel |  | 1901-01-01 06:00 | [15 empty] | UST Currently In Use: 0; UST Temp Close: 0; AST Currently In Use: 0; AST Temp Closed: 0 | 0 | 0 | 3 | 18076-051-003657 | WILLIAM W DANLAY
2472 | Permanently Closed | 2000-06-20 06:00 | 1975-01-01 06:00 | 2000-06-01 06:00 | Petroleum | Unleaded gasoline | Unleaded gasoline |  | Steel | Steel |  | Painted or None | Steel |  | 1901-01-01 06:00 | [15 empty] | UST Currently In Use: 0; UST Temp Close: 0; AST Currently In Use: 0; AST Temp Closed: 0 | 0 | 0 | 3 | 18076-051-003657 | WILLIAM W DANLAY
2473 | Permanently Closed | 2000-06-20 06:00 | 1982-01-01 06:00 | 2000-06-01 06:00 | Petroleum | Unleaded gasoline | Unleaded gasoline |  | Steel | Steel |  | Painted or None | Steel |  | 1901-01-01 06:00 | [15 empty] | UST Currently In Use: 0; UST Temp Close: 0; AST Currently In Use: 0; AST Temp Closed: 0 | 0 | 0 | 3 | 18076-051-003657 | WILLIAM W DANLAY
2474 | Permanently Closed | 1992-09-23 06:00 | 1972-01-01 06:00 | 1992-09-23 06:00 | Petroleum | Unleaded gasoline | Unleaded gasoline |  | Steel | Steel |  | Painted or None | Steel |  | 1901-01-01 06:00 | [15 empty] | UST Currently In Use: 0; UST Temp Close: 0; AST Currently In Use: 0; AST Temp Closed: 0 | 0 | 0 | 2 | 10418-055-000934 | BARBARA MAYO
2475 | Permanently Closed | 1992-09-23 06:00 | 1972-01-01 06:00 | 1992-09-23 06:00 | Petroleum | Unleaded gasoline | Unleaded gasoline |  | Steel | Steel |  | Painted or None | Steel |  | 1901-01-01 06:00 | [15 empty] | UST Currently In Use: 0; UST Temp Close: 0; AST Currently In Use: 0; AST Temp Closed: 0 | 0 | 0 | 2 | 10418-055-000934 | BARBARA MAYO
2476 | Permanently Closed | 1901-01-01 06:00 | 1901-01-01 06:00 |  | Petroleum | Unleaded gasoline | Unleaded gasoline |  | Steel | Steel |  |  | Steel |  | 1901-01-01 06:00 | [15 empty] | UST Currently In Use: 0; UST Temp Close: 0; AST Currently In Use: 0; AST Temp Closed: 0 | 0 | 0 | 3 | 10419-117-012968 | BARBARA SMITH
2477 | Permanently Closed | 1901-01-01 06:00 | 1901-01-01 06:00 |  | Petroleum | Unleaded gasoline | Unleaded gasoline |  | Steel | Steel |  |  | Steel |  | 1901-01-01 06:00 | [15 empty] | UST Currently In Use: 0; UST Temp Close: 0; AST Currently In Use: 0; AST Temp Closed: 0 | 0 | 0 | 3 | 10419-117-012968 | BARBARA SMITH
2478 | Permanently Closed | 1901-01-01 06:00 | 1901-01-01 06:00 |  | Petroleum | Unleaded gasoline | Unleaded gasoline |  | Steel | Steel |  |  | Steel |  | 1901-01-01 06:00 | [15 empty] | UST Currently In Use: 0; UST Temp Close: 0; AST Currently In Use: 0; AST Temp Closed: 0 | 0 | 0 | 3 | 10419-117-012968 | BARBARA SMITH
2479 | Permanently Closed | 1997-12-02 06:00 | 1983-01-01 06:00 | 1997-12-04 06:00 | Petroleum | Unleaded gasoline | Unleaded gasoline |  | Steel | Steel |  | Painted or None | Steel |  | 1901-01-01 06:00 | [12 empty] | Annual line testing | Annual line testing |  | UST Currently In Use: 0; UST Temp Close: 0; AST Currently In Use: 0; AST Temp Closed: 0 | 0 | 0 | 1 | 10421-003-000986 | BARBER'S DAIRY INC
2480 | Permanently Closed | 1989-11-22 06:00 | 1974-01-01 06:00 | 1989-11-22 06:00 | Petroleum | Unleaded gasoline | Unleaded gasoline |  | Steel | Steel |  | Painted or None | Steel |  | 1901-01-01 06:00 | [15 empty] | UST Currently In Use: 0; UST Temp Close: 0; AST Currently In Use: 0; AST Temp Closed: 0 | 0 | 0 | 2 | 10422-053-000984 | BARBER DAIRIES INC
2481 | Permanently Closed | 1993-06-08 06:00 | 1976-01-01 06:00 | 1993-06-08 06:00 | Petroleum | Unleaded gasoline | Unleaded gasoline |  | Steel | Steel |  | Painted or None | Steel |  | 1901-01-01 06:00 | [15 empty] | UST Currently In Use: 0; UST Temp Close: 0; AST Currently In Use: 3; AST Temp Closed: 0 | 0 | 0 | 1 | 10423-097-000985 | BARBER'S DAIRY INC
2482 | Permanently Closed | 1998-12-22 06:00 | 1971-01-01 06:00 | 1999-05-13 06:00 | Petroleum | Unleaded gasoline | Unleaded gasoline |  | Steel | Steel |  | Painted or None | Steel |  | 1901-01-01 06:00 | [15 empty] | UST Currently In Use: 1; UST Temp Close: 0; AST Currently In Use: 0; AST Temp Closed: 0 | 1 | 0 | 7 | 25767-073-003671 | EAST SIDE JERSEY DAIRY INC
2483 | Permanently Closed | 1998-12-22 06:00 | 1970-01-01 06:00 | 1999-04-06 06:00 | Petroleum | Unleaded gasoline | Unleaded gasoline |  | Steel | Steel |  | Painted or None | Steel |  | 1901-01-01 06:00 | [15 empty] | UST Currently In Use: 1; UST Temp Close: 0; AST Currently In Use: 0; AST Temp Closed: 0 | 1 | 0 | 7 | 25767-073-003671 | EAST SIDE JERSEY DAIRY INC
2484 | Permanently Closed | 1998-12-22 06:00 | 1977-01-01 06:00 | 1999-04-06 06:00 | Petroleum | Unleaded gasoline | Unleaded gasoline |  | Steel | Steel |  | Painted or None | Steel |  | 1901-01-01 06:00 | [15 empty] | UST Currently In Use: 1; UST Temp Close: 0; AST Currently In Use: 0; AST Temp Closed: 0 | 1 | 0 | 7 | 25767-073-003671 | EAST SIDE JERSEY DAIRY INC
2485 | Permanently Closed | 1989-11-02 06:00 | 1970-01-01 06:00 | 1989-11-02 06:00 | Petroleum | On road diesel | On road diesel |  | Steel | Steel |  | Painted or None | Steel |  | 1901-01-01 06:00 | [15 empty] | UST Currently In Use: 1; UST Temp Close: 0; AST Currently In Use: 0; AST Temp Closed: 0 | 1 | 0 | 7 | 25767-073-003671 | EAST SIDE JERSEY DAIRY INC
2486 | Permanently Closed | 1998-12-22 06:00 | 1969-01-01 06:00 | 1999-05-13 06:00 | Petroleum | On road diesel | On road diesel |  | Steel | Steel |  | Painted or None | Steel |  | 1901-01-01 06:00 | [15 empty] | UST Currently In Use: 1; UST Temp Close: 0; AST Currently In Use: 0; AST Temp Closed: 0 | 1 | 0 | 7 | 25767-073-003671 | EAST SIDE JERSEY DAIRY INC
2487 | Permanently Closed | 1998-12-22 06:00 | 1969-01-01 06:00 | 1999-04-29 06:00 | Petroleum | On road diesel | On road diesel |  | Steel | Steel |  | Painted or None | Steel |  | 1901-01-01 06:00 | [15 empty] | UST Currently In Use: 1; UST Temp Close: 0; AST Currently In Use: 0; AST Temp Closed: 0 | 1 | 0 | 7 | 25767-073-003671 | EAST SIDE JERSEY DAIRY INC
2488 | Permanently Closed | 1989-08-02 06:00 | 1971-01-01 06:00 | 1989-08-02 06:00 | Petroleum | On road diesel | On road diesel |  | Steel | Steel |  | Painted or None | Steel |  | 1901-01-01 06:00 | [15 empty] | UST Currently In Use: 1; UST Temp Close: 0; AST Currently In Use: 0; AST Temp Closed: 0 | 1 | 0 | 7 | 25767-073-003671 | EAST SIDE JERSEY DAIRY INC
2489 | Permanently Closed | 1999-12-13 06:00 | 1982-01-01 06:00 | 2002-02-26 06:00 | Petroleum | Unleaded gasoline | Unleaded gasoline | Industrial | Steel | Steel | Field installed cathodic protection |  | Steel |  | 1901-01-01 06:00 | Field installed cathodic protection | Catchment Basin, Single walled catchment basin | Flow Rest 90% Full | Flow Rest 90% Full | [8 empty] | Annual line testing | Annual line testing |  | UST Currently In Use: 0; UST Temp Close: 0; AST Currently In Use: 0; AST Temp Closed: 0 | 0 | 0 | 3 | 20670-101-001831 | DEAN FOODS
2490 | Permanently Closed | 1999-12-13 06:00 | 1982-01-01 06:00 | 2002-02-26 06:00 | Petroleum | Unleaded gasoline | Unleaded gasoline | Industrial | Steel | Steel | Field installed cathodic protection |  | Steel |  | 1901-01-01 06:00 | Field installed cathodic protection | Catchment Basin, Single walled catchment basin | Flow Rest 90% Full | Flow Rest 90% Full | [8 empty] | Annual line testing | Annual line testing |  | UST Currently In Use: 0; UST Temp Close: 0; AST Currently In Use: 0; AST Temp Closed: 0 | 0 | 0 | 3 | 20670-101-001831 | DEAN FOODS
2491 | Permanently Closed | 1999-12-13 06:00 | 1982-01-01 06:00 | 2002-02-26 06:00 | Petroleum | On road diesel | On road diesel | Industrial | Steel | Steel | Field installed cathodic protection |  | Steel |  | 1901-01-01 06:00 | Field installed cathodic protection | Catchment Basin, Single walled catchment basin | Flow Rest 90% Full | Flow Rest 90% Full | [8 empty] | Annual line testing | Annual line testing |  | UST Currently In Use: 0; UST Temp Close: 0; AST Currently In Use: 0; AST Temp Closed: 0 | 0 | 0 | 3 | 20670-101-001831 | DEAN FOODS
2493 | Permanently Closed | 1991-09-27 06:00 | 1958-01-01 06:00 | 1991-09-27 06:00 | Petroleum | Unleaded gasoline | Unleaded gasoline |  | Steel | Steel |  | Painted or None | Steel |  | 1901-01-01 06:00 |  |  |  |  | Interstitial Monitoring within Secondary Containment |  | Automatic Tank Gauge | [8 empty] | UST Currently In Use: 0; UST Temp Close: 0; AST Currently In Use: 0; AST Temp Closed: 0 | 0 | 0 | 4 | 10426-015-002392 | BARBER PURE MILK CO
2494 | Permanently Closed | 1992-05-05 06:00 | 1971-01-01 06:00 | 1999-05-05 06:00 | Petroleum | Unleaded gasoline | Unleaded gasoline |  | Steel | Steel |  | Painted or None | Steel |  | 1901-01-01 06:00 |  | Catchment Basin, Single walled catchment basin | Flow Rest 90% Full | Flow Rest 90% Full |  |  | Automatic Tank Gauge | [8 empty] | UST Currently In Use: 0; UST Temp Close: 0; AST Currently In Use: 0; AST Temp Closed: 0 | 0 | 0 | 4 | 10426-015-002392 | BARBER PURE MILK CO
2495 | Permanently Closed | 1990-03-05 06:00 | 1951-01-01 06:00 | 1990-03-05 06:00 | Petroleum | On road diesel | On road diesel |  | Steel | Steel |  | Painted or None | Steel |  | 1901-01-01 06:00 | [15 empty] | UST Currently In Use: 0; UST Temp Close: 0; AST Currently In Use: 0; AST Temp Closed: 0 | 0 | 0 | 4 | 10426-015-002392 | BARBER PURE MILK CO
2496 | Permanently Closed | 1995-05-05 06:00 | 1972-01-01 06:00 | 1999-05-05 06:00 | Petroleum | On road diesel | On road diesel |  | Steel | Steel |  | Painted or None | Steel |  | 1901-01-01 06:00 |  |  | Flow Rest 90% Full | Flow Rest 90% Full | Interstitial Monitoring within Secondary Containment |  | Automatic Tank Gauge | [8 empty] | UST Currently In Use: 0; UST Temp Close: 0; AST Currently In Use: 0; AST Temp Closed: 0 | 0 | 0 | 4 | 10426-015-002392 | BARBER PURE MILK CO
2497 | Permanently Closed | 1991-10-31 06:00 | 1973-01-01 06:00 | 1991-10-31 06:00 | Petroleum | Unleaded gasoline | Unleaded gasoline |  | Steel | Steel |  | Painted or None | Steel |  | 1901-01-01 06:00 | [15 empty] | UST Currently In Use: 0; UST Temp Close: 0; AST Currently In Use: 0; AST Temp Closed: 0 | 0 | 0 | 1 | 10427-121-008343 | BARBER SALES CO INC
2498 | Cannot Locate or abandoned | 2001-05-15 06:00 | 1976-01-01 06:00 |  | Petroleum | Unleaded gasoline | Unleaded gasoline |  | Steel | Steel |  | Painted or None | Steel |  | 1901-01-01 06:00 | [12 empty] | Annual line testing | Annual line testing |  | UST Currently In Use: 0; UST Temp Close: 0; AST Currently In Use: 0; AST Temp Closed: 0 | 0 | 0 | 0 | 10428-069-011053 | BARDON INC
2499 | Cannot Locate or abandoned | 2001-05-15 06:00 | 1976-01-01 06:00 |  | Petroleum | Unleaded gasoline | Unleaded gasoline |  | Steel | Steel |  | Painted or None | Steel |  | 1901-01-01 06:00 | [12 empty] | Annual line testing | Annual line testing |  | UST Currently In Use: 0; UST Temp Close: 0; AST Currently In Use: 0; AST Temp Closed: 0 | 0 | 0 | 0 | 10428-069-011053 | BARDON INC
2500 | Cannot Locate or abandoned | 2001-05-15 06:00 | 1976-01-01 06:00 |  | Petroleum | Unleaded gasoline | Unleaded gasoline |  | Steel | Steel |  | Painted or None | Steel |  | 1901-01-01 06:00 | [12 empty] | Annual line testing | Annual line testing |  | UST Currently In Use: 0; UST Temp Close: 0; AST Currently In Use: 0; AST Temp Closed: 0 | 0 | 0 | 0 | 10428-069-011053 | BARDON INC
2501 | Permanently Closed | 1991-05-09 06:00 | 1978-01-01 06:00 | 1991-05-09 06:00 | Petroleum | On road diesel | On road diesel |  | Steel | Steel |  | Painted or None | Steel |  | 1901-01-01 06:00 | [15 empty] | UST Currently In Use: 0; UST Temp Close: 0; AST Currently In Use: 0; AST Temp Closed: 0 | 0 | 0 | 1 | 10429-073-001722 | BARGAIN TOWN USA C/O AMRET INC
2502 | Permanently Closed | 1994-09-01 06:00 | 1978-01-01 06:00 | 1998-12-14 06:00 | Petroleum | Unleaded gasoline | Unleaded gasoline |  | Steel | Steel |  | Painted or None | Steel |  | 1901-01-01 06:00 | [15 empty] | UST Currently In Use: 0; UST Temp Close: 0; AST Currently In Use: 0; AST Temp Closed: 0 | 0 | 0 | 3 | 10430-125-009358 | BARNES EXCAVATING CO INC
2503 | Permanently Closed | 1994-09-01 06:00 | 1978-01-01 06:00 | 1998-12-14 06:00 | Petroleum | On road diesel | On road diesel |  | Steel | Steel |  | Painted or None | Steel |  | 1901-01-01 06:00 | [15 empty] | UST Currently In Use: 0; UST Temp Close: 0; AST Currently In Use: 0; AST Temp Closed: 0 | 0 | 0 | 3 | 10430-125-009358 | BARNES EXCAVATING CO INC
2504 | Permanently Closed | 1994-09-01 06:00 | 1978-01-01 06:00 | 1998-12-14 06:00 | Petroleum | On road diesel | On road diesel |  | Steel | Steel |  | Painted or None | Steel |  | 1901-01-01 06:00 | [15 empty] | UST Currently In Use: 0; UST Temp Close: 0; AST Currently In Use: 0; AST Temp Closed: 0 | 0 | 0 | 3 | 10430-125-009358 | BARNES EXCAVATING CO INC
2505 | Permanently Closed | 1992-08-21 06:00 | 1968-01-01 06:00 | 1992-08-21 06:00 | Petroleum | Unleaded gasoline | Unleaded gasoline |  | Steel | Steel |  | Painted or None | Steel |  | 1901-01-01 06:00 | [15 empty] | UST Currently In Use: 0; UST Temp Close: 0; AST Currently In Use: 0; AST Temp Closed: 0 | 0 | 0 | 3 | 10431-005-003705 | BARR DISTRIBUTING COMPANY
2506 | Permanently Closed | 1992-08-21 06:00 | 1968-01-01 06:00 | 1992-08-21 06:00 | Petroleum | On road diesel | On road diesel |  | Steel | Steel |  | Painted or None | Steel |  | 1901-01-01 06:00 | [15 empty] | UST Currently In Use: 0; UST Temp Close: 0; AST Currently In Use: 0; AST Temp Closed: 0 | 0 | 0 | 3 | 10431-005-003705 | BARR DISTRIBUTING COMPANY
2507 | Permanently Closed | 1992-08-21 06:00 | 1968-01-01 06:00 | 1992-08-21 06:00 | Petroleum | Unleaded gasoline | Unleaded gasoline |  | Steel | Steel |  | Painted or None | Steel |  | 1901-01-01 06:00 | [15 empty] | UST Currently In Use: 0; UST Temp Close: 0; AST Currently In Use: 0; AST Temp Closed: 0 | 0 | 0 | 3 | 10431-005-003705 | BARR DISTRIBUTING COMPANY
2508 | Permanently Closed | 2005-09-22 06:00 | 1968-01-01 06:00 |  | Petroleum | Unleaded gasoline | Unleaded gasoline | Retail | Steel | Steel | Field installed cathodic protection |  | Steel |  | 1901-01-01 06:00 | Field installed cathodic protection | Catchment Basin, Single walled catchment basin | Automatic shutoff device At 95% full | Automatic shutoff device At 95% full | [11 empty] | UST Currently In Use: 0; UST Temp Close: 0; AST Currently In Use: 0; AST Temp Closed: 0 | 0 | 0 | 3 | 22396-005-003706 | DAVID WARE, SR.
2509 | Permanently Closed | 2005-09-22 06:00 | 1968-01-01 06:00 |  | Petroleum | Mid-grade gasoline | Mid-grade gasoline | Retail | Steel | Steel | Field installed cathodic protection |  | Steel |  | 1901-01-01 06:00 | Field installed cathodic protection | Catchment Basin, Single walled catchment basin | Automatic shutoff device At 95% full | Automatic shutoff device At 95% full | [11 empty] | UST Currently In Use: 0; UST Temp Close: 0; AST Currently In Use: 0; AST Temp Closed: 0 | 0 | 0 | 3 | 22396-005-003706 | DAVID WARE, SR.
2510 | Permanently Closed | 2005-09-22 06:00 | 1968-01-01 06:00 |  | Petroleum | Premium gasoline | Premium gasoline |  | Steel | Steel | Field installed cathodic protection |  | Steel |  | 1901-01-01 06:00 | Field installed cathodic protection | Catchment Basin, Single walled catchment basin | Automatic shutoff device At 95% full | Automatic shutoff device At 95% full | [11 empty] | UST Currently In Use: 0; UST Temp Close: 0; AST Currently In Use: 0; AST Temp Closed: 0 | 0 | 0 | 3 | 22396-005-003706 | DAVID WARE, SR.
2511 | Permanently Closed | 1991-08-26 06:00 | 1973-01-01 06:00 | 1991-08-26 06:00 | Petroleum | On road diesel | On road diesel |  | Steel | Steel |  | Painted or None | Steel |  | 1901-01-01 06:00 | [15 empty] | UST Currently In Use: 0; UST Temp Close: 0; AST Currently In Use: 0; AST Temp Closed: 0 | 0 | 0 | 3 | 17343-005-003707 | ELIZABETH M SMITH
2512 | Permanently Closed | 1991-08-26 06:00 | 1973-01-01 06:00 | 1991-08-26 06:00 | Petroleum | Unleaded gasoline | Unleaded gasoline |  | Steel | Steel |  | Painted or None | Steel |  | 1901-01-01 06:00 | [15 empty] | UST Currently In Use: 0; UST Temp Close: 0; AST Currently In Use: 0; AST Temp Closed: 0 | 0 | 0 | 3 | 17343-005-003707 | ELIZABETH M SMITH
2513 | Permanently Closed | 1991-08-26 06:00 | 1973-01-01 06:00 | 1991-08-26 06:00 | Petroleum | Unleaded gasoline | Unleaded gasoline |  | Steel | Steel |  | Painted or None | Steel |  | 1901-01-01 06:00 | [15 empty] | UST Currently In Use: 0; UST Temp Close: 0; AST Currently In Use: 0; AST Temp Closed: 0 | 0 | 0 | 3 | 17343-005-003707 | ELIZABETH M SMITH
2514 | Permanently Closed | 1995-06-30 06:00 | 1963-01-01 06:00 | 1996-05-01 06:00 | Petroleum | Unleaded gasoline | Unleaded gasoline | Retail | Steel | Steel |  | Painted or None | Steel |  | 1901-01-01 06:00 | [12 empty] | Annual line testing | Annual line testing |  | UST Currently In Use: 0; UST Temp Close: 1; AST Currently In Use: 0; AST Temp Closed: 0 | 0 | 1 | 3 | 24644-005-003708 | DH & PH ENTERPRISES LLC
2515 | Permanently Closed | 1995-06-30 06:00 | 1963-01-01 06:00 | 1996-05-01 06:00 | Petroleum | Unleaded gasoline | Unleaded gasoline | Retail | Steel | Steel |  | Painted or None | Steel |  | 1901-01-01 06:00 | [12 empty] | Annual line testing | Annual line testing |  | UST Currently In Use: 0; UST Temp Close: 1; AST Currently In Use: 0; AST Temp Closed: 0 | 0 | 1 | 3 | 24644-005-003708 | DH & PH ENTERPRISES LLC
2516 | Permanently Closed | 1995-06-30 06:00 | 1963-01-01 06:00 | 1996-05-01 06:00 | Petroleum | Unleaded gasoline | Unleaded gasoline | Retail | Steel | Steel |  | Painted or None | Steel |  | 1901-01-01 06:00 | [12 empty] | Annual line testing | Annual line testing |  | UST Currently In Use: 0; UST Temp Close: 1; AST Currently In Use: 0; AST Temp Closed: 0 | 0 | 1 | 3 | 24644-005-003708 | DH & PH ENTERPRISES LLC
2517 | Permanently Closed | 1901-01-01 06:00 | 1968-01-01 06:00 | 1987-01-01 06:00 | Petroleum | Unleaded gasoline | Unleaded gasoline |  | Steel | Steel |  | Painted or None | Steel |  | 1901-01-01 06:00 | [15 empty] | UST Currently In Use: 0; UST Temp Close: 0; AST Currently In Use: 0; AST Temp Closed: 0 | 0 | 0 | 3 | 10431-005-003709 | BARR DISTRIBUTING COMPANY
2518 | Permanently Closed | 1901-01-01 06:00 | 1968-01-01 06:00 | 1987-01-01 06:00 | Petroleum | Unleaded gasoline | Unleaded gasoline |  | Steel | Steel |  | Painted or None | Steel |  | 1901-01-01 06:00 | [15 empty] | UST Currently In Use: 0; UST Temp Close: 0; AST Currently In Use: 0; AST Temp Closed: 0 | 0 | 0 | 3 | 10431-005-003709 | BARR DISTRIBUTING COMPANY
2519 | Permanently Closed | 1901-01-01 06:00 | 1968-01-01 06:00 | 1987-01-01 06:00 | Petroleum | Unleaded gasoline | Unleaded gasoline |  | Steel | Steel |  | Painted or None | Steel |  | 1901-01-01 06:00 | [15 empty] | UST Currently In Use: 0; UST Temp Close: 0; AST Currently In Use: 0; AST Temp Closed: 0 | 0 | 0 | 3 | 10431-005-003709 | BARR DISTRIBUTING COMPANY
2523 | Permanently Closed | 1901-01-01 06:00 | 1963-01-01 06:00 | 1987-01-01 06:00 | Petroleum | Unleaded gasoline | Unleaded gasoline |  | Steel | Steel |  | Painted or None | Steel |  | 1901-01-01 06:00 | [15 empty] | UST Currently In Use: 0; UST Temp Close: 0; AST Currently In Use: 0; AST Temp Closed: 0 | 0 | 0 | 2 | 10431-005-003711 | BARR DISTRIBUTING COMPANY
2524 | Permanently Closed | 1901-01-01 06:00 | 1963-01-01 06:00 | 1987-01-01 06:00 | Petroleum | Unleaded gasoline | Unleaded gasoline |  | Steel | Steel |  | Painted or None | Steel |  | 1901-01-01 06:00 | [15 empty] | UST Currently In Use: 0; UST Temp Close: 0; AST Currently In Use: 0; AST Temp Closed: 0 | 0 | 0 | 2 | 10431-005-003711 | BARR DISTRIBUTING COMPANY
2527 | Permanently Closed | 2001-01-25 06:00 | 1981-01-01 06:00 | 2001-01-25 06:00 | Petroleum | On road diesel | On road diesel | Farm/Residential tank Less Than 1100 gal (Not Regulated) | Steel | Steel |  | Painted or None | Steel |  | 1901-01-01 06:00 |  | Catchment Basin, Single walled catchment basin | Automatic shutoff device At 95% full | Automatic shutoff device At 95% full | [11 empty] | UST Currently In Use: 0; UST Temp Close: 0; AST Currently In Use: 0; AST Temp Closed: 0 | 0 | 0 | 2 | 19784-113-003714 | WESTOVER PLANTATION
2528 | Permanently Closed | 2001-01-25 06:00 | 1981-01-01 06:00 | 2001-01-25 06:00 | Petroleum | Unleaded gasoline | Unleaded gasoline | Retail | Steel | Steel |  | Painted or None | Steel |  | 1901-01-01 06:00 |  |  | Automatic shutoff device At 95% full | Automatic shutoff device At 95% full | [11 empty] | UST Currently In Use: 0; UST Temp Close: 0; AST Currently In Use: 0; AST Temp Closed: 0 | 0 | 0 | 2 | 19784-113-003714 | WESTOVER PLANTATION
2529 | Permanently Closed | 1993-11-15 06:00 | 1975-01-01 06:00 | 1994-01-05 06:00 | Petroleum | Unleaded gasoline | Unleaded gasoline |  | Steel | Steel |  | Painted or None | Steel |  | 1901-01-01 06:00 | [15 empty] | UST Currently In Use: 3; UST Temp Close: 0; AST Currently In Use: 0; AST Temp Closed: 0 | 3 | 0 | 3 | 19784-113-003715 | WESTOVER PLANTATION
2530 | Permanently Closed | 1998-10-01 06:00 | 1975-01-01 06:00 | 2000-01-14 06:00 | Petroleum | On road diesel | On road diesel | Bulk facility | Steel | Steel |  | Painted or None | Steel |  | 1901-01-01 06:00 |  |  | Automatic shutoff device At 95% full | Automatic shutoff device At 95% full | [11 empty] | UST Currently In Use: 3; UST Temp Close: 0; AST Currently In Use: 0; AST Temp Closed: 0 | 3 | 0 | 3 | 19784-113-003715 | WESTOVER PLANTATION
2531 | Permanently Closed | 1998-10-01 06:00 | 1975-01-01 06:00 | 2000-01-14 06:00 | Petroleum | On road diesel | On road diesel | Bulk facility | Steel | Steel |  | Painted or None | Steel |  | 1901-01-01 06:00 |  |  | Automatic shutoff device At 95% full | Automatic shutoff device At 95% full | [11 empty] | UST Currently In Use: 3; UST Temp Close: 0; AST Currently In Use: 0; AST Temp Closed: 0 | 3 | 0 | 3 | 19784-113-003715 | WESTOVER PLANTATION
2539 | Currently in Use |  | 1979-01-01 06:00 |  | Petroleum | On road diesel | On road diesel | Bulk facility | Steel | Steel | Field installed cathodic protection |  | Steel |  | 1901-01-01 06:00 | Field installed cathodic protection | Catchment Basin, Single walled catchment basin | Automatic shutoff device At 95% full | Automatic shutoff device At 95% full |  |  | Continuous Automatic Tank Gauge |  | Automatic flow restrictor (MLLD) | Automatic flow restrictor (MLLD) |  |  | Annual line testing | Annual line testing |  | UST Currently In Use: 7; UST Temp Close: 0; AST Currently In Use: 1; AST Temp Closed: 0 | 7 | 0 | 0 | 10431-005-003719 | BARR DISTRIBUTING COMPANY
2540 | Currently in Use |  | 1979-01-01 06:00 |  | Petroleum | On road diesel | On road diesel | Bulk facility | Steel | Steel | Field installed cathodic protection |  | Steel |  | 1901-01-01 06:00 | Field installed cathodic protection | Catchment Basin, Single walled catchment basin | Automatic shutoff device At 95% full | Automatic shutoff device At 95% full |  |  | Continuous Automatic Tank Gauge |  | Automatic flow restrictor (MLLD) | Automatic flow restrictor (MLLD) |  |  | Annual line testing | Annual line testing |  | UST Currently In Use: 7; UST Temp Close: 0; AST Currently In Use: 1; AST Temp Closed: 0 | 7 | 0 | 0 | 10431-005-003719 | BARR DISTRIBUTING COMPANY
2541 | Currently in Use |  | 1979-01-01 06:00 |  | Petroleum | Unleaded gasoline | Unleaded gasoline | Bulk facility | Steel | Steel | Field installed cathodic protection |  | Steel |  | 1901-01-01 06:00 | Field installed cathodic protection | Catchment Basin, Single walled catchment basin | Automatic shutoff device At 95% full | Automatic shutoff device At 95% full |  |  | Continuous Automatic Tank Gauge |  | Automatic flow restrictor (MLLD) | Automatic flow restrictor (MLLD) |  |  | Annual line testing | Annual line testing |  | UST Currently In Use: 7; UST Temp Close: 0; AST Currently In Use: 1; AST Temp Closed: 0 | 7 | 0 | 0 | 10431-005-003719 | BARR DISTRIBUTING COMPANY
2542 | Currently in Use |  | 1979-01-01 06:00 |  | Petroleum | Premium gasoline | Premium gasoline | Bulk facility | Steel | Steel | Field installed cathodic protection |  | Steel |  | 1901-01-01 06:00 | Field installed cathodic protection | Catchment Basin, Single walled catchment basin | Automatic shutoff device At 95% full | Automatic shutoff device At 95% full |  |  | Continuous Automatic Tank Gauge |  | Automatic flow restrictor (MLLD) | Automatic flow restrictor (MLLD) |  |  | Annual line testing | Annual line testing |  | UST Currently In Use: 7; UST Temp Close: 0; AST Currently In Use: 1; AST Temp Closed: 0 | 7 | 0 | 0 | 10431-005-003719 | BARR DISTRIBUTING COMPANY
2543 | Currently in Use |  | 1979-01-01 06:00 |  | Petroleum | On road diesel | On road diesel | Bulk facility | Steel | Steel | Field installed cathodic protection |  | Steel |  | 1901-01-01 06:00 | Field installed cathodic protection | Catchment Basin, Single walled catchment basin | Automatic shutoff device At 95% full | Automatic shutoff device At 95% full |  |  | Continuous Automatic Tank Gauge |  | Automatic flow restrictor (MLLD) | Automatic flow restrictor (MLLD) |  |  | Annual line testing | Annual line testing |  | UST Currently In Use: 7; UST Temp Close: 0; AST Currently In Use: 1; AST Temp Closed: 0 | 7 | 0 | 0 | 10431-005-003719 | BARR DISTRIBUTING COMPANY
2544 | Currently in Use |  | 1979-01-01 06:00 |  | Petroleum | Unleaded gasoline | Unleaded gasoline | Bulk facility | Steel | Steel | Field installed cathodic protection |  | Steel |  | 1901-01-01 06:00 | Field installed cathodic protection | Catchment Basin, Single walled catchment basin | Automatic shutoff device At 95% full | Automatic shutoff device At 95% full |  |  | Continuous Automatic Tank Gauge |  | Automatic flow restrictor (MLLD) | Automatic flow restrictor (MLLD) |  |  | Annual line testing | Annual line testing |  | UST Currently In Use: 7; UST Temp Close: 0; AST Currently In Use: 1; AST Temp Closed: 0 | 7 | 0 | 0 | 10431-005-003719 | BARR DISTRIBUTING COMPANY
2545 | Currently in Use |  | 1979-01-01 06:00 |  | Petroleum | Premium gasoline | Premium gasoline | Bulk facility | Steel | Steel | Field installed cathodic protection |  | Steel |  | 1901-01-01 06:00 | Field installed cathodic protection | Catchment Basin, Single walled catchment basin | Automatic shutoff device At 95% full | Automatic shutoff device At 95% full |  |  | Continuous Automatic Tank Gauge |  | Automatic flow restrictor (MLLD) | Automatic flow restrictor (MLLD) |  |  | Annual line testing | Annual line testing |  | UST Currently In Use: 7; UST Temp Close: 0; AST Currently In Use: 1; AST Temp Closed: 0 | 7 | 0 | 0 | 10431-005-003719 | BARR DISTRIBUTING COMPANY
2546 | Permanently Closed | 1991-03-29 06:00 | 1971-01-01 06:00 | 1991-03-29 06:00 | Petroleum | On road diesel | On road diesel |  | Steel | Steel |  | Painted or None | Steel |  | 1901-01-01 06:00 | [15 empty] | UST Currently In Use: 0; UST Temp Close: 0; AST Currently In Use: 0; AST Temp Closed: 0 | 0 | 0 | 2 | 10431-005-003721 | BARR DISTRIBUTING COMPANY
2547 | Permanently Closed | 1991-03-29 06:00 | 1971-01-01 06:00 | 1991-03-29 06:00 | Petroleum | On road diesel | On road diesel |  | Steel | Steel |  | Painted or None | Steel |  | 1901-01-01 06:00 | [15 empty] | UST Currently In Use: 0; UST Temp Close: 0; AST Currently In Use: 0; AST Temp Closed: 0 | 0 | 0 | 2 | 10431-005-003721 | BARR DISTRIBUTING COMPANY
2548 | Permanently Closed | 1995-10-01 06:00 | 1971-01-01 06:00 | 1996-02-15 06:00 | Petroleum | On road diesel | On road diesel | Retail | Steel | Steel |  | Painted or None | Steel |  | 1901-01-01 06:00 | [15 empty] | UST Currently In Use: 0; UST Temp Close: 0; AST Currently In Use: 0; AST Temp Closed: 0 | 0 | 0 | 1 | 10431-005-003722 | BARR DISTRIBUTING COMPANY
2552 | Permanently Closed | 1901-01-01 06:00 | 1968-01-01 06:00 | 1986-12-31 06:00 | Petroleum | Unleaded gasoline | Unleaded gasoline |  | Steel | Steel |  | Painted or None | Steel |  | 1901-01-01 06:00 | [15 empty] | UST Currently In Use: 0; UST Temp Close: 0; AST Currently In Use: 0; AST Temp Closed: 0 | 0 | 0 | 2 | 10431-005-003725 | BARR DISTRIBUTING COMPANY
2553 | Permanently Closed | 1901-01-01 06:00 | 1968-01-01 06:00 | 1986-12-31 06:00 | Petroleum | Kerosene | Kerosene |  | Steel | Steel |  | Painted or None | Steel |  | 1901-01-01 06:00 | [15 empty] | UST Currently In Use: 0; UST Temp Close: 0; AST Currently In Use: 0; AST Temp Closed: 0 | 0 | 0 | 2 | 10431-005-003725 | BARR DISTRIBUTING COMPANY
2556 | Permanently Closed | 1992-10-01 06:00 | 1973-01-01 06:00 | 1992-10-01 06:00 | Petroleum | Unleaded gasoline | Unleaded gasoline |  | Steel | Steel |  | Painted or None | Steel |  | 1901-01-01 06:00 | [15 empty] | UST Currently In Use: 0; UST Temp Close: 0; AST Currently In Use: 0; AST Temp Closed: 0 | 0 | 0 | 3 | 10026-005-003727 | LITTLE AL'S OIL, LLC
2557 | Permanently Closed | 1992-10-01 06:00 | 1973-01-01 06:00 | 1992-10-01 06:00 | Petroleum | On road diesel | On road diesel |  | Steel | Steel |  | Painted or None | Steel |  | 1901-01-01 06:00 | [15 empty] | UST Currently In Use: 0; UST Temp Close: 0; AST Currently In Use: 0; AST Temp Closed: 0 | 0 | 0 | 3 | 10026-005-003727 | LITTLE AL'S OIL, LLC
2558 | Permanently Closed | 1992-10-01 06:00 | 1973-01-01 06:00 | 1992-10-01 06:00 | Petroleum | On road diesel | On road diesel |  | Steel | Steel |  | Painted or None | Steel |  | 1901-01-01 06:00 | [15 empty] | UST Currently In Use: 0; UST Temp Close: 0; AST Currently In Use: 0; AST Temp Closed: 0 | 0 | 0 | 3 | 10026-005-003727 | LITTLE AL'S OIL, LLC
2559 | Permanently Closed | 1994-04-01 06:00 | 1968-01-01 06:00 | 1994-05-26 06:00 | Petroleum | Unleaded gasoline | Unleaded gasoline |  | Steel | Steel |  | Painted or None | Steel |  | 1901-01-01 06:00 | [15 empty] | UST Currently In Use: 0; UST Temp Close: 0; AST Currently In Use: 0; AST Temp Closed: 0 | 0 | 0 | 1 | 10431-005-003728 | BARR DISTRIBUTING COMPANY
2561 | Permanently Closed | 1999-03-22 06:00 | 1973-01-01 06:00 | 1999-03-22 06:00 | Petroleum | Unleaded gasoline | Unleaded gasoline | Retail | Steel | Steel |  | Painted or None | Steel |  | 1901-01-01 06:00 | [15 empty] | UST Currently In Use: 0; UST Temp Close: 0; AST Currently In Use: 1; AST Temp Closed: 1 | 0 | 0 | 4 | 21772-067-009384 | LAURA TURNER
2562 | Permanently Closed | 1999-03-22 06:00 | 1973-01-01 06:00 | 1999-03-22 06:00 | Petroleum | Unleaded gasoline | Unleaded gasoline | Retail | Steel | Steel |  | Painted or None | Steel |  | 1901-01-01 06:00 | [15 empty] | UST Currently In Use: 0; UST Temp Close: 0; AST Currently In Use: 1; AST Temp Closed: 1 | 0 | 0 | 4 | 21772-067-009384 | LAURA TURNER
2563 | Permanently Closed | 1999-03-22 06:00 | 1973-01-01 06:00 | 1999-03-22 06:00 | Petroleum | Unleaded gasoline | Unleaded gasoline | Retail | Steel | Steel |  | Painted or None | Steel |  | 1901-01-01 06:00 | [15 empty] | UST Currently In Use: 0; UST Temp Close: 0; AST Currently In Use: 1; AST Temp Closed: 1 | 0 | 0 | 4 | 21772-067-009384 | LAURA TURNER
2564 | Permanently Closed | 1999-03-22 06:00 | 1988-01-01 06:00 | 1999-03-22 06:00 | Petroleum | Unleaded gasoline | Unleaded gasoline | Retail | Steel | Steel | Coated & cathodic protection (sti-P3) |  | Fiberglass reinforced plastic |  | 1901-01-01 06:00 | [15 empty] | UST Currently In Use: 0; UST Temp Close: 0; AST Currently In Use: 1; AST Temp Closed: 1 | 0 | 0 | 4 | 21772-067-009384 | LAURA TURNER
2565 | Permanently Closed | 1979-11-01 06:00 | 1964-01-01 06:00 | 1989-10-10 06:00 | Petroleum | Unleaded gasoline | Unleaded gasoline |  | Steel | Steel |  |  | Steel |  | 1901-01-01 06:00 | [15 empty] | UST Currently In Use: 0; UST Temp Close: 0; AST Currently In Use: 0; AST Temp Closed: 0 | 0 | 0 | 2 | 10432-109-001936 | JANE P BARR
2566 | Permanently Closed | 1901-01-01 06:00 | 1964-01-01 06:00 | 1989-10-10 06:00 | Petroleum | Unleaded gasoline | Unleaded gasoline |  | Steel | Steel |  |  | Steel |  | 1901-01-01 06:00 | [15 empty] | UST Currently In Use: 0; UST Temp Close: 0; AST Currently In Use: 0; AST Temp Closed: 0 | 0 | 0 | 2 | 10432-109-001936 | JANE P BARR
2567 | Permanently Closed | 1901-01-01 06:00 | 1974-01-01 06:00 | 1990-09-13 06:00 | Petroleum | On road diesel | On road diesel |  | Steel | Steel |  |  | Steel |  | 1901-01-01 06:00 | [15 empty] | UST Currently In Use: 0; UST Temp Close: 0; AST Currently In Use: 0; AST Temp Closed: 0 | 0 | 0 | 1 | 10432-109-014079 | JANE P BARR
2568 | Permanently Closed | 1991-08-13 06:00 | 1955-01-01 06:00 | 1991-08-13 06:00 | Petroleum | Unleaded gasoline | Unleaded gasoline |  | Steel | Steel |  | Painted or None | Steel |  | 1901-01-01 06:00 | [15 empty] | UST Currently In Use: 0; UST Temp Close: 0; AST Currently In Use: 0; AST Temp Closed: 0 | 0 | 0 | 3 | 10433-125-000903 | BARRY SANDERS
2569 | Permanently Closed | 1991-08-13 06:00 | 1955-01-01 06:00 | 1991-08-13 06:00 | Petroleum | Unleaded gasoline | Unleaded gasoline |  | Steel | Steel |  | Painted or None | Steel |  | 1901-01-01 06:00 | [15 empty] | UST Currently In Use: 0; UST Temp Close: 0; AST Currently In Use: 0; AST Temp Closed: 0 | 0 | 0 | 3 | 10433-125-000903 | BARRY SANDERS
2570 | Permanently Closed | 1991-08-13 06:00 | 1955-01-01 06:00 | 1991-08-13 06:00 | Petroleum | Unleaded gasoline | Unleaded gasoline |  | Steel | Steel |  | Painted or None | Steel |  | 1901-01-01 06:00 | [15 empty] | UST Currently In Use: 0; UST Temp Close: 0; AST Currently In Use: 0; AST Temp Closed: 0 | 0 | 0 | 3 | 10433-125-000903 | BARRY SANDERS
2571 | Permanently Closed | 1901-01-01 06:00 | 1969-01-01 06:00 | 1988-09-01 06:00 | Petroleum | Used oil | Used oil |  | Steel | Steel |  | Painted or None | Steel |  | 1901-01-01 06:00 | [15 empty] | UST Currently In Use: 0; UST Temp Close: 0; AST Currently In Use: 0; AST Temp Closed: 0 | 0 | 0 | 1 | 10434-073-003358 | BART STARR MOTOR CO INC
2572 | Permanently Closed | 1981-01-01 06:00 | 1969-01-01 06:00 | 1988-11-01 06:00 | Petroleum | Other, OTHER | Other |  | Steel | Steel |  | Painted or None | Steel |  | 1901-01-01 06:00 | [15 empty] | UST Currently In Use: 0; UST Temp Close: 0; AST Currently In Use: 0; AST Temp Closed: 0 | 0 | 0 | 2 | 10435-003-001772 | BASS AVIATION INC
2573 | Permanently Closed | 1981-01-01 06:00 | 1969-01-01 06:00 | 1988-11-01 06:00 | Petroleum | Other, OTHER | Other |  | Steel | Steel |  | Painted or None | Steel |  | 1901-01-01 06:00 | [15 empty] | UST Currently In Use: 0; UST Temp Close: 0; AST Currently In Use: 0; AST Temp Closed: 0 | 0 | 0 | 2 | 10435-003-001772 | BASS AVIATION INC
2574 | Cannot Locate or abandoned | 1998-12-20 06:00 | 1965-01-01 06:00 |  | Petroleum | Unleaded gasoline | Unleaded gasoline |  | Steel | Steel |  | Painted or None | Steel |  | 1901-01-01 06:00 | [15 empty] | UST Currently In Use: 0; UST Temp Close: 0; AST Currently In Use: 0; AST Temp Closed: 0 | 0 | 0 | 0 | 20298-051-008872 | ODIS GAINEY DBA BASS OIL CO
2575 | Cannot Locate or abandoned | 1998-12-20 06:00 | 1965-01-01 06:00 |  | Petroleum | Unleaded gasoline | Unleaded gasoline |  | Steel | Steel |  | Painted or None | Steel |  | 1901-01-01 06:00 | [15 empty] | UST Currently In Use: 0; UST Temp Close: 0; AST Currently In Use: 0; AST Temp Closed: 0 | 0 | 0 | 0 | 20298-051-008872 | ODIS GAINEY DBA BASS OIL CO
2576 | Cannot Locate or abandoned | 1998-12-20 06:00 | 1965-01-01 06:00 |  | Petroleum | Unleaded gasoline | Unleaded gasoline |  | Steel | Steel |  | Painted or None | Steel |  | 1901-01-01 06:00 | [15 empty] | UST Currently In Use: 0; UST Temp Close: 0; AST Currently In Use: 0; AST Temp Closed: 0 | 0 | 0 | 0 | 20298-051-008872 | ODIS GAINEY DBA BASS OIL CO
2577 | Permanently Closed | 1996-05-31 06:00 | 1980-01-01 06:00 | 1996-05-31 06:00 | Petroleum | Unleaded gasoline | Unleaded gasoline |  | Steel | Steel |  | Painted or None | Steel |  | 1901-01-01 06:00 | [15 empty] | UST Currently In Use: 0; UST Temp Close: 0; AST Currently In Use: 0; AST Temp Closed: 0 | 0 | 0 | 1 | 10436-051-008873 | BASS OIL CO INC
2578 | Permanently Closed | 1990-11-15 06:00 | 1978-01-01 06:00 | 1990-11-15 06:00 | Petroleum | Unleaded gasoline | Unleaded gasoline |  | Steel | Steel | Interior lined (not allowed as a standalone method of corrosion protection) | Painted or None | Steel |  | 1901-01-01 06:00 | [15 empty] | UST Currently In Use: 0; UST Temp Close: 0; AST Currently In Use: 0; AST Temp Closed: 0 | 0 | 0 | 2 | 10436-051-008874 | BASS OIL CO INC
2579 | Permanently Closed | 1990-11-15 06:00 | 1978-01-01 06:00 | 1990-11-15 06:00 | Petroleum | Unleaded gasoline | Unleaded gasoline |  | Steel | Steel | Interior lined (not allowed as a standalone method of corrosion protection) | Painted or None | Steel |  | 1901-01-01 06:00 | [15 empty] | UST Currently In Use: 0; UST Temp Close: 0; AST Currently In Use: 0; AST Temp Closed: 0 | 0 | 0 | 2 | 10436-051-008874 | BASS OIL CO INC
2580 | Permanently Closed | 1990-01-01 06:00 | 1977-01-01 06:00 | 1999-09-20 06:00 | Petroleum | Unleaded gasoline | Unleaded gasoline |  | Steel | Steel |  |  | Steel |  | 1901-01-01 06:00 | [15 empty] | UST Currently In Use: 0; UST Temp Close: 0; AST Currently In Use: 0; AST Temp Closed: 0 | 0 | 0 | 2 | 20298-051-008875 | ODIS GAINEY DBA BASS OIL CO
2581 | Permanently Closed | 1990-01-01 06:00 | 1977-01-01 06:00 | 1999-09-20 06:00 | Petroleum | Unleaded gasoline | Unleaded gasoline |  | Steel | Steel |  |  | Steel |  | 1901-01-01 06:00 | [15 empty] | UST Currently In Use: 0; UST Temp Close: 0; AST Currently In Use: 0; AST Temp Closed: 0 | 0 | 0 | 2 | 20298-051-008875 | ODIS GAINEY DBA BASS OIL CO
2582 | Permanently Closed | 1991-05-02 06:00 | 1973-01-01 06:00 | 1991-05-02 06:00 | Petroleum | Unleaded gasoline | Unleaded gasoline |  | Steel | Steel |  | Painted or None | Steel |  | 1901-01-01 06:00 | [15 empty] | UST Currently In Use: 0; UST Temp Close: 0; AST Currently In Use: 0; AST Temp Closed: 0 | 0 | 0 | 2 | 10436-051-008876 | BASS OIL CO INC
2583 | Permanently Closed | 1991-05-02 06:00 | 1973-01-01 06:00 | 1991-05-02 06:00 | Petroleum | Unleaded gasoline | Unleaded gasoline |  | Steel | Steel |  | Painted or None | Steel |  | 1901-01-01 06:00 | [15 empty] | UST Currently In Use: 0; UST Temp Close: 0; AST Currently In Use: 0; AST Temp Closed: 0 | 0 | 0 | 2 | 10436-051-008876 | BASS OIL CO INC
2584 | Permanently Closed | 1993-09-05 06:00 | 1975-01-01 06:00 | 1993-09-14 06:00 | Petroleum | Unleaded gasoline | Unleaded gasoline |  | Steel | Steel |  | Painted or None | Steel |  | 1901-01-01 06:00 | [15 empty] | UST Currently In Use: 0; UST Temp Close: 0; AST Currently In Use: 0; AST Temp Closed: 0 | 0 | 0 | 3 | 10436-051-008877 | BASS OIL CO INC
2585 | Permanently Closed | 1993-09-05 06:00 | 1975-01-01 06:00 | 1993-09-14 06:00 | Petroleum | Unleaded gasoline | Unleaded gasoline |  | Steel | Steel |  | Painted or None | Steel |  | 1901-01-01 06:00 | [15 empty] | UST Currently In Use: 0; UST Temp Close: 0; AST Currently In Use: 0; AST Temp Closed: 0 | 0 | 0 | 3 | 10436-051-008877 | BASS OIL CO INC
2586 | Permanently Closed | 1993-09-05 06:00 | 1975-01-01 06:00 | 1993-09-14 06:00 | Petroleum | Unleaded gasoline | Unleaded gasoline |  | Steel | Steel |  | Painted or None | Steel |  | 1901-01-01 06:00 | [15 empty] | UST Currently In Use: 0; UST Temp Close: 0; AST Currently In Use: 0; AST Temp Closed: 0 | 0 | 0 | 3 | 10436-051-008877 | BASS OIL CO INC
2587 | Cannot Locate or abandoned | 2000-01-18 06:00 | 1979-01-01 06:00 |  | Petroleum | Unleaded gasoline | Unleaded gasoline |  | Steel | Steel | Interior lined (not allowed as a standalone method of corrosion protection) | Painted or None | Steel |  | 1901-01-01 06:00 | [15 empty] | UST Currently In Use: 0; UST Temp Close: 0; AST Currently In Use: 0; AST Temp Closed: 0 | 0 | 0 | 0 | 20298-051-008880 | ODIS GAINEY DBA BASS OIL CO
2588 | Cannot Locate or abandoned | 2000-01-18 06:00 | 1977-01-01 06:00 |  | Petroleum | Unleaded gasoline | Unleaded gasoline |  | Steel | Steel | Interior lined (not allowed as a standalone method of corrosion protection) | Painted or None | Steel |  | 1901-01-01 06:00 | [15 empty] | UST Currently In Use: 0; UST Temp Close: 0; AST Currently In Use: 0; AST Temp Closed: 0 | 0 | 0 | 0 | 20298-051-008880 | ODIS GAINEY DBA BASS OIL CO
2589 | Cannot Locate or abandoned | 2000-01-18 06:00 | 1977-01-01 06:00 |  | Petroleum | Unleaded gasoline | Unleaded gasoline |  | Steel | Steel | Interior lined (not allowed as a standalone method of corrosion protection) | Painted or None | Steel |  | 1901-01-01 06:00 | [15 empty] | UST Currently In Use: 0; UST Temp Close: 0; AST Currently In Use: 0; AST Temp Closed: 0 | 0 | 0 | 0 | 20298-051-008880 | ODIS GAINEY DBA BASS OIL CO
2590 | Cannot Locate or abandoned | 2000-01-18 06:00 | 1977-01-01 06:00 |  | Petroleum | On road diesel | On road diesel |  | Steel | Steel | Interior lined (not allowed as a standalone method of corrosion protection) | Painted or None | Steel |  | 1901-01-01 06:00 | [15 empty] | UST Currently In Use: 0; UST Temp Close: 0; AST Currently In Use: 0; AST Temp Closed: 0 | 0 | 0 | 0 | 20298-051-008880 | ODIS GAINEY DBA BASS OIL CO
2591 | Permanently Closed | 1996-03-04 06:00 | 1975-01-01 06:00 | 1999-03-04 06:00 | Petroleum | Unleaded gasoline | Unleaded gasoline |  | Steel | Steel |  | Painted or None | Steel |  | 1901-01-01 06:00 | [15 empty] | UST Currently In Use: 0; UST Temp Close: 0; AST Currently In Use: 0; AST Temp Closed: 0 | 0 | 0 | 2 | 20298-051-008881 | ODIS GAINEY DBA BASS OIL CO
2592 | Permanently Closed | 1996-03-04 06:00 | 1975-01-01 06:00 | 1999-03-04 06:00 | Petroleum | Unleaded gasoline | Unleaded gasoline |  | Steel | Steel |  | Painted or None | Steel |  | 1901-01-01 06:00 | [15 empty] | UST Currently In Use: 0; UST Temp Close: 0; AST Currently In Use: 0; AST Temp Closed: 0 | 0 | 0 | 2 | 20298-051-008881 | ODIS GAINEY DBA BASS OIL CO
2593 | Cannot Locate or abandoned | 2000-01-18 06:00 | 1977-01-01 06:00 |  | Petroleum | Unleaded gasoline | Unleaded gasoline |  | Steel | Steel |  | Painted or None | Steel |  | 1901-01-01 06:00 | [15 empty] | UST Currently In Use: 0; UST Temp Close: 0; AST Currently In Use: 0; AST Temp Closed: 0 | 0 | 0 | 0 | 20298-051-008882 | ODIS GAINEY DBA BASS OIL CO
2594 | Cannot Locate or abandoned | 2000-01-18 06:00 | 1973-01-01 06:00 |  | Petroleum | Unleaded gasoline | Unleaded gasoline |  | Steel | Steel |  | Painted or None | Steel |  | 1901-01-01 06:00 | [15 empty] | UST Currently In Use: 0; UST Temp Close: 0; AST Currently In Use: 0; AST Temp Closed: 0 | 0 | 0 | 0 | 20298-051-008882 | ODIS GAINEY DBA BASS OIL CO
2595 | Cannot Locate or abandoned | 2000-01-18 06:00 | 1973-01-01 06:00 |  | Petroleum | Unleaded gasoline | Unleaded gasoline |  | Steel | Steel |  | Painted or None | Steel |  | 1901-01-01 06:00 | [15 empty] | UST Currently In Use: 0; UST Temp Close: 0; AST Currently In Use: 0; AST Temp Closed: 0 | 0 | 0 | 0 | 20298-051-008882 | ODIS GAINEY DBA BASS OIL CO
2596 | Permanently Closed | 2003-04-18 06:00 | 1988-01-01 06:00 | 2003-10-24 06:00 | Petroleum | Unleaded gasoline | Unleaded gasoline |  | Steel | Steel | Coated & cathodic protection (sti-P3) |  | Fiberglass reinforced plastic |  | 1901-01-01 06:00 | [15 empty] | UST Currently In Use: 0; UST Temp Close: 0; AST Currently In Use: 0; AST Temp Closed: 0 | 0 | 0 | 3 | 20298-051-013833 | ODIS GAINEY DBA BASS OIL CO
2597 | Permanently Closed | 2003-04-18 06:00 | 1988-01-01 06:00 | 2003-10-24 06:00 | Petroleum | Unleaded gasoline | Unleaded gasoline |  | Steel | Steel | Coated & cathodic protection (sti-P3) |  | Fiberglass reinforced plastic |  | 1901-01-01 06:00 | [15 empty] | UST Currently In Use: 0; UST Temp Close: 0; AST Currently In Use: 0; AST Temp Closed: 0 | 0 | 0 | 3 | 20298-051-013833 | ODIS GAINEY DBA BASS OIL CO
2598 | Permanently Closed | 2003-04-18 06:00 | 1988-01-01 06:00 | 2003-10-24 06:00 | Petroleum | Unleaded gasoline | Unleaded gasoline |  | Steel | Steel | Coated & cathodic protection (sti-P3) |  | Fiberglass reinforced plastic |  | 1901-01-01 06:00 | [15 empty] | UST Currently In Use: 0; UST Temp Close: 0; AST Currently In Use: 0; AST Temp Closed: 0 | 0 | 0 | 3 | 20298-051-013833 | ODIS GAINEY DBA BASS OIL CO
2599 | Permanently Closed | 2000-06-12 06:00 | 1987-01-01 06:00 | 2000-07-14 06:00 | Petroleum | Unleaded gasoline | Unleaded gasoline |  | Steel | Steel | Coated & cathodic protection (sti-P3) |  | Fiberglass reinforced plastic |  | 1901-01-01 06:00 |  | Catchment Basin, Single walled catchment basin | Automatic shutoff device At 95% full | Automatic shutoff device At 95% full |  |  | Statistical Inventory Reconciliation (SIR) | [8 empty] | UST Currently In Use: 0; UST Temp Close: 0; AST Currently In Use: 0; AST Temp Closed: 0 | 0 | 0 | 2 | 11676-051-013834 | ELLIS OIL COMPANY
2600 | Permanently Closed | 2000-06-12 06:00 | 1987-01-01 06:00 | 2000-07-14 06:00 | Petroleum | Unleaded gasoline | Unleaded gasoline |  | Steel | Steel | Coated & cathodic protection (sti-P3) |  | Fiberglass reinforced plastic |  | 1901-01-01 06:00 |  | Catchment Basin, Single walled catchment basin | Automatic shutoff device At 95% full | Automatic shutoff device At 95% full |  |  | Statistical Inventory Reconciliation (SIR) | [8 empty] | UST Currently In Use: 0; UST Temp Close: 0; AST Currently In Use: 0; AST Temp Closed: 0 | 0 | 0 | 2 | 11676-051-013834 | ELLIS OIL COMPANY
2601 | Permanently Closed | 1998-08-04 06:00 | 1987-01-01 06:00 | 1998-08-04 06:00 | Petroleum | Unleaded gasoline | Unleaded gasoline |  | Steel | Steel | Coated & cathodic protection (sti-P3) |  | Steel |  | 1901-01-01 06:00 | [15 empty] | UST Currently In Use: 0; UST Temp Close: 0; AST Currently In Use: 0; AST Temp Closed: 0 | 0 | 0 | 2 | 20298-101-013832 | ODIS GAINEY DBA BASS OIL CO
2602 | Permanently Closed | 1998-08-04 06:00 | 1987-01-01 06:00 | 1998-08-04 06:00 | Petroleum | Unleaded gasoline | Unleaded gasoline |  | Steel | Steel | Coated & cathodic protection (sti-P3) |  | Steel |  | 1901-01-01 06:00 | [15 empty] | UST Currently In Use: 0; UST Temp Close: 0; AST Currently In Use: 0; AST Temp Closed: 0 | 0 | 0 | 2 | 20298-101-013832 | ODIS GAINEY DBA BASS OIL CO
2603 | Permanently Closed | 1993-02-01 06:00 | 1977-01-01 06:00 | 1994-02-24 06:00 | Petroleum | Unleaded gasoline | Unleaded gasoline |  | Steel | Steel |  |  | Steel |  | 1901-01-01 06:00 | [15 empty] | UST Currently In Use: 0; UST Temp Close: 0; AST Currently In Use: 0; AST Temp Closed: 0 | 0 | 0 | 2 | 10436-123-014139 | BASS OIL CO INC
2604 | Permanently Closed | 1993-02-01 06:00 | 1977-01-01 06:00 | 1994-02-24 06:00 | Petroleum | Unleaded gasoline | Unleaded gasoline |  | Steel | Steel |  |  | Steel |  | 1901-01-01 06:00 | [15 empty] | UST Currently In Use: 0; UST Temp Close: 0; AST Currently In Use: 0; AST Temp Closed: 0 | 0 | 0 | 2 | 10436-123-014139 | BASS OIL CO INC
2605 | Permanently Closed | 1995-09-15 06:00 | 1971-01-01 06:00 | 1995-09-15 06:00 | Petroleum | Unleaded gasoline | Unleaded gasoline |  | Steel | Steel |  | Painted or None | Steel |  | 1901-01-01 06:00 | [15 empty] | UST Currently In Use: 0; UST Temp Close: 0; AST Currently In Use: 0; AST Temp Closed: 0 | 0 | 0 | 2 | 10437-035-011442 | BASS OIL
2606 | Permanently Closed | 1995-09-15 06:00 | 1971-01-01 06:00 | 1995-09-15 06:00 | Petroleum | Unleaded gasoline | Unleaded gasoline |  | Steel | Steel |  | Painted or None | Steel |  | 1901-01-01 06:00 | [15 empty] | UST Currently In Use: 0; UST Temp Close: 0; AST Currently In Use: 0; AST Temp Closed: 0 | 0 | 0 | 2 | 10437-035-011442 | BASS OIL
2607 | Permanently Closed | 1999-01-20 06:00 | 1969-01-01 06:00 | 1999-01-20 06:00 | Petroleum | Unleaded gasoline | Unleaded gasoline |  | Steel | Steel |  | Painted or None | Steel |  | 1901-01-01 06:00 | [15 empty] | UST Currently In Use: 0; UST Temp Close: 0; AST Currently In Use: 0; AST Temp Closed: 0 | 0 | 0 | 3 | 10437-035-011443 | BASS OIL
2608 | Permanently Closed | 1999-01-20 06:00 | 1969-01-01 06:00 | 1999-01-20 06:00 | Petroleum | Unleaded gasoline | Unleaded gasoline |  | Steel | Steel |  | Painted or None | Steel |  | 1901-01-01 06:00 | [15 empty] | UST Currently In Use: 0; UST Temp Close: 0; AST Currently In Use: 0; AST Temp Closed: 0 | 0 | 0 | 3 | 10437-035-011443 | BASS OIL
2609 | Permanently Closed | 1992-09-21 06:00 | 1969-01-01 06:00 | 1992-09-21 06:00 | Petroleum | Unleaded gasoline | Unleaded gasoline |  | Steel | Steel |  | Painted or None | Steel |  | 1901-01-01 06:00 | [15 empty] | UST Currently In Use: 0; UST Temp Close: 0; AST Currently In Use: 0; AST Temp Closed: 0 | 0 | 0 | 3 | 10437-035-011443 | BASS OIL
2610 | Permanently Closed | 1992-01-01 06:00 | 1965-01-01 06:00 | 1993-09-07 06:00 | Petroleum | Unleaded gasoline | Unleaded gasoline |  | Steel | Steel |  | Painted or None | Steel |  | 1901-01-01 06:00 | [15 empty] | UST Currently In Use: 0; UST Temp Close: 0; AST Currently In Use: 0; AST Temp Closed: 0 | 0 | 0 | 3 | 10437-035-011445 | BASS OIL
2611 | Permanently Closed | 1992-01-01 06:00 | 1965-01-01 06:00 | 1993-09-07 06:00 | Petroleum | Unleaded gasoline | Unleaded gasoline |  | Steel | Steel |  | Painted or None | Steel |  | 1901-01-01 06:00 | [15 empty] | UST Currently In Use: 0; UST Temp Close: 0; AST Currently In Use: 0; AST Temp Closed: 0 | 0 | 0 | 3 | 10437-035-011445 | BASS OIL
2612 | Permanently Closed | 1992-01-01 06:00 | 1965-01-01 06:00 | 1993-09-07 06:00 | Petroleum | On road diesel | On road diesel |  | Steel | Steel |  | Painted or None | Steel |  | 1901-01-01 06:00 | [15 empty] | UST Currently In Use: 0; UST Temp Close: 0; AST Currently In Use: 0; AST Temp Closed: 0 | 0 | 0 | 3 | 10437-035-011445 | BASS OIL
2613 | Permanently Closed | 1994-02-01 06:00 | 1964-01-01 06:00 | 1994-02-01 06:00 | Petroleum | Unleaded gasoline | Unleaded gasoline |  | Steel | Steel |  | Painted or None | Steel |  | 1901-01-01 06:00 | [15 empty] | UST Currently In Use: 0; UST Temp Close: 0; AST Currently In Use: 0; AST Temp Closed: 0 | 0 | 0 | 3 | 10437-039-011444 | BASS OIL
2614 | Permanently Closed | 1994-02-01 06:00 | 1964-01-01 06:00 | 1994-02-01 06:00 | Petroleum | Unleaded gasoline | Unleaded gasoline |  | Steel | Steel |  | Painted or None | Steel |  | 1901-01-01 06:00 | [15 empty] | UST Currently In Use: 0; UST Temp Close: 0; AST Currently In Use: 0; AST Temp Closed: 0 | 0 | 0 | 3 | 10437-039-011444 | BASS OIL
2615 | Permanently Closed | 1994-02-01 06:00 | 1964-01-01 06:00 | 1994-02-01 06:00 | Petroleum | Unleaded gasoline | Unleaded gasoline |  | Steel | Steel |  | Painted or None | Steel |  | 1901-01-01 06:00 | [15 empty] | UST Currently In Use: 0; UST Temp Close: 0; AST Currently In Use: 0; AST Temp Closed: 0 | 0 | 0 | 3 | 10437-039-011444 | BASS OIL
2616 | Permanently Closed | 2002-07-01 06:00 | 1977-01-01 06:00 |  | Petroleum | Unleaded gasoline | Unleaded gasoline |  | Steel | Steel | Field installed cathodic protection |  | Steel |  | 1901-01-01 06:00 | Field installed cathodic protection | Catchment Basin, Single walled catchment basin | Automatic shutoff device At 95% full | Automatic shutoff device At 95% full | [11 empty] | UST Currently In Use: 0; UST Temp Close: 0; AST Currently In Use: 0; AST Temp Closed: 0 | 0 | 0 | 4 | 10437-039-011446 | BASS OIL
2617 | Permanently Closed | 2002-07-01 06:00 | 1977-01-01 06:00 |  | Petroleum | Unleaded gasoline | Unleaded gasoline |  | Steel | Steel | Field installed cathodic protection | Painted or None | Steel |  | 1901-01-01 06:00 | Field installed cathodic protection | Catchment Basin, Single walled catchment basin | Automatic shutoff device At 95% full | Automatic shutoff device At 95% full | [11 empty] | UST Currently In Use: 0; UST Temp Close: 0; AST Currently In Use: 0; AST Temp Closed: 0 | 0 | 0 | 4 | 10437-039-011446 | BASS OIL
2618 | Permanently Closed | 2002-07-01 06:00 | 1977-01-01 06:00 |  | Petroleum | Unleaded gasoline | Unleaded gasoline |  | Steel | Steel | Field installed cathodic protection | Painted or None | Steel |  | 1901-01-01 06:00 | Field installed cathodic protection | Catchment Basin, Single walled catchment basin | Automatic shutoff device At 95% full | Automatic shutoff device At 95% full | [11 empty] | UST Currently In Use: 0; UST Temp Close: 0; AST Currently In Use: 0; AST Temp Closed: 0 | 0 | 0 | 4 | 10437-039-011446 | BASS OIL
2619 | Permanently Closed | 2002-07-01 06:00 | 1977-01-01 06:00 |  | Petroleum | On road diesel | On road diesel |  | Steel | Steel | Field installed cathodic protection | Painted or None | Steel |  | 1901-01-01 06:00 | Field installed cathodic protection | Catchment Basin, Single walled catchment basin | Automatic shutoff device At 95% full | Automatic shutoff device At 95% full | [11 empty] | UST Currently In Use: 0; UST Temp Close: 0; AST Currently In Use: 0; AST Temp Closed: 0 | 0 | 0 | 4 | 10437-039-011446 | BASS OIL
2620 | Permanently Closed | 1992-01-29 06:00 | 1989-01-01 06:00 | 1992-01-29 06:00 | Petroleum | Unleaded gasoline | Unleaded gasoline |  | Steel | Steel | Coated & cathodic protection (sti-P3) |  | Steel |  | 1901-01-01 06:00 | [15 empty] | UST Currently In Use: 0; UST Temp Close: 0; AST Currently In Use: 0; AST Temp Closed: 0 | 0 | 0 | 4 | 10437-039-014824 | BASS OIL
2621 | Permanently Closed | 1992-01-29 06:00 | 1989-01-01 06:00 | 1992-01-29 06:00 | Petroleum | Unleaded gasoline | Unleaded gasoline |  | Steel | Steel | Coated & cathodic protection (sti-P3) |  | Steel |  | 1901-01-01 06:00 | [15 empty] | UST Currently In Use: 0; UST Temp Close: 0; AST Currently In Use: 0; AST Temp Closed: 0 | 0 | 0 | 4 | 10437-039-014824 | BASS OIL
2622 | Permanently Closed | 1992-01-29 06:00 | 1989-01-01 06:00 | 1992-01-29 06:00 | Petroleum | Unleaded gasoline | Unleaded gasoline |  | Steel | Steel | Coated & cathodic protection (sti-P3) |  | Steel |  | 1901-01-01 06:00 | [15 empty] | UST Currently In Use: 0; UST Temp Close: 0; AST Currently In Use: 0; AST Temp Closed: 0 | 0 | 0 | 4 | 10437-039-014824 | BASS OIL
2623 | Permanently Closed | 1992-01-29 06:00 | 1989-01-01 06:00 | 1992-01-29 06:00 | Petroleum | On road diesel | On road diesel |  | Steel | Steel | Coated & cathodic protection (sti-P3) |  | Steel |  | 1901-01-01 06:00 | [15 empty] | UST Currently In Use: 0; UST Temp Close: 0; AST Currently In Use: 0; AST Temp Closed: 0 | 0 | 0 | 4 | 10437-039-014824 | BASS OIL
2624 | Currently in Use |  | 1983-01-01 06:00 |  | Petroleum | Unleaded gasoline | Unleaded gasoline | Retail | Steel | Steel | Field installed cathodic protection |  | Double Wall, Fiberglass reinforced plastic |  | 2010-12-01 06:00 |  | Catchment Basin, Single walled catchment basin | Automatic shutoff device At 95% full, Flow Rest 90% Full | Flow Rest 90% Full |  |  | Continuous Automatic Tank Gauge |  | Automatic shutoff device (AELLD), Containment Sump | Containment Sump | Interstitial Monitoring within Secondary Containment | SENSOR TO ATG | Continuous alarm system | Continuous alarm system |  | UST Currently In Use: 4; UST Temp Close: 0; AST Currently In Use: 0; AST Temp Closed: 0 | 4 | 0 | 1 | 23507-015-007753 | BAO HONG NGUYEN
2625 | Currently in Use |  | 1976-01-01 06:00 |  | Petroleum | Other, OFFROAD | Other | Retail | Steel | Steel | Field installed cathodic protection |  | Fiberglass reinforced plastic |  |  |  | Catchment Basin, Single walled catchment basin | Automatic shutoff device At 95% full, Flow Rest 90% Full | Flow Rest 90% Full |  |  | Continuous Automatic Tank Gauge | [8 empty] | UST Currently In Use: 4; UST Temp Close: 0; AST Currently In Use: 0; AST Temp Closed: 0 | 4 | 0 | 1 | 23507-015-007753 | BAO HONG NGUYEN
2627 | Currently in Use |  | 1976-01-01 06:00 |  | Petroleum | Premium gasoline | Premium gasoline | Retail | Steel | Steel | Field installed cathodic protection |  | Double Wall, Fiberglass reinforced plastic |  | 2010-12-01 06:00 |  | Catchment Basin, Single walled catchment basin | Automatic shutoff device At 95% full, Flow Rest 90% Full | Flow Rest 90% Full |  |  | Continuous Automatic Tank Gauge |  | Automatic shutoff device (AELLD), Containment Sump | Containment Sump | Interstitial Monitoring within Secondary Containment | SENSOR TO ATG | Continuous alarm system | Continuous alarm system |  | UST Currently In Use: 4; UST Temp Close: 0; AST Currently In Use: 0; AST Temp Closed: 0 | 4 | 0 | 1 | 23507-015-007753 | BAO HONG NGUYEN
2628 | Permanently Closed | 1997-01-07 06:00 | 1976-01-01 06:00 | 1997-01-07 06:00 | Petroleum | On road diesel | On road diesel |  | Steel | Steel |  | Painted or None | Steel |  | 1901-01-01 06:00 | [12 empty] | Annual line testing | Annual line testing |  | UST Currently In Use: 4; UST Temp Close: 0; AST Currently In Use: 0; AST Temp Closed: 0 | 4 | 0 | 1 | 23507-015-007753 | BAO HONG NGUYEN
2629 | Permanently Closed | 1994-10-26 06:00 | 1981-01-01 06:00 | 1994-10-26 06:00 | Petroleum | Unleaded gasoline | Unleaded gasoline |  | Steel | Steel | Interior lined (not allowed as a standalone method of corrosion protection) | Painted or None | Steel |  | 1901-01-01 06:00 | [15 empty] | UST Currently In Use: 0; UST Temp Close: 0; AST Currently In Use: 0; AST Temp Closed: 0 | 0 | 0 | 3 | 10442-015-007760 | KRUPP OIL CO INC C/O CLINTON HARRIS
2630 | Permanently Closed | 1994-10-26 06:00 | 1981-01-01 06:00 | 1994-10-26 06:00 | Petroleum | Unleaded gasoline | Unleaded gasoline |  | Steel | Steel | Interior lined (not allowed as a standalone method of corrosion protection) | Painted or None | Steel |  | 1901-01-01 06:00 | [15 empty] | UST Currently In Use: 0; UST Temp Close: 0; AST Currently In Use: 0; AST Temp Closed: 0 | 0 | 0 | 3 | 10442-015-007760 | KRUPP OIL CO INC C/O CLINTON HARRIS
2631 | Permanently Closed | 1994-10-26 06:00 | 1981-01-01 06:00 | 1994-10-26 06:00 | Petroleum | Unleaded gasoline | Unleaded gasoline |  | Steel | Steel | Interior lined (not allowed as a standalone method of corrosion protection) | Painted or None | Steel |  | 1901-01-01 06:00 | [15 empty] | UST Currently In Use: 0; UST Temp Close: 0; AST Currently In Use: 0; AST Temp Closed: 0 | 0 | 0 | 3 | 10442-015-007760 | KRUPP OIL CO INC C/O CLINTON HARRIS
2632 | Permanently Closed | 1994-03-03 06:00 | 1976-01-01 06:00 | 1994-03-03 06:00 | Petroleum | Unleaded gasoline | Unleaded gasoline |  | Steel | Steel | Other, OTHER |  | Steel |  | 1901-01-01 06:00 | [15 empty] | UST Currently In Use: 0; UST Temp Close: 0; AST Currently In Use: 0; AST Temp Closed: 0 | 0 | 0 | 2 | 10442-073-007742 | KRUPP OIL CO INC C/O CLINTON HARRIS
2633 | Permanently Closed | 1994-03-03 06:00 | 1976-01-01 06:00 | 1994-03-03 06:00 | Petroleum | Unleaded gasoline | Unleaded gasoline |  | Steel | Steel | Other, OTHER |  | Steel |  | 1901-01-01 06:00 | [15 empty] | UST Currently In Use: 0; UST Temp Close: 0; AST Currently In Use: 0; AST Temp Closed: 0 | 0 | 0 | 2 | 10442-073-007742 | KRUPP OIL CO INC C/O CLINTON HARRIS
2634 | Permanently Closed | 2004-04-01 06:00 | 1974-01-01 06:00 | 2005-08-25 06:00 | Petroleum | Unleaded gasoline | Unleaded gasoline | Retail | Steel | Steel | Field installed cathodic protection |  | Steel |  | 1901-01-01 06:00 | Field installed cathodic protection | Catchment Basin, Single walled catchment basin | Automatic shutoff device At 95% full | Automatic shutoff device At 95% full | [8 empty] | Annual line testing | Annual line testing |  | UST Currently In Use: 2; UST Temp Close: 0; AST Currently In Use: 0; AST Temp Closed: 0 | 2 | 0 | 5 | 22209-073-007744 | HUNG V PHAN
2635 | Permanently Closed | 2004-04-01 06:00 | 1974-01-01 06:00 | 2005-08-25 06:00 | Petroleum | Premium gasoline | Premium gasoline | Retail | Steel | Steel | Field installed cathodic protection |  | Steel |  | 1901-01-01 06:00 | Field installed cathodic protection | Catchment Basin, Single walled catchment basin | Automatic shutoff device At 95% full | Automatic shutoff device At 95% full | [8 empty] | Annual line testing | Annual line testing |  | UST Currently In Use: 2; UST Temp Close: 0; AST Currently In Use: 0; AST Temp Closed: 0 | 2 | 0 | 5 | 22209-073-007744 | HUNG V PHAN
2636 | Permanently Closed | 2004-04-01 06:00 | 1974-01-01 06:00 | 2005-08-25 06:00 | Petroleum | Mid-grade gasoline | Mid-grade gasoline | Retail | Steel | Steel | Field installed cathodic protection |  | Steel |  | 1901-01-01 06:00 | Field installed cathodic protection | Catchment Basin, Single walled catchment basin | Automatic shutoff device At 95% full | Automatic shutoff device At 95% full | [8 empty] | Annual line testing | Annual line testing |  | UST Currently In Use: 2; UST Temp Close: 0; AST Currently In Use: 0; AST Temp Closed: 0 | 2 | 0 | 5 | 22209-073-007744 | HUNG V PHAN
2637 | Permanently Closed | 2004-04-01 06:00 | 1974-01-01 06:00 | 2005-08-25 06:00 | Petroleum | Unleaded gasoline | Unleaded gasoline | Retail | Steel | Steel | Field installed cathodic protection | Painted or None | Steel |  | 1901-01-01 06:00 | Field installed cathodic protection | Catchment Basin, Single walled catchment basin | Automatic shutoff device At 95% full | Automatic shutoff device At 95% full | [8 empty] | Annual line testing | Annual line testing |  | UST Currently In Use: 2; UST Temp Close: 0; AST Currently In Use: 0; AST Temp Closed: 0 | 2 | 0 | 5 | 22209-073-007744 | HUNG V PHAN
2638 | Temporary Closed | 2009-12-01 06:00 | 1977-01-01 06:00 |  | Petroleum | Unleaded gasoline | Unleaded gasoline | Retail | Steel | Steel | Field installed cathodic protection |  | Steel |  |  | Field installed cathodic protection | Catchment Basin, Single walled catchment basin | Flow Rest 90% Full | Flow Rest 90% Full | [11 empty] | UST Currently In Use: 0; UST Temp Close: 3; AST Currently In Use: 0; AST Temp Closed: 0 | 0 | 3 | 0 | 23450-073-007745 | PARK ROAD SERVICE INC
2639 | Temporary Closed | 2009-12-01 06:00 | 1977-01-01 06:00 |  | Petroleum | On road diesel | On road diesel | Retail | Steel | Steel | Field installed cathodic protection |  | Steel |  |  | Field installed cathodic protection | Catchment Basin, Single walled catchment basin | Flow Rest 90% Full | Flow Rest 90% Full | [11 empty] | UST Currently In Use: 0; UST Temp Close: 3; AST Currently In Use: 0; AST Temp Closed: 0 | 0 | 3 | 0 | 23450-073-007745 | PARK ROAD SERVICE INC
2640 | Temporary Closed | 2009-12-01 06:00 | 1977-01-01 06:00 |  | Petroleum | Premium gasoline | Premium gasoline | Retail | Steel | Steel | Field installed cathodic protection |  | Steel |  |  | Field installed cathodic protection | Catchment Basin, Single walled catchment basin | Flow Rest 90% Full | Flow Rest 90% Full | [11 empty] | UST Currently In Use: 0; UST Temp Close: 3; AST Currently In Use: 0; AST Temp Closed: 0 | 0 | 3 | 0 | 23450-073-007745 | PARK ROAD SERVICE INC
2641 | Currently in Use |  | 1983-01-01 06:00 |  | Petroleum | Unleaded gasoline | Unleaded gasoline | Retail | Single Wall, Steel | Steel | Field installed cathodic protection |  | Fiberglass reinforced plastic, Single Wall |  |  |  | Catchment Basin, Single walled catchment basin | Automatic shutoff device At 95% full | Automatic shutoff device At 95% full |  |  | Continuous Automatic Tank Gauge | [8 empty] | UST Currently In Use: 2; UST Temp Close: 0; AST Currently In Use: 0; AST Temp Closed: 0 | 2 | 0 | 1 | 24357-073-007748 | PARVEZ MULJI - PARADISE FUEL INC.
2642 | Currently in Use |  | 1983-01-01 06:00 |  | Petroleum | Premium gasoline | Premium gasoline | Retail | Single Wall, Steel | Steel | Field installed cathodic protection |  | Fiberglass reinforced plastic, Single Wall |  |  |  | Catchment Basin, Single walled catchment basin | Automatic shutoff device At 95% full | Automatic shutoff device At 95% full |  |  | Continuous Automatic Tank Gauge | [8 empty] | UST Currently In Use: 2; UST Temp Close: 0; AST Currently In Use: 0; AST Temp Closed: 0 | 2 | 0 | 1 | 24357-073-007748 | PARVEZ MULJI - PARADISE FUEL INC.
2643 | Permanently Closed | 2013-10-30 06:00 | 1983-01-01 06:00 | 2013-10-30 06:00 | Petroleum | Premium gasoline | Premium gasoline | Retail | Steel | Steel | Field installed cathodic protection |  | Fiberglass reinforced plastic, Single Wall |  |  |  | Catchment Basin, Single walled catchment basin | Flow Rest 90% Full | Flow Rest 90% Full |  |  | Continuous Automatic Tank Gauge | [8 empty] | UST Currently In Use: 2; UST Temp Close: 0; AST Currently In Use: 0; AST Temp Closed: 0 | 2 | 0 | 1 | 24357-073-007748 | PARVEZ MULJI - PARADISE FUEL INC.
2644 | Permanently Closed | 2007-10-05 06:00 | 1983-01-01 06:00 | 2007-10-05 06:00 | Petroleum | Unleaded gasoline | Unleaded gasoline | Retail | Steel | Steel | Coated & cathodic protection (sti-P3), Field installed cathodic protection |  | Steel |  | 1901-01-01 06:00 | Field installed cathodic protection | Catchment Basin, Single walled catchment basin | Flow Rest 90% Full | Flow Rest 90% Full |  |  | Statistical Inventory Reconciliation (SIR) | [5 empty] | Statistical inventory reconciliation (SIR) | Statistical inventory reconciliation (SIR) |  | UST Currently In Use: 0; UST Temp Close: 0; AST Currently In Use: 0; AST Temp Closed: 0 | 0 | 0 | 3 | 22763-073-007749 | THOMAS HICKMAN
2645 | Permanently Closed | 2007-10-05 06:00 | 1983-01-01 06:00 | 2007-10-05 06:00 | Petroleum | Mid-grade gasoline | Mid-grade gasoline | Retail | Steel | Steel | Coated & cathodic protection (sti-P3), Field installed cathodic protection |  | Steel |  | 1901-01-01 06:00 | Field installed cathodic protection | Catchment Basin, Single walled catchment basin | Flow Rest 90% Full | Flow Rest 90% Full |  |  | Statistical Inventory Reconciliation (SIR) | [5 empty] | Statistical inventory reconciliation (SIR) | Statistical inventory reconciliation (SIR) |  | UST Currently In Use: 0; UST Temp Close: 0; AST Currently In Use: 0; AST Temp Closed: 0 | 0 | 0 | 3 | 22763-073-007749 | THOMAS HICKMAN
2646 | Permanently Closed | 2007-10-05 06:00 | 1983-01-01 06:00 | 2007-10-05 06:00 | Petroleum | On road diesel | On road diesel | Retail | Steel | Steel | Coated & cathodic protection (sti-P3), Field installed cathodic protection |  | Steel |  | 1901-01-01 06:00 | Field installed cathodic protection | Catchment Basin, Single walled catchment basin | Flow Rest 90% Full | Flow Rest 90% Full |  |  | Statistical Inventory Reconciliation (SIR) | [5 empty] | Statistical inventory reconciliation (SIR) | Statistical inventory reconciliation (SIR) |  | UST Currently In Use: 0; UST Temp Close: 0; AST Currently In Use: 0; AST Temp Closed: 0 | 0 | 0 | 3 | 22763-073-007749 | THOMAS HICKMAN
2647 | Permanently Closed | 2006-03-22 06:00 | 1977-01-01 06:00 | 2017-04-26 06:00 | Petroleum | Unleaded gasoline | Unleaded gasoline | Retail | Single Wall, Steel | Steel | Coated & cathodic protection (sti-P3), Field installed cathodic protection |  | Single Wall, Steel |  |  | Field installed cathodic protection | Catchment Basin, Single walled catchment basin | Flow Rest 90% Full | Flow Rest 90% Full |  |  | Statistical Inventory Reconciliation (SIR) | [5 empty] | Statistical inventory reconciliation (SIR) | Statistical inventory reconciliation (SIR) |  | UST Currently In Use: 0; UST Temp Close: 0; AST Currently In Use: 0; AST Temp Closed: 0 | 0 | 0 | 3 | 24999-073-007752 | HERRING PROPERTIES LLC
2648 | Permanently Closed | 2006-03-22 06:00 | 1977-01-01 06:00 | 2017-04-26 06:00 | Petroleum | Mid-grade gasoline | Mid-grade gasoline | Retail | Single Wall, Steel | Steel | Coated & cathodic protection (sti-P3), Field installed cathodic protection |  | Single Wall, Steel |  |  | Field installed cathodic protection | Catchment Basin, Single walled catchment basin | Flow Rest 90% Full | Flow Rest 90% Full |  |  | Statistical Inventory Reconciliation (SIR) | [5 empty] | Statistical inventory reconciliation (SIR) | Statistical inventory reconciliation (SIR) |  | UST Currently In Use: 0; UST Temp Close: 0; AST Currently In Use: 0; AST Temp Closed: 0 | 0 | 0 | 3 | 24999-073-007752 | HERRING PROPERTIES LLC
2649 | Permanently Closed | 2006-03-22 06:00 | 1977-01-01 06:00 | 2017-04-26 06:00 | Petroleum | Premium gasoline | Premium gasoline | Retail | Single Wall, Steel | Steel | Field installed cathodic protection |  | Single Wall, Steel |  |  | Field installed cathodic protection | Catchment Basin, Single walled catchment basin | Flow Rest 90% Full | Flow Rest 90% Full |  |  | Statistical Inventory Reconciliation (SIR) | [5 empty] | Statistical inventory reconciliation (SIR) | Statistical inventory reconciliation (SIR) |  | UST Currently In Use: 0; UST Temp Close: 0; AST Currently In Use: 0; AST Temp Closed: 0 | 0 | 0 | 3 | 24999-073-007752 | HERRING PROPERTIES LLC
2650 | Permanently Closed | 1990-12-01 06:00 | 1976-01-01 06:00 | 1995-08-31 06:00 | Petroleum | Unleaded gasoline | Unleaded gasoline |  | Steel | Steel |  | Painted or None | Steel |  | 1901-01-01 06:00 | [15 empty] | UST Currently In Use: 0; UST Temp Close: 0; AST Currently In Use: 0; AST Temp Closed: 0 | 0 | 0 | 3 | 10442-073-007754 | KRUPP OIL CO INC C/O CLINTON HARRIS
2651 | Permanently Closed | 1990-12-01 06:00 | 1976-01-01 06:00 | 1995-08-31 06:00 | Petroleum | Unleaded gasoline | Unleaded gasoline |  | Steel | Steel |  | Painted or None | Steel |  | 1901-01-01 06:00 | [15 empty] | UST Currently In Use: 0; UST Temp Close: 0; AST Currently In Use: 0; AST Temp Closed: 0 | 0 | 0 | 3 | 10442-073-007754 | KRUPP OIL CO INC C/O CLINTON HARRIS
2652 | Permanently Closed | 1990-12-01 06:00 | 1976-01-01 06:00 | 1995-08-31 06:00 | Petroleum | Unleaded gasoline | Unleaded gasoline |  | Steel | Steel |  | Painted or None | Steel |  | 1901-01-01 06:00 | [15 empty] | UST Currently In Use: 0; UST Temp Close: 0; AST Currently In Use: 0; AST Temp Closed: 0 | 0 | 0 | 3 | 10442-073-007754 | KRUPP OIL CO INC C/O CLINTON HARRIS
2653 | Permanently Closed | 1901-01-01 06:00 | 1979-01-01 06:00 | 1986-07-01 06:00 | Petroleum | Unleaded gasoline | Unleaded gasoline |  | Steel | Steel |  | Painted or None | Steel |  | 1901-01-01 06:00 | [15 empty] | UST Currently In Use: 0; UST Temp Close: 0; AST Currently In Use: 0; AST Temp Closed: 0 | 0 | 0 | 3 | 10442-073-007756 | KRUPP OIL CO INC C/O CLINTON HARRIS
2654 | Permanently Closed | 1901-01-01 06:00 | 1979-01-01 06:00 | 1986-07-01 06:00 | Petroleum | Unleaded gasoline | Unleaded gasoline |  | Steel | Steel |  | Painted or None | Steel |  | 1901-01-01 06:00 | [15 empty] | UST Currently In Use: 0; UST Temp Close: 0; AST Currently In Use: 0; AST Temp Closed: 0 | 0 | 0 | 3 | 10442-073-007756 | KRUPP OIL CO INC C/O CLINTON HARRIS
2655 | Permanently Closed | 1901-01-01 06:00 | 1979-01-01 06:00 | 1986-07-01 06:00 | Petroleum | Unleaded gasoline | Unleaded gasoline |  | Steel | Steel |  | Painted or None | Steel |  | 1901-01-01 06:00 | [15 empty] | UST Currently In Use: 0; UST Temp Close: 0; AST Currently In Use: 0; AST Temp Closed: 0 | 0 | 0 | 3 | 10442-073-007756 | KRUPP OIL CO INC C/O CLINTON HARRIS
2656 | Currently in Use |  | 1984-08-01 06:00 |  | Petroleum | Unleaded gasoline | Unleaded gasoline | Retail | Single Wall, Steel | Steel | Coated & cathodic protection (sti-P3), Field installed cathodic protection |  | Single Wall, Steel |  |  | Field installed cathodic protection | Catchment Basin, Single walled catchment basin | Automatic shutoff device At 95% full | Automatic shutoff device At 95% full |  |  | Continuous Automatic Tank Gauge |  | Automatic shutoff device (AELLD) | Automatic shutoff device (AELLD) | [5 empty] | UST Currently In Use: 4; UST Temp Close: 0; AST Currently In Use: 0; AST Temp Closed: 0 | 4 | 0 | 1 | 22098-073-007757 | SHORT CREEK LLC
2657 | Currently in Use |  | 1984-08-01 06:00 |  | Petroleum | Mid-grade gasoline | Mid-grade gasoline | Retail | Single Wall, Steel | Steel | Coated & cathodic protection (sti-P3), Field installed cathodic protection |  | Single Wall, Steel |  |  | Field installed cathodic protection | Catchment Basin, Single walled catchment basin | Automatic shutoff device At 95% full | Automatic shutoff device At 95% full |  |  | Continuous Automatic Tank Gauge |  | Automatic shutoff device (AELLD) | Automatic shutoff device (AELLD) | [5 empty] | UST Currently In Use: 4; UST Temp Close: 0; AST Currently In Use: 0; AST Temp Closed: 0 | 4 | 0 | 1 | 22098-073-007757 | SHORT CREEK LLC
2658 | Currently in Use |  | 1984-08-01 06:00 |  | Petroleum | Premium gasoline | Premium gasoline | Retail | Single Wall, Steel | Steel | Coated & cathodic protection (sti-P3), Field installed cathodic protection |  | Single Wall, Steel |  |  | Field installed cathodic protection | Catchment Basin, Single walled catchment basin | Automatic shutoff device At 95% full | Automatic shutoff device At 95% full |  |  | Continuous Automatic Tank Gauge |  | Automatic shutoff device (AELLD) | Automatic shutoff device (AELLD) | [5 empty] | UST Currently In Use: 4; UST Temp Close: 0; AST Currently In Use: 0; AST Temp Closed: 0 | 4 | 0 | 1 | 22098-073-007757 | SHORT CREEK LLC
2659 | Currently in Use |  | 1984-08-01 06:00 |  | Petroleum | On road diesel | On road diesel | Retail | Single Wall, Steel | Steel | Coated & cathodic protection (sti-P3), Field installed cathodic protection |  | Single Wall, Steel |  |  | Field installed cathodic protection | Catchment Basin, Single walled catchment basin | Automatic shutoff device At 95% full | Automatic shutoff device At 95% full |  |  | Continuous Automatic Tank Gauge |  | Automatic shutoff device (AELLD) | Automatic shutoff device (AELLD) | [5 empty] | UST Currently In Use: 4; UST Temp Close: 0; AST Currently In Use: 0; AST Temp Closed: 0 | 4 | 0 | 1 | 22098-073-007757 | SHORT CREEK LLC
2660 | Permanently Closed | 1987-02-01 06:00 | 1978-01-01 06:00 | 1987-02-01 06:00 | Petroleum | Unleaded gasoline | Unleaded gasoline |  | Steel | Steel |  | Painted or None | Steel |  | 1901-01-01 06:00 | [15 empty] | UST Currently In Use: 0; UST Temp Close: 0; AST Currently In Use: 0; AST Temp Closed: 0 | 0 | 0 | 2 | 10442-073-007758 | KRUPP OIL CO INC C/O CLINTON HARRIS
2661 | Permanently Closed | 1987-02-01 06:00 | 1978-01-01 06:00 | 1987-02-01 06:00 | Petroleum | Unleaded gasoline | Unleaded gasoline |  | Steel | Steel |  | Painted or None | Steel |  | 1901-01-01 06:00 | [15 empty] | UST Currently In Use: 0; UST Temp Close: 0; AST Currently In Use: 0; AST Temp Closed: 0 | 0 | 0 | 2 | 10442-073-007758 | KRUPP OIL CO INC C/O CLINTON HARRIS
2662 | Temporary Closed | 2014-04-21 06:00 | 1981-01-01 06:00 |  | Petroleum | Unleaded gasoline | Unleaded gasoline | Retail | Single Wall, Steel | Steel | Coated & cathodic protection (sti-P3), Field installed cathodic protection |  | Steel |  |  | Field installed cathodic protection | Catchment Basin, Single walled catchment basin | Flow Rest 90% Full | Flow Rest 90% Full |  |  | Statistical Inventory Reconciliation (SIR) |  | Automatic flow restrictor (MLLD) | Automatic flow restrictor (MLLD) |  |  | Statistical inventory reconciliation (SIR) | Statistical inventory reconciliation (SIR) |  | UST Currently In Use: 0; UST Temp Close: 3; AST Currently In Use: 0; AST Temp Closed: 0 | 0 | 3 | 0 | 22777-073-007759 | CAHABA HEIGHTS AUTO CENTER LLC
2663 | Temporary Closed | 2014-04-21 06:00 | 1981-01-01 06:00 |  | Petroleum | Premium gasoline | Premium gasoline | Retail | Single Wall, Steel | Steel | Coated & cathodic protection (sti-P3), Field installed cathodic protection |  | Steel |  |  | Field installed cathodic protection | Catchment Basin, Single walled catchment basin | Flow Rest 90% Full | Flow Rest 90% Full |  |  | Statistical Inventory Reconciliation (SIR) |  | Automatic flow restrictor (MLLD) | Automatic flow restrictor (MLLD) |  |  | Statistical inventory reconciliation (SIR) | Statistical inventory reconciliation (SIR) |  | UST Currently In Use: 0; UST Temp Close: 3; AST Currently In Use: 0; AST Temp Closed: 0 | 0 | 3 | 0 | 22777-073-007759 | CAHABA HEIGHTS AUTO CENTER LLC
2664 | Temporary Closed | 2014-04-21 06:00 | 1981-01-01 06:00 |  | Petroleum | On road diesel | On road diesel | Retail | Single Wall, Steel | Steel | Coated & cathodic protection (sti-P3), Field installed cathodic protection |  | Steel |  |  | Field installed cathodic protection | Catchment Basin, Single walled catchment basin | Flow Rest 90% Full | Flow Rest 90% Full |  |  | Statistical Inventory Reconciliation (SIR) |  | Automatic flow restrictor (MLLD) | Automatic flow restrictor (MLLD) |  |  | Statistical inventory reconciliation (SIR) | Statistical inventory reconciliation (SIR) |  | UST Currently In Use: 0; UST Temp Close: 3; AST Currently In Use: 0; AST Temp Closed: 0 | 0 | 3 | 0 | 22777-073-007759 | CAHABA HEIGHTS AUTO CENTER LLC
2665 | Permanently Closed | 2004-04-01 06:00 | 1960-01-01 06:00 | 2005-08-25 06:00 | Petroleum | Used oil | Used oil | Retail | Steel | Steel | Field installed cathodic protection |  | Steel |  | 1901-01-01 06:00 | Field installed cathodic protection | Other, EXEMPT | Other, EXEMPT | Other | [11 empty] | UST Currently In Use: 2; UST Temp Close: 0; AST Currently In Use: 0; AST Temp Closed: 0 | 2 | 0 | 5 | 22209-073-007744 | HUNG V PHAN
2666 | Retired | 1980-01-01 06:00 | 1960-01-01 06:00 |  | Petroleum | Kerosene | Kerosene |  | Steel | Steel |  |  | Steel |  | 1901-01-01 06:00 | [15 empty] | UST Currently In Use: 0; UST Temp Close: 0; AST Currently In Use: 0; AST Temp Closed: 0 | 0 | 0 | 0 | 19666-073-009308 | DARYL W (BUTCH) GAFNEA
2667 | Permanently Closed | 1987-07-01 06:00 | 1968-01-01 06:00 | 1987-07-01 06:00 | Petroleum | Unleaded gasoline | Unleaded gasoline |  | Steel | Steel |  | Painted or None | Steel |  | 1901-01-01 06:00 | [15 empty] | UST Currently In Use: 2; UST Temp Close: 1; AST Currently In Use: 0; AST Temp Closed: 0 | 2 | 1 | 3 | 10442-105-004308 | KRUPP OIL CO INC C/O CLINTON HARRIS
2668 | Permanently Closed | 1987-07-01 06:00 | 1968-01-01 06:00 | 1987-07-01 06:00 | Petroleum | Unleaded gasoline | Unleaded gasoline |  | Steel | Steel |  | Painted or None | Steel |  | 1901-01-01 06:00 | [15 empty] | UST Currently In Use: 2; UST Temp Close: 1; AST Currently In Use: 0; AST Temp Closed: 0 | 2 | 1 | 3 | 10442-105-004308 | KRUPP OIL CO INC C/O CLINTON HARRIS
2669 | Permanently Closed | 1987-07-01 06:00 | 1968-01-01 06:00 | 1987-07-01 06:00 | Petroleum | Unleaded gasoline | Unleaded gasoline |  | Steel | Steel |  | Painted or None | Steel |  | 1901-01-01 06:00 | [15 empty] | UST Currently In Use: 2; UST Temp Close: 1; AST Currently In Use: 0; AST Temp Closed: 0 | 2 | 1 | 3 | 10442-105-004308 | KRUPP OIL CO INC C/O CLINTON HARRIS
2670 | Currently in Use |  | 1987-01-01 06:00 |  | Petroleum | Unleaded gasoline | Unleaded gasoline | Retail | Steel | Steel | Coated & cathodic protection (sti-P3), Field installed cathodic protection |  | Steel |  |  | Field installed cathodic protection | Catchment Basin, Single walled catchment basin | Flow Rest 90% Full | Flow Rest 90% Full |  |  | Statistical Inventory Reconciliation (SIR) |  | Automatic flow restrictor (MLLD) | Automatic flow restrictor (MLLD) |  |  | Statistical inventory reconciliation (SIR) | Statistical inventory reconciliation (SIR) |  | UST Currently In Use: 2; UST Temp Close: 1; AST Currently In Use: 0; AST Temp Closed: 0 | 2 | 1 | 3 | 10442-105-004308 | KRUPP OIL CO INC C/O CLINTON HARRIS
2671 | Currently in Use |  | 1987-01-01 06:00 |  | Petroleum | Other, CONV | Other | Retail | Steel | Steel | Coated & cathodic protection (sti-P3), Field installed cathodic protection |  | Steel |  |  | Field installed cathodic protection | Catchment Basin, Single walled catchment basin | Automatic shutoff device At 95% full, Flow Rest 90% Full | Flow Rest 90% Full |  |  | Statistical Inventory Reconciliation (SIR) |  | Automatic flow restrictor (MLLD) | Automatic flow restrictor (MLLD) |  |  | Statistical inventory reconciliation (SIR) | Statistical inventory reconciliation (SIR) |  | UST Currently In Use: 2; UST Temp Close: 1; AST Currently In Use: 0; AST Temp Closed: 0 | 2 | 1 | 3 | 10442-105-004308 | KRUPP OIL CO INC C/O CLINTON HARRIS
2672 | Temporary Closed | 2008-06-14 06:00 | 1987-01-01 06:00 |  | Petroleum | Premium gasoline | Premium gasoline | Retail | Steel | Steel | Coated & cathodic protection (sti-P3), Field installed cathodic protection |  | Steel |  |  | Field installed cathodic protection | Catchment Basin, Single walled catchment basin | Automatic shutoff device At 95% full, Flow Rest 90% Full | Flow Rest 90% Full |  |  | Statistical Inventory Reconciliation (SIR) |  | Automatic flow restrictor (MLLD) | Automatic flow restrictor (MLLD) |  |  | Statistical inventory reconciliation (SIR) | Statistical inventory reconciliation (SIR) |  | UST Currently In Use: 2; UST Temp Close: 1; AST Currently In Use: 0; AST Temp Closed: 0 | 2 | 1 | 3 | 10442-105-004308 | KRUPP OIL CO INC C/O CLINTON HARRIS
2673 | Permanently Closed | 2009-12-31 06:00 | 1982-02-25 06:00 |  | Petroleum | On road diesel | On road diesel | Retail | Steel | Steel | Coated & cathodic protection (sti-P3), Interior lined (not allowed as a standalone method of corrosion protection) |  | Fiberglass reinforced plastic |  |  |  | Catchment Basin, Single walled catchment basin | Automatic shutoff device At 95% full | Automatic shutoff device At 95% full |  |  | Automatic Tank Gauge, Statistical Inventory Reconciliation (SIR) | [5 empty] | Annual line testing | Annual line testing |  | UST Currently In Use: 2; UST Temp Close: 0; AST Currently In Use: 0; AST Temp Closed: 0 | 2 | 0 | 3 | 25812-115-007762 | SALIM CHARANIA
2674 | Permanently Closed | 1996-08-19 06:00 | 1983-01-01 06:00 | 1996-08-19 06:00 | Petroleum | Unleaded gasoline | Unleaded gasoline |  | Steel | Steel | Interior lined (not allowed as a standalone method of corrosion protection) | Painted or None | Steel |  | 1901-01-01 06:00 | [12 empty] | Annual line testing | Annual line testing |  | UST Currently In Use: 2; UST Temp Close: 0; AST Currently In Use: 0; AST Temp Closed: 0 | 2 | 0 | 3 | 25812-115-007762 | SALIM CHARANIA
2675 | Permanently Closed | 1996-08-19 06:00 | 1983-01-01 06:00 | 1996-08-19 06:00 | Petroleum | Unleaded gasoline | Unleaded gasoline |  | Steel | Steel | Interior lined (not allowed as a standalone method of corrosion protection) | Painted or None | Steel |  | 1901-01-01 06:00 | [12 empty] | Annual line testing | Annual line testing |  | UST Currently In Use: 2; UST Temp Close: 0; AST Currently In Use: 0; AST Temp Closed: 0 | 2 | 0 | 3 | 25812-115-007762 | SALIM CHARANIA
2676 | Permanently Closed | 1995-04-01 06:00 | 1982-01-01 06:00 | 1997-10-24 06:00 | Petroleum | Unleaded gasoline | Unleaded gasoline |  | Steel | Steel | Other, STRIKERPLT |  |  |  | 1901-01-01 06:00 | Field installed cathodic protection | [14 empty] | UST Currently In Use: 0; UST Temp Close: 0; AST Currently In Use: 0; AST Temp Closed: 0 | 0 | 0 | 5 | 10442-125-012413 | KRUPP OIL CO INC C/O CLINTON HARRIS
2677 | Permanently Closed | 1995-04-01 06:00 | 1982-01-01 06:00 | 1997-10-24 06:00 | Petroleum | Unleaded gasoline | Unleaded gasoline |  | Steel | Steel | Other, STRIKERPLT |  |  |  | 1901-01-01 06:00 | Field installed cathodic protection | [14 empty] | UST Currently In Use: 0; UST Temp Close: 0; AST Currently In Use: 0; AST Temp Closed: 0 | 0 | 0 | 5 | 10442-125-012413 | KRUPP OIL CO INC C/O CLINTON HARRIS
2678 | Permanently Closed | 1995-04-01 06:00 | 1982-01-01 06:00 | 1997-10-24 06:00 | Petroleum | Unleaded gasoline | Unleaded gasoline |  | Steel | Steel | Other, STRIKERPLT |  |  |  | 1901-01-01 06:00 | Field installed cathodic protection | [14 empty] | UST Currently In Use: 0; UST Temp Close: 0; AST Currently In Use: 0; AST Temp Closed: 0 | 0 | 0 | 5 | 10442-125-012413 | KRUPP OIL CO INC C/O CLINTON HARRIS
2679 | Permanently Closed | 1995-04-01 06:00 | 1982-01-01 06:00 | 1997-10-24 06:00 | Petroleum | Unleaded gasoline | Unleaded gasoline |  | Steel | Steel | Other, STRIKERPLT |  |  |  | 1901-01-01 06:00 | Field installed cathodic protection | [14 empty] | UST Currently In Use: 0; UST Temp Close: 0; AST Currently In Use: 0; AST Temp Closed: 0 | 0 | 0 | 5 | 10442-125-012413 | KRUPP OIL CO INC C/O CLINTON HARRIS
2680 | Permanently Closed | 1995-04-01 06:00 | 1982-01-01 06:00 | 1997-10-24 06:00 | Petroleum | Unleaded gasoline | Unleaded gasoline |  | Steel | Steel | Other, STRIKERPLT |  |  |  | 1901-01-01 06:00 | Field installed cathodic protection | [14 empty] | UST Currently In Use: 0; UST Temp Close: 0; AST Currently In Use: 0; AST Temp Closed: 0 | 0 | 0 | 5 | 10442-125-012413 | KRUPP OIL CO INC C/O CLINTON HARRIS
2681 | Permanently Closed | 1992-03-25 06:00 | 1987-03-11 06:00 | 1992-03-25 06:00 | Petroleum | Unleaded gasoline | Unleaded gasoline |  | Steel | Steel | Other, PLATES |  |  |  | 1901-01-01 06:00 | Field installed cathodic protection | [5 empty] | Manual Tank Gauging (only tanks 1000 gal. or less and 48” or 64” in diameter) | [8 empty] | UST Currently In Use: 0; UST Temp Close: 0; AST Currently In Use: 0; AST Temp Closed: 0 | 0 | 0 | 3 | 10442-125-012719 | KRUPP OIL CO INC C/O CLINTON HARRIS
2682 | Permanently Closed | 1992-03-25 06:00 | 1984-01-01 06:00 | 1992-03-25 06:00 | Petroleum | On road diesel | On road diesel |  | Steel | Steel |  |  |  |  | 1901-01-01 06:00 | [6 empty] | Manual Tank Gauging (only tanks 1000 gal. or less and 48” or 64” in diameter) | [8 empty] | UST Currently In Use: 0; UST Temp Close: 0; AST Currently In Use: 0; AST Temp Closed: 0 | 0 | 0 | 3 | 10442-125-012719 | KRUPP OIL CO INC C/O CLINTON HARRIS
2683 | Permanently Closed | 1992-03-25 06:00 | 1984-01-01 06:00 | 1992-03-25 06:00 | Petroleum | Unleaded gasoline | Unleaded gasoline |  | Steel | Steel |  | Painted or None | Steel |  | 1901-01-01 06:00 | [6 empty] | Manual Tank Gauging (only tanks 1000 gal. or less and 48” or 64” in diameter) | [8 empty] | UST Currently In Use: 0; UST Temp Close: 0; AST Currently In Use: 0; AST Temp Closed: 0 | 0 | 0 | 3 | 10442-125-012719 | KRUPP OIL CO INC C/O CLINTON HARRIS
2684 | Currently in Use |  | 1989-12-01 06:00 |  | Petroleum | Unleaded gasoline | Unleaded gasoline | Retail | Steel | Steel | Coated & cathodic protection (sti-P3) |  | Fiberglass reinforced plastic |  |  |  | Catchment Basin, Single walled catchment basin | Automatic shutoff device At 95% full, Flow Rest 90% Full | Flow Rest 90% Full |  |  | Automatic Tank Gauge |  | Automatic flow restrictor (MLLD) | Automatic flow restrictor (MLLD) |  |  | Annual line testing | Annual line testing |  | UST Currently In Use: 3; UST Temp Close: 0; AST Currently In Use: 0; AST Temp Closed: 0 | 3 | 0 | 0 | 22336-125-014811 | SARA, LLC DBA SKYLAND BLVD TEXACO
2685 | Currently in Use |  | 1989-12-01 06:00 |  | Petroleum | Mid-grade gasoline | Mid-grade gasoline | Retail | Steel | Steel | Coated & cathodic protection (sti-P3) |  | Fiberglass reinforced plastic |  |  |  | Catchment Basin, Single walled catchment basin | Automatic shutoff device At 95% full, Flow Rest 90% Full | Flow Rest 90% Full |  |  | Automatic Tank Gauge |  | Automatic flow restrictor (MLLD) | Automatic flow restrictor (MLLD) |  |  | Annual line testing | Annual line testing |  | UST Currently In Use: 3; UST Temp Close: 0; AST Currently In Use: 0; AST Temp Closed: 0 | 3 | 0 | 0 | 22336-125-014811 | SARA, LLC DBA SKYLAND BLVD TEXACO
2686 | Currently in Use |  | 1989-12-01 06:00 |  | Petroleum | Premium gasoline | Premium gasoline | Retail | Steel | Steel | Coated & cathodic protection (sti-P3) |  | Fiberglass reinforced plastic |  |  |  | Catchment Basin, Single walled catchment basin | Automatic shutoff device At 95% full, Flow Rest 90% Full | Flow Rest 90% Full |  |  | Automatic Tank Gauge |  | Automatic flow restrictor (MLLD) | Automatic flow restrictor (MLLD) |  |  | Annual line testing | Annual line testing |  | UST Currently In Use: 3; UST Temp Close: 0; AST Currently In Use: 0; AST Temp Closed: 0 | 3 | 0 | 0 | 22336-125-014811 | SARA, LLC DBA SKYLAND BLVD TEXACO
2687 | Permanently Closed | 1990-08-01 06:00 | 1982-01-01 06:00 | 1994-08-18 06:00 | Petroleum | On road diesel | On road diesel |  | Steel | Steel | Interior lined (not allowed as a standalone method of corrosion protection) | Painted or None | Steel |  | 1901-01-01 06:00 | [15 empty] | UST Currently In Use: 0; UST Temp Close: 0; AST Currently In Use: 0; AST Temp Closed: 0 | 0 | 0 | 5 | 19114-127-007750 | J L FOWLER
2688 | Permanently Closed | 1990-08-01 06:00 | 1977-01-01 06:00 | 1994-08-19 06:00 | Petroleum | Unleaded gasoline | Unleaded gasoline |  | Steel | Steel |  | Painted or None | Steel |  | 1901-01-01 06:00 | [15 empty] | UST Currently In Use: 0; UST Temp Close: 0; AST Currently In Use: 0; AST Temp Closed: 0 | 0 | 0 | 5 | 19114-127-007750 | J L FOWLER
2689 | Permanently Closed | 1990-08-01 06:00 | 1977-01-01 06:00 | 1994-08-19 06:00 | Petroleum | Unleaded gasoline | Unleaded gasoline |  | Steel | Steel |  | Painted or None | Steel |  | 1901-01-01 06:00 | [15 empty] | UST Currently In Use: 0; UST Temp Close: 0; AST Currently In Use: 0; AST Temp Closed: 0 | 0 | 0 | 5 | 19114-127-007750 | J L FOWLER
2690 | Permanently Closed | 1990-08-01 06:00 | 1977-01-01 06:00 | 1994-08-19 06:00 | Petroleum | Unleaded gasoline | Unleaded gasoline |  | Steel | Steel |  | Painted or None | Steel |  | 1901-01-01 06:00 | [15 empty] | UST Currently In Use: 0; UST Temp Close: 0; AST Currently In Use: 0; AST Temp Closed: 0 | 0 | 0 | 5 | 19114-127-007750 | J L FOWLER
2691 | Cannot Locate or abandoned | 2001-01-01 06:00 | 1979-01-01 06:00 |  | Petroleum | On road diesel | On road diesel | Industrial | Steel | Steel | Interior lined (not allowed as a standalone method of corrosion protection) |  | Steel |  | 1901-01-01 06:00 |  | Catchment Basin, Single walled catchment basin | [13 empty] | UST Currently In Use: 0; UST Temp Close: 0; AST Currently In Use: 0; AST Temp Closed: 0 | 0 | 0 | 0 | 10443-091-010358 | BAUGH TIMBER CO INC
2692 | Cannot Locate or abandoned | 2001-01-01 06:00 | 1979-01-01 06:00 |  | Petroleum | Unleaded gasoline | Unleaded gasoline | Industrial | Steel | Steel | Interior lined (not allowed as a standalone method of corrosion protection) |  | Steel |  | 1901-01-01 06:00 |  | Catchment Basin, Single walled catchment basin | [13 empty] | UST Currently In Use: 0; UST Temp Close: 0; AST Currently In Use: 0; AST Temp Closed: 0 | 0 | 0 | 0 | 10443-091-010358 | BAUGH TIMBER CO INC
2693 | Permanently Closed | 1991-07-01 06:00 | 1963-01-01 06:00 | 1991-07-01 06:00 | Petroleum | Unleaded gasoline | Unleaded gasoline |  | Steel | Steel |  | Painted or None | Steel |  | 1901-01-01 06:00 | [15 empty] | UST Currently In Use: 0; UST Temp Close: 0; AST Currently In Use: 2; AST Temp Closed: 0 | 0 | 0 | 3 | 10444-069-000845 | BAXLEY BLOW PIPE CO INC
2694 | Permanently Closed | 1991-07-01 06:00 | 1963-01-01 06:00 | 1991-07-01 06:00 | Petroleum | Unleaded gasoline | Unleaded gasoline |  | Steel | Steel |  | Painted or None | Steel |  | 1901-01-01 06:00 | [15 empty] | UST Currently In Use: 0; UST Temp Close: 0; AST Currently In Use: 2; AST Temp Closed: 0 | 0 | 0 | 3 | 10444-069-000845 | BAXLEY BLOW PIPE CO INC
2695 | Permanently Closed | 1991-07-01 06:00 | 1963-01-01 06:00 | 1991-07-01 06:00 | Petroleum | On road diesel | On road diesel |  | Steel | Steel |  | Painted or None | Steel |  | 1901-01-01 06:00 | [15 empty] | UST Currently In Use: 0; UST Temp Close: 0; AST Currently In Use: 2; AST Temp Closed: 0 | 0 | 0 | 3 | 10444-069-000845 | BAXLEY BLOW PIPE CO INC
2696 | Permanently Closed | 1996-10-28 06:00 | 1974-01-01 06:00 | 1996-10-28 06:00 | Petroleum | Unleaded gasoline | Unleaded gasoline | Industrial | Steel | Steel |  | Painted or None | Steel |  | 1901-01-01 06:00 | [6 empty] | Automatic Tank Gauge | [8 empty] | UST Currently In Use: 0; UST Temp Close: 1; AST Currently In Use: 0; AST Temp Closed: 0 | 0 | 1 | 5 | 25795-097-001816 | JBC REAL PROPERTY LLC
2697 | Permanently Closed | 1978-01-01 06:00 | 1964-01-01 06:00 | 1988-01-02 06:00 | Petroleum | Unleaded gasoline | Unleaded gasoline |  | Steel | Steel |  | Painted or None | Steel |  | 1901-01-01 06:00 | [15 empty] | UST Currently In Use: 0; UST Temp Close: 1; AST Currently In Use: 0; AST Temp Closed: 0 | 0 | 1 | 5 | 25795-097-001816 | JBC REAL PROPERTY LLC
2698 | Permanently Closed | 1980-01-01 06:00 | 1964-01-01 06:00 | 1988-01-02 06:00 | Petroleum | Used oil | Used oil |  | Steel | Steel |  | Painted or None | Steel |  | 1901-01-01 06:00 | [15 empty] | UST Currently In Use: 0; UST Temp Close: 1; AST Currently In Use: 0; AST Temp Closed: 0 | 0 | 1 | 5 | 25795-097-001816 | JBC REAL PROPERTY LLC
2699 | Permanently Closed | 1980-01-01 06:00 | 1964-01-01 06:00 | 1988-01-02 06:00 | Petroleum | Used oil | Used oil |  | Steel | Steel |  | Painted or None | Steel |  | 1901-01-01 06:00 | [15 empty] | UST Currently In Use: 0; UST Temp Close: 1; AST Currently In Use: 0; AST Temp Closed: 0 | 0 | 1 | 5 | 25795-097-001816 | JBC REAL PROPERTY LLC
2700 | Permanently Closed | 1988-02-01 06:00 | 1964-01-01 06:00 | 1988-02-01 06:00 | Petroleum | Used oil | Used oil |  | Steel | Steel |  | Painted or None | Steel |  | 1901-01-01 06:00 | [15 empty] | UST Currently In Use: 0; UST Temp Close: 1; AST Currently In Use: 0; AST Temp Closed: 0 | 0 | 1 | 5 | 25795-097-001816 | JBC REAL PROPERTY LLC
2701 | Permanently Closed | 1992-03-23 06:00 | 1969-01-01 06:00 | 1992-12-07 06:00 | Petroleum | On road diesel | On road diesel |  | Steel | Steel |  |  | Steel |  | 1901-01-01 06:00 | [15 empty] | UST Currently In Use: 0; UST Temp Close: 0; AST Currently In Use: 0; AST Temp Closed: 0 | 0 | 0 | 4 | 10446-073-010772 | BAY REALTY CO INC C/O AMSOUTH BANK
2702 | Permanently Closed | 1992-03-23 06:00 | 1969-01-01 06:00 | 1992-12-07 06:00 | Petroleum | On road diesel | On road diesel |  | Steel | Steel |  |  | Steel |  | 1901-01-01 06:00 | [15 empty] | UST Currently In Use: 0; UST Temp Close: 0; AST Currently In Use: 0; AST Temp Closed: 0 | 0 | 0 | 4 | 10446-073-010772 | BAY REALTY CO INC C/O AMSOUTH BANK
2703 | Permanently Closed | 1992-03-23 06:00 | 1969-01-01 06:00 | 1992-12-07 06:00 | Petroleum | On road diesel | On road diesel |  | Steel | Steel |  |  | Steel |  | 1901-01-01 06:00 | [15 empty] | UST Currently In Use: 0; UST Temp Close: 0; AST Currently In Use: 0; AST Temp Closed: 0 | 0 | 0 | 4 | 10446-073-010772 | BAY REALTY CO INC C/O AMSOUTH BANK
2704 | Permanently Closed | 1992-03-23 06:00 | 1975-01-01 06:00 | 1992-12-07 06:00 | Petroleum | Used oil | Used oil |  | Steel | Steel |  |  | Steel |  | 1901-01-01 06:00 | [15 empty] | UST Currently In Use: 0; UST Temp Close: 0; AST Currently In Use: 0; AST Temp Closed: 0 | 0 | 0 | 4 | 10446-073-010772 | BAY REALTY CO INC C/O AMSOUTH BANK
2709 | Permanently Closed | 1901-01-01 06:00 | 1976-01-01 06:00 | 1988-12-01 06:00 | Petroleum | Unleaded gasoline | Unleaded gasoline |  | Steel | Steel |  | Painted or None | Steel |  | 1901-01-01 06:00 | [15 empty] | UST Currently In Use: 0; UST Temp Close: 0; AST Currently In Use: 0; AST Temp Closed: 0 | 0 | 0 | 1 | 10447-113-001812 | BAY TRANSPORTATION CO INC
2710 | Permanently Closed | 1901-01-01 06:00 | 1954-01-01 06:00 | 1989-04-05 06:00 | Petroleum | Unleaded gasoline | Unleaded gasoline | [5 empty] | Steel |  | 1901-01-01 06:00 | [15 empty] | UST Currently In Use: 0; UST Temp Close: 0; AST Currently In Use: 0; AST Temp Closed: 0 | 0 | 0 | 1 | 10448-081-001851 | BAYNE HILL PLBG HEATING & A/C
2711 | Permanently Closed | 1996-03-14 06:00 | 1978-01-01 06:00 | 1996-03-14 06:00 | Petroleum | Unleaded gasoline | Unleaded gasoline |  | Steel | Steel |  | Painted or None | Steel |  | 1901-01-01 06:00 | [15 empty] | UST Currently In Use: 2; UST Temp Close: 0; AST Currently In Use: 0; AST Temp Closed: 0 | 2 | 0 | 3 | 24857-097-007173 | ABHISEK RAJPUT -OLD SHELL C- STORE
2712 | Permanently Closed | 1996-03-14 06:00 | 1978-01-01 06:00 | 1996-03-14 06:00 | Petroleum | Unleaded gasoline | Unleaded gasoline |  | Steel | Steel |  | Painted or None | Steel |  | 1901-01-01 06:00 | [15 empty] | UST Currently In Use: 2; UST Temp Close: 0; AST Currently In Use: 0; AST Temp Closed: 0 | 2 | 0 | 3 | 24857-097-007173 | ABHISEK RAJPUT -OLD SHELL C- STORE
2713 | Permanently Closed | 1996-03-14 06:00 | 1978-01-01 06:00 | 1996-03-14 06:00 | Petroleum | Unleaded gasoline | Unleaded gasoline |  | Steel | Steel |  | Painted or None | Steel |  | 1901-01-01 06:00 | [15 empty] | UST Currently In Use: 2; UST Temp Close: 0; AST Currently In Use: 0; AST Temp Closed: 0 | 2 | 0 | 3 | 24857-097-007173 | ABHISEK RAJPUT -OLD SHELL C- STORE
2714 |  | 1996-01-01 06:00 | 1980-01-01 06:00 |  | Petroleum | Unleaded gasoline | Unleaded gasoline |  | Steel | Steel |  | Painted or None | Steel |  | 1901-01-01 06:00 | [15 empty] | UST Currently In Use: 0; UST Temp Close: 0; AST Currently In Use: 0; AST Temp Closed: 0 | 0 | 0 | 0 | 10449-097-007176 | BAYOU OIL CO INC
2715 |  | 1996-01-01 06:00 | 1980-01-01 06:00 |  | Petroleum | Unleaded gasoline | Unleaded gasoline |  | Steel | Steel |  | Painted or None | Steel |  | 1901-01-01 06:00 | [15 empty] | UST Currently In Use: 0; UST Temp Close: 0; AST Currently In Use: 0; AST Temp Closed: 0 | 0 | 0 | 0 | 10449-097-007176 | BAYOU OIL CO INC
2716 |  | 1996-01-01 06:00 | 1980-01-01 06:00 |  | Petroleum | Unleaded gasoline | Unleaded gasoline |  | Steel | Steel |  | Painted or None | Steel |  | 1901-01-01 06:00 | [15 empty] | UST Currently In Use: 0; UST Temp Close: 0; AST Currently In Use: 0; AST Temp Closed: 0 | 0 | 0 | 0 | 10449-097-007176 | BAYOU OIL CO INC
2717 | Permanently Closed | 1992-01-01 06:00 | 1975-01-01 06:00 | 2003-06-09 06:00 | Petroleum | Unleaded gasoline | Unleaded gasoline |  | Steel | Steel |  | Painted or None | Steel |  | 1901-01-01 06:00 | [15 empty] | UST Currently In Use: 0; UST Temp Close: 0; AST Currently In Use: 0; AST Temp Closed: 0 | 0 | 0 | 3 | 10449-097-007177 | BAYOU OIL CO INC
2718 | Permanently Closed | 2002-01-01 06:00 | 1975-01-01 06:00 | 2003-06-09 06:00 | Petroleum | Unleaded gasoline | Unleaded gasoline |  | Steel | Steel |  | Painted or None | Steel |  | 1901-01-01 06:00 | [15 empty] | UST Currently In Use: 0; UST Temp Close: 0; AST Currently In Use: 0; AST Temp Closed: 0 | 0 | 0 | 3 | 10449-097-007177 | BAYOU OIL CO INC
2719 | Permanently Closed | 2002-01-01 06:00 | 1975-01-01 06:00 | 2003-06-09 06:00 | Petroleum | Unleaded gasoline | Unleaded gasoline |  | Steel | Steel |  | Painted or None | Steel |  | 1901-01-01 06:00 | [15 empty] | UST Currently In Use: 0; UST Temp Close: 0; AST Currently In Use: 0; AST Temp Closed: 0 | 0 | 0 | 3 | 10449-097-007177 | BAYOU OIL CO INC
2720 | Permanently Closed | 1996-01-01 06:00 | 1978-01-01 06:00 | 1998-12-16 06:00 | Petroleum | Unleaded gasoline | Unleaded gasoline |  | Steel | Steel |  | Painted or None | Steel |  | 1901-01-01 06:00 | [15 empty] | UST Currently In Use: 0; UST Temp Close: 0; AST Currently In Use: 0; AST Temp Closed: 0 | 0 | 0 | 4 | 20533-097-007178 | HENRY M HOFFMAN
2721 | Permanently Closed | 1996-01-01 06:00 | 1978-01-01 06:00 | 1998-12-16 06:00 | Petroleum | Unleaded gasoline | Unleaded gasoline |  | Steel | Steel |  | Painted or None | Steel |  | 1901-01-01 06:00 | [15 empty] | UST Currently In Use: 0; UST Temp Close: 0; AST Currently In Use: 0; AST Temp Closed: 0 | 0 | 0 | 4 | 20533-097-007178 | HENRY M HOFFMAN
2722 | Permanently Closed | 1996-01-01 06:00 | 1978-01-01 06:00 | 1998-12-16 06:00 | Petroleum | Unleaded gasoline | Unleaded gasoline |  | Steel | Steel |  | Painted or None | Steel |  | 1901-01-01 06:00 | [15 empty] | UST Currently In Use: 0; UST Temp Close: 0; AST Currently In Use: 0; AST Temp Closed: 0 | 0 | 0 | 4 | 20533-097-007178 | HENRY M HOFFMAN
2723 | Permanently Closed | 1996-01-01 06:00 | 1978-01-01 06:00 | 1998-12-16 06:00 | Petroleum | On road diesel | On road diesel |  | Steel | Steel |  | Painted or None | Steel |  | 1901-01-01 06:00 | [15 empty] | UST Currently In Use: 0; UST Temp Close: 0; AST Currently In Use: 0; AST Temp Closed: 0 | 0 | 0 | 4 | 20533-097-007178 | HENRY M HOFFMAN
2728 | Permanently Closed | 1991-02-28 06:00 | 1981-01-01 06:00 | 1991-02-28 06:00 | Petroleum | Unleaded gasoline | Unleaded gasoline |  | Steel | Steel | Other, GRUMP |  |  |  | 1901-01-01 06:00 | [12 empty] | Annual line testing | Annual line testing |  | UST Currently In Use: 0; UST Temp Close: 0; AST Currently In Use: 0; AST Temp Closed: 0 | 0 | 0 | 1 | 10453-125-011386 | BEAM BROADCASTERS LTD
2729 | Currently in Use |  | 1988-05-01 06:00 |  | Petroleum | On road diesel | On road diesel | Industrial | Steel | Steel | Coated & cathodic protection (sti-P3) |  | Fiberglass reinforced plastic |  |  |  | Catchment Basin, Single walled catchment basin | Automatic shutoff device At 95% full | Automatic shutoff device At 95% full |  |  | Statistical Inventory Reconciliation (SIR) | [8 empty] | UST Currently In Use: 1; UST Temp Close: 0; AST Currently In Use: 0; AST Temp Closed: 0 | 1 | 0 | 0 | 10454-097-012948 | BEARD EQUIPMENT CO
2732 | Permanently Closed | 1990-11-09 06:00 | 1963-01-01 06:00 | 1990-11-09 06:00 | Petroleum | On road diesel | On road diesel |  | Steel | Steel |  | Painted or None | Steel |  | 1901-01-01 06:00 | [15 empty] | UST Currently In Use: 0; UST Temp Close: 0; AST Currently In Use: 0; AST Temp Closed: 0 | 0 | 0 | 1 | 10456-071-009034 | MEADOW GOLD DAIRIES
2733 | Permanently Closed | 1901-01-01 06:00 | 1967-01-01 06:00 | 1988-08-01 06:00 | Petroleum | On road diesel | On road diesel |  | Steel | Steel |  | Painted or None | Steel |  | 1901-01-01 06:00 | [15 empty] | UST Currently In Use: 0; UST Temp Close: 0; AST Currently In Use: 0; AST Temp Closed: 0 | 0 | 0 | 1 | 10456-083-009036 | MEADOW GOLD DAIRIES
2734 | Permanently Closed | 1990-11-27 06:00 | 1968-01-01 06:00 | 1990-11-27 06:00 | Petroleum | Unleaded gasoline | Unleaded gasoline |  | Steel | Steel |  | Painted or None | Steel |  | 1901-01-01 06:00 | [15 empty] | UST Currently In Use: 0; UST Temp Close: 0; AST Currently In Use: 0; AST Temp Closed: 0 | 0 | 0 | 4 | 10456-089-009035 | MEADOW GOLD DAIRIES
2735 | Permanently Closed | 1990-11-28 06:00 | 1901-01-01 06:00 | 1990-11-28 06:00 | Petroleum | Unleaded gasoline | Unleaded gasoline |  | Steel | Steel |  | Painted or None | Steel |  | 1901-01-01 06:00 | [15 empty] | UST Currently In Use: 0; UST Temp Close: 0; AST Currently In Use: 0; AST Temp Closed: 0 | 0 | 0 | 4 | 10456-089-009035 | MEADOW GOLD DAIRIES
2736 | Permanently Closed | 1989-09-01 06:00 | 1901-01-01 06:00 | 1989-09-01 06:00 | Petroleum | On road diesel | On road diesel |  | Steel | Steel |  | Painted or None | Steel |  | 1901-01-01 06:00 | [15 empty] | UST Currently In Use: 0; UST Temp Close: 0; AST Currently In Use: 0; AST Temp Closed: 0 | 0 | 0 | 4 | 10456-089-009035 | MEADOW GOLD DAIRIES
2737 | Permanently Closed | 1901-01-01 06:00 | 1901-01-01 06:00 | 1987-08-01 06:00 | Petroleum | On road diesel | On road diesel |  | Steel | Steel |  | Painted or None | Steel |  | 1901-01-01 06:00 | [15 empty] | UST Currently In Use: 0; UST Temp Close: 0; AST Currently In Use: 0; AST Temp Closed: 0 | 0 | 0 | 4 | 10456-089-009035 | MEADOW GOLD DAIRIES
2738 | Permanently Closed | 1990-11-16 06:00 | 1966-01-01 06:00 | 1990-11-16 06:00 | Petroleum | On road diesel | On road diesel |  | Steel | Steel |  | Painted or None | Steel |  | 1901-01-01 06:00 | [15 empty] | UST Currently In Use: 0; UST Temp Close: 0; AST Currently In Use: 0; AST Temp Closed: 0 | 0 | 0 | 6 | 10458-055-011099 | MEADOW GOLD DAIRIES INC
2739 | Permanently Closed | 1990-11-16 06:00 | 1966-01-01 06:00 | 1990-11-16 06:00 | Petroleum | On road diesel | On road diesel |  | Steel | Steel |  | Painted or None | Steel |  | 1901-01-01 06:00 | [15 empty] | UST Currently In Use: 0; UST Temp Close: 0; AST Currently In Use: 0; AST Temp Closed: 0 | 0 | 0 | 6 | 10458-055-011099 | MEADOW GOLD DAIRIES INC
2740 | Permanently Closed | 1990-11-16 06:00 | 1972-01-01 06:00 | 1990-11-16 06:00 | Petroleum | On road diesel | On road diesel |  | Steel | Steel |  | Painted or None | Steel |  | 1901-01-01 06:00 | [15 empty] | UST Currently In Use: 0; UST Temp Close: 0; AST Currently In Use: 0; AST Temp Closed: 0 | 0 | 0 | 6 | 10458-055-011099 | MEADOW GOLD DAIRIES INC
2741 | Permanently Closed | 1990-11-16 06:00 | 1972-01-01 06:00 | 1990-11-16 06:00 | Petroleum | On road diesel | On road diesel |  | Steel | Steel |  | Painted or None | Steel |  | 1901-01-01 06:00 | [15 empty] | UST Currently In Use: 0; UST Temp Close: 0; AST Currently In Use: 0; AST Temp Closed: 0 | 0 | 0 | 6 | 10458-055-011099 | MEADOW GOLD DAIRIES INC
2742 | Permanently Closed | 1990-11-16 06:00 | 1954-01-01 06:00 | 1990-11-16 06:00 | Petroleum | On road diesel | On road diesel |  | Steel | Steel |  | Painted or None | Steel |  | 1901-01-01 06:00 | [15 empty] | UST Currently In Use: 0; UST Temp Close: 0; AST Currently In Use: 0; AST Temp Closed: 0 | 0 | 0 | 6 | 10458-055-011099 | MEADOW GOLD DAIRIES INC
2743 | Permanently Closed | 1990-11-16 06:00 | 1954-01-01 06:00 | 1990-11-16 06:00 | Petroleum | Unleaded gasoline | Unleaded gasoline |  | Steel | Steel |  | Painted or None | Steel |  | 1901-01-01 06:00 | [15 empty] | UST Currently In Use: 0; UST Temp Close: 0; AST Currently In Use: 0; AST Temp Closed: 0 | 0 | 0 | 6 | 10458-055-011099 | MEADOW GOLD DAIRIES INC
2744 | Permanently Closed | 1990-06-13 06:00 | 1954-01-01 06:00 | 1990-09-30 06:00 | Petroleum | On road diesel | On road diesel |  | Steel | Steel |  |  |  |  | 1901-01-01 06:00 | [15 empty] | UST Currently In Use: 0; UST Temp Close: 0; AST Currently In Use: 0; AST Temp Closed: 0 | 0 | 0 | 4 | 10458-081-011100 | MEADOW GOLD DAIRIES INC
2745 | Permanently Closed | 1990-06-13 06:00 | 1973-01-01 06:00 | 1990-09-30 06:00 | Petroleum | On road diesel | On road diesel |  | Steel | Steel |  |  |  |  | 1901-01-01 06:00 | [15 empty] | UST Currently In Use: 0; UST Temp Close: 0; AST Currently In Use: 0; AST Temp Closed: 0 | 0 | 0 | 4 | 10458-081-011100 | MEADOW GOLD DAIRIES INC
2746 | Permanently Closed | 1990-06-18 06:00 | 1957-01-01 06:00 | 1990-06-15 06:00 | Petroleum | Unleaded gasoline | Unleaded gasoline |  | Steel | Steel |  |  |  |  | 1901-01-01 06:00 | [15 empty] | UST Currently In Use: 0; UST Temp Close: 0; AST Currently In Use: 0; AST Temp Closed: 0 | 0 | 0 | 4 | 10458-081-011100 | MEADOW GOLD DAIRIES INC
2747 | Permanently Closed | 1990-06-15 06:00 | 1975-01-01 06:00 | 1990-06-15 06:00 | Petroleum | On road diesel | On road diesel |  | Steel | Steel |  |  |  |  | 1901-01-01 06:00 | [15 empty] | UST Currently In Use: 0; UST Temp Close: 0; AST Currently In Use: 0; AST Temp Closed: 0 | 0 | 0 | 4 | 10458-081-011100 | MEADOW GOLD DAIRIES INC
2749 | Retired | 1982-11-01 06:00 | 1978-01-01 06:00 |  | Petroleum | Other, #4FUELOIL | Other |  | Steel | Steel |  | Painted or None |  |  | 1901-01-01 06:00 | [15 empty] | UST Currently In Use: 0; UST Temp Close: 0; AST Currently In Use: 0; AST Temp Closed: 0 | 0 | 0 | 0 | 10459-043-002350 | PET SPECIALITIES INC
2750 | Permanently Closed | 1991-01-01 06:00 | 1978-01-01 06:00 | 1999-08-25 06:00 | Petroleum | On road diesel | On road diesel |  | Steel | Steel |  | Painted or None |  |  | 1901-01-01 06:00 | [15 empty] | UST Currently In Use: 0; UST Temp Close: 0; AST Currently In Use: 0; AST Temp Closed: 0 | 0 | 0 | 1 | 10460-089-001844 | BEATY TRUCKING CO INC
2751 | Permanently Closed | 1901-01-01 06:00 | 1949-01-01 06:00 | 1989-05-22 06:00 | Petroleum | Unleaded gasoline | Unleaded gasoline |  | Steel | Steel |  | Painted or None |  |  | 1901-01-01 06:00 | [15 empty] | UST Currently In Use: 0; UST Temp Close: 0; AST Currently In Use: 0; AST Temp Closed: 0 | 0 | 0 | 1 | 10461-069-001102 | BEAUCHAMP PAINT & GLASS CO INC
2752 | Retired | 1988-08-08 06:00 | 1977-01-01 06:00 |  | Petroleum | Unleaded gasoline | Unleaded gasoline |  | Steel | Steel |  | Painted or None | Steel |  | 1901-01-01 06:00 | [15 empty] | UST Currently In Use: 0; UST Temp Close: 0; AST Currently In Use: 0; AST Temp Closed: 0 | 0 | 0 | 0 | 10462-075-012445 | BEAVERTON GRO
2753 | Retired | 1988-08-08 06:00 | 1977-01-01 06:00 |  | Petroleum | Unleaded gasoline | Unleaded gasoline |  | Steel | Steel |  | Painted or None | Steel |  | 1901-01-01 06:00 | [15 empty] | UST Currently In Use: 0; UST Temp Close: 0; AST Currently In Use: 0; AST Temp Closed: 0 | 0 | 0 | 0 | 10462-075-012445 | BEAVERTON GRO
2754 | Permanently Closed | 1901-01-01 06:00 | 1976-01-01 06:00 | 1990-08-01 06:00 | Petroleum | On road diesel | On road diesel |  | Steel | Steel |  | Painted or None | Steel |  | 1901-01-01 06:00 | [15 empty] | UST Currently In Use: 0; UST Temp Close: 0; AST Currently In Use: 0; AST Temp Closed: 0 | 0 | 0 | 1 | 10463-081-000721 | BECKS TURF NURSERY INC
2755 | Permanently Closed | 1993-12-15 06:00 | 1976-01-01 06:00 | 1994-02-13 06:00 | Petroleum | On road diesel | On road diesel |  | Steel | Steel |  | Painted or None | Steel |  | 1901-01-01 06:00 | [15 empty] | UST Currently In Use: 0; UST Temp Close: 0; AST Currently In Use: 3; AST Temp Closed: 0 | 0 | 0 | 1 | 10463-087-000720 | BECKS TURF NURSERY INC
2756 | Permanently Closed | 1901-01-01 06:00 | 1964-01-01 06:00 | 1988-11-15 06:00 | Petroleum | On road diesel | On road diesel |  | Steel | Steel |  |  | Steel |  | 1901-01-01 06:00 | [15 empty] | UST Currently In Use: 0; UST Temp Close: 0; AST Currently In Use: 0; AST Temp Closed: 0 | 0 | 0 | 2 | 10464-083-002358 | BEDINGFIELD GROCERY
2757 | Permanently Closed | 1901-01-01 06:00 | 1969-01-01 06:00 | 1988-11-15 06:00 | Petroleum | Kerosene | Kerosene |  | Steel | Steel |  |  | Steel |  | 1901-01-01 06:00 | [15 empty] | UST Currently In Use: 0; UST Temp Close: 0; AST Currently In Use: 0; AST Temp Closed: 0 | 0 | 0 | 2 | 10464-083-002358 | BEDINGFIELD GROCERY
2758 | Permanently Closed | 1901-01-01 06:00 | 1966-01-01 06:00 |  | Petroleum | Unleaded gasoline | Unleaded gasoline |  | Steel | Steel |  | Painted or None | Steel |  | 1901-01-01 06:00 | [15 empty] | UST Currently In Use: 0; UST Temp Close: 0; AST Currently In Use: 0; AST Temp Closed: 0 | 0 | 0 | 3 | 10466-025-008220 | BEDWELL OIL CO INC
2759 | Permanently Closed | 1901-01-01 06:00 | 1966-01-01 06:00 |  | Petroleum | Unleaded gasoline | Unleaded gasoline |  | Steel | Steel |  | Painted or None | Steel |  | 1901-01-01 06:00 | [15 empty] | UST Currently In Use: 0; UST Temp Close: 0; AST Currently In Use: 0; AST Temp Closed: 0 | 0 | 0 | 3 | 10466-025-008220 | BEDWELL OIL CO INC
2760 | Permanently Closed | 1969-01-01 06:00 | 1966-01-01 06:00 |  | Petroleum | Unleaded gasoline | Unleaded gasoline |  | Steel | Steel |  | Painted or None | Steel |  | 1901-01-01 06:00 | [15 empty] | UST Currently In Use: 0; UST Temp Close: 0; AST Currently In Use: 0; AST Temp Closed: 0 | 0 | 0 | 3 | 10466-025-008220 | BEDWELL OIL CO INC
2761 | Permanently Closed | 1992-07-01 06:00 | 1954-01-01 06:00 | 1994-02-01 06:00 | Petroleum | Unleaded gasoline | Unleaded gasoline |  | Steel | Steel |  |  | Steel |  | 1901-01-01 06:00 | [15 empty] | UST Currently In Use: 0; UST Temp Close: 0; AST Currently In Use: 0; AST Temp Closed: 0 | 0 | 0 | 2 | 17481-047-005944 | CRAIG FIELD AIRPORT INDUSTRIAL AUTH
2762 | Permanently Closed | 1993-07-01 06:00 | 1954-01-01 06:00 | 1994-02-01 06:00 | Petroleum | Unleaded gasoline | Unleaded gasoline |  | Steel | Steel |  |  | Steel |  | 1901-01-01 06:00 | [15 empty] | UST Currently In Use: 0; UST Temp Close: 0; AST Currently In Use: 0; AST Temp Closed: 0 | 0 | 0 | 2 | 17481-047-005944 | CRAIG FIELD AIRPORT INDUSTRIAL AUTH
2763 | Permanently Closed | 1982-01-01 06:00 | 1966-01-01 06:00 |  | Petroleum | Other, EMPTY | Other |  | Steel | Steel |  |  |  |  | 1901-01-01 06:00 | [15 empty] | UST Currently In Use: 0; UST Temp Close: 0; AST Currently In Use: 0; AST Temp Closed: 0 | 0 | 0 | 3 | 10469-097-007289 | BEL AIR CORP
2764 | Permanently Closed | 1982-01-01 06:00 | 1966-01-01 06:00 |  | Petroleum | Other, EMPTY | Other |  | Steel | Steel |  |  |  |  | 1901-01-01 06:00 | [15 empty] | UST Currently In Use: 0; UST Temp Close: 0; AST Currently In Use: 0; AST Temp Closed: 0 | 0 | 0 | 3 | 10469-097-007289 | BEL AIR CORP
2765 | Permanently Closed | 1982-01-01 06:00 | 1966-01-01 06:00 |  | Petroleum | Other, EMPTY | Other |  | Steel | Steel |  |  |  |  | 1901-01-01 06:00 | [15 empty] | UST Currently In Use: 0; UST Temp Close: 0; AST Currently In Use: 0; AST Temp Closed: 0 | 0 | 0 | 3 | 10469-097-007289 | BEL AIR CORP
2766 | Permanently Closed | 1995-07-01 06:00 | 1973-01-01 06:00 | 1996-02-22 06:00 | Petroleum | On road diesel | On road diesel |  | Steel | Steel |  | Painted or None | Steel |  | 1901-01-01 06:00 | [15 empty] | UST Currently In Use: 0; UST Temp Close: 0; AST Currently In Use: 0; AST Temp Closed: 0 | 0 | 0 | 4 | 10470-007-003740 | BELCHER OIL CO INC
2767 | Permanently Closed | 1995-07-01 06:00 | 1973-01-01 06:00 | 1996-02-22 06:00 | Petroleum | Unleaded gasoline | Unleaded gasoline |  | Steel | Steel |  | Painted or None | Steel |  | 1901-01-01 06:00 | [15 empty] | UST Currently In Use: 0; UST Temp Close: 0; AST Currently In Use: 0; AST Temp Closed: 0 | 0 | 0 | 4 | 10470-007-003740 | BELCHER OIL CO INC
2768 | Permanently Closed | 1995-07-01 06:00 | 1973-01-01 06:00 | 1996-02-22 06:00 | Petroleum | Unleaded gasoline | Unleaded gasoline |  | Steel | Steel |  | Painted or None | Steel |  | 1901-01-01 06:00 | [15 empty] | UST Currently In Use: 0; UST Temp Close: 0; AST Currently In Use: 0; AST Temp Closed: 0 | 0 | 0 | 4 | 10470-007-003740 | BELCHER OIL CO INC
2769 | Permanently Closed | 1995-07-01 06:00 | 1973-01-01 06:00 | 1996-02-22 06:00 | Petroleum | Unleaded gasoline | Unleaded gasoline |  | Steel | Steel |  | Painted or None | Steel |  | 1901-01-01 06:00 | [15 empty] | UST Currently In Use: 0; UST Temp Close: 0; AST Currently In Use: 0; AST Temp Closed: 0 | 0 | 0 | 4 | 10470-007-003740 | BELCHER OIL CO INC
2770 | Permanently Closed | 1994-04-01 06:00 | 1974-01-01 06:00 | 1996-11-26 06:00 | Petroleum | Unleaded gasoline | Unleaded gasoline |  | Steel | Steel |  | Painted or None | Steel |  | 1901-01-01 06:00 | [15 empty] | UST Currently In Use: 0; UST Temp Close: 0; AST Currently In Use: 0; AST Temp Closed: 0 | 0 | 0 | 4 | 10470-007-003742 | BELCHER OIL CO INC
2771 | Permanently Closed | 1994-04-01 06:00 | 1974-01-01 06:00 | 1996-11-26 06:00 | Petroleum | Unleaded gasoline | Unleaded gasoline |  | Steel | Steel |  | Painted or None | Steel |  | 1901-01-01 06:00 | [15 empty] | UST Currently In Use: 0; UST Temp Close: 0; AST Currently In Use: 0; AST Temp Closed: 0 | 0 | 0 | 4 | 10470-007-003742 | BELCHER OIL CO INC
2772 | Permanently Closed | 1994-04-01 06:00 | 1974-01-01 06:00 | 1996-11-26 06:00 | Petroleum | Unleaded gasoline | Unleaded gasoline |  | Steel | Steel |  | Painted or None | Steel |  | 1901-01-01 06:00 | [15 empty] | UST Currently In Use: 0; UST Temp Close: 0; AST Currently In Use: 0; AST Temp Closed: 0 | 0 | 0 | 4 | 10470-007-003742 | BELCHER OIL CO INC
2773 | Permanently Closed | 1994-04-01 06:00 | 1974-01-01 06:00 | 1996-11-26 06:00 | Petroleum | On road diesel | On road diesel |  | Steel | Steel |  | Painted or None | Steel |  | 1901-01-01 06:00 | [15 empty] | UST Currently In Use: 0; UST Temp Close: 0; AST Currently In Use: 0; AST Temp Closed: 0 | 0 | 0 | 4 | 10470-007-003742 | BELCHER OIL CO INC
2774 | Permanently Closed | 1992-08-11 06:00 | 1969-01-01 06:00 | 1992-08-11 06:00 | Petroleum | Unleaded gasoline | Unleaded gasoline |  | Steel | Steel |  | Painted or None | Steel |  | 1901-01-01 06:00 | [15 empty] | UST Currently In Use: 0; UST Temp Close: 0; AST Currently In Use: 0; AST Temp Closed: 0 | 0 | 0 | 2 | 10470-007-003744 | BELCHER OIL CO INC
2775 | Permanently Closed | 1992-08-11 06:00 | 1976-01-01 06:00 | 1992-08-11 06:00 | Petroleum | Unleaded gasoline | Unleaded gasoline |  | Steel | Steel |  | Painted or None | Steel |  | 1901-01-01 06:00 | [15 empty] | UST Currently In Use: 0; UST Temp Close: 0; AST Currently In Use: 0; AST Temp Closed: 0 | 0 | 0 | 2 | 10470-007-003744 | BELCHER OIL CO INC
2776 | Temporary Closed | 2003-09-13 06:00 | 1978-01-01 06:00 |  | Petroleum | Unleaded gasoline | Unleaded gasoline | Industrial | Steel | Steel | Field installed cathodic protection |  | Steel |  |  | Field installed cathodic protection | [5 empty] | Statistical Inventory Reconciliation (SIR) | [8 empty] | UST Currently In Use: 0; UST Temp Close: 1; AST Currently In Use: 0; AST Temp Closed: 0 | 0 | 1 | 0 | 19103-007-003745 | BESSEMER PETROLEUM CO., INC.
2777 | Currently in Use |  | 1978-01-01 06:00 |  | Petroleum | On road diesel | On road diesel | Industrial | Steel | Steel | Field installed cathodic protection |  | Steel |  |  | Field installed cathodic protection | Catchment Basin, Single walled catchment basin | Automatic shutoff device At 95% full | Automatic shutoff device At 95% full |  |  | Statistical Inventory Reconciliation (SIR) | [8 empty] | UST Currently In Use: 1; UST Temp Close: 0; AST Currently In Use: 0; AST Temp Closed: 0 | 1 | 0 | 0 | 10249-007-003745 | ANDALUSIA ENTERPRISES INC.
2778 | Permanently Closed | 1992-02-11 06:00 | 1981-01-01 06:00 | 1992-02-11 06:00 | Petroleum | Unleaded gasoline | Unleaded gasoline |  | Steel | Steel |  | Painted or None | Steel |  | 1901-01-01 06:00 | [15 empty] | UST Currently In Use: 0; UST Temp Close: 0; AST Currently In Use: 0; AST Temp Closed: 0 | 0 | 0 | 2 | 10470-007-013701 | BELCHER OIL CO INC
2779 | Permanently Closed | 1992-02-11 06:00 | 1981-01-01 06:00 | 1992-02-11 06:00 | Petroleum | On road diesel | On road diesel |  | Steel | Steel |  | Painted or None | Steel |  | 1901-01-01 06:00 | [15 empty] | UST Currently In Use: 0; UST Temp Close: 0; AST Currently In Use: 0; AST Temp Closed: 0 | 0 | 0 | 2 | 10470-007-013701 | BELCHER OIL CO INC
2780 | Permanently Closed | 1997-01-16 06:00 | 1976-01-01 06:00 | 1997-01-16 06:00 | Petroleum | Unleaded gasoline | Unleaded gasoline |  | Steel | Steel |  | Painted or None | Steel |  | 1901-01-01 06:00 | [15 empty] | UST Currently In Use: 0; UST Temp Close: 0; AST Currently In Use: 0; AST Temp Closed: 0 | 0 | 0 | 9 | 17913-117-003741 | JAMES TRAYLOR
2781 | Permanently Closed | 1997-01-16 06:00 | 1976-01-01 06:00 | 1997-01-16 06:00 | Petroleum | Unleaded gasoline | Unleaded gasoline |  | Steel | Steel |  | Painted or None | Steel |  | 1901-01-01 06:00 | [15 empty] | UST Currently In Use: 0; UST Temp Close: 0; AST Currently In Use: 0; AST Temp Closed: 0 | 0 | 0 | 9 | 17913-117-003741 | JAMES TRAYLOR
2782 | Permanently Closed | 1997-01-16 06:00 | 1976-01-01 06:00 | 1997-01-16 06:00 | Petroleum | Unleaded gasoline | Unleaded gasoline |  | Steel | Steel |  | Painted or None | Steel |  | 1901-01-01 06:00 | [15 empty] | UST Currently In Use: 0; UST Temp Close: 0; AST Currently In Use: 0; AST Temp Closed: 0 | 0 | 0 | 9 | 17913-117-003741 | JAMES TRAYLOR
2783 | Permanently Closed | 1997-01-16 06:00 | 1976-01-01 06:00 | 1997-01-16 06:00 | Petroleum | Unleaded gasoline | Unleaded gasoline |  | Steel | Steel |  | Painted or None | Steel |  | 1901-01-01 06:00 | [15 empty] | UST Currently In Use: 0; UST Temp Close: 0; AST Currently In Use: 0; AST Temp Closed: 0 | 0 | 0 | 9 | 17913-117-003741 | JAMES TRAYLOR
2784 | Permanently Closed | 1997-01-16 06:00 | 1976-01-01 06:00 | 1997-01-16 06:00 | Petroleum | Unleaded gasoline | Unleaded gasoline |  | Steel | Steel |  | Painted or None | Steel |  | 1901-01-01 06:00 | [15 empty] | UST Currently In Use: 0; UST Temp Close: 0; AST Currently In Use: 0; AST Temp Closed: 0 | 0 | 0 | 9 | 17913-117-003741 | JAMES TRAYLOR
2785 | Permanently Closed | 1997-01-16 06:00 | 1976-01-01 06:00 | 1997-01-16 06:00 | Petroleum | Unleaded gasoline | Unleaded gasoline |  | Steel | Steel |  | Painted or None | Steel |  | 1901-01-01 06:00 | [15 empty] | UST Currently In Use: 0; UST Temp Close: 0; AST Currently In Use: 0; AST Temp Closed: 0 | 0 | 0 | 9 | 17913-117-003741 | JAMES TRAYLOR
2786 | Permanently Closed | 1997-01-16 06:00 | 1976-01-01 06:00 | 1997-01-16 06:00 | Petroleum | Unleaded gasoline | Unleaded gasoline |  | Steel | Steel |  | Painted or None | Steel |  | 1901-01-01 06:00 | [15 empty] | UST Currently In Use: 0; UST Temp Close: 0; AST Currently In Use: 0; AST Temp Closed: 0 | 0 | 0 | 9 | 17913-117-003741 | JAMES TRAYLOR
2787 | Permanently Closed | 1997-01-16 06:00 | 1976-01-01 06:00 | 1997-01-16 06:00 | Petroleum | On road diesel | On road diesel |  | Steel | Steel |  | Painted or None | Steel |  | 1901-01-01 06:00 | [15 empty] | UST Currently In Use: 0; UST Temp Close: 0; AST Currently In Use: 0; AST Temp Closed: 0 | 0 | 0 | 9 | 17913-117-003741 | JAMES TRAYLOR
2788 | Permanently Closed | 1997-01-16 06:00 | 1976-01-01 06:00 | 1997-01-16 06:00 | Petroleum | On road diesel | On road diesel |  | Steel | Steel |  | Painted or None | Steel |  | 1901-01-01 06:00 | [15 empty] | UST Currently In Use: 0; UST Temp Close: 0; AST Currently In Use: 0; AST Temp Closed: 0 | 0 | 0 | 9 | 17913-117-003741 | JAMES TRAYLOR
2789 | Permanently Closed | 1992-08-05 06:00 | 1981-01-01 06:00 | 1992-08-05 06:00 | Petroleum | Unleaded gasoline | Unleaded gasoline |  | Steel | Steel |  | Painted or None | Steel |  | 1901-01-01 06:00 | [15 empty] | UST Currently In Use: 0; UST Temp Close: 0; AST Currently In Use: 0; AST Temp Closed: 0 | 0 | 0 | 2 | 10470-125-003743 | BELCHER OIL CO INC
2790 | Permanently Closed | 1992-08-05 06:00 | 1981-01-01 06:00 | 1992-08-05 06:00 | Petroleum | Unleaded gasoline | Unleaded gasoline |  | Steel | Steel |  | Painted or None | Steel |  | 1901-01-01 06:00 | [15 empty] | UST Currently In Use: 0; UST Temp Close: 0; AST Currently In Use: 0; AST Temp Closed: 0 | 0 | 0 | 2 | 10470-125-003743 | BELCHER OIL CO INC
2791 | Permanently Closed | 1990-12-19 06:00 | 1963-01-01 06:00 | 1990-12-19 06:00 | Petroleum | Unleaded gasoline | Unleaded gasoline |  | Steel | Steel |  | Painted or None | Steel |  | 1901-01-01 06:00 | [15 empty] | UST Currently In Use: 0; UST Temp Close: 0; AST Currently In Use: 4; AST Temp Closed: 0 | 0 | 0 | 2 | 10471-097-003589 | BELLINGRATH GARDENS
2792 | Permanently Closed | 1991-12-19 06:00 | 1963-01-01 06:00 | 1990-12-19 06:00 | Petroleum | Unleaded gasoline | Unleaded gasoline |  | Steel | Steel |  | Painted or None | Steel |  | 1901-01-01 06:00 | [15 empty] | UST Currently In Use: 0; UST Temp Close: 0; AST Currently In Use: 4; AST Temp Closed: 0 | 0 | 0 | 2 | 10471-097-003589 | BELLINGRATH GARDENS
2793 | Permanently Closed | 1996-11-01 06:00 | 1983-01-01 06:00 | 1996-12-05 06:00 | Petroleum | On road diesel | On road diesel | Emergency Power Generator, Industrial | Steel | Steel | Coated & cathodic protection (sti-P3) |  | Steel |  | 1901-01-01 06:00 | [12 empty] | Annual line testing | Annual line testing |  | UST Currently In Use: 0; UST Temp Close: 0; AST Currently In Use: 0; AST Temp Closed: 0 | 0 | 0 | 1 | 10472-073-002053 | BELLSOUTH MOBILITY INC
2794 | Permanently Closed | 1901-01-01 06:00 | 1959-01-01 06:00 | 2011-11-11 06:00 | Petroleum | On road diesel | On road diesel |  | Steel | Steel |  | Painted or None | Steel |  | 1901-01-01 06:00 | [15 empty] | UST Currently In Use: 0; UST Temp Close: 0; AST Currently In Use: 0; AST Temp Closed: 0 | 0 | 0 | 3 | 10473-111-008708 | BEN BEAIRD
2795 | Permanently Closed | 1901-01-01 06:00 | 1959-01-01 06:00 | 2011-11-11 06:00 | Petroleum | Unleaded gasoline | Unleaded gasoline |  | Steel | Steel |  | Painted or None | Steel |  | 1901-01-01 06:00 | [15 empty] | UST Currently In Use: 0; UST Temp Close: 0; AST Currently In Use: 0; AST Temp Closed: 0 | 0 | 0 | 3 | 10473-111-008708 | BEN BEAIRD
2796 | Permanently Closed | 1901-01-01 06:00 | 1969-01-01 06:00 | 2011-11-11 06:00 | Petroleum | Unleaded gasoline | Unleaded gasoline |  | Steel | Steel |  | Painted or None | Steel |  | 1901-01-01 06:00 | [15 empty] | UST Currently In Use: 0; UST Temp Close: 0; AST Currently In Use: 0; AST Temp Closed: 0 | 0 | 0 | 3 | 10473-111-008708 | BEN BEAIRD
2797 | Permanently Closed | 1998-12-01 06:00 | 1981-06-05 06:00 | 1999-09-10 06:00 | Petroleum | Unleaded gasoline | Unleaded gasoline |  | Steel | Steel |  | Painted or None | Steel |  | 1901-01-01 06:00 | [12 empty] | Annual line testing | Annual line testing |  | UST Currently In Use: 0; UST Temp Close: 0; AST Currently In Use: 0; AST Temp Closed: 0 | 0 | 0 | 2 | 10474-085-005445 | LEE DAVIS
2798 | Permanently Closed | 1998-12-01 06:00 | 1981-06-05 06:00 | 1999-09-10 06:00 | Petroleum | Unleaded gasoline | Unleaded gasoline |  | Steel | Steel |  | Painted or None | Steel |  | 1901-01-01 06:00 | [12 empty] | Annual line testing | Annual line testing |  | UST Currently In Use: 0; UST Temp Close: 0; AST Currently In Use: 0; AST Temp Closed: 0 | 0 | 0 | 2 | 10474-085-005445 | LEE DAVIS
2799 | Currently in Use |  | 1973-01-01 06:00 |  | Petroleum | Unleaded gasoline | Unleaded gasoline | Retail | Steel | Steel | Field installed cathodic protection |  | Steel |  |  | Field installed cathodic protection | Catchment Basin, Single walled catchment basin | Automatic shutoff device At 95% full | Automatic shutoff device At 95% full |  |  | Statistical Inventory Reconciliation (SIR) | [5 empty] | Statistical inventory reconciliation (SIR) | Statistical inventory reconciliation (SIR) |  | UST Currently In Use: 1; UST Temp Close: 1; AST Currently In Use: 0; AST Temp Closed: 0 | 1 | 1 | 0 | 25759-001-009561 | HWY 82 INC
2800 | Temporary Closed | 2010-10-01 06:00 | 1973-01-01 06:00 |  | Petroleum | Mid-grade gasoline | Mid-grade gasoline | Retail | Steel | Steel | Field installed cathodic protection |  | Steel |  |  | Field installed cathodic protection | Catchment Basin, Single walled catchment basin | Automatic shutoff device At 95% full | Automatic shutoff device At 95% full |  |  | Statistical Inventory Reconciliation (SIR) | [5 empty] | Statistical inventory reconciliation (SIR) | Statistical inventory reconciliation (SIR) |  | UST Currently In Use: 1; UST Temp Close: 1; AST Currently In Use: 0; AST Temp Closed: 0 | 1 | 1 | 0 | 25759-001-009561 | HWY 82 INC
2801 | Permanently Closed | 2015-01-30 06:00 | 1982-01-01 06:00 | 2016-03-22 06:00 | Petroleum | Unleaded gasoline | Unleaded gasoline | Retail | Steel | Steel | Field installed cathodic protection |  | Fiberglass reinforced plastic |  |  |  | Catchment Basin, Single walled catchment basin | Automatic shutoff device At 95% full | Automatic shutoff device At 95% full |  |  | Continuous Automatic Tank Gauge | [5 empty] | Annual line testing | Annual line testing |  | UST Currently In Use: 1; UST Temp Close: 0; AST Currently In Use: 0; AST Temp Closed: 0 | 1 | 0 | 3 | 22888-005-011592 | PREM PROPERTIES LLC
2802 | Permanently Closed | 2012-04-02 06:00 | 1982-01-01 06:00 | 2016-03-22 06:00 | Petroleum | Mid-grade gasoline | Mid-grade gasoline | Retail | Steel | Steel | Field installed cathodic protection |  | Fiberglass reinforced plastic |  |  |  | Catchment Basin, Single walled catchment basin | Automatic shutoff device At 95% full | Automatic shutoff device At 95% full |  |  | Continuous Automatic Tank Gauge | [5 empty] | Annual line testing | Annual line testing |  | UST Currently In Use: 1; UST Temp Close: 0; AST Currently In Use: 0; AST Temp Closed: 0 | 1 | 0 | 3 | 22888-005-011592 | PREM PROPERTIES LLC
2803 | Permanently Closed | 2015-01-30 06:00 | 1982-01-01 06:00 | 2016-03-22 06:00 | Petroleum | Premium gasoline | Premium gasoline | Retail | Steel | Steel | Field installed cathodic protection |  | Fiberglass reinforced plastic |  |  |  | Catchment Basin, Single walled catchment basin | Automatic shutoff device At 95% full | Automatic shutoff device At 95% full |  |  | Continuous Automatic Tank Gauge | [5 empty] | Annual line testing | Annual line testing |  | UST Currently In Use: 1; UST Temp Close: 0; AST Currently In Use: 0; AST Temp Closed: 0 | 1 | 0 | 3 | 22888-005-011592 | PREM PROPERTIES LLC
2804 | Currently in Use |  | 1987-06-01 06:00 |  | Petroleum | Unleaded gasoline | Unleaded gasoline | Retail | Steel | Steel | Coated & cathodic protection (sti-P3), Field installed cathodic protection |  | Fiberglass reinforced plastic |  |  |  | Catchment Basin, Single walled catchment basin | Automatic shutoff device At 95% full | Automatic shutoff device At 95% full |  |  | Automatic Tank Gauge |  | Automatic flow restrictor (MLLD), Containment Sump | Containment Sump | Interstitial Monitoring within Secondary Containment | SENSOR TO ATG | Continuous alarm system | Continuous alarm system |  | UST Currently In Use: 3; UST Temp Close: 0; AST Currently In Use: 0; AST Temp Closed: 0 | 3 | 0 | 0 | 22888-005-012985 | PREM PROPERTIES LLC
2805 | Currently in Use |  | 1987-06-01 06:00 |  | Petroleum | Unleaded gasoline | Unleaded gasoline | Retail | Steel | Steel | Coated & cathodic protection (sti-P3), Field installed cathodic protection |  | Fiberglass reinforced plastic |  |  |  | Catchment Basin, Single walled catchment basin | Automatic shutoff device At 95% full | Automatic shutoff device At 95% full |  |  | Automatic Tank Gauge |  | Automatic flow restrictor (MLLD), Containment Sump | Containment Sump | Interstitial Monitoring within Secondary Containment | SENSOR TO ATG | Continuous alarm system | Continuous alarm system |  | UST Currently In Use: 3; UST Temp Close: 0; AST Currently In Use: 0; AST Temp Closed: 0 | 3 | 0 | 0 | 22888-005-012985 | PREM PROPERTIES LLC
2806 | Currently in Use |  | 1987-06-01 06:00 |  | Petroleum | Premium gasoline | Premium gasoline | Retail | Steel | Steel | Coated & cathodic protection (sti-P3), Field installed cathodic protection |  | Fiberglass reinforced plastic |  |  |  | Catchment Basin, Single walled catchment basin | Automatic shutoff device At 95% full | Automatic shutoff device At 95% full |  |  | Automatic Tank Gauge |  | Automatic flow restrictor (MLLD), Containment Sump | Containment Sump | Interstitial Monitoring within Secondary Containment | SENSOR TO ATG | Continuous alarm system | Continuous alarm system |  | UST Currently In Use: 3; UST Temp Close: 0; AST Currently In Use: 0; AST Temp Closed: 0 | 3 | 0 | 0 | 22888-005-012985 | PREM PROPERTIES LLC
2807 | Permanently Closed | 1901-01-01 06:00 | 1969-01-01 06:00 | 1988-12-21 06:00 | Petroleum | Other, OTHER | Other |  | Steel | Steel |  | Painted or None | Steel |  | 1901-01-01 06:00 | [15 empty] | UST Currently In Use: 0; UST Temp Close: 0; AST Currently In Use: 0; AST Temp Closed: 0 | 0 | 0 | 3 | 10475-001-011279 | BEN F BEARD OIL CO INC
2808 | Permanently Closed | 1901-01-01 06:00 | 1969-01-01 06:00 | 1988-12-21 06:00 | Petroleum | Other, OTHER | Other |  | Steel | Steel |  | Painted or None | Steel |  | 1901-01-01 06:00 | [15 empty] | UST Currently In Use: 0; UST Temp Close: 0; AST Currently In Use: 0; AST Temp Closed: 0 | 0 | 0 | 3 | 10475-001-011279 | BEN F BEARD OIL CO INC
2809 | Permanently Closed | 1901-01-01 06:00 | 1969-01-01 06:00 | 1988-12-21 06:00 | Petroleum | Other, OTHER | Other |  | Steel | Steel |  | Painted or None | Steel |  | 1901-01-01 06:00 | [15 empty] | UST Currently In Use: 0; UST Temp Close: 0; AST Currently In Use: 0; AST Temp Closed: 0 | 0 | 0 | 3 | 10475-001-011279 | BEN F BEARD OIL CO INC
2810 | Permanently Closed | 2018-01-01 06:00 | 1970-01-01 06:00 | 2018-07-20 06:00 | Petroleum | Unleaded gasoline | Unleaded gasoline | Retail | Steel | Steel | Field installed cathodic protection |  | Steel |  |  | Field installed cathodic protection | Catchment Basin, Single walled catchment basin | Automatic shutoff device At 95% full | Automatic shutoff device At 95% full |  |  | Statistical Inventory Reconciliation (SIR) | [8 empty] | UST Currently In Use: 0; UST Temp Close: 0; AST Currently In Use: 0; AST Temp Closed: 0 | 0 | 0 | 2 | 22888-041-009558 | PREM PROPERTIES LLC
2811 | Permanently Closed | 2017-06-30 06:00 | 1970-01-01 06:00 | 2018-07-20 06:00 | Petroleum | Mid-grade gasoline | Mid-grade gasoline | Retail | Steel | Steel | Field installed cathodic protection |  | Steel |  |  | Field installed cathodic protection | Catchment Basin, Single walled catchment basin | Automatic shutoff device At 95% full | Automatic shutoff device At 95% full |  |  | Statistical Inventory Reconciliation (SIR) | [8 empty] | UST Currently In Use: 0; UST Temp Close: 0; AST Currently In Use: 0; AST Temp Closed: 0 | 0 | 0 | 2 | 22888-041-009558 | PREM PROPERTIES LLC
2812 | Permanently Closed | 1995-01-01 06:00 | 1971-01-01 06:00 | 1996-03-18 06:00 | Petroleum | Unleaded gasoline | Unleaded gasoline | Retail | Steel | Steel |  | Painted or None | Steel |  | 1901-01-01 06:00 | [12 empty] | Annual line testing | Annual line testing |  | UST Currently In Use: 0; UST Temp Close: 0; AST Currently In Use: 0; AST Temp Closed: 0 | 0 | 0 | 3 | 10475-045-011602 | BEN F BEARD OIL CO INC
2813 | Permanently Closed | 1995-01-01 06:00 | 1971-01-01 06:00 | 1996-03-18 06:00 | Petroleum | Unleaded gasoline | Unleaded gasoline | Retail | Steel | Steel |  | Painted or None | Steel |  | 1901-01-01 06:00 | [12 empty] | Annual line testing | Annual line testing |  | UST Currently In Use: 0; UST Temp Close: 0; AST Currently In Use: 0; AST Temp Closed: 0 | 0 | 0 | 3 | 10475-045-011602 | BEN F BEARD OIL CO INC
2814 | Permanently Closed | 1995-01-01 06:00 | 1971-01-01 06:00 | 1996-03-18 06:00 | Petroleum | Unleaded gasoline | Unleaded gasoline | Retail | Steel | Steel |  | Painted or None | Steel |  | 1901-01-01 06:00 | [12 empty] | Annual line testing | Annual line testing |  | UST Currently In Use: 0; UST Temp Close: 0; AST Currently In Use: 0; AST Temp Closed: 0 | 0 | 0 | 3 | 10475-045-011602 | BEN F BEARD OIL CO INC
2815 | Permanently Closed | 1998-10-27 06:00 | 1968-01-01 06:00 | 1998-10-27 06:00 | Petroleum | Unleaded gasoline | Unleaded gasoline |  | Steel | Steel |  | Painted or None | Steel |  | 1901-01-01 06:00 | [12 empty] | Annual line testing | Annual line testing |  | UST Currently In Use: 0; UST Temp Close: 0; AST Currently In Use: 0; AST Temp Closed: 0 | 0 | 0 | 4 | 10475-045-011603 | BEN F BEARD OIL CO INC
2816 | Permanently Closed | 1998-10-27 06:00 | 1968-01-01 06:00 | 1998-10-27 06:00 | Petroleum | Unleaded gasoline | Unleaded gasoline |  | Steel | Steel |  | Painted or None | Steel |  | 1901-01-01 06:00 | [12 empty] | Annual line testing | Annual line testing |  | UST Currently In Use: 0; UST Temp Close: 0; AST Currently In Use: 0; AST Temp Closed: 0 | 0 | 0 | 4 | 10475-045-011603 | BEN F BEARD OIL CO INC
2817 | Permanently Closed | 1998-10-27 06:00 | 1968-01-01 06:00 | 1998-10-27 06:00 | Petroleum | Unleaded gasoline | Unleaded gasoline |  | Steel | Steel |  | Painted or None | Steel |  | 1901-01-01 06:00 | [12 empty] | Annual line testing | Annual line testing |  | UST Currently In Use: 0; UST Temp Close: 0; AST Currently In Use: 0; AST Temp Closed: 0 | 0 | 0 | 4 | 10475-045-011603 | BEN F BEARD OIL CO INC
2818 | Permanently Closed | 1993-02-23 06:00 | 1973-01-01 06:00 | 1993-02-23 06:00 | Petroleum | On road diesel | On road diesel |  | Steel | Steel |  | Painted or None | Steel |  | 1901-01-01 06:00 | [15 empty] | UST Currently In Use: 0; UST Temp Close: 0; AST Currently In Use: 0; AST Temp Closed: 0 | 0 | 0 | 4 | 10475-045-011603 | BEN F BEARD OIL CO INC
2819 | Permanently Closed | 1985-09-01 06:00 | 1971-01-01 06:00 |  | Petroleum | Unleaded gasoline | Unleaded gasoline |  | Steel | Steel |  | Painted or None | Steel |  | 1901-01-01 06:00 | [15 empty] | UST Currently In Use: 0; UST Temp Close: 0; AST Currently In Use: 0; AST Temp Closed: 0 | 0 | 0 | 3 | 10475-045-011611 | BEN F BEARD OIL CO INC
2820 | Permanently Closed | 1985-09-01 06:00 | 1971-01-01 06:00 |  | Petroleum | Unleaded gasoline | Unleaded gasoline |  | Steel | Steel |  | Painted or None | Steel |  | 1901-01-01 06:00 | [15 empty] | UST Currently In Use: 0; UST Temp Close: 0; AST Currently In Use: 0; AST Temp Closed: 0 | 0 | 0 | 3 | 10475-045-011611 | BEN F BEARD OIL CO INC
2821 | Permanently Closed | 1985-09-01 06:00 | 1971-01-01 06:00 |  | Petroleum | Unleaded gasoline | Unleaded gasoline |  | Steel | Steel |  | Painted or None | Steel |  | 1901-01-01 06:00 | [15 empty] | UST Currently In Use: 0; UST Temp Close: 0; AST Currently In Use: 0; AST Temp Closed: 0 | 0 | 0 | 3 | 10475-045-011611 | BEN F BEARD OIL CO INC
2822 | Currently in Use |  | 1975-01-01 06:00 |  | Petroleum | Unleaded gasoline | Unleaded gasoline | Retail | Steel | Steel | Field installed cathodic protection |  | Double Wall, Fiberglass reinforced plastic |  | 2010-03-03 06:00 |  | Catchment Basin, Single walled catchment basin | Automatic shutoff device At 95% full | Automatic shutoff device At 95% full |  |  | Automatic Tank Gauge |  | Automatic flow restrictor (MLLD), Containment Sump | Containment Sump | Interstitial Monitoring within Secondary Containment | MANUAL/VISUAL CHECK | Annual line testing | Annual line testing |  | UST Currently In Use: 2; UST Temp Close: 0; AST Currently In Use: 0; AST Temp Closed: 0 | 2 | 0 | 0 | 22929-069-002161 | CHIRAG PATEL
2823 | Currently in Use |  | 1975-01-01 06:00 |  | Petroleum | Premium gasoline | Premium gasoline | Retail | Steel | Steel | Field installed cathodic protection |  | Double Wall, Fiberglass reinforced plastic |  | 2010-03-03 06:00 |  | Catchment Basin, Single walled catchment basin | Automatic shutoff device At 95% full | Automatic shutoff device At 95% full |  |  | Automatic Tank Gauge |  | Automatic flow restrictor (MLLD), Containment Sump | Containment Sump | Interstitial Monitoring within Secondary Containment | MANUAL/VISUAL CHECK | Annual line testing | Annual line testing |  | UST Currently In Use: 2; UST Temp Close: 0; AST Currently In Use: 0; AST Temp Closed: 0 | 2 | 0 | 0 | 22929-069-002161 | CHIRAG PATEL
2824 | Permanently Closed | 1993-03-17 06:00 | 1968-01-01 06:00 | 1993-07-28 06:00 | Petroleum | Unleaded gasoline | Unleaded gasoline |  | Steel | Steel |  | Painted or None | Steel |  | 1901-01-01 06:00 | [12 empty] | Annual line testing | Annual line testing |  | UST Currently In Use: 0; UST Temp Close: 0; AST Currently In Use: 0; AST Temp Closed: 0 | 0 | 0 | 4 | 10475-069-003024 | BEN F BEARD OIL CO INC
2825 | Permanently Closed | 1993-03-17 06:00 | 1968-01-01 06:00 | 1993-07-28 06:00 | Petroleum | Unleaded gasoline | Unleaded gasoline |  | Steel | Steel |  | Painted or None | Steel |  | 1901-01-01 06:00 | [12 empty] | Annual line testing | Annual line testing |  | UST Currently In Use: 0; UST Temp Close: 0; AST Currently In Use: 0; AST Temp Closed: 0 | 0 | 0 | 4 | 10475-069-003024 | BEN F BEARD OIL CO INC
2826 | Permanently Closed | 1993-03-17 06:00 | 1968-01-01 06:00 | 1993-07-28 06:00 | Petroleum | Unleaded gasoline | Unleaded gasoline |  | Steel | Steel |  | Painted or None | Steel |  | 1901-01-01 06:00 | [12 empty] | Annual line testing | Annual line testing |  | UST Currently In Use: 0; UST Temp Close: 0; AST Currently In Use: 0; AST Temp Closed: 0 | 0 | 0 | 4 | 10475-069-003024 | BEN F BEARD OIL CO INC
2827 | Permanently Closed | 1993-03-17 06:00 | 1968-01-01 06:00 | 1994-09-23 06:00 | Petroleum | Used oil | Used oil |  | Steel | Steel |  | Painted or None | Steel |  | 1901-01-01 06:00 | [15 empty] | UST Currently In Use: 0; UST Temp Close: 0; AST Currently In Use: 0; AST Temp Closed: 0 | 0 | 0 | 4 | 10475-069-003024 | BEN F BEARD OIL CO INC
2828 | Permanently Closed | 1901-01-01 06:00 | 1973-01-01 06:00 | 1990-11-30 06:00 | Petroleum | Unleaded gasoline | Unleaded gasoline |  | Steel | Steel |  | Painted or None | Steel |  | 1901-01-01 06:00 | [15 empty] | UST Currently In Use: 0; UST Temp Close: 0; AST Currently In Use: 0; AST Temp Closed: 0 | 0 | 0 | 5 | 10475-069-008827 | BEN F BEARD OIL CO INC
2829 | Permanently Closed | 1901-01-01 06:00 | 1973-01-01 06:00 | 1990-11-30 06:00 | Petroleum | Unleaded gasoline | Unleaded gasoline |  | Steel | Steel |  | Painted or None | Steel |  | 1901-01-01 06:00 | [15 empty] | UST Currently In Use: 0; UST Temp Close: 0; AST Currently In Use: 0; AST Temp Closed: 0 | 0 | 0 | 5 | 10475-069-008827 | BEN F BEARD OIL CO INC
2830 | Permanently Closed | 1901-01-01 06:00 | 1973-01-01 06:00 | 1990-11-30 06:00 | Petroleum | Unleaded gasoline | Unleaded gasoline |  | Steel | Steel |  | Painted or None | Steel |  | 1901-01-01 06:00 | [15 empty] | UST Currently In Use: 0; UST Temp Close: 0; AST Currently In Use: 0; AST Temp Closed: 0 | 0 | 0 | 5 | 10475-069-008827 | BEN F BEARD OIL CO INC
2831 | Permanently Closed | 1901-01-01 06:00 | 1973-01-01 06:00 | 1990-11-30 06:00 | Petroleum | Unleaded gasoline | Unleaded gasoline |  | Steel | Steel |  | Painted or None | Steel |  | 1901-01-01 06:00 | [15 empty] | UST Currently In Use: 0; UST Temp Close: 0; AST Currently In Use: 0; AST Temp Closed: 0 | 0 | 0 | 5 | 10475-069-008827 | BEN F BEARD OIL CO INC
2832 | Permanently Closed | 1901-01-01 06:00 | 1973-01-01 06:00 | 1990-11-30 06:00 | Petroleum | On road diesel | On road diesel |  | Steel | Steel |  | Painted or None | Steel |  | 1901-01-01 06:00 | [15 empty] | UST Currently In Use: 0; UST Temp Close: 0; AST Currently In Use: 0; AST Temp Closed: 0 | 0 | 0 | 5 | 10475-069-008827 | BEN F BEARD OIL CO INC
2833 | Permanently Closed | 2007-11-07 06:00 | 1974-01-01 06:00 | 2007-11-07 06:00 | Petroleum | Unleaded gasoline | Unleaded gasoline | Retail | Steel | Steel | Field installed cathodic protection |  | Steel |  | 1901-01-01 06:00 | Field installed cathodic protection | Catchment Basin, Single walled catchment basin | Automatic shutoff device At 95% full | Automatic shutoff device At 95% full |  |  | Statistical Inventory Reconciliation (SIR) | [8 empty] | UST Currently In Use: 2; UST Temp Close: 0; AST Currently In Use: 0; AST Temp Closed: 0 | 2 | 0 | 2 | 22888-069-009559 | PREM PROPERTIES LLC
2834 | Permanently Closed | 2007-11-07 06:00 | 1974-01-01 06:00 | 2007-11-07 06:00 | Petroleum | Premium gasoline | Premium gasoline | Retail | Steel | Steel | Field installed cathodic protection |  | Steel |  | 1901-01-01 06:00 | Field installed cathodic protection | Catchment Basin, Single walled catchment basin | Automatic shutoff device At 95% full | Automatic shutoff device At 95% full |  |  | Statistical Inventory Reconciliation (SIR) | [8 empty] | UST Currently In Use: 2; UST Temp Close: 0; AST Currently In Use: 0; AST Temp Closed: 0 | 2 | 0 | 2 | 22888-069-009559 | PREM PROPERTIES LLC
2835 | Permanently Closed | 1998-01-01 06:00 | 1968-01-01 06:00 | 1998-01-26 06:00 | Petroleum | Unleaded gasoline | Unleaded gasoline |  | Steel | Steel | Other, OTHER |  | Steel |  | 1901-01-01 06:00 | [15 empty] | UST Currently In Use: 0; UST Temp Close: 0; AST Currently In Use: 0; AST Temp Closed: 0 | 0 | 0 | 3 | 10475-069-009564 | BEN F BEARD OIL CO INC
2836 | Permanently Closed | 1998-01-01 06:00 | 1968-01-01 06:00 | 1998-01-26 06:00 | Petroleum | Unleaded gasoline | Unleaded gasoline |  | Steel | Steel | Other, OTHER |  | Steel |  | 1901-01-01 06:00 | [15 empty] | UST Currently In Use: 0; UST Temp Close: 0; AST Currently In Use: 0; AST Temp Closed: 0 | 0 | 0 | 3 | 10475-069-009564 | BEN F BEARD OIL CO INC
2837 | Permanently Closed | 1998-01-01 06:00 | 1968-01-01 06:00 | 1998-01-26 06:00 | Petroleum | Unleaded gasoline | Unleaded gasoline |  | Steel | Steel | Other, OTHER |  | Steel |  | 1901-01-01 06:00 | [15 empty] | UST Currently In Use: 0; UST Temp Close: 0; AST Currently In Use: 0; AST Temp Closed: 0 | 0 | 0 | 3 | 10475-069-009564 | BEN F BEARD OIL CO INC
2838 | Currently in Use |  | 1976-01-01 06:00 |  | Petroleum | Unleaded gasoline | Unleaded gasoline | Retail | Steel | Steel | Field installed cathodic protection |  | Steel |  |  | Field installed cathodic protection | Catchment Basin, Single walled catchment basin | Automatic shutoff device At 95% full | Automatic shutoff device At 95% full |  |  | Automatic Tank Gauge | [8 empty] | UST Currently In Use: 4; UST Temp Close: 0; AST Currently In Use: 0; AST Temp Closed: 0 | 4 | 0 | 2 | 22376-069-011591 | SUN STATE OIL CO INC
2839 | Currently in Use |  | 1987-04-01 06:00 |  | Petroleum | Premium gasoline | Premium gasoline | Retail | Steel | Steel | Coated & cathodic protection (sti-P3), Field installed cathodic protection |  | Steel |  |  | Field installed cathodic protection | Catchment Basin, Single walled catchment basin | Automatic shutoff device At 95% full | Automatic shutoff device At 95% full |  |  | Automatic Tank Gauge | [8 empty] | UST Currently In Use: 4; UST Temp Close: 0; AST Currently In Use: 0; AST Temp Closed: 0 | 4 | 0 | 2 | 22376-069-011591 | SUN STATE OIL CO INC
2840 | Permanently Closed | 1998-10-19 06:00 | 1975-01-01 06:00 | 1998-10-19 06:00 | Petroleum | On road diesel | On road diesel |  | Steel | Steel |  | Painted or None | Steel |  | 1901-01-01 06:00 | [15 empty] | UST Currently In Use: 4; UST Temp Close: 0; AST Currently In Use: 0; AST Temp Closed: 0 | 4 | 0 | 2 | 22376-069-011591 | SUN STATE OIL CO INC
2841 | Permanently Closed | 1987-06-01 06:00 | 1981-01-01 06:00 | 1988-12-06 06:00 | Petroleum | Other, EMPTY | Other | [7 empty] | 1901-01-01 06:00 | [15 empty] | UST Currently In Use: 4; UST Temp Close: 0; AST Currently In Use: 0; AST Temp Closed: 0 | 4 | 0 | 2 | 22376-069-011591 | SUN STATE OIL CO INC
2842 | Currently in Use |  | 1987-06-29 06:00 |  | Petroleum | On road diesel | On road diesel | Retail | Steel | Steel | Coated & cathodic protection (sti-P3), Field installed cathodic protection |  | Steel |  |  | Field installed cathodic protection | Catchment Basin, Single walled catchment basin | Automatic shutoff device At 95% full | Automatic shutoff device At 95% full |  |  | Automatic Tank Gauge | [8 empty] | UST Currently In Use: 4; UST Temp Close: 0; AST Currently In Use: 0; AST Temp Closed: 0 | 4 | 0 | 2 | 22376-069-011591 | SUN STATE OIL CO INC
2843 | Permanently Closed | 1995-01-01 06:00 | 1968-01-01 06:00 | 1996-07-11 06:00 | Petroleum | Unleaded gasoline | Unleaded gasoline | Retail | Steel | Steel | Coated & cathodic protection (sti-P3) |  | Steel |  | 1901-01-01 06:00 | [12 empty] | Annual line testing | Annual line testing |  | UST Currently In Use: 0; UST Temp Close: 0; AST Currently In Use: 0; AST Temp Closed: 0 | 0 | 0 | 4 | 10475-069-011599 | BEN F BEARD OIL CO INC
2844 | Permanently Closed | 1995-01-01 06:00 | 1968-01-01 06:00 | 1996-07-11 06:00 | Petroleum | Unleaded gasoline | Unleaded gasoline | Retail | Steel | Steel | Coated & cathodic protection (sti-P3) |  | Steel |  | 1901-01-01 06:00 | [12 empty] | Annual line testing | Annual line testing |  | UST Currently In Use: 0; UST Temp Close: 0; AST Currently In Use: 0; AST Temp Closed: 0 | 0 | 0 | 4 | 10475-069-011599 | BEN F BEARD OIL CO INC
2845 | Permanently Closed | 1995-01-01 06:00 | 1968-01-01 06:00 | 1996-07-11 06:00 | Petroleum | Unleaded gasoline | Unleaded gasoline | Retail | Steel | Steel | Coated & cathodic protection (sti-P3) |  | Steel |  | 1901-01-01 06:00 | [12 empty] | Annual line testing | Annual line testing |  | UST Currently In Use: 0; UST Temp Close: 0; AST Currently In Use: 0; AST Temp Closed: 0 | 0 | 0 | 4 | 10475-069-011599 | BEN F BEARD OIL CO INC
2846 | Permanently Closed | 1995-01-01 06:00 | 1968-01-01 06:00 | 1996-07-11 06:00 | Petroleum | Unleaded gasoline | Unleaded gasoline | Retail | Steel | Steel | Coated & cathodic protection (sti-P3) |  | Steel |  | 1901-01-01 06:00 | [12 empty] | Annual line testing | Annual line testing |  | UST Currently In Use: 0; UST Temp Close: 0; AST Currently In Use: 0; AST Temp Closed: 0 | 0 | 0 | 4 | 10475-069-011599 | BEN F BEARD OIL CO INC
2847 | Permanently Closed | 1991-06-05 06:00 | 1962-01-01 06:00 | 1991-06-05 06:00 | Petroleum | Unleaded gasoline | Unleaded gasoline |  | Steel | Steel |  | Painted or None | Steel |  | 1901-01-01 06:00 | [15 empty] | UST Currently In Use: 0; UST Temp Close: 0; AST Currently In Use: 0; AST Temp Closed: 0 | 0 | 0 | 3 | 10475-097-008389 | BEN F BEARD OIL CO INC
2848 | Permanently Closed | 1991-06-05 06:00 | 1962-01-01 06:00 | 1991-06-05 06:00 | Petroleum | Unleaded gasoline | Unleaded gasoline |  | Steel | Steel |  | Painted or None | Steel |  | 1901-01-01 06:00 | [15 empty] | UST Currently In Use: 0; UST Temp Close: 0; AST Currently In Use: 0; AST Temp Closed: 0 | 0 | 0 | 3 | 10475-097-008389 | BEN F BEARD OIL CO INC
2849 | Permanently Closed | 1991-06-05 06:00 | 1973-01-01 06:00 | 1991-06-05 06:00 | Petroleum | Unleaded gasoline | Unleaded gasoline |  | Steel | Steel |  | Painted or None | Steel |  | 1901-01-01 06:00 | [15 empty] | UST Currently In Use: 0; UST Temp Close: 0; AST Currently In Use: 0; AST Temp Closed: 0 | 0 | 0 | 3 | 10475-097-008389 | BEN F BEARD OIL CO INC
2850 | Temporary Closed | 2015-10-19 06:00 | 1965-01-01 06:00 |  | Petroleum | Unleaded gasoline | Unleaded gasoline | Retail | Steel | Steel | Field installed cathodic protection |  | Steel |  |  | Field installed cathodic protection | Catchment Basin, Single walled catchment basin | Automatic shutoff device At 95% full | Automatic shutoff device At 95% full |  |  | Continuous Automatic Tank Gauge |  | Automatic flow restrictor (MLLD) | Automatic flow restrictor (MLLD) |  |  | Annual line testing | Annual line testing |  | UST Currently In Use: 0; UST Temp Close: 3; AST Currently In Use: 0; AST Temp Closed: 0 | 0 | 3 | 0 | 24535-097-008391 | SAHAJAAND INC
2851 | Temporary Closed | 2015-10-19 06:00 | 1965-01-01 06:00 |  | Petroleum | Unleaded gasoline | Unleaded gasoline | Retail | Steel | Steel | Field installed cathodic protection |  | Steel |  |  | Field installed cathodic protection | Catchment Basin, Single walled catchment basin | Automatic shutoff device At 95% full | Automatic shutoff device At 95% full |  |  | Continuous Automatic Tank Gauge |  | Automatic flow restrictor (MLLD) | Automatic flow restrictor (MLLD) |  |  | Annual line testing | Annual line testing |  | UST Currently In Use: 0; UST Temp Close: 3; AST Currently In Use: 0; AST Temp Closed: 0 | 0 | 3 | 0 | 24535-097-008391 | SAHAJAAND INC
2852 | Temporary Closed | 2015-10-19 06:00 | 1972-01-01 06:00 |  | Petroleum | Premium gasoline | Premium gasoline | Retail | Steel | Steel | Field installed cathodic protection |  | Steel |  |  | Field installed cathodic protection | Catchment Basin, Single walled catchment basin | Automatic shutoff device At 95% full | Automatic shutoff device At 95% full |  |  | Continuous Automatic Tank Gauge |  | Automatic flow restrictor (MLLD) | Automatic flow restrictor (MLLD) |  |  | Annual line testing | Annual line testing |  | UST Currently In Use: 0; UST Temp Close: 3; AST Currently In Use: 0; AST Temp Closed: 0 | 0 | 3 | 0 | 24535-097-008391 | SAHAJAAND INC
2853 | Permanently Closed | 1998-01-01 06:00 | 1973-01-01 06:00 | 1998-01-01 06:00 | Petroleum | Unleaded gasoline | Unleaded gasoline |  | Steel | Steel |  | Painted or None | Steel |  | 1901-01-01 06:00 | [15 empty] | UST Currently In Use: 0; UST Temp Close: 0; AST Currently In Use: 0; AST Temp Closed: 0 | 0 | 0 | 3 | 10475-101-011608 | BEN F BEARD OIL CO INC
2854 | Permanently Closed | 1998-01-01 06:00 | 1973-01-01 06:00 | 1998-01-01 06:00 | Petroleum | Unleaded gasoline | Unleaded gasoline |  | Steel | Steel |  | Painted or None | Steel |  | 1901-01-01 06:00 | [15 empty] | UST Currently In Use: 0; UST Temp Close: 0; AST Currently In Use: 0; AST Temp Closed: 0 | 0 | 0 | 3 | 10475-101-011608 | BEN F BEARD OIL CO INC
2855 | Permanently Closed | 1998-01-01 06:00 | 1982-01-01 06:00 | 1998-01-01 06:00 | Petroleum | Unleaded gasoline | Unleaded gasoline |  | Steel | Steel |  | Painted or None | Steel |  | 1901-01-01 06:00 | [15 empty] | UST Currently In Use: 0; UST Temp Close: 0; AST Currently In Use: 0; AST Temp Closed: 0 | 0 | 0 | 3 | 10475-101-011608 | BEN F BEARD OIL CO INC
2856 | Permanently Closed | 1901-01-01 06:00 | 1973-01-01 06:00 |  | Petroleum | Unleaded gasoline | Unleaded gasoline |  | Steel | Steel |  | Painted or None | Steel |  | 1901-01-01 06:00 | [15 empty] | UST Currently In Use: 0; UST Temp Close: 0; AST Currently In Use: 0; AST Temp Closed: 0 | 0 | 0 | 4 | 10475-109-011590 | BEN F BEARD OIL CO INC
2857 | Permanently Closed | 1992-09-07 06:00 | 1973-01-01 06:00 |  | Petroleum | Unleaded gasoline | Unleaded gasoline |  | Steel | Steel |  | Painted or None | Steel |  | 1901-01-01 06:00 | [15 empty] | UST Currently In Use: 0; UST Temp Close: 0; AST Currently In Use: 0; AST Temp Closed: 0 | 0 | 0 | 4 | 10475-109-011590 | BEN F BEARD OIL CO INC
2858 | Permanently Closed | 1992-09-07 06:00 | 1973-01-01 06:00 |  | Petroleum | Unleaded gasoline | Unleaded gasoline |  | Steel | Steel |  | Painted or None | Steel |  | 1901-01-01 06:00 | [15 empty] | UST Currently In Use: 0; UST Temp Close: 0; AST Currently In Use: 0; AST Temp Closed: 0 | 0 | 0 | 4 | 10475-109-011590 | BEN F BEARD OIL CO INC
2859 | Permanently Closed | 1992-09-07 06:00 | 1973-01-01 06:00 |  | Petroleum | Unleaded gasoline | Unleaded gasoline |  | Steel | Steel |  | Painted or None | Steel |  | 1901-01-01 06:00 | [15 empty] | UST Currently In Use: 0; UST Temp Close: 0; AST Currently In Use: 0; AST Temp Closed: 0 | 0 | 0 | 4 | 10475-109-011590 | BEN F BEARD OIL CO INC
2860 | Currently in Use |  | 1973-01-01 06:00 |  | Petroleum | Unleaded gasoline | Unleaded gasoline | Retail | Steel | Steel | Field installed cathodic protection |  | Double Wall, Fiberglass reinforced plastic |  |  |  | Catchment Basin, Single walled catchment basin | Automatic shutoff device At 95% full | Automatic shutoff device At 95% full |  |  | Automatic Tank Gauge |  | Automatic flow restrictor (MLLD), Containment Sump | Containment Sump | Interstitial Monitoring within Secondary Containment |  |  |  |  | UST Currently In Use: 2; UST Temp Close: 0; AST Currently In Use: 0; AST Temp Closed: 0 | 2 | 0 | 0 | 22888-109-011593 | PREM PROPERTIES LLC
2861 | Currently in Use |  | 1901-01-01 06:00 |  | Petroleum | Premium gasoline | Premium gasoline | Retail | Steel | Steel | Field installed cathodic protection |  | Fiberglass reinforced plastic |  |  |  | Catchment Basin, Single walled catchment basin | Automatic shutoff device At 95% full | Automatic shutoff device At 95% full |  |  | Automatic Tank Gauge |  | Automatic flow restrictor (MLLD), Containment Sump | Containment Sump | Interstitial Monitoring within Secondary Containment |  | Continuous alarm system | Continuous alarm system |  | UST Currently In Use: 2; UST Temp Close: 0; AST Currently In Use: 0; AST Temp Closed: 0 | 2 | 0 | 0 | 22888-109-011593 | PREM PROPERTIES LLC
2863 | Permanently Closed | 1993-06-11 06:00 | 1968-01-01 06:00 | 1993-06-11 06:00 | Petroleum | Unleaded gasoline | Unleaded gasoline |  | Steel | Steel |  | Painted or None | Steel |  | 1901-01-01 06:00 | [15 empty] | UST Currently In Use: 3; UST Temp Close: 0; AST Currently In Use: 0; AST Temp Closed: 0 | 3 | 0 | 4 | 24307-109-011594 | BEARD HOLDINGS, LLC
2864 | Permanently Closed | 1993-06-11 06:00 | 1968-01-01 06:00 | 1993-06-11 06:00 | Petroleum | Unleaded gasoline | Unleaded gasoline |  | Steel | Steel |  | Painted or None | Steel |  | 1901-01-01 06:00 | [15 empty] | UST Currently In Use: 3; UST Temp Close: 0; AST Currently In Use: 0; AST Temp Closed: 0 | 3 | 0 | 4 | 24307-109-011594 | BEARD HOLDINGS, LLC
2865 | Permanently Closed | 1993-06-11 06:00 | 1968-01-01 06:00 | 1993-06-11 06:00 | Petroleum | Unleaded gasoline | Unleaded gasoline |  | Steel | Steel |  | Painted or None | Steel |  | 1901-01-01 06:00 | [15 empty] | UST Currently In Use: 3; UST Temp Close: 0; AST Currently In Use: 0; AST Temp Closed: 0 | 3 | 0 | 4 | 24307-109-011594 | BEARD HOLDINGS, LLC
2866 | Permanently Closed | 1993-06-11 06:00 | 1968-01-01 06:00 | 1993-06-11 06:00 | Petroleum | Unleaded gasoline | Unleaded gasoline |  | Steel | Steel |  | Painted or None | Steel |  | 1901-01-01 06:00 | [15 empty] | UST Currently In Use: 3; UST Temp Close: 0; AST Currently In Use: 0; AST Temp Closed: 0 | 3 | 0 | 4 | 24307-109-011594 | BEARD HOLDINGS, LLC
2867 | Currently in Use |  | 1986-01-01 06:00 |  | Petroleum | Unleaded gasoline | Unleaded gasoline | Retail | Single Wall, Steel | Steel | Field installed cathodic protection |  | Double Wall, Fiberglass reinforced plastic |  |  |  | Catchment Basin, Single walled catchment basin | Automatic shutoff device At 95% full | Automatic shutoff device At 95% full |  |  | Continuous Automatic Tank Gauge |  | Automatic flow restrictor (MLLD), MANIFOLDED | Automatic flow restrictor (MLLD) |  |  | Other, MANIFOLDED | Other |  | UST Currently In Use: 3; UST Temp Close: 2; AST Currently In Use: 0; AST Temp Closed: 0 | 3 | 2 | 0 | 25828-109-011595 | RAOJI LLC
2868 | Currently in Use |  | 1986-01-01 06:00 |  | Petroleum | Unleaded gasoline | Unleaded gasoline | Retail | Single Wall, Steel | Steel | Field installed cathodic protection |  | Double Wall, Fiberglass reinforced plastic |  |  |  | Catchment Basin, Single walled catchment basin | Automatic shutoff device At 95% full | Automatic shutoff device At 95% full |  |  | Continuous Automatic Tank Gauge | Single walled submersible pump containment sump | Automatic flow restrictor (MLLD), Containment Sump | Containment Sump | Interstitial Monitoring within Secondary Containment | MANUAL/VISUAL CHECK |  |  |  | UST Currently In Use: 3; UST Temp Close: 2; AST Currently In Use: 0; AST Temp Closed: 0 | 3 | 2 | 0 | 25828-109-011595 | RAOJI LLC
2869 | Currently in Use |  | 1986-01-01 06:00 |  | Petroleum | Premium gasoline | Premium gasoline | Retail | Single Wall, Steel | Steel | Field installed cathodic protection |  | Double Wall, Fiberglass reinforced plastic |  |  |  | Catchment Basin, Single walled catchment basin | Automatic shutoff device At 95% full | Automatic shutoff device At 95% full |  |  | Continuous Automatic Tank Gauge | Single walled submersible pump containment sump | Automatic flow restrictor (MLLD), Containment Sump | Containment Sump | Interstitial Monitoring within Secondary Containment | MANUAL/VISUAL CHECK |  |  |  | UST Currently In Use: 3; UST Temp Close: 2; AST Currently In Use: 0; AST Temp Closed: 0 | 3 | 2 | 0 | 25828-109-011595 | RAOJI LLC
2870 | Temporary Closed | 2015-07-01 06:00 | 1986-01-01 06:00 |  | Petroleum | On road diesel | On road diesel | Retail | Single Wall, Steel | Steel | Field installed cathodic protection |  | Fiberglass reinforced plastic, Single Wall |  |  |  | Catchment Basin, Single walled catchment basin | Automatic shutoff device At 95% full | Automatic shutoff device At 95% full |  |  | Statistical Inventory Reconciliation (SIR) | [8 empty] | UST Currently In Use: 3; UST Temp Close: 2; AST Currently In Use: 0; AST Temp Closed: 0 | 3 | 2 | 0 | 25828-109-011595 | RAOJI LLC
2871 | Temporary Closed | 2014-06-09 06:00 | 1986-01-01 06:00 |  | Petroleum | On road diesel | On road diesel | Retail | Single Wall, Steel | Steel | Field installed cathodic protection |  | Fiberglass reinforced plastic, Single Wall |  |  |  | Catchment Basin, Single walled catchment basin | Automatic shutoff device At 95% full | Automatic shutoff device At 95% full |  |  | Statistical Inventory Reconciliation (SIR) | [8 empty] | UST Currently In Use: 3; UST Temp Close: 2; AST Currently In Use: 0; AST Temp Closed: 0 | 3 | 2 | 0 | 25828-109-011595 | RAOJI LLC
2872 | Permanently Closed | 1999-12-02 06:00 | 1978-01-01 06:00 | 1999-12-02 06:00 | Petroleum | Unleaded gasoline | Unleaded gasoline | Retail | Steel | Steel | Field installed cathodic protection |  | Steel |  | 1901-01-01 06:00 | Field installed cathodic protection | Catchment Basin, Single walled catchment basin | Automatic shutoff device At 95% full | Automatic shutoff device At 95% full |  |  | Statistical Inventory Reconciliation (SIR) | [5 empty] | Annual line testing | Annual line testing |  | UST Currently In Use: 0; UST Temp Close: 0; AST Currently In Use: 0; AST Temp Closed: 0 | 0 | 0 | 3 | 12743-109-011596 | JETER OIL CO
2873 | Permanently Closed | 2014-01-01 06:00 | 1973-01-01 06:00 |  | Petroleum | Unleaded gasoline | Unleaded gasoline | Retail | Steel | Steel | Field installed cathodic protection |  | Steel |  |  | Field installed cathodic protection | Catchment Basin, Single walled catchment basin | Automatic shutoff device At 95% full | Automatic shutoff device At 95% full |  |  | Statistical Inventory Reconciliation (SIR) | [8 empty] | UST Currently In Use: 0; UST Temp Close: 0; AST Currently In Use: 0; AST Temp Closed: 0 | 0 | 0 | 3 | 12743-109-011596 | JETER OIL CO
2874 | Permanently Closed | 2007-12-31 06:00 | 1973-01-01 06:00 |  | Petroleum | Mid-grade gasoline | Mid-grade gasoline | Retail | Steel | Steel | Field installed cathodic protection |  | Steel |  |  | Field installed cathodic protection | [5 empty] | Statistical Inventory Reconciliation (SIR) | [5 empty] | Annual line testing | Annual line testing |  | UST Currently In Use: 0; UST Temp Close: 0; AST Currently In Use: 0; AST Temp Closed: 0 | 0 | 0 | 3 | 12743-109-011596 | JETER OIL CO
2875 | Permanently Closed | 1994-09-01 06:00 | 1968-01-01 06:00 | 1994-09-23 06:00 | Petroleum | Unleaded gasoline | Unleaded gasoline |  | Steel | Steel | Coated & cathodic protection (sti-P3) |  | Steel |  | 1901-01-01 06:00 | [12 empty] | Annual line testing | Annual line testing |  | UST Currently In Use: 0; UST Temp Close: 0; AST Currently In Use: 0; AST Temp Closed: 0 | 0 | 0 | 3 | 10475-109-011597 | BEN F BEARD OIL CO INC
2876 | Permanently Closed | 1994-09-01 06:00 | 1968-01-01 06:00 | 1994-09-23 06:00 | Petroleum | Unleaded gasoline | Unleaded gasoline |  | Steel | Steel | Coated & cathodic protection (sti-P3) |  | Steel |  | 1901-01-01 06:00 | [12 empty] | Annual line testing | Annual line testing |  | UST Currently In Use: 0; UST Temp Close: 0; AST Currently In Use: 0; AST Temp Closed: 0 | 0 | 0 | 3 | 10475-109-011597 | BEN F BEARD OIL CO INC
2877 | Permanently Closed | 1994-09-01 06:00 | 1968-01-01 06:00 | 1994-09-23 06:00 | Petroleum | Unleaded gasoline | Unleaded gasoline |  | Steel | Steel | Coated & cathodic protection (sti-P3) |  | Steel |  | 1901-01-01 06:00 | [12 empty] | Annual line testing | Annual line testing |  | UST Currently In Use: 0; UST Temp Close: 0; AST Currently In Use: 0; AST Temp Closed: 0 | 0 | 0 | 3 | 10475-109-011597 | BEN F BEARD OIL CO INC
2878 | Permanently Closed | 1901-01-01 06:00 | 1968-01-01 06:00 | 1990-11-28 06:00 | Petroleum | Unleaded gasoline | Unleaded gasoline |  | Steel | Steel |  | Painted or None | Steel |  | 1901-01-01 06:00 | [15 empty] | UST Currently In Use: 4; UST Temp Close: 1; AST Currently In Use: 1; AST Temp Closed: 0 | 4 | 1 | 3 | 22400-109-011598 | ALAN R. ROTTON
2879 | Permanently Closed | 1901-01-01 06:00 | 1968-01-01 06:00 | 1990-11-28 06:00 | Petroleum | Unleaded gasoline | Unleaded gasoline |  | Steel | Steel |  | Painted or None | Steel |  | 1901-01-01 06:00 | [15 empty] | UST Currently In Use: 4; UST Temp Close: 1; AST Currently In Use: 1; AST Temp Closed: 0 | 4 | 1 | 3 | 22400-109-011598 | ALAN R. ROTTON
2880 | Permanently Closed | 1901-01-01 06:00 | 1968-01-01 06:00 | 1990-11-28 06:00 | Petroleum | Unleaded gasoline | Unleaded gasoline |  | Steel | Steel |  | Painted or None | Steel |  | 1901-01-01 06:00 | [15 empty] | UST Currently In Use: 4; UST Temp Close: 1; AST Currently In Use: 1; AST Temp Closed: 0 | 4 | 1 | 3 | 22400-109-011598 | ALAN R. ROTTON
2881 | Permanently Closed | 1990-11-14 06:00 | 1973-01-01 06:00 | 1998-07-10 06:00 | Petroleum | Unleaded gasoline | Unleaded gasoline |  | Steel | Steel |  | Painted or None | Steel |  | 1901-01-01 06:00 | [15 empty] | UST Currently In Use: 0; UST Temp Close: 0; AST Currently In Use: 0; AST Temp Closed: 0 | 0 | 0 | 3 | 10475-109-011601 | BEN F BEARD OIL CO INC
2882 | Permanently Closed | 1990-11-14 06:00 | 1973-01-01 06:00 | 1998-07-10 06:00 | Petroleum | Unleaded gasoline | Unleaded gasoline |  | Steel | Steel |  | Painted or None | Steel |  | 1901-01-01 06:00 | [15 empty] | UST Currently In Use: 0; UST Temp Close: 0; AST Currently In Use: 0; AST Temp Closed: 0 | 0 | 0 | 3 | 10475-109-011601 | BEN F BEARD OIL CO INC
2883 | Permanently Closed | 1990-11-14 06:00 | 1973-01-01 06:00 | 1998-07-10 06:00 | Petroleum | Unleaded gasoline | Unleaded gasoline |  | Steel | Steel |  | Painted or None | Steel |  | 1901-01-01 06:00 | [15 empty] | UST Currently In Use: 0; UST Temp Close: 0; AST Currently In Use: 0; AST Temp Closed: 0 | 0 | 0 | 3 | 10475-109-011601 | BEN F BEARD OIL CO INC
2884 | Permanently Closed | 1993-02-23 06:00 | 1968-01-01 06:00 | 1993-02-23 06:00 | Petroleum | Unleaded gasoline | Unleaded gasoline |  | Steel | Steel |  | Painted or None | Steel |  | 1901-01-01 06:00 | [15 empty] | UST Currently In Use: 0; UST Temp Close: 0; AST Currently In Use: 0; AST Temp Closed: 0 | 0 | 0 | 2 | 10475-109-011604 | BEN F BEARD OIL CO INC
2885 | Permanently Closed | 1993-02-23 06:00 | 1968-01-01 06:00 | 1993-02-23 06:00 | Petroleum | Unleaded gasoline | Unleaded gasoline |  | Steel | Steel |  | Painted or None | Steel |  | 1901-01-01 06:00 | [15 empty] | UST Currently In Use: 0; UST Temp Close: 0; AST Currently In Use: 0; AST Temp Closed: 0 | 0 | 0 | 2 | 10475-109-011604 | BEN F BEARD OIL CO INC
2886 | Permanently Closed | 1997-02-08 06:00 | 1971-01-01 06:00 | 1999-02-08 06:00 | Petroleum | Unleaded gasoline | Unleaded gasoline | Retail | Steel | Steel |  | Painted or None | Steel |  | 1901-01-01 06:00 |  |  | Automatic shutoff device At 95% full | Automatic shutoff device At 95% full | [8 empty] | Annual line testing | Annual line testing |  | UST Currently In Use: 0; UST Temp Close: 0; AST Currently In Use: 0; AST Temp Closed: 0 | 0 | 0 | 5 | 10475-109-011605 | BEN F BEARD OIL CO INC
2887 | Permanently Closed | 1997-02-08 06:00 | 1971-01-01 06:00 | 1999-02-08 06:00 | Petroleum | Unleaded gasoline | Unleaded gasoline | Retail | Steel | Steel |  | Painted or None | Steel |  | 1901-01-01 06:00 |  |  | Automatic shutoff device At 95% full | Automatic shutoff device At 95% full | [8 empty] | Annual line testing | Annual line testing |  | UST Currently In Use: 0; UST Temp Close: 0; AST Currently In Use: 0; AST Temp Closed: 0 | 0 | 0 | 5 | 10475-109-011605 | BEN F BEARD OIL CO INC
2888 | Permanently Closed | 1997-02-08 06:00 | 1971-01-01 06:00 | 1999-02-08 06:00 | Petroleum | Unleaded gasoline | Unleaded gasoline | Retail | Steel | Steel |  | Painted or None | Steel |  | 1901-01-01 06:00 |  |  | Automatic shutoff device At 95% full | Automatic shutoff device At 95% full | [8 empty] | Annual line testing | Annual line testing |  | UST Currently In Use: 0; UST Temp Close: 0; AST Currently In Use: 0; AST Temp Closed: 0 | 0 | 0 | 5 | 10475-109-011605 | BEN F BEARD OIL CO INC
2889 | Permanently Closed | 1999-02-08 06:00 | 1971-01-01 06:00 | 1999-02-08 06:00 | Petroleum | On road diesel | On road diesel | Retail | Steel | Steel |  | Painted or None | Steel |  | 1901-01-01 06:00 |  |  | Automatic shutoff device At 95% full | Automatic shutoff device At 95% full | [8 empty] | Annual line testing | Annual line testing |  | UST Currently In Use: 0; UST Temp Close: 0; AST Currently In Use: 0; AST Temp Closed: 0 | 0 | 0 | 5 | 10475-109-011605 | BEN F BEARD OIL CO INC
2890 | Permanently Closed | 1997-02-08 06:00 | 1971-01-01 06:00 | 1999-02-08 06:00 | Petroleum | On road diesel | On road diesel | Retail | Steel | Steel |  | Painted or None | Steel |  | 1901-01-01 06:00 |  |  | Automatic shutoff device At 95% full | Automatic shutoff device At 95% full | [8 empty] | Annual line testing | Annual line testing |  | UST Currently In Use: 0; UST Temp Close: 0; AST Currently In Use: 0; AST Temp Closed: 0 | 0 | 0 | 5 | 10475-109-011605 | BEN F BEARD OIL CO INC
2891 | Permanently Closed | 1992-09-07 06:00 | 1963-01-01 06:00 |  | Petroleum | Unleaded gasoline | Unleaded gasoline |  | Steel | Steel |  | Painted or None | Steel |  | 1901-01-01 06:00 | [15 empty] | UST Currently In Use: 0; UST Temp Close: 0; AST Currently In Use: 0; AST Temp Closed: 0 | 0 | 0 | 1 | 10475-109-011606 | BEN F BEARD OIL CO INC
2892 | Currently in Use |  | 1978-04-01 06:00 |  | Petroleum | Mid-grade gasoline | Mid-grade gasoline | Retail | Steel | Steel | Field installed cathodic protection |  | Fiberglass reinforced plastic |  | 1901-01-01 06:00 |  | Catchment Basin, Single walled catchment basin | Automatic shutoff device At 95% full | Automatic shutoff device At 95% full |  |  | Continuous Automatic Tank Gauge |  | Automatic flow restrictor (MLLD) | Automatic flow restrictor (MLLD) |  |  | Annual line testing | Annual line testing |  | UST Currently In Use: 5; UST Temp Close: 0; AST Currently In Use: 1; AST Temp Closed: 0 | 5 | 0 | 0 | 22830-109-011607 | R.S. LORD, LLC
2893 | Currently in Use |  | 1978-04-01 06:00 |  | Petroleum | On road diesel | On road diesel | Retail | Steel | Steel | Field installed cathodic protection |  | Fiberglass reinforced plastic |  | 1901-01-01 06:00 |  | Catchment Basin, Single walled catchment basin | Automatic shutoff device At 95% full | Automatic shutoff device At 95% full |  |  | Continuous Automatic Tank Gauge |  | Automatic flow restrictor (MLLD) | Automatic flow restrictor (MLLD) |  |  | Annual line testing | Annual line testing |  | UST Currently In Use: 5; UST Temp Close: 0; AST Currently In Use: 1; AST Temp Closed: 0 | 5 | 0 | 0 | 22830-109-011607 | R.S. LORD, LLC
2894 | Currently in Use |  | 1978-04-01 06:00 |  | Petroleum | Premium gasoline | Premium gasoline | Retail | Steel | Steel | Field installed cathodic protection |  | Fiberglass reinforced plastic |  | 1901-01-01 06:00 |  | Catchment Basin, Single walled catchment basin | Automatic shutoff device At 95% full | Automatic shutoff device At 95% full |  |  | Continuous Automatic Tank Gauge |  | Automatic flow restrictor (MLLD) | Automatic flow restrictor (MLLD) |  |  | Annual line testing | Annual line testing |  | UST Currently In Use: 5; UST Temp Close: 0; AST Currently In Use: 1; AST Temp Closed: 0 | 5 | 0 | 0 | 22830-109-011607 | R.S. LORD, LLC
2895 | Permanently Closed | 1992-02-27 06:00 | 1971-01-01 06:00 | 1992-02-27 06:00 | Petroleum | Unleaded gasoline | Unleaded gasoline |  | Steel | Steel |  | Painted or None | Steel |  | 1901-01-01 06:00 | [15 empty] | UST Currently In Use: 0; UST Temp Close: 0; AST Currently In Use: 0; AST Temp Closed: 0 | 0 | 0 | 3 | 10475-109-011609 | BEN F BEARD OIL CO INC
2896 | Permanently Closed | 1992-02-27 06:00 | 1971-01-01 06:00 | 1992-02-27 06:00 | Petroleum | Unleaded gasoline | Unleaded gasoline |  | Steel | Steel |  | Painted or None | Steel |  | 1901-01-01 06:00 | [15 empty] | UST Currently In Use: 0; UST Temp Close: 0; AST Currently In Use: 0; AST Temp Closed: 0 | 0 | 0 | 3 | 10475-109-011609 | BEN F BEARD OIL CO INC
2897 | Permanently Closed | 1992-02-27 06:00 | 1975-01-01 06:00 | 1992-02-27 06:00 | Petroleum | On road diesel | On road diesel |  | Steel | Steel |  | Painted or None | Steel |  | 1901-01-01 06:00 | [15 empty] | UST Currently In Use: 0; UST Temp Close: 0; AST Currently In Use: 0; AST Temp Closed: 0 | 0 | 0 | 3 | 10475-109-011609 | BEN F BEARD OIL CO INC
2898 | Permanently Closed | 1901-01-01 06:00 | 1971-01-01 06:00 | 1988-12-16 06:00 | Petroleum | Unleaded gasoline | Unleaded gasoline |  | Steel | Steel |  | Painted or None | Steel |  | 1901-01-01 06:00 | [15 empty] | UST Currently In Use: 0; UST Temp Close: 0; AST Currently In Use: 0; AST Temp Closed: 0 | 0 | 0 | 1 | 10475-109-011610 | BEN F BEARD OIL CO INC
2899 | Permanently Closed | 1984-05-01 06:00 | 1971-01-01 06:00 | 1988-12-14 06:00 | Petroleum | Unleaded gasoline | Unleaded gasoline |  | Steel | Steel |  | Painted or None | Steel |  | 1901-01-01 06:00 | [15 empty] | UST Currently In Use: 0; UST Temp Close: 0; AST Currently In Use: 0; AST Temp Closed: 0 | 0 | 0 | 4 | 10475-109-011613 | BEN F BEARD OIL CO INC
2900 | Permanently Closed | 1984-05-01 06:00 | 1971-01-01 06:00 | 1988-12-14 06:00 | Petroleum | Unleaded gasoline | Unleaded gasoline |  | Steel | Steel |  | Painted or None | Steel |  | 1901-01-01 06:00 | [15 empty] | UST Currently In Use: 0; UST Temp Close: 0; AST Currently In Use: 0; AST Temp Closed: 0 | 0 | 0 | 4 | 10475-109-011613 | BEN F BEARD OIL CO INC
2901 | Permanently Closed | 1984-05-01 06:00 | 1973-01-01 06:00 | 1988-12-14 06:00 | Petroleum | Unleaded gasoline | Unleaded gasoline |  | Steel | Steel |  | Painted or None | Steel |  | 1901-01-01 06:00 | [15 empty] | UST Currently In Use: 0; UST Temp Close: 0; AST Currently In Use: 0; AST Temp Closed: 0 | 0 | 0 | 4 | 10475-109-011613 | BEN F BEARD OIL CO INC
2902 | Permanently Closed | 1984-05-01 06:00 | 1973-01-01 06:00 | 1988-12-14 06:00 | Petroleum | Unleaded gasoline | Unleaded gasoline |  | Steel | Steel |  | Painted or None | Steel |  | 1901-01-01 06:00 | [15 empty] | UST Currently In Use: 0; UST Temp Close: 0; AST Currently In Use: 0; AST Temp Closed: 0 | 0 | 0 | 4 | 10475-109-011613 | BEN F BEARD OIL CO INC
2903 | Permanently Closed | 1985-09-01 06:00 | 1963-01-01 06:00 | 1988-12-07 06:00 | Petroleum | Unleaded gasoline | Unleaded gasoline |  | Steel | Steel |  | Painted or None | Steel |  | 1901-01-01 06:00 | [15 empty] | UST Currently In Use: 0; UST Temp Close: 0; AST Currently In Use: 0; AST Temp Closed: 0 | 0 | 0 | 3 | 10475-109-011614 | BEN F BEARD OIL CO INC
2904 | Permanently Closed | 1985-09-01 06:00 | 1963-01-01 06:00 | 1988-12-07 06:00 | Petroleum | Unleaded gasoline | Unleaded gasoline |  | Steel | Steel |  | Painted or None | Steel |  | 1901-01-01 06:00 | [15 empty] | UST Currently In Use: 0; UST Temp Close: 0; AST Currently In Use: 0; AST Temp Closed: 0 | 0 | 0 | 3 | 10475-109-011614 | BEN F BEARD OIL CO INC
2905 | Permanently Closed | 1985-09-01 06:00 | 1963-01-01 06:00 | 1988-12-07 06:00 | Petroleum | Unleaded gasoline | Unleaded gasoline |  | Steel | Steel |  | Painted or None | Steel |  | 1901-01-01 06:00 | [15 empty] | UST Currently In Use: 0; UST Temp Close: 0; AST Currently In Use: 0; AST Temp Closed: 0 | 0 | 0 | 3 | 10475-109-011614 | BEN F BEARD OIL CO INC
2906 | Permanently Closed | 1984-05-01 06:00 | 1966-01-01 06:00 | 1988-12-09 06:00 | Petroleum | Unleaded gasoline | Unleaded gasoline |  | Steel | Steel |  | Painted or None | Steel |  | 1901-01-01 06:00 | [15 empty] | UST Currently In Use: 0; UST Temp Close: 0; AST Currently In Use: 0; AST Temp Closed: 0 | 0 | 0 | 2 | 10475-109-011616 | BEN F BEARD OIL CO INC
2907 | Permanently Closed | 1984-05-01 06:00 | 1966-01-01 06:00 | 1988-12-09 06:00 | Petroleum | Unleaded gasoline | Unleaded gasoline |  | Steel | Steel |  | Painted or None | Steel |  | 1901-01-01 06:00 | [15 empty] | UST Currently In Use: 0; UST Temp Close: 0; AST Currently In Use: 0; AST Temp Closed: 0 | 0 | 0 | 2 | 10475-109-011616 | BEN F BEARD OIL CO INC
2908 | Permanently Closed | 1979-08-01 06:00 | 1967-01-01 06:00 | 1988-12-13 06:00 | Petroleum | Unleaded gasoline | Unleaded gasoline |  | Steel | Steel |  | Painted or None | Steel |  | 1901-01-01 06:00 | [15 empty] | UST Currently In Use: 0; UST Temp Close: 0; AST Currently In Use: 0; AST Temp Closed: 0 | 0 | 0 | 3 | 10475-109-011617 | BEN F BEARD OIL CO INC
2909 | Permanently Closed | 1979-08-01 06:00 | 1967-01-01 06:00 | 1988-12-13 06:00 | Petroleum | Unleaded gasoline | Unleaded gasoline |  | Steel | Steel |  | Painted or None | Steel |  | 1901-01-01 06:00 | [15 empty] | UST Currently In Use: 0; UST Temp Close: 0; AST Currently In Use: 0; AST Temp Closed: 0 | 0 | 0 | 3 | 10475-109-011617 | BEN F BEARD OIL CO INC
2910 | Permanently Closed | 1979-08-01 06:00 | 1967-01-01 06:00 | 1988-12-13 06:00 | Petroleum | Unleaded gasoline | Unleaded gasoline |  | Steel | Steel |  | Painted or None | Steel |  | 1901-01-01 06:00 | [15 empty] | UST Currently In Use: 0; UST Temp Close: 0; AST Currently In Use: 0; AST Temp Closed: 0 | 0 | 0 | 3 | 10475-109-011617 | BEN F BEARD OIL CO INC
2911 | Permanently Closed | 1985-08-01 06:00 | 1963-01-01 06:00 | 1988-12-08 06:00 | Petroleum | Unleaded gasoline | Unleaded gasoline |  | Steel | Steel |  | Painted or None | Steel |  | 1901-01-01 06:00 | [15 empty] | UST Currently In Use: 0; UST Temp Close: 0; AST Currently In Use: 0; AST Temp Closed: 0 | 0 | 0 | 1 | 10475-109-011618 | BEN F BEARD OIL CO INC
2912 | Permanently Closed | 1979-10-01 06:00 | 1965-01-01 06:00 | 1988-12-15 06:00 | Petroleum | Unleaded gasoline | Unleaded gasoline |  | Steel | Steel |  | Painted or None | Steel |  | 1901-01-01 06:00 | [15 empty] | UST Currently In Use: 0; UST Temp Close: 0; AST Currently In Use: 0; AST Temp Closed: 0 | 0 | 0 | 3 | 10475-109-011619 | BEN F BEARD OIL CO INC
2913 | Permanently Closed | 1979-10-01 06:00 | 1965-01-01 06:00 | 1988-12-15 06:00 | Petroleum | Unleaded gasoline | Unleaded gasoline |  | Steel | Steel |  | Painted or None | Steel |  | 1901-01-01 06:00 | [15 empty] | UST Currently In Use: 0; UST Temp Close: 0; AST Currently In Use: 0; AST Temp Closed: 0 | 0 | 0 | 3 | 10475-109-011619 | BEN F BEARD OIL CO INC
2914 | Permanently Closed | 1979-10-01 06:00 | 1965-01-01 06:00 | 1988-12-15 06:00 | Petroleum | Unleaded gasoline | Unleaded gasoline |  | Steel | Steel |  | Painted or None | Steel |  | 1901-01-01 06:00 | [15 empty] | UST Currently In Use: 0; UST Temp Close: 0; AST Currently In Use: 0; AST Temp Closed: 0 | 0 | 0 | 3 | 10475-109-011619 | BEN F BEARD OIL CO INC
2915 | Permanently Closed | 1990-12-21 06:00 | 1966-01-01 06:00 | 1992-02-04 06:00 | Petroleum | Unleaded gasoline | Unleaded gasoline |  | Steel | Steel |  | Painted or None | Steel |  | 1901-01-01 06:00 | [15 empty] | UST Currently In Use: 2; UST Temp Close: 0; AST Currently In Use: 0; AST Temp Closed: 0 | 2 | 0 | 1 | 14454-109-011621 | SOUTH ALABAMA ELECTRIC COOPERATIVE
2917 | Currently in Use |  | 1987-01-01 06:00 |  | Petroleum | Unleaded gasoline | Unleaded gasoline | Retail | Steel | Steel | Coated & cathodic protection (sti-P3) |  | Fiberglass reinforced plastic |  |  | Other, FLXS ISOLA | Catchment Basin, Single walled catchment basin | Automatic shutoff device At 95% full | Automatic shutoff device At 95% full |  |  | Continuous Automatic Tank Gauge |  | Automatic flow restrictor (MLLD), Containment Sump, MANIFOLDED | Containment Sump |  | SENSOR TO ATG | Annual line testing, Other, MANIFOLDED | Other |  | UST Currently In Use: 3; UST Temp Close: 0; AST Currently In Use: 0; AST Temp Closed: 0 | 3 | 0 | 0 | 22888-005-014199 | PREM PROPERTIES LLC
2918 | Currently in Use |  | 1987-01-01 06:00 |  | Petroleum | Unleaded gasoline | Unleaded gasoline | Retail | Steel | Steel | Coated & cathodic protection (sti-P3) |  | Fiberglass reinforced plastic |  |  | Other, FLXS ISOLA | Catchment Basin, Single walled catchment basin | Automatic shutoff device At 95% full | Automatic shutoff device At 95% full |  |  | Continuous Automatic Tank Gauge |  | Automatic flow restrictor (MLLD), MANIFOLDED | Automatic flow restrictor (MLLD) | Interstitial Monitoring within Secondary Containment | SENSOR TO ATG | Annual line testing, Continuous alarm system | Continuous alarm system |  | UST Currently In Use: 3; UST Temp Close: 0; AST Currently In Use: 0; AST Temp Closed: 0 | 3 | 0 | 0 | 22888-005-014199 | PREM PROPERTIES LLC
2919 | Currently in Use |  | 1987-01-01 06:00 |  | Petroleum | Premium gasoline | Premium gasoline | Retail | Steel | Steel | Coated & cathodic protection (sti-P3) |  | Fiberglass reinforced plastic |  |  | Other, FLXS ISOLA | Catchment Basin, Single walled catchment basin | Automatic shutoff device At 95% full | Automatic shutoff device At 95% full |  |  | Continuous Automatic Tank Gauge |  | Automatic flow restrictor (MLLD), Containment Sump | Containment Sump | Interstitial Monitoring within Secondary Containment | SENSOR TO ATG | Annual line testing, Continuous alarm system | Continuous alarm system |  | UST Currently In Use: 3; UST Temp Close: 0; AST Currently In Use: 0; AST Temp Closed: 0 | 3 | 0 | 0 | 22888-005-014199 | PREM PROPERTIES LLC
2920 | Currently in Use |  | 1968-01-01 06:00 |  | Petroleum | Unleaded gasoline | Unleaded gasoline | Retail | Steel, 8K/8K | Steel | Field installed cathodic protection |  | Flexible |  |  | Other, FLXS ISOLA | Catchment Basin, Single walled catchment basin | Automatic shutoff device At 95% full | Automatic shutoff device At 95% full |  |  | Continuous Automatic Tank Gauge |  | Automatic flow restrictor (MLLD) | Automatic flow restrictor (MLLD) |  |  | Annual line testing | Annual line testing |  | UST Currently In Use: 2; UST Temp Close: 0; AST Currently In Use: 0; AST Temp Closed: 0 | 2 | 0 | 0 | 25035-121-008398 | MAHANT SWAMI LLC
2922 | Currently in Use |  | 1972-01-01 06:00 |  | Petroleum | Premium gasoline | Premium gasoline | Retail | Steel | Steel | Field installed cathodic protection |  | Flexible |  |  | Other, FLXS ISOLA | Catchment Basin, Single walled catchment basin | Automatic shutoff device At 95% full | Automatic shutoff device At 95% full |  |  | Continuous Automatic Tank Gauge |  | Automatic flow restrictor (MLLD) | Automatic flow restrictor (MLLD) |  |  | Annual line testing | Annual line testing |  | UST Currently In Use: 2; UST Temp Close: 0; AST Currently In Use: 0; AST Temp Closed: 0 | 2 | 0 | 0 | 25035-121-008398 | MAHANT SWAMI LLC
2923 | Permanently Closed | 1989-02-15 06:00 | 1972-01-01 06:00 | 1989-02-15 06:00 | Petroleum | Unleaded gasoline | Unleaded gasoline |  | Steel | Steel |  | Painted or None | Steel |  | 1901-01-01 06:00 | [15 empty] | UST Currently In Use: 0; UST Temp Close: 0; AST Currently In Use: 0; AST Temp Closed: 0 | 0 | 0 | 5 | 10477-097-005986 | BEN M RADCLIFF
2924 | Permanently Closed | 1989-02-15 06:00 | 1972-01-01 06:00 | 1989-02-15 06:00 | Petroleum | Unleaded gasoline | Unleaded gasoline |  | Steel | Steel |  | Painted or None | Steel |  | 1901-01-01 06:00 | [15 empty] | UST Currently In Use: 0; UST Temp Close: 0; AST Currently In Use: 0; AST Temp Closed: 0 | 0 | 0 | 5 | 10477-097-005986 | BEN M RADCLIFF
2925 | Permanently Closed | 1989-02-15 06:00 | 1972-01-01 06:00 | 1989-02-15 06:00 | Petroleum | Unleaded gasoline | Unleaded gasoline |  | Steel | Steel |  | Painted or None | Steel |  | 1901-01-01 06:00 | [15 empty] | UST Currently In Use: 0; UST Temp Close: 0; AST Currently In Use: 0; AST Temp Closed: 0 | 0 | 0 | 5 | 10477-097-005986 | BEN M RADCLIFF
2926 | Permanently Closed | 1989-02-15 06:00 | 1972-01-01 06:00 | 1989-02-15 06:00 | Petroleum | On road diesel | On road diesel |  | Steel | Steel |  | Painted or None | Steel |  | 1901-01-01 06:00 | [15 empty] | UST Currently In Use: 0; UST Temp Close: 0; AST Currently In Use: 0; AST Temp Closed: 0 | 0 | 0 | 5 | 10477-097-005986 | BEN M RADCLIFF
2927 | Permanently Closed | 1989-02-15 06:00 | 1972-01-01 06:00 | 1989-02-15 06:00 | Petroleum | On road diesel | On road diesel |  | Steel | Steel |  | Painted or None | Steel |  | 1901-01-01 06:00 | [15 empty] | UST Currently In Use: 0; UST Temp Close: 0; AST Currently In Use: 0; AST Temp Closed: 0 | 0 | 0 | 5 | 10477-097-005986 | BEN M RADCLIFF
2928 | Permanently Closed | 1986-06-01 06:00 | 1972-01-01 06:00 | 1988-01-01 06:00 | Petroleum | Unleaded gasoline | Unleaded gasoline |  | Steel | Steel |  | Painted or None | Steel |  | 1901-01-01 06:00 | [15 empty] | UST Currently In Use: 3; UST Temp Close: 0; AST Currently In Use: 0; AST Temp Closed: 0 | 3 | 0 | 3 | 23429-015-006087 | MUSA PROPERTIES, LLC
2929 | Permanently Closed | 1986-06-01 06:00 | 1972-01-01 06:00 | 1988-01-01 06:00 | Petroleum | Unleaded gasoline | Unleaded gasoline |  | Steel | Steel |  | Painted or None | Steel |  | 1901-01-01 06:00 | [15 empty] | UST Currently In Use: 3; UST Temp Close: 0; AST Currently In Use: 0; AST Temp Closed: 0 | 3 | 0 | 3 | 23429-015-006087 | MUSA PROPERTIES, LLC
2930 | Permanently Closed | 1986-06-01 06:00 | 1972-01-01 06:00 | 1988-01-01 06:00 | Petroleum | Unleaded gasoline | Unleaded gasoline |  | Steel | Steel |  | Painted or None | Steel |  | 1901-01-01 06:00 | [15 empty] | UST Currently In Use: 3; UST Temp Close: 0; AST Currently In Use: 0; AST Temp Closed: 0 | 3 | 0 | 3 | 23429-015-006087 | MUSA PROPERTIES, LLC
2931 | Currently in Use |  | 1985-01-01 06:00 |  | Petroleum | Unleaded gasoline | Unleaded gasoline | Retail | Single Wall, Steel | Steel | Coated & cathodic protection (sti-P3) |  | Fiberglass reinforced plastic, Single Wall |  |  |  | Catchment Basin, Single walled catchment basin | Automatic shutoff device At 95% full | Automatic shutoff device At 95% full |  |  | Continuous Automatic Tank Gauge |  | Automatic flow restrictor (MLLD) | Automatic flow restrictor (MLLD) |  |  | Annual line testing | Annual line testing |  | UST Currently In Use: 3; UST Temp Close: 0; AST Currently In Use: 0; AST Temp Closed: 0 | 3 | 0 | 3 | 23429-015-006087 | MUSA PROPERTIES, LLC
2932 | Currently in Use |  | 1985-01-01 06:00 |  | Petroleum | On road diesel | On road diesel | Retail | Single Wall, Steel | Steel | Coated & cathodic protection (sti-P3) |  | Fiberglass reinforced plastic, Single Wall |  |  |  | Catchment Basin, Single walled catchment basin | Automatic shutoff device At 95% full | Automatic shutoff device At 95% full |  |  | Continuous Automatic Tank Gauge |  | Automatic flow restrictor (MLLD) | Automatic flow restrictor (MLLD) |  |  | Annual line testing | Annual line testing |  | UST Currently In Use: 3; UST Temp Close: 0; AST Currently In Use: 0; AST Temp Closed: 0 | 3 | 0 | 3 | 23429-015-006087 | MUSA PROPERTIES, LLC
2933 | Currently in Use |  | 1985-01-01 06:00 |  | Petroleum | Premium gasoline | Premium gasoline | Retail | Single Wall, Steel | Steel | Coated & cathodic protection (sti-P3) |  | Fiberglass reinforced plastic, Single Wall |  |  |  | Catchment Basin, Single walled catchment basin | Automatic shutoff device At 95% full | Automatic shutoff device At 95% full |  |  | Continuous Automatic Tank Gauge |  | Automatic flow restrictor (MLLD) | Automatic flow restrictor (MLLD) |  |  | Annual line testing | Annual line testing |  | UST Currently In Use: 3; UST Temp Close: 0; AST Currently In Use: 0; AST Temp Closed: 0 | 3 | 0 | 3 | 23429-015-006087 | MUSA PROPERTIES, LLC
2934 | Retired | 1988-12-21 06:00 | 1975-01-01 06:00 |  | Petroleum | Unleaded gasoline | Unleaded gasoline |  | Steel | Steel |  | Painted or None | Steel |  | 1901-01-01 06:00 | [15 empty] | UST Currently In Use: 0; UST Temp Close: 0; AST Currently In Use: 0; AST Temp Closed: 0 | 0 | 0 | 0 | 10479-119-010460 | BEN WALKER GROCERY
2935 | Retired | 1988-12-21 06:00 | 1975-01-01 06:00 |  | Petroleum | Unleaded gasoline | Unleaded gasoline |  | Steel | Steel |  | Painted or None | Steel |  | 1901-01-01 06:00 | [15 empty] | UST Currently In Use: 0; UST Temp Close: 0; AST Currently In Use: 0; AST Temp Closed: 0 | 0 | 0 | 0 | 10479-119-010460 | BEN WALKER GROCERY
2936 | Permanently Closed | 1901-01-01 06:00 | 1969-01-01 06:00 | 1990-12-15 06:00 | Petroleum | Unleaded gasoline | Unleaded gasoline |  | Steel | Steel |  | Painted or None | Steel |  | 1901-01-01 06:00 | [15 empty] | UST Currently In Use: 0; UST Temp Close: 0; AST Currently In Use: 0; AST Temp Closed: 0 | 0 | 0 | 3 | 10480-081-002383 | BENJAMIN H DAY & DONALD E LULOFF
2937 | Permanently Closed | 1901-01-01 06:00 | 1969-01-01 06:00 | 1990-12-15 06:00 | Petroleum | Unleaded gasoline | Unleaded gasoline |  | Steel | Steel |  | Painted or None | Steel |  | 1901-01-01 06:00 | [15 empty] | UST Currently In Use: 0; UST Temp Close: 0; AST Currently In Use: 0; AST Temp Closed: 0 | 0 | 0 | 3 | 10480-081-002383 | BENJAMIN H DAY & DONALD E LULOFF
2938 | Permanently Closed | 1901-01-01 06:00 | 1969-01-01 06:00 | 1990-12-15 06:00 | Petroleum | Unleaded gasoline | Unleaded gasoline |  | Steel | Steel |  | Painted or None | Steel |  | 1901-01-01 06:00 | [15 empty] | UST Currently In Use: 0; UST Temp Close: 0; AST Currently In Use: 0; AST Temp Closed: 0 | 0 | 0 | 3 | 10480-081-002383 | BENJAMIN H DAY & DONALD E LULOFF
2939 | Permanently Closed | 1992-01-01 06:00 | 1969-01-01 06:00 | 1999-05-03 06:00 | Petroleum | Used oil | Used oil |  | Steel | Steel |  | Painted or None | Steel |  | 1901-01-01 06:00 |  | Other, EXEMPT | Other, EXEMPT | Other | [11 empty] | UST Currently In Use: 0; UST Temp Close: 0; AST Currently In Use: 0; AST Temp Closed: 0 | 0 | 0 | 1 | 19958-015-000077 | RON NEWTON PONTIAC-CADILLAC
2940 | Retired | 1978-05-01 06:00 | 1958-01-01 06:00 |  | Petroleum | Other, EMPTY | Other | [7 empty] | 1901-01-01 06:00 | [15 empty] | UST Currently In Use: 0; UST Temp Close: 0; AST Currently In Use: 0; AST Temp Closed: 0 | 0 | 0 | 0 | 10482-069-012414 | BENNIE MCNEILL
2941 | Retired | 1978-05-01 06:00 | 1958-01-01 06:00 |  | Petroleum | Other, EMPTY | Other | [7 empty] | 1901-01-01 06:00 | [15 empty] | UST Currently In Use: 0; UST Temp Close: 0; AST Currently In Use: 0; AST Temp Closed: 0 | 0 | 0 | 0 | 10482-069-012414 | BENNIE MCNEILL
2942 | Permanently Closed | 1989-01-01 06:00 | 1973-01-01 06:00 | 1991-08-28 06:00 | Petroleum | Unleaded gasoline | Unleaded gasoline |  | Steel | Steel |  | Painted or None | Steel |  | 1901-01-01 06:00 | [15 empty] | UST Currently In Use: 0; UST Temp Close: 0; AST Currently In Use: 0; AST Temp Closed: 0 | 0 | 0 | 3 | 10483-121-012940 | BETTY MORRIS PEAVEY
2943 | Permanently Closed | 1989-01-01 06:00 | 1973-01-01 06:00 | 1991-08-28 06:00 | Petroleum | Unleaded gasoline | Unleaded gasoline |  | Steel | Steel |  | Painted or None | Steel |  | 1901-01-01 06:00 | [15 empty] | UST Currently In Use: 0; UST Temp Close: 0; AST Currently In Use: 0; AST Temp Closed: 0 | 0 | 0 | 3 | 10483-121-012940 | BETTY MORRIS PEAVEY
2944 | Permanently Closed | 1989-01-01 06:00 | 1973-01-01 06:00 | 1991-08-28 06:00 | Petroleum | On road diesel | On road diesel |  | Steel | Steel |  | Painted or None | Steel |  | 1901-01-01 06:00 | [15 empty] | UST Currently In Use: 0; UST Temp Close: 0; AST Currently In Use: 0; AST Temp Closed: 0 | 0 | 0 | 3 | 10483-121-012940 | BETTY MORRIS PEAVEY
2945 | Permanently Closed | 1989-08-10 06:00 | 1983-01-01 06:00 | 1989-08-10 06:00 | Petroleum | On road diesel | On road diesel |  | Steel | Steel |  | Painted or None | Steel |  | 1901-01-01 06:00 | [15 empty] | UST Currently In Use: 0; UST Temp Close: 0; AST Currently In Use: 0; AST Temp Closed: 0 | 0 | 0 | 1 | 10484-005-000585 | BENNY WHITEHEAD INC
2946 | Permanently Closed | 1993-12-30 06:00 | 1981-01-01 06:00 | 1993-12-30 06:00 | Petroleum | Unleaded gasoline | Unleaded gasoline |  | Steel | Steel |  |  |  |  | 1901-01-01 06:00 | [15 empty] | UST Currently In Use: 0; UST Temp Close: 0; AST Currently In Use: 0; AST Temp Closed: 0 | 0 | 0 | 1 | 10485-089-000038 | BENTLEY PONTIAC INC
2948 | Retired | 1987-03-01 06:00 | 1975-01-01 06:00 |  | Petroleum | Kerosene | Kerosene |  | Steel | Steel |  | Painted or None | Steel |  | 1901-01-01 06:00 | [15 empty] | UST Currently In Use: 0; UST Temp Close: 0; AST Currently In Use: 0; AST Temp Closed: 0 | 0 | 0 | 0 | 10486-095-001343 | BERFORD TYLER
2949 | Retired | 1987-03-01 06:00 | 1975-01-01 06:00 |  | Petroleum | Kerosene | Kerosene |  | Steel | Steel |  | Painted or None | Steel |  | 1901-01-01 06:00 | [15 empty] | UST Currently In Use: 0; UST Temp Close: 0; AST Currently In Use: 0; AST Temp Closed: 0 | 0 | 0 | 0 | 10486-095-001343 | BERFORD TYLER
2950 | Retired | 1987-03-01 06:00 | 1975-01-01 06:00 |  | Petroleum | Kerosene | Kerosene |  | Steel | Steel |  | Painted or None | Steel |  | 1901-01-01 06:00 | [15 empty] | UST Currently In Use: 0; UST Temp Close: 0; AST Currently In Use: 0; AST Temp Closed: 0 | 0 | 0 | 0 | 10486-095-001343 | BERFORD TYLER
2951 | Permanently Closed | 1901-01-01 06:00 | 1971-01-01 06:00 | 1988-12-07 06:00 | Petroleum | On road diesel | On road diesel |  | Steel | Steel |  |  | Steel |  | 1901-01-01 06:00 | [15 empty] | UST Currently In Use: 0; UST Temp Close: 0; AST Currently In Use: 0; AST Temp Closed: 0 | 0 | 0 | 2 | 10487-073-003838 | BERMAN BROS IRON & METAL CO INC
2952 | Permanently Closed | 1901-01-01 06:00 | 1971-01-01 06:00 | 1988-12-07 06:00 | Petroleum | Unleaded gasoline | Unleaded gasoline |  | Steel | Steel |  |  | Steel |  | 1901-01-01 06:00 | [15 empty] | UST Currently In Use: 0; UST Temp Close: 0; AST Currently In Use: 0; AST Temp Closed: 0 | 0 | 0 | 2 | 10487-073-003838 | BERMAN BROS IRON & METAL CO INC
2953 | Permanently Closed | 1994-02-01 06:00 | 1953-01-01 06:00 | 1994-06-21 06:00 | Petroleum | Used oil | Used oil |  | Steel | Steel |  |  |  |  | 1901-01-01 06:00 | [15 empty] | UST Currently In Use: 0; UST Temp Close: 0; AST Currently In Use: 0; AST Temp Closed: 0 | 0 | 0 | 1 | 10488-047-012820 | BERNARD H AND PEARL H TEPPER ET
2954 | Permanently Closed | 1991-11-11 06:00 | 1980-01-01 06:00 | 1998-11-11 06:00 | Petroleum | Other, MNRLSPIRIT | Other |  | Steel | Steel |  | Painted or None | Steel |  | 1901-01-01 06:00 | [15 empty] | UST Currently In Use: 0; UST Temp Close: 0; AST Currently In Use: 0; AST Temp Closed: 0 | 0 | 0 | 3 | 10490-073-000336 | BERTHONS CLEANERS
2955 | Permanently Closed | 1991-11-11 06:00 | 1980-01-01 06:00 | 1998-11-11 06:00 | Petroleum | Other, MNRLSPIRIT | Other |  | Steel | Steel |  | Painted or None | Steel |  | 1901-01-01 06:00 | [15 empty] | UST Currently In Use: 0; UST Temp Close: 0; AST Currently In Use: 0; AST Temp Closed: 0 | 0 | 0 | 3 | 10490-073-000336 | BERTHONS CLEANERS
2956 | Permanently Closed | 1991-11-11 06:00 | 1980-01-01 06:00 | 1998-11-11 06:00 | Petroleum | Other, MNRLSPIRIT | Other |  | Steel | Steel |  | Painted or None | Steel |  | 1901-01-01 06:00 | [15 empty] | UST Currently In Use: 0; UST Temp Close: 0; AST Currently In Use: 0; AST Temp Closed: 0 | 0 | 0 | 3 | 10490-073-000336 | BERTHONS CLEANERS
2957 | Permanently Closed | 1999-03-16 06:00 | 1968-01-01 06:00 | 1999-03-16 06:00 | Petroleum | Unleaded gasoline | Unleaded gasoline |  | Steel | Steel |  | Painted or None | Steel |  | 1901-01-01 06:00 | [6 empty] | Statistical Inventory Reconciliation (SIR) | [5 empty] | Annual line testing | Annual line testing |  | UST Currently In Use: 0; UST Temp Close: 0; AST Currently In Use: 0; AST Temp Closed: 0 | 0 | 0 | 4 | 16791-003-006395 | EASY STOP, INC.
2958 | Permanently Closed | 1999-03-16 06:00 | 1968-01-01 06:00 | 1999-03-16 06:00 | Petroleum | Unleaded gasoline | Unleaded gasoline |  | Steel | Steel |  | Painted or None | Steel |  | 1901-01-01 06:00 | [6 empty] | Statistical Inventory Reconciliation (SIR) | [5 empty] | Annual line testing | Annual line testing |  | UST Currently In Use: 0; UST Temp Close: 0; AST Currently In Use: 0; AST Temp Closed: 0 | 0 | 0 | 4 | 16791-003-006395 | EASY STOP, INC.
2959 | Permanently Closed | 1999-03-16 06:00 | 1968-01-01 06:00 | 1999-03-16 06:00 | Petroleum | Unleaded gasoline | Unleaded gasoline |  | Steel | Steel |  | Painted or None | Steel |  | 1901-01-01 06:00 | [6 empty] | Statistical Inventory Reconciliation (SIR) | [5 empty] | Annual line testing | Annual line testing |  | UST Currently In Use: 0; UST Temp Close: 0; AST Currently In Use: 0; AST Temp Closed: 0 | 0 | 0 | 4 | 16791-003-006395 | EASY STOP, INC.
2960 | Currently in Use |  | 1971-01-01 06:00 |  | Petroleum | Ethanol free gasoline | Ethanol free gasoline | Retail | Steel | Steel | Field installed cathodic protection |  | Flexible |  |  |  | Catchment Basin, Single walled catchment basin | Automatic shutoff device At 95% full | Automatic shutoff device At 95% full |  |  | Continuous Automatic Tank Gauge |  | Automatic shutoff device (AELLD), Containment Sump | Containment Sump | [5 empty] | UST Currently In Use: 3; UST Temp Close: 0; AST Currently In Use: 0; AST Temp Closed: 0 | 3 | 0 | 1 | 25164-003-006396 | HARI 1 LLC
2961 | Currently in Use |  | 1971-01-01 06:00 |  | Petroleum | Unleaded gasoline | Unleaded gasoline | Retail | Steel | Steel | Field installed cathodic protection |  | Flexible |  |  |  | Catchment Basin, Single walled catchment basin | Automatic shutoff device At 95% full | Automatic shutoff device At 95% full |  |  | Continuous Automatic Tank Gauge |  | Automatic shutoff device (AELLD), Containment Sump | Containment Sump | [5 empty] | UST Currently In Use: 3; UST Temp Close: 0; AST Currently In Use: 0; AST Temp Closed: 0 | 3 | 0 | 1 | 25164-003-006396 | HARI 1 LLC
2962 | Currently in Use |  | 1971-01-01 06:00 |  | Petroleum | Unleaded gasoline | Unleaded gasoline | Retail | Steel | Steel | Field installed cathodic protection |  | Flexible |  |  |  | Catchment Basin, Single walled catchment basin | Automatic shutoff device At 95% full | Automatic shutoff device At 95% full |  |  | Continuous Automatic Tank Gauge |  | Automatic shutoff device (AELLD), Containment Sump, MANIFOLDED | Containment Sump |  |  | Other, MANIFOLDED | Other |  | UST Currently In Use: 3; UST Temp Close: 0; AST Currently In Use: 0; AST Temp Closed: 0 | 3 | 0 | 1 | 25164-003-006396 | HARI 1 LLC
2963 | Permanently Closed | 1980-06-18 06:00 | 1971-01-01 06:00 |  | Petroleum | Used oil | Used oil |  | Steel | Steel |  | Painted or None | Steel |  | 1901-01-01 06:00 | [15 empty] | UST Currently In Use: 3; UST Temp Close: 0; AST Currently In Use: 0; AST Temp Closed: 0 | 3 | 0 | 1 | 25164-003-006396 | HARI 1 LLC
2964 | Temporary Closed | 2007-12-13 06:00 | 1968-01-01 06:00 |  | Petroleum | Unleaded gasoline | Unleaded gasoline | Retail | Steel | Steel | Field installed cathodic protection |  | Steel |  |  | Field installed cathodic protection | Catchment Basin, Single walled catchment basin | Flow Rest 90% Full | Flow Rest 90% Full |  |  | Statistical Inventory Reconciliation (SIR) | [8 empty] | UST Currently In Use: 0; UST Temp Close: 3; AST Currently In Use: 0; AST Temp Closed: 0 | 0 | 3 | 0 | 10494-003-006397 | BERWICK BAY OIL CO INC
2965 | Temporary Closed | 2007-12-13 06:00 | 1968-01-01 06:00 |  | Petroleum | Premium gasoline | Premium gasoline | Retail | Steel | Steel | Field installed cathodic protection |  | Steel |  |  | Field installed cathodic protection | Catchment Basin, Single walled catchment basin | Flow Rest 90% Full | Flow Rest 90% Full |  |  | Statistical Inventory Reconciliation (SIR) | [8 empty] | UST Currently In Use: 0; UST Temp Close: 3; AST Currently In Use: 0; AST Temp Closed: 0 | 0 | 3 | 0 | 10494-003-006397 | BERWICK BAY OIL CO INC
2966 | Temporary Closed | 2007-12-13 06:00 | 1968-01-01 06:00 |  | Petroleum | On road diesel | On road diesel | Retail | Steel | Steel | Field installed cathodic protection |  | Steel |  |  | Field installed cathodic protection | Catchment Basin, Single walled catchment basin | Flow Rest 90% Full | Flow Rest 90% Full |  |  | Statistical Inventory Reconciliation (SIR) | [8 empty] | UST Currently In Use: 0; UST Temp Close: 3; AST Currently In Use: 0; AST Temp Closed: 0 | 0 | 3 | 0 | 10494-003-006397 | BERWICK BAY OIL CO INC
2967 | Retired | 1982-06-01 06:00 | 1968-01-01 06:00 |  | Petroleum | Other, OTHER | Other |  | Steel | Steel |  | Painted or None | Steel |  | 1901-01-01 06:00 | [15 empty] | UST Currently In Use: 0; UST Temp Close: 3; AST Currently In Use: 0; AST Temp Closed: 0 | 0 | 3 | 0 | 10494-003-006397 | BERWICK BAY OIL CO INC
2968 | Retired | 1985-01-01 06:00 | 1968-01-01 06:00 |  | Petroleum | Used oil | Used oil |  | Steel | Steel |  | Painted or None | Steel |  | 1901-01-01 06:00 |  | Other, EXEMPT | Other, EXEMPT | Other | [11 empty] | UST Currently In Use: 0; UST Temp Close: 3; AST Currently In Use: 0; AST Temp Closed: 0 | 0 | 3 | 0 | 10494-003-006397 | BERWICK BAY OIL CO INC
2969 | Cannot Locate or abandoned | 1998-12-01 06:00 | 1968-01-01 06:00 |  | Petroleum | Unleaded gasoline | Unleaded gasoline |  | Steel | Steel |  | Painted or None | Steel |  | 1901-01-01 06:00 | [15 empty] | UST Currently In Use: 0; UST Temp Close: 0; AST Currently In Use: 0; AST Temp Closed: 0 | 0 | 0 | 0 | 10494-003-006400 | BERWICK BAY OIL CO INC
2970 | Cannot Locate or abandoned | 1998-12-01 06:00 | 1968-01-01 06:00 |  | Petroleum | Unleaded gasoline | Unleaded gasoline |  | Steel | Steel |  | Painted or None | Steel |  | 1901-01-01 06:00 | [15 empty] | UST Currently In Use: 0; UST Temp Close: 0; AST Currently In Use: 0; AST Temp Closed: 0 | 0 | 0 | 0 | 10494-003-006400 | BERWICK BAY OIL CO INC
2971 | Permanently Closed | 1998-12-12 06:00 | 1971-01-01 06:00 | 1999-12-22 06:00 | Petroleum | Mid-grade gasoline | Mid-grade gasoline | Retail | Steel | Steel |  | Painted or None | Steel |  | 1901-01-01 06:00 | [6 empty] | Statistical Inventory Reconciliation (SIR) | [8 empty] | UST Currently In Use: 0; UST Temp Close: 0; AST Currently In Use: 0; AST Temp Closed: 0 | 0 | 0 | 3 | 19062-003-006401 | LILLIAN HAMILTON
2972 | Permanently Closed | 1999-12-15 06:00 | 1971-01-01 06:00 | 1999-12-22 06:00 | Petroleum | Unleaded gasoline | Unleaded gasoline | Retail | Steel | Steel |  | Painted or None | Steel |  | 1901-01-01 06:00 | [6 empty] | Statistical Inventory Reconciliation (SIR) | [8 empty] | UST Currently In Use: 0; UST Temp Close: 0; AST Currently In Use: 0; AST Temp Closed: 0 | 0 | 0 | 3 | 19062-003-006401 | LILLIAN HAMILTON
2973 | Permanently Closed | 1998-12-15 06:00 | 1971-01-01 06:00 | 1999-12-22 06:00 | Petroleum | Unleaded gasoline | Unleaded gasoline | Retail | Steel | Steel |  | Painted or None | Steel |  | 1901-01-01 06:00 | [6 empty] | Statistical Inventory Reconciliation (SIR) | [8 empty] | UST Currently In Use: 0; UST Temp Close: 0; AST Currently In Use: 0; AST Temp Closed: 0 | 0 | 0 | 3 | 19062-003-006401 | LILLIAN HAMILTON
2974 | Retired | 1976-06-01 06:00 | 1971-01-01 06:00 |  | Petroleum | Used oil | Used oil |  | Steel | Steel |  | Painted or None | Steel |  | 1901-01-01 06:00 | [15 empty] | UST Currently In Use: 0; UST Temp Close: 0; AST Currently In Use: 0; AST Temp Closed: 0 | 0 | 0 | 3 | 19062-003-006401 | LILLIAN HAMILTON
2982 | Cannot Locate or abandoned |  | 1971-01-01 06:00 |  | Petroleum | Unleaded gasoline | Unleaded gasoline |  | Steel | Steel |  | Painted or None | Steel |  | 1901-01-01 06:00 | [15 empty] | UST Currently In Use: 0; UST Temp Close: 0; AST Currently In Use: 0; AST Temp Closed: 0 | 0 | 0 | 0 | 10494-003-006405 | BERWICK BAY OIL CO INC
2983 | Cannot Locate or abandoned |  | 1971-01-01 06:00 |  | Petroleum | Unleaded gasoline | Unleaded gasoline |  | Steel | Steel |  | Painted or None | Steel |  | 1901-01-01 06:00 | [15 empty] | UST Currently In Use: 0; UST Temp Close: 0; AST Currently In Use: 0; AST Temp Closed: 0 | 0 | 0 | 0 | 10494-003-006405 | BERWICK BAY OIL CO INC
2984 | Cannot Locate or abandoned |  | 1971-01-01 06:00 |  | Petroleum | Unleaded gasoline | Unleaded gasoline |  | Steel | Steel |  | Painted or None | Steel |  | 1901-01-01 06:00 | [15 empty] | UST Currently In Use: 0; UST Temp Close: 0; AST Currently In Use: 0; AST Temp Closed: 0 | 0 | 0 | 0 | 10494-003-006405 | BERWICK BAY OIL CO INC
2985 | Retired | 1981-06-01 06:00 | 1971-01-01 06:00 |  | Petroleum | Used oil | Used oil |  | Steel | Steel |  | Painted or None | Steel |  | 1901-01-01 06:00 | [15 empty] | UST Currently In Use: 0; UST Temp Close: 0; AST Currently In Use: 0; AST Temp Closed: 0 | 0 | 0 | 0 | 10494-003-006405 | BERWICK BAY OIL CO INC
2986 | Permanently Closed | 1991-08-27 06:00 | 1971-01-01 06:00 | 1991-08-27 06:00 | Petroleum | Unleaded gasoline | Unleaded gasoline |  | Steel | Steel |  | Painted or None | Steel |  | 1901-01-01 06:00 | [15 empty] | UST Currently In Use: 0; UST Temp Close: 0; AST Currently In Use: 0; AST Temp Closed: 0 | 0 | 0 | 5 | 10494-003-006407 | BERWICK BAY OIL CO INC
2987 | Permanently Closed | 1991-08-27 06:00 | 1971-01-01 06:00 | 1991-08-27 06:00 | Petroleum | Unleaded gasoline | Unleaded gasoline |  | Steel | Steel |  | Painted or None | Steel |  | 1901-01-01 06:00 | [15 empty] | UST Currently In Use: 0; UST Temp Close: 0; AST Currently In Use: 0; AST Temp Closed: 0 | 0 | 0 | 5 | 10494-003-006407 | BERWICK BAY OIL CO INC
2988 | Permanently Closed | 1991-08-27 06:00 | 1971-01-01 06:00 | 1991-08-27 06:00 | Petroleum | On road diesel | On road diesel |  | Steel | Steel |  | Painted or None | Steel |  | 1901-01-01 06:00 | [15 empty] | UST Currently In Use: 0; UST Temp Close: 0; AST Currently In Use: 0; AST Temp Closed: 0 | 0 | 0 | 5 | 10494-003-006407 | BERWICK BAY OIL CO INC
2989 | Permanently Closed | 1991-08-27 06:00 | 1971-01-01 06:00 | 1991-08-27 06:00 | Petroleum | Unleaded gasoline | Unleaded gasoline |  | Steel | Steel |  | Painted or None | Steel |  | 1901-01-01 06:00 | [15 empty] | UST Currently In Use: 0; UST Temp Close: 0; AST Currently In Use: 0; AST Temp Closed: 0 | 0 | 0 | 5 | 10494-003-006407 | BERWICK BAY OIL CO INC
2990 | Permanently Closed | 1991-08-27 06:00 | 1971-01-01 06:00 | 1991-08-27 06:00 | Petroleum | Used oil | Used oil |  | Steel | Steel |  | Painted or None | Steel |  | 1901-01-01 06:00 | [15 empty] | UST Currently In Use: 0; UST Temp Close: 0; AST Currently In Use: 0; AST Temp Closed: 0 | 0 | 0 | 5 | 10494-003-006407 | BERWICK BAY OIL CO INC
2992 | Cannot Locate or abandoned | 1992-03-23 06:00 | 1968-01-01 06:00 |  | Petroleum | Unleaded gasoline | Unleaded gasoline |  | Steel | Steel |  | Painted or None | Steel |  | 1901-01-01 06:00 | [15 empty] | UST Currently In Use: 0; UST Temp Close: 0; AST Currently In Use: 0; AST Temp Closed: 0 | 0 | 0 | 0 | 10494-003-006411 | BERWICK BAY OIL CO INC
2993 | Retired | 1988-12-01 06:00 | 1968-01-01 06:00 |  | Petroleum | Unleaded gasoline | Unleaded gasoline |  | Steel | Steel |  | Painted or None | Steel |  | 1901-01-01 06:00 | [15 empty] | UST Currently In Use: 0; UST Temp Close: 0; AST Currently In Use: 0; AST Temp Closed: 0 | 0 | 0 | 0 | 10494-003-006412 | BERWICK BAY OIL CO INC
2994 | Permanently Closed | 1901-01-01 06:00 | 1973-01-01 06:00 | 1988-01-01 06:00 | Petroleum | On road diesel | On road diesel |  | Steel | Steel |  | Painted or None | Steel |  | 1901-01-01 06:00 | [15 empty] | UST Currently In Use: 0; UST Temp Close: 0; AST Currently In Use: 0; AST Temp Closed: 0 | 0 | 0 | 2 | 10494-003-006416 | BERWICK BAY OIL CO INC
2995 | Permanently Closed | 1901-01-01 06:00 | 1973-01-01 06:00 | 1988-01-01 06:00 | Petroleum | On road diesel | On road diesel |  | Steel | Steel |  | Painted or None | Steel |  | 1901-01-01 06:00 | [15 empty] | UST Currently In Use: 0; UST Temp Close: 0; AST Currently In Use: 0; AST Temp Closed: 0 | 0 | 0 | 2 | 10494-003-006416 | BERWICK BAY OIL CO INC
2996 | Permanently Closed | 1992-10-05 06:00 | 1978-01-01 06:00 | 1992-10-05 06:00 | Petroleum | Unleaded gasoline | Unleaded gasoline |  | Steel | Steel |  | Painted or None | Steel |  | 1901-01-01 06:00 | [15 empty] | UST Currently In Use: 0; UST Temp Close: 0; AST Currently In Use: 0; AST Temp Closed: 0 | 0 | 0 | 2 | 10494-003-006417 | BERWICK BAY OIL CO INC
2997 | Permanently Closed | 1992-10-05 06:00 | 1978-01-01 06:00 | 1992-10-05 06:00 | Petroleum | On road diesel | On road diesel |  | Steel | Steel |  | Painted or None | Steel |  | 1901-01-01 06:00 | [15 empty] | UST Currently In Use: 0; UST Temp Close: 0; AST Currently In Use: 0; AST Temp Closed: 0 | 0 | 0 | 2 | 10494-003-006417 | BERWICK BAY OIL CO INC
2998 | Retired | 1981-06-01 06:00 | 1963-01-01 06:00 |  | Petroleum | Unleaded gasoline | Unleaded gasoline |  | Steel | Steel |  | Painted or None | Steel |  | 1901-01-01 06:00 | [15 empty] | UST Currently In Use: 0; UST Temp Close: 0; AST Currently In Use: 0; AST Temp Closed: 0 | 0 | 0 | 0 | 10494-003-006418 | BERWICK BAY OIL CO INC
2999 | Retired | 1981-06-01 06:00 | 1963-01-01 06:00 |  | Petroleum | Unleaded gasoline | Unleaded gasoline |  | Steel | Steel |  | Painted or None | Steel |  | 1901-01-01 06:00 | [15 empty] | UST Currently In Use: 0; UST Temp Close: 0; AST Currently In Use: 0; AST Temp Closed: 0 | 0 | 0 | 0 | 10494-003-006418 | BERWICK BAY OIL CO INC
3000 | Retired | 1981-06-01 06:00 | 1963-01-01 06:00 |  | Petroleum | On road diesel | On road diesel |  | Steel | Steel |  | Painted or None | Steel |  | 1901-01-01 06:00 | [15 empty] | UST Currently In Use: 0; UST Temp Close: 0; AST Currently In Use: 0; AST Temp Closed: 0 | 0 | 0 | 0 | 10494-003-006418 | BERWICK BAY OIL CO INC
3001 | Cannot Locate or abandoned |  | 1973-01-01 06:00 |  | Petroleum | Unleaded gasoline | Unleaded gasoline |  | Steel | Steel |  | Painted or None | Steel |  | 1901-01-01 06:00 | [15 empty] | UST Currently In Use: 0; UST Temp Close: 0; AST Currently In Use: 0; AST Temp Closed: 0 | 0 | 0 | 0 | 10494-003-006420 | BERWICK BAY OIL CO INC
3002 | Currently in Use |  | 1972-01-01 06:00 |  | Petroleum | Unleaded gasoline | Unleaded gasoline | Retail | Steel | Steel | Field installed cathodic protection |  | Steel |  | 1901-01-01 06:00 | Field installed cathodic protection | Catchment Basin, Single walled catchment basin | Automatic shutoff device At 95% full | Automatic shutoff device At 95% full |  |  | Statistical Inventory Reconciliation (SIR) |  | Automatic flow restrictor (MLLD) | Automatic flow restrictor (MLLD) |  |  | Annual line testing, Statistical inventory reconciliation (SIR) | Statistical inventory reconciliation (SIR) |  | UST Currently In Use: 3; UST Temp Close: 0; AST Currently In Use: 0; AST Temp Closed: 0 | 3 | 0 | 0 | 22176-003-006431 | Circle K Stores, Inc.
3003 | Currently in Use |  | 1972-01-01 06:00 |  | Petroleum | Mid-grade gasoline | Mid-grade gasoline | Retail | Steel | Steel | Field installed cathodic protection |  | Steel |  | 1901-01-01 06:00 | Field installed cathodic protection | Catchment Basin, Single walled catchment basin | Automatic shutoff device At 95% full | Automatic shutoff device At 95% full |  |  | Statistical Inventory Reconciliation (SIR) |  | Automatic flow restrictor (MLLD) | Automatic flow restrictor (MLLD) |  |  | Annual line testing, Statistical inventory reconciliation (SIR) | Statistical inventory reconciliation (SIR) |  | UST Currently In Use: 3; UST Temp Close: 0; AST Currently In Use: 0; AST Temp Closed: 0 | 3 | 0 | 0 | 22176-003-006431 | Circle K Stores, Inc.
3004 | Currently in Use |  | 1972-01-01 06:00 |  | Petroleum | Premium gasoline | Premium gasoline | Retail | Steel | Steel | Field installed cathodic protection |  | Steel |  | 1901-01-01 06:00 | Field installed cathodic protection | Catchment Basin, Single walled catchment basin | Automatic shutoff device At 95% full | Automatic shutoff device At 95% full |  |  | Statistical Inventory Reconciliation (SIR) |  | Automatic flow restrictor (MLLD) | Automatic flow restrictor (MLLD) |  |  | Annual line testing, Statistical inventory reconciliation (SIR) | Statistical inventory reconciliation (SIR) |  | UST Currently In Use: 3; UST Temp Close: 0; AST Currently In Use: 0; AST Temp Closed: 0 | 3 | 0 | 0 | 22176-003-006431 | Circle K Stores, Inc.
3005 | Permanently Closed | 1997-01-01 06:00 | 1965-01-01 06:00 | 1997-09-16 06:00 | Petroleum | Unleaded gasoline | Unleaded gasoline |  | Steel | Steel |  | Painted or None | Steel |  | 1901-01-01 06:00 | [6 empty] | Statistical Inventory Reconciliation (SIR) | [8 empty] | UST Currently In Use: 0; UST Temp Close: 0; AST Currently In Use: 0; AST Temp Closed: 0 | 0 | 0 | 5 | 10494-003-006433 | BERWICK BAY OIL CO INC
3006 | Permanently Closed | 1997-01-01 06:00 | 1965-01-01 06:00 | 1997-09-16 06:00 | Petroleum | Unleaded gasoline | Unleaded gasoline |  | Steel | Steel |  | Painted or None | Steel |  | 1901-01-01 06:00 | [6 empty] | Statistical Inventory Reconciliation (SIR) | [8 empty] | UST Currently In Use: 0; UST Temp Close: 0; AST Currently In Use: 0; AST Temp Closed: 0 | 0 | 0 | 5 | 10494-003-006433 | BERWICK BAY OIL CO INC
3007 | Permanently Closed | 1997-01-01 06:00 | 1965-01-01 06:00 | 1997-09-16 06:00 | Petroleum | Unleaded gasoline | Unleaded gasoline |  | Steel | Steel |  | Painted or None | Steel |  | 1901-01-01 06:00 | [6 empty] | Statistical Inventory Reconciliation (SIR) | [8 empty] | UST Currently In Use: 0; UST Temp Close: 0; AST Currently In Use: 0; AST Temp Closed: 0 | 0 | 0 | 5 | 10494-003-006433 | BERWICK BAY OIL CO INC
3008 | Permanently Closed | 1997-01-01 06:00 | 1965-01-01 06:00 | 1997-09-16 06:00 | Petroleum | Unleaded gasoline | Unleaded gasoline |  | Steel | Steel |  | Painted or None | Steel |  | 1901-01-01 06:00 | [6 empty] | Statistical Inventory Reconciliation (SIR) | [8 empty] | UST Currently In Use: 0; UST Temp Close: 0; AST Currently In Use: 0; AST Temp Closed: 0 | 0 | 0 | 5 | 10494-003-006433 | BERWICK BAY OIL CO INC
3009 | Permanently Closed | 1997-01-01 06:00 | 1965-01-01 06:00 | 1997-09-17 06:00 | Petroleum | On road diesel | On road diesel |  | Steel | Steel |  | Painted or None | Steel |  | 1901-01-01 06:00 | [6 empty] | Statistical Inventory Reconciliation (SIR) | [8 empty] | UST Currently In Use: 0; UST Temp Close: 0; AST Currently In Use: 0; AST Temp Closed: 0 | 0 | 0 | 5 | 10494-003-006433 | BERWICK BAY OIL CO INC
3010 | Retired | 1980-06-01 06:00 | 1965-01-01 06:00 |  | Petroleum | Used oil | Used oil |  | Steel | Steel |  | Painted or None | Steel |  | 1901-01-01 06:00 | [15 empty] | UST Currently In Use: 0; UST Temp Close: 0; AST Currently In Use: 0; AST Temp Closed: 0 | 0 | 0 | 5 | 10494-003-006433 | BERWICK BAY OIL CO INC
3011 | Permanently Closed | 1991-03-21 06:00 | 1976-01-01 06:00 | 1991-03-21 06:00 | Petroleum | Unleaded gasoline | Unleaded gasoline |  | Steel | Steel |  | Painted or None | Steel |  | 1901-01-01 06:00 | [15 empty] | UST Currently In Use: 0; UST Temp Close: 0; AST Currently In Use: 0; AST Temp Closed: 0 | 0 | 0 | 3 | 10494-003-006434 | BERWICK BAY OIL CO INC
3012 | Permanently Closed | 1991-03-21 06:00 | 1976-01-01 06:00 | 1991-03-21 06:00 | Petroleum | Unleaded gasoline | Unleaded gasoline |  | Steel | Steel |  | Painted or None | Steel |  | 1901-01-01 06:00 | [15 empty] | UST Currently In Use: 0; UST Temp Close: 0; AST Currently In Use: 0; AST Temp Closed: 0 | 0 | 0 | 3 | 10494-003-006434 | BERWICK BAY OIL CO INC
3013 | Permanently Closed | 1991-03-21 06:00 | 1976-01-01 06:00 | 1991-03-21 06:00 | Petroleum | Unleaded gasoline | Unleaded gasoline |  | Steel | Steel |  | Painted or None | Steel |  | 1901-01-01 06:00 | [15 empty] | UST Currently In Use: 0; UST Temp Close: 0; AST Currently In Use: 0; AST Temp Closed: 0 | 0 | 0 | 3 | 10494-003-006434 | BERWICK BAY OIL CO INC
3014 | Permanently Closed | 1991-09-26 06:00 | 1977-01-01 06:00 | 1991-09-26 06:00 | Petroleum | Unleaded gasoline | Unleaded gasoline |  | Steel | Steel |  | Painted or None | Steel |  | 1901-01-01 06:00 | [15 empty] | UST Currently In Use: 3; UST Temp Close: 0; AST Currently In Use: 0; AST Temp Closed: 0 | 3 | 0 | 5 | 22176-003-006435 | Circle K Stores, Inc.
3015 | Permanently Closed | 1991-09-26 06:00 | 1977-01-01 06:00 | 1991-09-26 06:00 | Petroleum | Unleaded gasoline | Unleaded gasoline |  | Steel | Steel |  | Painted or None | Steel |  | 1901-01-01 06:00 | [15 empty] | UST Currently In Use: 3; UST Temp Close: 0; AST Currently In Use: 0; AST Temp Closed: 0 | 3 | 0 | 5 | 22176-003-006435 | Circle K Stores, Inc.
3016 | Permanently Closed | 1991-09-26 06:00 | 1977-01-01 06:00 | 1991-09-26 06:00 | Petroleum | Unleaded gasoline | Unleaded gasoline |  | Steel | Steel |  | Painted or None | Steel |  | 1901-01-01 06:00 | [15 empty] | UST Currently In Use: 3; UST Temp Close: 0; AST Currently In Use: 0; AST Temp Closed: 0 | 3 | 0 | 5 | 22176-003-006435 | Circle K Stores, Inc.
3017 | Permanently Closed | 1991-09-26 06:00 | 1971-01-01 06:00 | 1991-09-26 06:00 | Petroleum | On road diesel | On road diesel |  | Steel | Steel |  | Painted or None | Steel |  | 1901-01-01 06:00 | [15 empty] | UST Currently In Use: 3; UST Temp Close: 0; AST Currently In Use: 0; AST Temp Closed: 0 | 3 | 0 | 5 | 22176-003-006435 | Circle K Stores, Inc.
3018 | Permanently Closed | 1991-09-26 06:00 | 1971-01-01 06:00 | 1991-09-26 06:00 | Petroleum | On road diesel | On road diesel |  | Steel | Steel |  | Painted or None | Steel |  | 1901-01-01 06:00 | [15 empty] | UST Currently In Use: 3; UST Temp Close: 0; AST Currently In Use: 0; AST Temp Closed: 0 | 3 | 0 | 5 | 22176-003-006435 | Circle K Stores, Inc.
3019 | Currently in Use |  | 1980-01-01 06:00 |  | Petroleum | Unleaded gasoline | Unleaded gasoline | Retail | Single Wall, Steel | Steel | Field installed cathodic protection |  | Double Wall, Flexible | ENVIRON |  |  | Catchment Basin, Single walled catchment basin | Automatic shutoff device At 95% full | Automatic shutoff device At 95% full |  |  | Statistical Inventory Reconciliation (SIR) |  | Automatic flow restrictor (MLLD) | Automatic flow restrictor (MLLD) |  |  | Annual line testing, Statistical inventory reconciliation (SIR) | Statistical inventory reconciliation (SIR) |  | UST Currently In Use: 3; UST Temp Close: 0; AST Currently In Use: 0; AST Temp Closed: 0 | 3 | 0 | 5 | 22176-003-006435 | Circle K Stores, Inc.
3020 | Currently in Use |  | 1980-01-01 06:00 |  | Petroleum | Premium gasoline | Premium gasoline | Retail | Single Wall, Steel | Steel | Field installed cathodic protection |  | Double Wall, Flexible | ENVIRON |  |  | Catchment Basin, Single walled catchment basin | Automatic shutoff device At 95% full | Automatic shutoff device At 95% full |  |  | Statistical Inventory Reconciliation (SIR) |  | Automatic flow restrictor (MLLD) | Automatic flow restrictor (MLLD) |  |  | Annual line testing, Statistical inventory reconciliation (SIR) | Statistical inventory reconciliation (SIR) |  | UST Currently In Use: 3; UST Temp Close: 0; AST Currently In Use: 0; AST Temp Closed: 0 | 3 | 0 | 5 | 22176-003-006435 | Circle K Stores, Inc.
3021 | Currently in Use |  | 1980-01-01 06:00 |  | Petroleum | On road diesel | On road diesel | Retail | Single Wall, Steel | Steel | Field installed cathodic protection |  | Double Wall, Flexible | ENVIRON |  |  | Catchment Basin, Single walled catchment basin | Automatic shutoff device At 95% full | Automatic shutoff device At 95% full |  |  | Statistical Inventory Reconciliation (SIR) |  | Automatic flow restrictor (MLLD) | Automatic flow restrictor (MLLD) |  |  | Annual line testing, Statistical inventory reconciliation (SIR) | Statistical inventory reconciliation (SIR) |  | UST Currently In Use: 3; UST Temp Close: 0; AST Currently In Use: 0; AST Temp Closed: 0 | 3 | 0 | 5 | 22176-003-006435 | Circle K Stores, Inc.
3022 | Permanently Closed | 2017-09-06 06:00 | 1971-01-01 06:00 | 2017-09-06 06:00 | Petroleum | Unleaded gasoline | Unleaded gasoline | Retail | Steel | Steel | Field installed cathodic protection, Interior lined (not allowed as a standalone method of corrosion protection) |  | Fiberglass reinforced plastic |  |  |  | Catchment Basin, Single walled catchment basin | Automatic shutoff device At 95% full | Automatic shutoff device At 95% full |  |  | Continuous Automatic Tank Gauge, Statistical Inventory Reconciliation (SIR) | [5 empty] | Annual line testing, Statistical inventory reconciliation (SIR) | Statistical inventory reconciliation (SIR) |  | UST Currently In Use: 3; UST Temp Close: 0; AST Currently In Use: 0; AST Temp Closed: 0 | 3 | 0 | 2 | 22176-003-006436 | Circle K Stores, Inc.
3024 | Permanently Closed | 2017-09-06 06:00 | 1971-01-01 06:00 | 2017-09-06 06:00 | Petroleum | Premium gasoline | Premium gasoline | Retail | Steel | Steel | Field installed cathodic protection, Interior lined (not allowed as a standalone method of corrosion protection) |  | Fiberglass reinforced plastic |  |  |  | Catchment Basin, Single walled catchment basin | Automatic shutoff device At 95% full | Automatic shutoff device At 95% full |  |  | Continuous Automatic Tank Gauge, Statistical Inventory Reconciliation (SIR) | [5 empty] | Annual line testing, Statistical inventory reconciliation (SIR) | Statistical inventory reconciliation (SIR) |  | UST Currently In Use: 3; UST Temp Close: 0; AST Currently In Use: 0; AST Temp Closed: 0 | 3 | 0 | 2 | 22176-003-006436 | Circle K Stores, Inc.
3027 | Retired | 1976-06-01 06:00 | 1971-01-01 06:00 |  | Petroleum | Used oil | Used oil |  | Steel | Steel |  | Painted or None | Steel |  | 1901-01-01 06:00 | [15 empty] | UST Currently In Use: 3; UST Temp Close: 0; AST Currently In Use: 0; AST Temp Closed: 0 | 3 | 0 | 2 | 22176-003-006436 | Circle K Stores, Inc.
3028 | Permanently Closed | 1991-09-03 06:00 | 1973-01-01 06:00 | 1991-09-03 06:00 | Petroleum | Unleaded gasoline | Unleaded gasoline |  | Steel | Steel |  | Painted or None | Steel |  | 1901-01-01 06:00 | [15 empty] | UST Currently In Use: 0; UST Temp Close: 0; AST Currently In Use: 0; AST Temp Closed: 0 | 0 | 0 | 3 | 10494-003-006437 | BERWICK BAY OIL CO INC
3029 | Permanently Closed | 1991-09-03 06:00 | 1973-01-01 06:00 | 1991-09-03 06:00 | Petroleum | Unleaded gasoline | Unleaded gasoline |  | Steel | Steel |  | Painted or None | Steel |  | 1901-01-01 06:00 | [15 empty] | UST Currently In Use: 0; UST Temp Close: 0; AST Currently In Use: 0; AST Temp Closed: 0 | 0 | 0 | 3 | 10494-003-006437 | BERWICK BAY OIL CO INC
3030 | Permanently Closed | 1991-09-03 06:00 | 1973-01-01 06:00 | 1991-09-03 06:00 | Petroleum | Unleaded gasoline | Unleaded gasoline |  | Steel | Steel |  | Painted or None | Steel |  | 1901-01-01 06:00 | [15 empty] | UST Currently In Use: 0; UST Temp Close: 0; AST Currently In Use: 0; AST Temp Closed: 0 | 0 | 0 | 3 | 10494-003-006437 | BERWICK BAY OIL CO INC
3032 | Currently in Use |  | 1970-01-01 06:00 |  | Petroleum | Unleaded gasoline | Unleaded gasoline | Retail | Single Wall, Steel | Steel | Field installed cathodic protection |  | Double Wall, Flexible |  |  |  | Catchment Basin, Single walled catchment basin | Automatic shutoff device At 95% full | Automatic shutoff device At 95% full |  |  | Continuous Automatic Tank Gauge, Statistical Inventory Reconciliation (SIR) |  | Automatic flow restrictor (MLLD), Containment Sump | Containment Sump | Interstitial Monitoring within Secondary Containment |  | Continuous alarm system, Statistical inventory reconciliation (SIR) | Statistical inventory reconciliation (SIR) |  | UST Currently In Use: 4; UST Temp Close: 0; AST Currently In Use: 0; AST Temp Closed: 0 | 4 | 0 | 1 | 25265-003-006438 | LGWS/Cross America Partners
3033 | Currently in Use |  | 1970-01-01 06:00 |  | Petroleum | Unleaded gasoline | Unleaded gasoline | Retail | Single Wall, Steel | Steel | Field installed cathodic protection |  | Double Wall, Flexible |  |  |  | Catchment Basin, Single walled catchment basin | Automatic shutoff device At 95% full | Automatic shutoff device At 95% full |  |  | Continuous Automatic Tank Gauge, Statistical Inventory Reconciliation (SIR) |  | Automatic flow restrictor (MLLD), Containment Sump | Containment Sump | Interstitial Monitoring within Secondary Containment |  | Continuous alarm system, Statistical inventory reconciliation (SIR) | Statistical inventory reconciliation (SIR) |  | UST Currently In Use: 4; UST Temp Close: 0; AST Currently In Use: 0; AST Temp Closed: 0 | 4 | 0 | 1 | 25265-003-006438 | LGWS/Cross America Partners
3034 | Currently in Use |  | 1970-01-01 06:00 |  | Petroleum | Unleaded gasoline | Unleaded gasoline | Retail | Single Wall, Steel | Steel | Field installed cathodic protection |  | Double Wall, Flexible |  |  |  | Catchment Basin, Single walled catchment basin | Automatic shutoff device At 95% full | Automatic shutoff device At 95% full |  |  | Continuous Automatic Tank Gauge, Statistical Inventory Reconciliation (SIR) |  | Automatic flow restrictor (MLLD), Containment Sump, MANIFOLDED | Containment Sump |  |  | Other, Statistical inventory reconciliation (SIR), MANIFOLDED | Statistical inventory reconciliation (SIR) |  | UST Currently In Use: 4; UST Temp Close: 0; AST Currently In Use: 0; AST Temp Closed: 0 | 4 | 0 | 1 | 25265-003-006438 | LGWS/Cross America Partners
3035 | Permanently Closed | 1976-06-01 06:00 | 1970-01-01 06:00 | 1991-11-09 06:00 | Petroleum | Used oil | Used oil |  | Steel | Steel |  | Painted or None | Steel |  | 1901-01-01 06:00 | [15 empty] | UST Currently In Use: 4; UST Temp Close: 0; AST Currently In Use: 0; AST Temp Closed: 0 | 4 | 0 | 1 | 25265-003-006438 | LGWS/Cross America Partners
3036 | Permanently Closed | 1998-12-22 06:00 | 1974-01-01 06:00 | 2001-04-18 06:00 | Petroleum | Unleaded gasoline | Unleaded gasoline |  | Steel | Steel |  | Painted or None | Steel |  | 1901-01-01 06:00 | [6 empty] | Statistical Inventory Reconciliation (SIR) | [5 empty] | Statistical inventory reconciliation (SIR) | Statistical inventory reconciliation (SIR) |  | UST Currently In Use: 0; UST Temp Close: 0; AST Currently In Use: 0; AST Temp Closed: 0 | 0 | 0 | 3 | 10494-003-006439 | BERWICK BAY OIL CO INC
3037 | Permanently Closed | 1998-12-22 06:00 | 1974-01-01 06:00 | 2001-04-18 06:00 | Petroleum | Unleaded gasoline | Unleaded gasoline |  | Steel | Steel |  | Painted or None | Steel |  | 1901-01-01 06:00 | [6 empty] | Statistical Inventory Reconciliation (SIR) | [5 empty] | Statistical inventory reconciliation (SIR) | Statistical inventory reconciliation (SIR) |  | UST Currently In Use: 0; UST Temp Close: 0; AST Currently In Use: 0; AST Temp Closed: 0 | 0 | 0 | 3 | 10494-003-006439 | BERWICK BAY OIL CO INC
3038 | Permanently Closed | 1998-12-22 06:00 | 1974-01-01 06:00 | 2001-04-18 06:00 | Petroleum | Unleaded gasoline | Unleaded gasoline |  | Steel | Steel |  | Painted or None | Steel |  | 1901-01-01 06:00 | [6 empty] | Statistical Inventory Reconciliation (SIR) | [5 empty] | Statistical inventory reconciliation (SIR) | Statistical inventory reconciliation (SIR) |  | UST Currently In Use: 0; UST Temp Close: 0; AST Currently In Use: 0; AST Temp Closed: 0 | 0 | 0 | 3 | 10494-003-006439 | BERWICK BAY OIL CO INC
3040 | Permanently Closed | 1998-12-22 06:00 | 1970-01-01 06:00 | 1999-01-07 06:00 | Petroleum | Unleaded gasoline | Unleaded gasoline |  | Steel | Steel |  | Painted or None | Steel |  | 1901-01-01 06:00 | [6 empty] | Statistical Inventory Reconciliation (SIR) | [5 empty] | Annual line testing, Statistical inventory reconciliation (SIR) | Statistical inventory reconciliation (SIR) |  | UST Currently In Use: 2; UST Temp Close: 0; AST Currently In Use: 0; AST Temp Closed: 0 | 2 | 0 | 4 | 11448-003-006440 | DEWEESE ENTPS. INC
3041 | Permanently Closed | 1998-12-22 06:00 | 1970-01-01 06:00 | 1999-01-07 06:00 | Petroleum | Unleaded gasoline | Unleaded gasoline |  | Steel | Steel |  | Painted or None | Steel |  | 1901-01-01 06:00 | [6 empty] | Statistical Inventory Reconciliation (SIR) | [5 empty] | Annual line testing, Statistical inventory reconciliation (SIR) | Statistical inventory reconciliation (SIR) |  | UST Currently In Use: 2; UST Temp Close: 0; AST Currently In Use: 0; AST Temp Closed: 0 | 2 | 0 | 4 | 11448-003-006440 | DEWEESE ENTPS. INC
3042 | Permanently Closed | 1998-12-22 06:00 | 1970-01-01 06:00 | 1999-01-07 06:00 | Petroleum | Unleaded gasoline | Unleaded gasoline |  | Steel | Steel |  | Painted or None | Steel |  | 1901-01-01 06:00 | [6 empty] | Statistical Inventory Reconciliation (SIR) | [5 empty] | Annual line testing, Statistical inventory reconciliation (SIR) | Statistical inventory reconciliation (SIR) |  | UST Currently In Use: 2; UST Temp Close: 0; AST Currently In Use: 0; AST Temp Closed: 0 | 2 | 0 | 4 | 11448-003-006440 | DEWEESE ENTPS. INC
3043 | Permanently Closed | 1998-12-22 06:00 | 1970-01-01 06:00 | 1999-01-07 06:00 | Petroleum | On road diesel | On road diesel |  | Steel | Steel |  | Painted or None | Steel |  | 1901-01-01 06:00 | [6 empty] | Statistical Inventory Reconciliation (SIR) | [5 empty] | Annual line testing | Annual line testing |  | UST Currently In Use: 2; UST Temp Close: 0; AST Currently In Use: 0; AST Temp Closed: 0 | 2 | 0 | 4 | 11448-003-006440 | DEWEESE ENTPS. INC
3044 | Permanently Closed | 1901-01-01 06:00 | 1968-01-01 06:00 | 1988-01-01 06:00 | Petroleum | Unleaded gasoline | Unleaded gasoline |  | Steel | Steel |  | Painted or None | Steel |  | 1901-01-01 06:00 | [15 empty] | UST Currently In Use: 3; UST Temp Close: 0; AST Currently In Use: 0; AST Temp Closed: 0 | 3 | 0 | 5 | 26029-003-006451 | MM CS SERVICES LLC
3045 | Permanently Closed | 1901-01-01 06:00 | 1968-01-01 06:00 | 1988-01-01 06:00 | Petroleum | Unleaded gasoline | Unleaded gasoline |  | Steel | Steel |  | Painted or None | Steel |  | 1901-01-01 06:00 | [15 empty] | UST Currently In Use: 3; UST Temp Close: 0; AST Currently In Use: 0; AST Temp Closed: 0 | 3 | 0 | 5 | 26029-003-006451 | MM CS SERVICES LLC
3046 | Permanently Closed | 1901-01-01 06:00 | 1968-01-01 06:00 | 1988-01-01 06:00 | Petroleum | Unleaded gasoline | Unleaded gasoline |  | Steel | Steel |  | Painted or None | Steel |  | 1901-01-01 06:00 | [15 empty] | UST Currently In Use: 3; UST Temp Close: 0; AST Currently In Use: 0; AST Temp Closed: 0 | 3 | 0 | 5 | 26029-003-006451 | MM CS SERVICES LLC
3047 | Permanently Closed | 1901-01-01 06:00 | 1968-01-01 06:00 | 1988-01-01 06:00 | Petroleum | On road diesel | On road diesel |  | Steel | Steel |  | Painted or None | Steel |  | 1901-01-01 06:00 | [15 empty] | UST Currently In Use: 3; UST Temp Close: 0; AST Currently In Use: 0; AST Temp Closed: 0 | 3 | 0 | 5 | 26029-003-006451 | MM CS SERVICES LLC
3048 | Permanently Closed | 1980-06-01 06:00 | 1968-01-01 06:00 | 1988-01-01 06:00 | Petroleum | Used oil | Used oil |  | Steel | Steel |  | Painted or None | Steel |  | 1901-01-01 06:00 | [15 empty] | UST Currently In Use: 3; UST Temp Close: 0; AST Currently In Use: 0; AST Temp Closed: 0 | 3 | 0 | 5 | 26029-003-006451 | MM CS SERVICES LLC
3049 | Currently in Use |  | 1987-01-01 06:00 |  | Petroleum | Unleaded gasoline | Unleaded gasoline | Retail | Steel | Steel | Coated & cathodic protection (sti-P3), Field installed cathodic protection |  | Steel |  |  | Field installed cathodic protection | Catchment Basin, Single walled catchment basin | Automatic shutoff device At 95% full | Automatic shutoff device At 95% full |  |  | Continuous Automatic Tank Gauge | Direct Bury submersible pump | Automatic flow restrictor (MLLD) | Automatic flow restrictor (MLLD) |  |  | Annual line testing | Annual line testing |  | UST Currently In Use: 3; UST Temp Close: 0; AST Currently In Use: 0; AST Temp Closed: 0 | 3 | 0 | 5 | 26029-003-006451 | MM CS SERVICES LLC
3050 | Currently in Use |  | 1987-01-01 06:00 |  | Petroleum | On road diesel | On road diesel | Retail | Steel | Steel | Coated & cathodic protection (sti-P3), Field installed cathodic protection |  | Steel |  |  | Field installed cathodic protection | Catchment Basin, Single walled catchment basin | Flow Rest 90% Full | Flow Rest 90% Full |  |  | Continuous Automatic Tank Gauge | Direct Bury submersible pump | Automatic flow restrictor (MLLD) | Automatic flow restrictor (MLLD) |  |  | Annual line testing | Annual line testing |  | UST Currently In Use: 3; UST Temp Close: 0; AST Currently In Use: 0; AST Temp Closed: 0 | 3 | 0 | 5 | 26029-003-006451 | MM CS SERVICES LLC
3051 | Currently in Use |  | 1987-01-01 06:00 |  | Petroleum | Premium gasoline | Premium gasoline | Retail | Steel | Steel | Coated & cathodic protection (sti-P3), Field installed cathodic protection |  | Steel |  |  | Field installed cathodic protection | Catchment Basin, Single walled catchment basin | Automatic shutoff device At 95% full | Automatic shutoff device At 95% full |  |  | Continuous Automatic Tank Gauge | Direct Bury submersible pump | Automatic flow restrictor (MLLD) | Automatic flow restrictor (MLLD) |  |  | Annual line testing | Annual line testing |  | UST Currently In Use: 3; UST Temp Close: 0; AST Currently In Use: 0; AST Temp Closed: 0 | 3 | 0 | 5 | 26029-003-006451 | MM CS SERVICES LLC
3053 | Temporary Closed | 2018-01-01 06:00 | 1978-01-01 06:00 |  | Petroleum | Unleaded gasoline | Unleaded gasoline | Retail | Steel | Steel | Field installed cathodic protection |  | Flexible |  |  |  | Catchment Basin, Single walled catchment basin | Automatic shutoff device At 95% full | Automatic shutoff device At 95% full |  |  | Continuous Automatic Tank Gauge |  | Automatic flow restrictor (MLLD), Containment Sump | Containment Sump | Interstitial Monitoring within Secondary Containment | MANUAL/VISUAL CHECK |  |  |  | UST Currently In Use: 0; UST Temp Close: 3; AST Currently In Use: 0; AST Temp Closed: 0 | 0 | 3 | 0 | 22177-003-006452 | HEMESU INC / DEVANAND S PATEL
3054 | Temporary Closed | 2018-01-01 06:00 | 1978-01-01 06:00 |  | Petroleum | Mid-grade gasoline | Mid-grade gasoline | Retail | Steel | Steel | Field installed cathodic protection |  | Flexible |  |  |  | Catchment Basin, Single walled catchment basin | Automatic shutoff device At 95% full | Automatic shutoff device At 95% full |  |  | Continuous Automatic Tank Gauge |  | Automatic flow restrictor (MLLD), Containment Sump | Containment Sump | Interstitial Monitoring within Secondary Containment | MANUAL/VISUAL CHECK |  |  |  | UST Currently In Use: 0; UST Temp Close: 3; AST Currently In Use: 0; AST Temp Closed: 0 | 0 | 3 | 0 | 22177-003-006452 | HEMESU INC / DEVANAND S PATEL
3055 | Temporary Closed | 2018-01-01 06:00 | 1978-01-01 06:00 |  | Petroleum | On road diesel | On road diesel | Retail | Steel | Steel | Field installed cathodic protection |  | Flexible |  |  |  | Catchment Basin, Single walled catchment basin | Automatic shutoff device At 95% full | Automatic shutoff device At 95% full |  |  | Continuous Automatic Tank Gauge |  | Automatic flow restrictor (MLLD), Containment Sump | Containment Sump | Interstitial Monitoring within Secondary Containment | MANUAL/VISUAL CHECK |  |  |  | UST Currently In Use: 0; UST Temp Close: 3; AST Currently In Use: 0; AST Temp Closed: 0 | 0 | 3 | 0 | 22177-003-006452 | HEMESU INC / DEVANAND S PATEL
3056 | Retired | 1988-12-21 06:00 | 1968-01-01 06:00 |  | Petroleum | Unleaded gasoline | Unleaded gasoline |  | Steel | Steel |  | Painted or None | Steel |  | 1901-01-01 06:00 | [15 empty] | UST Currently In Use: 0; UST Temp Close: 0; AST Currently In Use: 0; AST Temp Closed: 0 | 0 | 0 | 0 | 10494-035-006424 | BERWICK BAY OIL CO INC
3057 | Retired | 1988-12-21 06:00 | 1968-01-01 06:00 |  | Petroleum | Unleaded gasoline | Unleaded gasoline |  | Steel | Steel |  | Painted or None | Steel |  | 1901-01-01 06:00 | [15 empty] | UST Currently In Use: 0; UST Temp Close: 0; AST Currently In Use: 0; AST Temp Closed: 0 | 0 | 0 | 0 | 10494-035-006424 | BERWICK BAY OIL CO INC
3058 | Permanently Closed | 1988-12-19 06:00 | 1968-01-01 06:00 | 1988-12-19 06:00 | Petroleum | On road diesel | On road diesel |  | Steel | Steel |  | Painted or None | Steel |  | 1901-01-01 06:00 | [15 empty] | UST Currently In Use: 0; UST Temp Close: 0; AST Currently In Use: 0; AST Temp Closed: 0 | 0 | 0 | 2 | 10494-053-006422 | BERWICK BAY OIL CO INC
3059 | Permanently Closed | 1988-12-19 06:00 | 1968-01-01 06:00 | 1988-12-19 06:00 | Petroleum | Unleaded gasoline | Unleaded gasoline |  | Steel | Steel |  | Painted or None | Steel |  | 1901-01-01 06:00 | [15 empty] | UST Currently In Use: 0; UST Temp Close: 0; AST Currently In Use: 0; AST Temp Closed: 0 | 0 | 0 | 2 | 10494-053-006422 | BERWICK BAY OIL CO INC
3060 | Retired | 1988-12-01 06:00 | 1973-01-01 06:00 |  | Petroleum | On road diesel | On road diesel |  | Steel | Steel |  | Painted or None | Steel |  | 1901-01-01 06:00 | [15 empty] | UST Currently In Use: 0; UST Temp Close: 0; AST Currently In Use: 0; AST Temp Closed: 0 | 0 | 0 | 0 | 10494-053-006423 | BERWICK BAY OIL CO INC
3061 | Retired | 1980-06-01 06:00 | 1973-01-01 06:00 |  | Petroleum | Other, OTHER | Other |  | Steel | Steel |  | Painted or None | Steel |  | 1901-01-01 06:00 | [15 empty] | UST Currently In Use: 0; UST Temp Close: 0; AST Currently In Use: 0; AST Temp Closed: 0 | 0 | 0 | 0 | 10494-053-006423 | BERWICK BAY OIL CO INC
3062 | Permanently Closed | 2006-02-22 06:00 | 1971-01-01 06:00 | 2013-11-22 06:00 | Petroleum | Unleaded gasoline | Unleaded gasoline | Retail | Steel | Steel | Field installed cathodic protection |  | Steel |  | 1901-01-01 06:00 | Field installed cathodic protection | Catchment Basin, Single walled catchment basin | Automatic shutoff device At 95% full | Automatic shutoff device At 95% full |  |  | Statistical Inventory Reconciliation (SIR) | [8 empty] | UST Currently In Use: 0; UST Temp Close: 0; AST Currently In Use: 0; AST Temp Closed: 0 | 0 | 0 | 6 | 24334-053-006425 | CITY OF EAST BREWTON
3063 | Permanently Closed | 2006-02-22 06:00 | 1971-01-01 06:00 | 2013-11-22 06:00 | Petroleum | Mid-grade gasoline | Mid-grade gasoline | Retail | Steel | Steel | Field installed cathodic protection |  | Steel |  | 1901-01-01 06:00 | Field installed cathodic protection | Catchment Basin, Single walled catchment basin | Automatic shutoff device At 95% full | Automatic shutoff device At 95% full |  |  | Statistical Inventory Reconciliation (SIR) | [8 empty] | UST Currently In Use: 0; UST Temp Close: 0; AST Currently In Use: 0; AST Temp Closed: 0 | 0 | 0 | 6 | 24334-053-006425 | CITY OF EAST BREWTON
3064 | Permanently Closed | 2006-02-22 06:00 | 1971-01-01 06:00 | 2013-11-22 06:00 | Petroleum | Premium gasoline | Premium gasoline | Retail | Steel | Steel | Field installed cathodic protection |  | Steel |  | 1901-01-01 06:00 | Field installed cathodic protection | Catchment Basin, Single walled catchment basin | Automatic shutoff device At 95% full | Automatic shutoff device At 95% full |  |  | Statistical Inventory Reconciliation (SIR) | [8 empty] | UST Currently In Use: 0; UST Temp Close: 0; AST Currently In Use: 0; AST Temp Closed: 0 | 0 | 0 | 6 | 24334-053-006425 | CITY OF EAST BREWTON
3065 | Permanently Closed | 2006-02-22 06:00 | 1971-01-01 06:00 | 2013-11-22 06:00 | Petroleum | Unleaded gasoline | Unleaded gasoline | Retail | Steel | Steel | Field installed cathodic protection |  | Steel |  | 1901-01-01 06:00 | Field installed cathodic protection | Catchment Basin, Single walled catchment basin | Automatic shutoff device At 95% full | Automatic shutoff device At 95% full |  |  | Statistical Inventory Reconciliation (SIR) | [8 empty] | UST Currently In Use: 0; UST Temp Close: 0; AST Currently In Use: 0; AST Temp Closed: 0 | 0 | 0 | 6 | 24334-053-006425 | CITY OF EAST BREWTON
3066 | Permanently Closed | 1992-01-04 06:00 | 1971-01-01 06:00 |  | Petroleum | Unleaded gasoline | Unleaded gasoline | Retail | Steel | Steel | Field installed cathodic protection |  | Steel |  | 1901-01-01 06:00 | Field installed cathodic protection |  | Automatic shutoff device At 95% full | Automatic shutoff device At 95% full |  |  | Statistical Inventory Reconciliation (SIR) | [8 empty] | UST Currently In Use: 0; UST Temp Close: 0; AST Currently In Use: 0; AST Temp Closed: 0 | 0 | 0 | 6 | 24334-053-006425 | CITY OF EAST BREWTON
3067 | Permanently Closed | 1981-06-01 06:00 | 1971-01-01 06:00 | 2013-11-22 06:00 | Petroleum | Unleaded gasoline | Unleaded gasoline |  | Steel | Steel |  | Painted or None | Steel |  | 1901-01-01 06:00 | [15 empty] | UST Currently In Use: 0; UST Temp Close: 0; AST Currently In Use: 0; AST Temp Closed: 0 | 0 | 0 | 6 | 24334-053-006425 | CITY OF EAST BREWTON
3068 | Permanently Closed | 2006-05-16 06:00 | 1971-01-01 06:00 |  | Petroleum | Unleaded gasoline | Unleaded gasoline | Local Government, Retail | Steel | Steel | Field installed cathodic protection |  | Steel |  | 1901-01-01 06:00 | Field installed cathodic protection | Catchment Basin, Single walled catchment basin | Automatic shutoff device At 95% full | Automatic shutoff device At 95% full |  |  | Statistical Inventory Reconciliation (SIR) | [8 empty] | UST Currently In Use: 0; UST Temp Close: 0; AST Currently In Use: 0; AST Temp Closed: 0 | 0 | 0 | 4 | 10995-053-006426 | CITY OF BREWTON
3069 | Permanently Closed | 2006-05-16 06:00 | 1971-01-01 06:00 |  | Petroleum | Unleaded gasoline | Unleaded gasoline | Local Government, Retail | Steel | Steel | Field installed cathodic protection | Painted or None | Steel |  | 1901-01-01 06:00 | Field installed cathodic protection | Catchment Basin, Single walled catchment basin | Flow Rest 90% Full | Flow Rest 90% Full |  |  | Statistical Inventory Reconciliation (SIR) | [8 empty] | UST Currently In Use: 0; UST Temp Close: 0; AST Currently In Use: 0; AST Temp Closed: 0 | 0 | 0 | 4 | 10995-053-006426 | CITY OF BREWTON
3070 | Permanently Closed | 2006-05-16 06:00 | 1971-01-01 06:00 |  | Petroleum | Premium gasoline | Premium gasoline | Local Government, Retail | Steel | Steel | Field installed cathodic protection | Painted or None | Steel |  | 1901-01-01 06:00 | Field installed cathodic protection | Catchment Basin, Single walled catchment basin | Flow Rest 90% Full | Flow Rest 90% Full |  |  | Statistical Inventory Reconciliation (SIR) | [8 empty] | UST Currently In Use: 0; UST Temp Close: 0; AST Currently In Use: 0; AST Temp Closed: 0 | 0 | 0 | 4 | 10995-053-006426 | CITY OF BREWTON
3071 | Permanently Closed | 2006-05-16 06:00 | 1971-01-01 06:00 |  | Petroleum | Mid-grade gasoline | Mid-grade gasoline | Local Government, Retail | Steel | Steel | Field installed cathodic protection |  | Steel |  | 1901-01-01 06:00 | Field installed cathodic protection | Catchment Basin, Single walled catchment basin | Automatic shutoff device At 95% full | Automatic shutoff device At 95% full |  |  | Statistical Inventory Reconciliation (SIR) | [8 empty] | UST Currently In Use: 0; UST Temp Close: 0; AST Currently In Use: 0; AST Temp Closed: 0 | 0 | 0 | 4 | 10995-053-006426 | CITY OF BREWTON
3072 | Currently in Use |  | 1974-01-01 06:00 |  | Petroleum | Unleaded gasoline | Unleaded gasoline | Retail | Steel | Steel | Field installed cathodic protection |  | Fiberglass reinforced plastic |  |  | Field installed cathodic protection, FLEX CONN | Catchment Basin, Single walled catchment basin | Automatic shutoff device At 95% full | Automatic shutoff device At 95% full |  |  | Continuous Automatic Tank Gauge |  | Automatic flow restrictor (MLLD) | Automatic flow restrictor (MLLD) |  |  | Annual line testing | Annual line testing |  | UST Currently In Use: 4; UST Temp Close: 0; AST Currently In Use: 0; AST Temp Closed: 0 | 4 | 0 | 1 | 22176-035-006428 | Circle K Stores, Inc.
3073 | Currently in Use |  | 1974-01-01 06:00 |  | Petroleum | Mid-grade gasoline | Mid-grade gasoline | Retail | Steel | Steel | Field installed cathodic protection |  | Fiberglass reinforced plastic |  |  | Field installed cathodic protection, FLEX CONN | Catchment Basin, Single walled catchment basin | Automatic shutoff device At 95% full | Automatic shutoff device At 95% full |  |  | Continuous Automatic Tank Gauge |  | Automatic flow restrictor (MLLD) | Automatic flow restrictor (MLLD) |  |  | Annual line testing | Annual line testing |  | UST Currently In Use: 4; UST Temp Close: 0; AST Currently In Use: 0; AST Temp Closed: 0 | 4 | 0 | 1 | 22176-035-006428 | Circle K Stores, Inc.
3074 | Currently in Use |  | 1974-01-01 06:00 |  | Petroleum | Premium gasoline | Premium gasoline | Retail | Steel | Steel | Field installed cathodic protection |  | Fiberglass reinforced plastic |  |  | Field installed cathodic protection, FLEX CONN | Catchment Basin, Single walled catchment basin | Automatic shutoff device At 95% full | Automatic shutoff device At 95% full |  |  | Continuous Automatic Tank Gauge |  | Automatic flow restrictor (MLLD) | Automatic flow restrictor (MLLD) |  |  | Annual line testing | Annual line testing |  | UST Currently In Use: 4; UST Temp Close: 0; AST Currently In Use: 0; AST Temp Closed: 0 | 4 | 0 | 1 | 22176-035-006428 | Circle K Stores, Inc.
3076 | Permanently Closed | 2010-11-02 06:00 | 1980-01-01 06:00 |  | Petroleum | On road diesel | On road diesel | Retail | Steel | Steel | Field installed cathodic protection |  | Steel |  |  | Field installed cathodic protection | Catchment Basin, Single walled catchment basin | Automatic shutoff device At 95% full | Automatic shutoff device At 95% full |  |  | Statistical Inventory Reconciliation (SIR) | [5 empty] | Annual line testing, Statistical inventory reconciliation (SIR) | Statistical inventory reconciliation (SIR) |  | UST Currently In Use: 4; UST Temp Close: 0; AST Currently In Use: 0; AST Temp Closed: 0 | 4 | 0 | 1 | 22176-035-006428 | Circle K Stores, Inc.
3077 | Permanently Closed | 2003-02-18 06:00 | 1967-01-01 06:00 | 2003-02-18 06:00 | Petroleum | Unleaded gasoline | Unleaded gasoline | Retail | Steel | Steel | Field installed cathodic protection |  | Steel |  | 1901-01-01 06:00 | Field installed cathodic protection | Catchment Basin, Single walled catchment basin | Automatic shutoff device At 95% full | Automatic shutoff device At 95% full |  |  | Statistical Inventory Reconciliation (SIR) | [5 empty] | Statistical inventory reconciliation (SIR) | Statistical inventory reconciliation (SIR) |  | UST Currently In Use: 0; UST Temp Close: 0; AST Currently In Use: 0; AST Temp Closed: 0 | 0 | 0 | 4 | 21292-053-006429 | S A AQUISITIONS INC
3078 | Permanently Closed | 2003-02-18 06:00 | 1967-01-01 06:00 | 2003-02-18 06:00 | Petroleum | Mid-grade gasoline | Mid-grade gasoline | Retail | Steel | Steel | Field installed cathodic protection |  | Steel |  | 1901-01-01 06:00 | Field installed cathodic protection | Catchment Basin, Single walled catchment basin | Automatic shutoff device At 95% full | Automatic shutoff device At 95% full |  |  | Statistical Inventory Reconciliation (SIR) | [5 empty] | Statistical inventory reconciliation (SIR) | Statistical inventory reconciliation (SIR) |  | UST Currently In Use: 0; UST Temp Close: 0; AST Currently In Use: 0; AST Temp Closed: 0 | 0 | 0 | 4 | 21292-053-006429 | S A AQUISITIONS INC
3079 | Permanently Closed | 2003-02-18 06:00 | 1967-01-01 06:00 | 2003-02-18 06:00 | Petroleum | Premium gasoline | Premium gasoline | Retail | Steel | Steel | Field installed cathodic protection |  | Steel |  | 1901-01-01 06:00 | Field installed cathodic protection | Catchment Basin, Single walled catchment basin | Automatic shutoff device At 95% full | Automatic shutoff device At 95% full |  |  | Statistical Inventory Reconciliation (SIR) | [5 empty] | Statistical inventory reconciliation (SIR) | Statistical inventory reconciliation (SIR) |  | UST Currently In Use: 0; UST Temp Close: 0; AST Currently In Use: 0; AST Temp Closed: 0 | 0 | 0 | 4 | 21292-053-006429 | S A AQUISITIONS INC
3080 | Permanently Closed | 1976-06-01 06:00 | 1967-01-01 06:00 | 1991-10-31 06:00 | Petroleum | Used oil | Used oil |  | Steel | Steel |  | Painted or None | Steel |  | 1901-01-01 06:00 | [15 empty] | UST Currently In Use: 0; UST Temp Close: 0; AST Currently In Use: 0; AST Temp Closed: 0 | 0 | 0 | 4 | 21292-053-006429 | S A AQUISITIONS INC
3081 | Permanently Closed | 1995-01-09 06:00 | 1972-01-01 06:00 | 1995-01-09 06:00 | Petroleum | Unleaded gasoline | Unleaded gasoline |  | Steel | Steel |  | Painted or None | Steel |  | 1901-01-01 06:00 | [6 empty] | Statistical Inventory Reconciliation (SIR) | [8 empty] | UST Currently In Use: 2; UST Temp Close: 0; AST Currently In Use: 0; AST Temp Closed: 0 | 2 | 0 | 3 | 24352-053-006430 | TIMOTHY CHAVERS
3082 | Permanently Closed | 1995-01-09 06:00 | 1972-01-01 06:00 | 1995-01-09 06:00 | Petroleum | Unleaded gasoline | Unleaded gasoline |  | Steel | Steel |  | Painted or None | Steel |  | 1901-01-01 06:00 | [6 empty] | Statistical Inventory Reconciliation (SIR) | [8 empty] | UST Currently In Use: 2; UST Temp Close: 0; AST Currently In Use: 0; AST Temp Closed: 0 | 2 | 0 | 3 | 24352-053-006430 | TIMOTHY CHAVERS
3083 | Permanently Closed | 1995-01-09 06:00 | 1972-01-01 06:00 | 1995-01-09 06:00 | Petroleum | Unleaded gasoline | Unleaded gasoline |  | Steel | Steel |  | Painted or None | Steel |  | 1901-01-01 06:00 | [6 empty] | Statistical Inventory Reconciliation (SIR) | [8 empty] | UST Currently In Use: 2; UST Temp Close: 0; AST Currently In Use: 0; AST Temp Closed: 0 | 2 | 0 | 3 | 24352-053-006430 | TIMOTHY CHAVERS
3084 | Currently in Use |  | 1972-01-01 06:00 |  | Petroleum | Unleaded gasoline | Unleaded gasoline | Retail | Steel | Steel | Field installed cathodic protection |  | Fiberglass reinforced plastic |  |  |  | Catchment Basin, Single walled catchment basin | Automatic shutoff device At 95% full | Automatic shutoff device At 95% full |  |  | Statistical Inventory Reconciliation (SIR) |  | Automatic flow restrictor (MLLD) | Automatic flow restrictor (MLLD) |  |  | Annual line testing, Statistical inventory reconciliation (SIR) | Statistical inventory reconciliation (SIR) |  | UST Currently In Use: 2; UST Temp Close: 1; AST Currently In Use: 0; AST Temp Closed: 0 | 2 | 1 | 0 | 23753-053-006432 | BULK FUEL PROPERTIES, LLC
3085 | Currently in Use |  | 1972-01-01 06:00 |  | Petroleum | Premium gasoline | Premium gasoline | Retail | Steel | Steel | Field installed cathodic protection |  | Fiberglass reinforced plastic |  |  |  | Catchment Basin, Single walled catchment basin | Automatic shutoff device At 95% full | Automatic shutoff device At 95% full |  |  | Statistical Inventory Reconciliation (SIR) |  | Automatic flow restrictor (MLLD) | Automatic flow restrictor (MLLD) |  |  | Annual line testing, Statistical inventory reconciliation (SIR) | Statistical inventory reconciliation (SIR) |  | UST Currently In Use: 2; UST Temp Close: 1; AST Currently In Use: 0; AST Temp Closed: 0 | 2 | 1 | 0 | 23753-053-006432 | BULK FUEL PROPERTIES, LLC
3086 | Temporary Closed | 2009-12-01 06:00 | 1978-01-01 06:00 |  | Petroleum | On road diesel | On road diesel | Retail | Steel | Steel | Field installed cathodic protection |  | Fiberglass reinforced plastic |  |  |  | Catchment Basin, Single walled catchment basin | Flow Rest 90% Full | Flow Rest 90% Full |  |  | Statistical Inventory Reconciliation (SIR) |  | Automatic flow restrictor (MLLD) | Automatic flow restrictor (MLLD) |  |  | Statistical inventory reconciliation (SIR) | Statistical inventory reconciliation (SIR) |  | UST Currently In Use: 2; UST Temp Close: 1; AST Currently In Use: 0; AST Temp Closed: 0 | 2 | 1 | 0 | 23753-053-006432 | BULK FUEL PROPERTIES, LLC
3087 | Temporary Closed | 2006-05-16 06:00 | 1981-01-01 06:00 |  | Petroleum | Unleaded gasoline | Unleaded gasoline | Retail | Steel | Steel | Field installed cathodic protection |  | Steel |  | 1901-01-01 06:00 | Field installed cathodic protection | Catchment Basin, Single walled catchment basin | Automatic shutoff device At 95% full | Automatic shutoff device At 95% full |  |  | Statistical Inventory Reconciliation (SIR) |  | Automatic flow restrictor (MLLD) | Automatic flow restrictor (MLLD) |  |  | Statistical inventory reconciliation (SIR) | Statistical inventory reconciliation (SIR) |  | UST Currently In Use: 0; UST Temp Close: 3; AST Currently In Use: 0; AST Temp Closed: 0 | 0 | 3 | 2 | 20765-053-006454 | GOCO AQUISITION CORP
3088 | Temporary Closed | 2006-05-16 06:00 | 1981-01-01 06:00 |  | Petroleum | Mid-grade gasoline | Mid-grade gasoline | Retail | Steel | Steel | Field installed cathodic protection |  | Steel |  | 1901-01-01 06:00 | Field installed cathodic protection | Catchment Basin, Single walled catchment basin | Automatic shutoff device At 95% full | Automatic shutoff device At 95% full |  |  | Statistical Inventory Reconciliation (SIR) |  | Automatic flow restrictor (MLLD) | Automatic flow restrictor (MLLD) |  |  | Statistical inventory reconciliation (SIR) | Statistical inventory reconciliation (SIR) |  | UST Currently In Use: 0; UST Temp Close: 3; AST Currently In Use: 0; AST Temp Closed: 0 | 0 | 3 | 2 | 20765-053-006454 | GOCO AQUISITION CORP
3089 | Temporary Closed | 2006-05-16 06:00 | 1981-01-01 06:00 |  | Petroleum | Premium gasoline | Premium gasoline | Retail | Steel | Steel | Field installed cathodic protection |  | Steel |  | 1901-01-01 06:00 | Field installed cathodic protection | Catchment Basin, Single walled catchment basin | Automatic shutoff device At 95% full | Automatic shutoff device At 95% full |  |  | Statistical Inventory Reconciliation (SIR) |  | Automatic flow restrictor (MLLD) | Automatic flow restrictor (MLLD) |  |  | Statistical inventory reconciliation (SIR) | Statistical inventory reconciliation (SIR) |  | UST Currently In Use: 0; UST Temp Close: 3; AST Currently In Use: 0; AST Temp Closed: 0 | 0 | 3 | 2 | 20765-053-006454 | GOCO AQUISITION CORP
3090 | Permanently Closed | 1979-06-01 06:00 | 1901-01-01 06:00 |  | Petroleum | Unleaded gasoline | Unleaded gasoline |  | Steel | Steel |  | Painted or None | Steel |  | 1901-01-01 06:00 | [15 empty] | UST Currently In Use: 0; UST Temp Close: 3; AST Currently In Use: 0; AST Temp Closed: 0 | 0 | 3 | 2 | 20765-053-006454 | GOCO AQUISITION CORP
3091 | Permanently Closed | 1979-06-01 06:00 | 1901-01-01 06:00 |  | Petroleum | Unleaded gasoline | Unleaded gasoline |  | Steel | Steel |  | Painted or None | Steel |  | 1901-01-01 06:00 | [15 empty] | UST Currently In Use: 0; UST Temp Close: 3; AST Currently In Use: 0; AST Temp Closed: 0 | 0 | 3 | 2 | 20765-053-006454 | GOCO AQUISITION CORP
3092 | Permanently Closed | 1991-10-29 06:00 | 1971-01-01 06:00 | 1991-10-29 06:00 | Petroleum | Unleaded gasoline | Unleaded gasoline |  | Steel | Steel |  | Painted or None | Steel |  | 1901-01-01 06:00 | [15 empty] | UST Currently In Use: 0; UST Temp Close: 0; AST Currently In Use: 0; AST Temp Closed: 0 | 0 | 0 | 3 | 10494-053-006455 | BERWICK BAY OIL CO INC
3093 | Permanently Closed | 1991-10-29 06:00 | 1971-01-01 06:00 | 1991-10-29 06:00 | Petroleum | Unleaded gasoline | Unleaded gasoline |  | Steel | Steel |  | Painted or None | Steel |  | 1901-01-01 06:00 | [15 empty] | UST Currently In Use: 0; UST Temp Close: 0; AST Currently In Use: 0; AST Temp Closed: 0 | 0 | 0 | 3 | 10494-053-006455 | BERWICK BAY OIL CO INC
3094 | Permanently Closed | 1991-10-29 06:00 | 1971-01-01 06:00 | 1991-10-29 06:00 | Petroleum | Unleaded gasoline | Unleaded gasoline |  | Steel | Steel |  | Painted or None | Steel |  | 1901-01-01 06:00 | [15 empty] | UST Currently In Use: 0; UST Temp Close: 0; AST Currently In Use: 0; AST Temp Closed: 0 | 0 | 0 | 3 | 10494-053-006455 | BERWICK BAY OIL CO INC
3095 | Temporary Closed | 2020-08-27 06:00 | 1984-01-01 06:00 |  | Petroleum | Unleaded gasoline | Unleaded gasoline | [16 empty] | Automatic flow restrictor (MLLD) | Automatic flow restrictor (MLLD) | [5 empty] | UST Currently In Use: 2; UST Temp Close: 2; AST Currently In Use: 0; AST Temp Closed: 0 | 2 | 2 | 0 | 25265-053-006456 | LGWS/CROSS AMERICA PARTNERS
3096 | Currently in Use |  | 1984-01-01 06:00 |  | Petroleum | Unleaded gasoline | Unleaded gasoline | Retail | Fiberglass reinforced plastic, Single Wall | Single Wall |  |  | Double Wall, Flexible |  | 2010-01-01 06:00 |  | Catchment Basin, Single walled catchment basin | Automatic shutoff device At 95% full | Automatic shutoff device At 95% full |  |  | Continuous Automatic Tank Gauge |  | Automatic flow restrictor (MLLD), Containment Sump, MANIFOLDED | Containment Sump | Interstitial Monitoring within Secondary Containment | SENSOR TO ATG | Continuous alarm system, Other, MANIFOLDED | Other |  | UST Currently In Use: 2; UST Temp Close: 2; AST Currently In Use: 0; AST Temp Closed: 0 | 2 | 2 | 0 | 25265-053-006456 | LGWS/CROSS AMERICA PARTNERS
3097 | Currently in Use |  | 1984-01-01 06:00 |  | Petroleum | Premium gasoline | Premium gasoline | Retail | Fiberglass reinforced plastic, Single Wall | Single Wall |  |  | Double Wall, Flexible |  | 2010-01-01 06:00 |  | Catchment Basin, Single walled catchment basin | Automatic shutoff device At 95% full | Automatic shutoff device At 95% full |  |  | Continuous Automatic Tank Gauge |  | Automatic flow restrictor (MLLD), Containment Sump | Containment Sump | Interstitial Monitoring within Secondary Containment | SENSOR TO ATG | Continuous alarm system | Continuous alarm system |  | UST Currently In Use: 2; UST Temp Close: 2; AST Currently In Use: 0; AST Temp Closed: 0 | 2 | 2 | 0 | 25265-053-006456 | LGWS/CROSS AMERICA PARTNERS
3098 | Temporary Closed | 2020-08-27 06:00 | 1984-01-01 06:00 |  | Petroleum | On road diesel | On road diesel | Retail | Fiberglass reinforced plastic, Single Wall | Single Wall |  |  | Double Wall, Flexible |  | 2010-01-01 06:00 |  | Catchment Basin, Single walled catchment basin | Automatic shutoff device At 95% full | Automatic shutoff device At 95% full |  |  | Continuous Automatic Tank Gauge |  | Automatic flow restrictor (MLLD), Containment Sump | Containment Sump | Interstitial Monitoring within Secondary Containment | SENSOR TO ATG | Continuous alarm system | Continuous alarm system |  | UST Currently In Use: 2; UST Temp Close: 2; AST Currently In Use: 0; AST Temp Closed: 0 | 2 | 2 | 0 | 25265-053-006456 | LGWS/CROSS AMERICA PARTNERS
3099 |  |  | 1976-01-01 06:00 |  | Petroleum | Unleaded gasoline | Unleaded gasoline |  | Steel | Steel |  | Painted or None | Steel |  | 1901-01-01 06:00 | [15 empty] | UST Currently In Use: 0; UST Temp Close: 0; AST Currently In Use: 0; AST Temp Closed: 0 | 0 | 0 | 0 | 10494-053-009351 | BERWICK BAY OIL CO INC
3100 |  |  | 1976-01-01 06:00 |  | Petroleum | On road diesel | On road diesel |  | Steel | Steel |  | Painted or None | Steel |  | 1901-01-01 06:00 | [15 empty] | UST Currently In Use: 0; UST Temp Close: 0; AST Currently In Use: 0; AST Temp Closed: 0 | 0 | 0 | 0 | 10494-053-009351 | BERWICK BAY OIL CO INC
3101 | Permanently Closed | 1988-04-01 06:00 | 1977-01-01 06:00 | 1988-04-25 06:00 | Petroleum | On road diesel | On road diesel |  | Steel | Steel |  | Painted or None | Steel |  | 1901-01-01 06:00 | [15 empty] | UST Currently In Use: 0; UST Temp Close: 0; AST Currently In Use: 0; AST Temp Closed: 0 | 0 | 0 | 2 | 10494-097-006394 | BERWICK BAY OIL CO INC
3102 | Permanently Closed | 1982-06-01 06:00 | 1977-01-01 06:00 | 1988-04-25 06:00 | Petroleum | Used oil | Used oil |  | Steel | Steel |  | Painted or None | Steel |  | 1901-01-01 06:00 | [15 empty] | UST Currently In Use: 0; UST Temp Close: 0; AST Currently In Use: 0; AST Temp Closed: 0 | 0 | 0 | 2 | 10494-097-006394 | BERWICK BAY OIL CO INC
3103 | Cannot Locate or abandoned |  | 1978-01-01 06:00 |  | Petroleum | On road diesel | On road diesel |  | Steel | Steel |  | Painted or None | Steel |  | 1901-01-01 06:00 | [15 empty] | UST Currently In Use: 0; UST Temp Close: 0; AST Currently In Use: 0; AST Temp Closed: 0 | 0 | 0 | 0 | 10494-097-006408 | BERWICK BAY OIL CO INC
3104 | Cannot Locate or abandoned |  | 1978-01-01 06:00 |  | Petroleum | Unleaded gasoline | Unleaded gasoline |  | Steel | Steel |  | Painted or None | Steel |  | 1901-01-01 06:00 | [15 empty] | UST Currently In Use: 0; UST Temp Close: 0; AST Currently In Use: 0; AST Temp Closed: 0 | 0 | 0 | 0 | 10494-097-006408 | BERWICK BAY OIL CO INC
3105 | Retired | 1984-09-01 06:00 | 1977-01-01 06:00 |  | Petroleum | Unleaded gasoline | Unleaded gasoline |  | Steel | Steel |  | Painted or None | Steel |  | 1901-01-01 06:00 | [15 empty] | UST Currently In Use: 0; UST Temp Close: 0; AST Currently In Use: 0; AST Temp Closed: 0 | 0 | 0 | 0 | 10494-097-006414 | BERWICK BAY OIL CO INC
3106 | Retired | 1984-09-01 06:00 | 1977-01-01 06:00 |  | Petroleum | Unleaded gasoline | Unleaded gasoline |  | Steel | Steel |  | Painted or None | Steel |  | 1901-01-01 06:00 | [15 empty] | UST Currently In Use: 0; UST Temp Close: 0; AST Currently In Use: 0; AST Temp Closed: 0 | 0 | 0 | 0 | 10494-097-006414 | BERWICK BAY OIL CO INC
3107 | Retired | 1983-06-01 06:00 | 1968-01-01 06:00 |  | Petroleum | Unleaded gasoline | Unleaded gasoline |  | Steel | Steel |  | Painted or None | Steel |  | 1901-01-01 06:00 | [15 empty] | UST Currently In Use: 0; UST Temp Close: 0; AST Currently In Use: 0; AST Temp Closed: 0 | 0 | 0 | 0 | 10494-097-006415 | BERWICK BAY OIL CO INC
3108 | Retired | 1983-06-01 06:00 | 1968-01-01 06:00 |  | Petroleum | Unleaded gasoline | Unleaded gasoline |  | Steel | Steel |  | Painted or None | Steel |  | 1901-01-01 06:00 | [15 empty] | UST Currently In Use: 0; UST Temp Close: 0; AST Currently In Use: 0; AST Temp Closed: 0 | 0 | 0 | 0 | 10494-097-006415 | BERWICK BAY OIL CO INC
3109 | Retired | 1983-06-01 06:00 | 1968-01-01 06:00 |  | Petroleum | Unleaded gasoline | Unleaded gasoline |  | Steel | Steel |  | Painted or None | Steel |  | 1901-01-01 06:00 | [15 empty] | UST Currently In Use: 0; UST Temp Close: 0; AST Currently In Use: 0; AST Temp Closed: 0 | 0 | 0 | 0 | 10494-097-006415 | BERWICK BAY OIL CO INC
3110 | Retired | 1983-06-01 06:00 | 1968-01-01 06:00 |  | Petroleum | Unleaded gasoline | Unleaded gasoline |  | Steel | Steel |  | Painted or None | Steel |  | 1901-01-01 06:00 | [15 empty] | UST Currently In Use: 0; UST Temp Close: 0; AST Currently In Use: 0; AST Temp Closed: 0 | 0 | 0 | 0 | 10494-097-006415 | BERWICK BAY OIL CO INC
3111 | Retired | 1983-06-01 06:00 | 1968-01-01 06:00 |  | Petroleum | Unleaded gasoline | Unleaded gasoline |  | Steel | Steel |  | Painted or None | Steel |  | 1901-01-01 06:00 | [15 empty] | UST Currently In Use: 0; UST Temp Close: 0; AST Currently In Use: 0; AST Temp Closed: 0 | 0 | 0 | 0 | 10494-097-006415 | BERWICK BAY OIL CO INC
3112 | Retired | 1983-06-01 06:00 | 1968-01-01 06:00 |  | Petroleum | On road diesel | On road diesel |  | Steel | Steel |  | Painted or None | Steel |  | 1901-01-01 06:00 | [15 empty] | UST Currently In Use: 0; UST Temp Close: 0; AST Currently In Use: 0; AST Temp Closed: 0 | 0 | 0 | 0 | 10494-097-006415 | BERWICK BAY OIL CO INC
3113 | Retired | 1983-06-01 06:00 | 1968-01-01 06:00 |  | Petroleum | On road diesel | On road diesel |  | Steel | Steel |  | Painted or None | Steel |  | 1901-01-01 06:00 | [15 empty] | UST Currently In Use: 0; UST Temp Close: 0; AST Currently In Use: 0; AST Temp Closed: 0 | 0 | 0 | 0 | 10494-097-006415 | BERWICK BAY OIL CO INC
3114 | Permanently Closed | 1993-09-20 06:00 | 1974-01-01 06:00 | 1993-09-20 06:00 | Petroleum | Unleaded gasoline | Unleaded gasoline |  | Steel | Steel |  | Painted or None | Steel |  | 1901-01-01 06:00 | [6 empty] | Statistical Inventory Reconciliation (SIR) | [8 empty] | UST Currently In Use: 0; UST Temp Close: 0; AST Currently In Use: 0; AST Temp Closed: 0 | 0 | 0 | 3 | 10494-097-006441 | BERWICK BAY OIL CO INC
3115 | Permanently Closed | 1993-09-20 06:00 | 1974-01-01 06:00 | 1993-09-20 06:00 | Petroleum | Unleaded gasoline | Unleaded gasoline |  | Steel | Steel |  | Painted or None | Steel |  | 1901-01-01 06:00 | [6 empty] | Statistical Inventory Reconciliation (SIR) | [8 empty] | UST Currently In Use: 0; UST Temp Close: 0; AST Currently In Use: 0; AST Temp Closed: 0 | 0 | 0 | 3 | 10494-097-006441 | BERWICK BAY OIL CO INC
3116 | Permanently Closed | 1993-09-20 06:00 | 1974-01-01 06:00 | 1993-09-20 06:00 | Petroleum | On road diesel | On road diesel |  | Steel | Steel |  | Painted or None | Steel |  | 1901-01-01 06:00 | [6 empty] | Statistical Inventory Reconciliation (SIR) | [8 empty] | UST Currently In Use: 0; UST Temp Close: 0; AST Currently In Use: 0; AST Temp Closed: 0 | 0 | 0 | 3 | 10494-097-006441 | BERWICK BAY OIL CO INC
3117 | Currently in Use |  | 1978-01-01 06:00 |  | Petroleum | Unleaded gasoline | Unleaded gasoline | Retail | Single Wall, Steel | Steel | Field installed cathodic protection |  | Double Wall, Fiberglass reinforced plastic |  |  |  | Catchment Basin, Single walled catchment basin | Automatic shutoff device At 95% full | Automatic shutoff device At 95% full |  |  | Continuous Automatic Tank Gauge |  | Automatic flow restrictor (MLLD), Containment Sump | Containment Sump |  |  | Annual line testing, Continuous alarm system | Continuous alarm system |  | UST Currently In Use: 4; UST Temp Close: 0; AST Currently In Use: 0; AST Temp Closed: 0 | 4 | 0 | 0 | 22176-097-006442 | Circle K Stores, Inc.
3118 | Currently in Use |  | 1978-01-01 06:00 |  | Petroleum | Other, NON-ETHAN | Other | Retail | Single Wall, Steel | Steel | Field installed cathodic protection |  | Double Wall, Fiberglass reinforced plastic |  |  |  | Catchment Basin, Single walled catchment basin | Automatic shutoff device At 95% full | Automatic shutoff device At 95% full |  |  | Continuous Automatic Tank Gauge |  | Automatic flow restrictor (MLLD), Containment Sump | Containment Sump |  |  | Annual line testing, Continuous alarm system | Continuous alarm system |  | UST Currently In Use: 4; UST Temp Close: 0; AST Currently In Use: 0; AST Temp Closed: 0 | 4 | 0 | 0 | 22176-097-006442 | Circle K Stores, Inc.
3119 | Currently in Use |  | 1978-01-01 06:00 |  | Petroleum | Premium gasoline | Premium gasoline | Retail | Single Wall, Steel | Steel | Field installed cathodic protection |  | Double Wall, Fiberglass reinforced plastic |  |  |  | Catchment Basin, Single walled catchment basin | Automatic shutoff device At 95% full | Automatic shutoff device At 95% full |  |  | Continuous Automatic Tank Gauge |  | Automatic flow restrictor (MLLD), Containment Sump | Containment Sump |  |  | Annual line testing, Continuous alarm system | Continuous alarm system |  | UST Currently In Use: 4; UST Temp Close: 0; AST Currently In Use: 0; AST Temp Closed: 0 | 4 | 0 | 0 | 22176-097-006442 | Circle K Stores, Inc.
3120 | Currently in Use |  | 1978-01-01 06:00 |  | Petroleum | On road diesel | On road diesel | Retail | Single Wall, Steel | Steel | Field installed cathodic protection |  | Double Wall, Fiberglass reinforced plastic |  |  |  | Catchment Basin, Single walled catchment basin | Automatic shutoff device At 95% full | Automatic shutoff device At 95% full |  |  | Continuous Automatic Tank Gauge |  | Automatic flow restrictor (MLLD), Containment Sump | Containment Sump |  |  | Annual line testing, Continuous alarm system | Continuous alarm system |  | UST Currently In Use: 4; UST Temp Close: 0; AST Currently In Use: 0; AST Temp Closed: 0 | 4 | 0 | 0 | 22176-097-006442 | Circle K Stores, Inc.
3121 | Currently in Use |  | 1979-01-01 06:00 |  | Petroleum | Premium gasoline | Premium gasoline | Retail | Single Wall, Steel | Steel | Field installed cathodic protection |  | Double Wall, Flexible |  |  |  | Catchment Basin, Single walled catchment basin | Automatic shutoff device At 95% full | Automatic shutoff device At 95% full |  |  | Continuous Automatic Tank Gauge |  | Automatic flow restrictor (MLLD), Containment Sump | Containment Sump |  |  | Annual line testing | Annual line testing |  | UST Currently In Use: 4; UST Temp Close: 0; AST Currently In Use: 0; AST Temp Closed: 0 | 4 | 0 | 0 | 22176-097-006443 | Circle K Stores, Inc.
3122 | Currently in Use |  | 1979-01-01 06:00 |  | Petroleum | Unleaded gasoline | Unleaded gasoline | Retail | Single Wall, Steel | Steel | Field installed cathodic protection |  | Double Wall, Flexible |  |  |  | Catchment Basin, Single walled catchment basin | Automatic shutoff device At 95% full | Automatic shutoff device At 95% full |  |  | Continuous Automatic Tank Gauge |  | Automatic flow restrictor (MLLD), Containment Sump | Containment Sump |  |  | Annual line testing | Annual line testing |  | UST Currently In Use: 4; UST Temp Close: 0; AST Currently In Use: 0; AST Temp Closed: 0 | 4 | 0 | 0 | 22176-097-006443 | Circle K Stores, Inc.
3123 | Currently in Use |  | 1979-01-01 06:00 |  | Petroleum | On road diesel | On road diesel | Retail | Steel | Steel | Field installed cathodic protection |  | Double Wall, Flexible |  |  |  | Catchment Basin, Single walled catchment basin | Automatic shutoff device At 95% full | Automatic shutoff device At 95% full |  |  | Continuous Automatic Tank Gauge |  | Automatic flow restrictor (MLLD), Containment Sump | Containment Sump |  |  | Annual line testing | Annual line testing |  | UST Currently In Use: 4; UST Temp Close: 0; AST Currently In Use: 0; AST Temp Closed: 0 | 4 | 0 | 0 | 22176-097-006443 | Circle K Stores, Inc.
3124 | Currently in Use |  | 1978-01-01 06:00 |  | Petroleum | Unleaded gasoline | Unleaded gasoline | Retail | Steel | Steel | Field installed cathodic protection |  | Steel |  |  | Field installed cathodic protection, FLXS ISOLA | Catchment Basin, Single walled catchment basin | Automatic shutoff device At 95% full | Automatic shutoff device At 95% full |  |  | Continuous Automatic Tank Gauge |  | Automatic flow restrictor (MLLD), Containment Sump | Containment Sump |  |  | Annual line testing | Annual line testing |  | UST Currently In Use: 3; UST Temp Close: 1; AST Currently In Use: 0; AST Temp Closed: 0 | 3 | 1 | 0 | 22507-097-006444 | HOANG VINH BUI NGUYEN
3125 | Temporary Closed | 2018-04-01 06:00 | 1978-01-01 06:00 |  | Petroleum | Mid-grade gasoline | Mid-grade gasoline | Retail | Steel | Steel | Field installed cathodic protection |  | Steel |  |  | Field installed cathodic protection, FLXS ISOLA | Catchment Basin, Single walled catchment basin | Automatic shutoff device At 95% full | Automatic shutoff device At 95% full |  |  | Continuous Automatic Tank Gauge |  | Automatic flow restrictor (MLLD), Containment Sump | Containment Sump |  |  | Annual line testing | Annual line testing |  | UST Currently In Use: 3; UST Temp Close: 1; AST Currently In Use: 0; AST Temp Closed: 0 | 3 | 1 | 0 | 22507-097-006444 | HOANG VINH BUI NGUYEN
3126 | Currently in Use |  | 1978-01-01 06:00 |  | Petroleum | Premium gasoline | Premium gasoline | Retail | Steel | Steel | Field installed cathodic protection |  | Steel |  |  | Field installed cathodic protection, FXLS ISOLA | Catchment Basin, Single walled catchment basin | Automatic shutoff device At 95% full | Automatic shutoff device At 95% full |  |  | Continuous Automatic Tank Gauge |  | Automatic flow restrictor (MLLD), Containment Sump | Containment Sump |  |  | Annual line testing | Annual line testing |  | UST Currently In Use: 3; UST Temp Close: 1; AST Currently In Use: 0; AST Temp Closed: 0 | 3 | 1 | 0 | 22507-097-006444 | HOANG VINH BUI NGUYEN
3127 | Currently in Use |  | 1978-01-01 06:00 |  | Petroleum | On road diesel | On road diesel | Retail | Steel | Steel | Field installed cathodic protection |  | Steel |  |  | Field installed cathodic protection, FLXS ISOLA | Catchment Basin, Single walled catchment basin | Automatic shutoff device At 95% full | Automatic shutoff device At 95% full |  |  | Continuous Automatic Tank Gauge |  | Automatic flow restrictor (MLLD), Containment Sump | Containment Sump |  |  | Annual line testing | Annual line testing |  | UST Currently In Use: 3; UST Temp Close: 1; AST Currently In Use: 0; AST Temp Closed: 0 | 3 | 1 | 0 | 22507-097-006444 | HOANG VINH BUI NGUYEN
3128 | Permanently Closed | 1992-08-05 06:00 | 1968-01-01 06:00 | 1992-08-05 06:00 | Petroleum | Unleaded gasoline | Unleaded gasoline |  | Steel | Steel |  | Painted or None | Steel |  | 1901-01-01 06:00 | [15 empty] | UST Currently In Use: 0; UST Temp Close: 0; AST Currently In Use: 0; AST Temp Closed: 0 | 0 | 0 | 5 | 10494-097-006445 | BERWICK BAY OIL CO INC
3129 | Permanently Closed | 1992-08-05 06:00 | 1968-01-01 06:00 | 1992-08-05 06:00 | Petroleum | Unleaded gasoline | Unleaded gasoline |  | Steel | Steel |  | Painted or None | Steel |  | 1901-01-01 06:00 | [15 empty] | UST Currently In Use: 0; UST Temp Close: 0; AST Currently In Use: 0; AST Temp Closed: 0 | 0 | 0 | 5 | 10494-097-006445 | BERWICK BAY OIL CO INC
3130 | Permanently Closed | 1992-08-05 06:00 | 1968-01-01 06:00 | 1992-08-05 06:00 | Petroleum | Unleaded gasoline | Unleaded gasoline |  | Steel | Steel |  | Painted or None | Steel |  | 1901-01-01 06:00 | [15 empty] | UST Currently In Use: 0; UST Temp Close: 0; AST Currently In Use: 0; AST Temp Closed: 0 | 0 | 0 | 5 | 10494-097-006445 | BERWICK BAY OIL CO INC
3131 | Permanently Closed | 1992-08-05 06:00 | 1968-01-01 06:00 | 1992-08-05 06:00 | Petroleum | Unleaded gasoline | Unleaded gasoline |  | Steel | Steel |  | Painted or None | Steel |  | 1901-01-01 06:00 | [15 empty] | UST Currently In Use: 0; UST Temp Close: 0; AST Currently In Use: 0; AST Temp Closed: 0 | 0 | 0 | 5 | 10494-097-006445 | BERWICK BAY OIL CO INC
3132 | Permanently Closed | 1976-06-01 06:00 | 1968-01-01 06:00 | 1990-08-05 06:00 | Petroleum | Used oil | Used oil |  | Steel | Steel |  | Painted or None | Steel |  | 1901-01-01 06:00 | [15 empty] | UST Currently In Use: 0; UST Temp Close: 0; AST Currently In Use: 0; AST Temp Closed: 0 | 0 | 0 | 5 | 10494-097-006445 | BERWICK BAY OIL CO INC
3133 | Permanently Closed |  | 1968-01-01 06:00 | 2023-10-19 06:00 | Petroleum | Unleaded gasoline | Unleaded gasoline | Retail | Steel | Steel | Field installed cathodic protection |  | Steel |  |  | Field installed cathodic protection | Catchment Basin, Single walled catchment basin | Automatic shutoff device At 95% full | Automatic shutoff device At 95% full |  |  | Statistical Inventory Reconciliation (SIR) |  | Automatic flow restrictor (MLLD) | Automatic flow restrictor (MLLD) |  |  | Statistical inventory reconciliation (SIR) | Statistical inventory reconciliation (SIR) |  | UST Currently In Use: 0; UST Temp Close: 0; AST Currently In Use: 0; AST Temp Closed: 0 | 0 | 0 | 4 | 22176-097-006446 | Circle K Stores, Inc.
3134 | Permanently Closed |  | 1968-01-01 06:00 | 2023-10-19 06:00 | Petroleum | On road diesel | On road diesel | Retail | Steel | Steel | Field installed cathodic protection |  | Steel |  |  | Field installed cathodic protection | Catchment Basin, Single walled catchment basin | Automatic shutoff device At 95% full | Automatic shutoff device At 95% full |  |  | Statistical Inventory Reconciliation (SIR) |  | Automatic flow restrictor (MLLD) | Automatic flow restrictor (MLLD) |  |  | Statistical inventory reconciliation (SIR) | Statistical inventory reconciliation (SIR) |  | UST Currently In Use: 0; UST Temp Close: 0; AST Currently In Use: 0; AST Temp Closed: 0 | 0 | 0 | 4 | 22176-097-006446 | Circle K Stores, Inc.
3135 | Permanently Closed |  | 1968-01-01 06:00 | 2023-10-19 06:00 | Petroleum | Premium gasoline | Premium gasoline | Retail | Steel | Steel | Field installed cathodic protection |  | Steel |  |  | Field installed cathodic protection | Catchment Basin, Single walled catchment basin | Automatic shutoff device At 95% full | Automatic shutoff device At 95% full |  |  | Statistical Inventory Reconciliation (SIR) |  | Automatic flow restrictor (MLLD) | Automatic flow restrictor (MLLD) |  |  | Statistical inventory reconciliation (SIR) | Statistical inventory reconciliation (SIR) |  | UST Currently In Use: 0; UST Temp Close: 0; AST Currently In Use: 0; AST Temp Closed: 0 | 0 | 0 | 4 | 22176-097-006446 | Circle K Stores, Inc.
3136 | Permanently Closed | 1976-06-01 06:00 | 1968-01-01 06:00 |  | Petroleum | Used oil | Used oil |  | Steel | Steel |  | Painted or None | Steel |  | 1901-01-01 06:00 | [15 empty] | UST Currently In Use: 0; UST Temp Close: 0; AST Currently In Use: 0; AST Temp Closed: 0 | 0 | 0 | 4 | 22176-097-006446 | Circle K Stores, Inc.
3137 | Cannot Locate or abandoned |  | 1976-01-01 06:00 |  | Petroleum | Unleaded gasoline | Unleaded gasoline |  | Steel | Steel | Field installed cathodic protection |  | Steel |  | 1901-01-01 06:00 | Field installed cathodic protection | Catchment Basin, Single walled catchment basin |  |  |  |  | Statistical Inventory Reconciliation (SIR) | [8 empty] | UST Currently In Use: 0; UST Temp Close: 0; AST Currently In Use: 0; AST Temp Closed: 0 | 0 | 0 | 0 | 20907-097-006447 | SONNY PAK
3138 | Cannot Locate or abandoned |  | 1976-01-01 06:00 |  | Petroleum | Unleaded gasoline | Unleaded gasoline |  | Steel | Steel | Field installed cathodic protection |  | Steel |  | 1901-01-01 06:00 | Field installed cathodic protection | Catchment Basin, Single walled catchment basin |  |  |  |  | Statistical Inventory Reconciliation (SIR) | [8 empty] | UST Currently In Use: 0; UST Temp Close: 0; AST Currently In Use: 0; AST Temp Closed: 0 | 0 | 0 | 0 | 20907-097-006447 | SONNY PAK
3139 | Cannot Locate or abandoned |  | 1976-01-01 06:00 |  | Petroleum | Unleaded gasoline | Unleaded gasoline |  | Steel | Steel | Field installed cathodic protection |  | Steel |  | 1901-01-01 06:00 | Field installed cathodic protection | Catchment Basin, Single walled catchment basin |  |  |  |  | Statistical Inventory Reconciliation (SIR) | [8 empty] | UST Currently In Use: 0; UST Temp Close: 0; AST Currently In Use: 0; AST Temp Closed: 0 | 0 | 0 | 0 | 20907-097-006447 | SONNY PAK
3140 | Cannot Locate or abandoned | 2001-10-03 06:00 | 1976-01-01 06:00 |  | Petroleum | Unleaded gasoline | Unleaded gasoline | Retail | Steel | Steel |  | Painted or None | Steel |  | 1901-01-01 06:00 | [15 empty] | UST Currently In Use: 0; UST Temp Close: 0; AST Currently In Use: 0; AST Temp Closed: 0 | 0 | 0 | 0 | 10494-097-006448 | BERWICK BAY OIL CO INC
3141 | Cannot Locate or abandoned | 2001-10-03 06:00 | 1976-01-01 06:00 |  | Petroleum | Unleaded gasoline | Unleaded gasoline | Retail | Steel | Steel |  | Painted or None | Steel |  | 1901-01-01 06:00 | [15 empty] | UST Currently In Use: 0; UST Temp Close: 0; AST Currently In Use: 0; AST Temp Closed: 0 | 0 | 0 | 0 | 10494-097-006448 | BERWICK BAY OIL CO INC
3142 | Cannot Locate or abandoned | 2001-10-03 06:00 | 1976-01-01 06:00 |  | Petroleum | Unleaded gasoline | Unleaded gasoline | Retail | Steel | Steel |  | Painted or None | Steel |  | 1901-01-01 06:00 | [15 empty] | UST Currently In Use: 0; UST Temp Close: 0; AST Currently In Use: 0; AST Temp Closed: 0 | 0 | 0 | 0 | 10494-097-006448 | BERWICK BAY OIL CO INC
3143 | Currently in Use |  | 1976-01-01 06:00 |  | Petroleum | Unleaded gasoline | Unleaded gasoline | Retail | Steel | Steel | Field installed cathodic protection |  | Fiberglass reinforced plastic |  |  | Other, FLEXS ISOL | Catchment Basin, Single walled catchment basin | Automatic shutoff device At 95% full, Flow Rest 90% Full | Flow Rest 90% Full |  |  | Statistical Inventory Reconciliation (SIR) |  | Automatic flow restrictor (MLLD) | Automatic flow restrictor (MLLD) |  |  | Statistical inventory reconciliation (SIR) | Statistical inventory reconciliation (SIR) |  | UST Currently In Use: 3; UST Temp Close: 0; AST Currently In Use: 0; AST Temp Closed: 0 | 3 | 0 | 0 | 23578-097-006449 | ALI HAIFA
3144 | Currently in Use |  | 1976-01-01 06:00 |  | Petroleum | Mid-grade gasoline | Mid-grade gasoline | Retail | Steel | Steel | Field installed cathodic protection |  | Fiberglass reinforced plastic |  |  | Other, FLEXS ISOL | Catchment Basin, Single walled catchment basin | Automatic shutoff device At 95% full, Flow Rest 90% Full | Flow Rest 90% Full |  |  | Statistical Inventory Reconciliation (SIR) |  | Automatic flow restrictor (MLLD) | Automatic flow restrictor (MLLD) |  |  | Statistical inventory reconciliation (SIR) | Statistical inventory reconciliation (SIR) |  | UST Currently In Use: 3; UST Temp Close: 0; AST Currently In Use: 0; AST Temp Closed: 0 | 3 | 0 | 0 | 23578-097-006449 | ALI HAIFA
3145 | Currently in Use |  | 1976-01-01 06:00 |  | Petroleum | Premium gasoline | Premium gasoline | Retail | Steel | Steel | Field installed cathodic protection |  | Fiberglass reinforced plastic |  |  | Other, FLEXS ISOL | Catchment Basin, Single walled catchment basin | Automatic shutoff device At 95% full, Flow Rest 90% Full | Flow Rest 90% Full |  |  | Statistical Inventory Reconciliation (SIR) |  | Automatic flow restrictor (MLLD) | Automatic flow restrictor (MLLD) |  |  | Statistical inventory reconciliation (SIR) | Statistical inventory reconciliation (SIR) |  | UST Currently In Use: 3; UST Temp Close: 0; AST Currently In Use: 0; AST Temp Closed: 0 | 3 | 0 | 0 | 23578-097-006449 | ALI HAIFA
3146 | Cannot Locate or abandoned |  | 1978-01-01 06:00 |  | Petroleum | Unleaded gasoline | Unleaded gasoline |  | Steel | Steel |  | Painted or None | Steel |  | 1901-01-01 06:00 | [15 empty] | UST Currently In Use: 0; UST Temp Close: 0; AST Currently In Use: 0; AST Temp Closed: 0 | 0 | 0 | 0 | 10494-097-006453 | BERWICK BAY OIL CO INC
3147 | Cannot Locate or abandoned |  | 1978-01-01 06:00 |  | Petroleum | Unleaded gasoline | Unleaded gasoline |  | Steel | Steel |  | Painted or None | Steel |  | 1901-01-01 06:00 | [15 empty] | UST Currently In Use: 0; UST Temp Close: 0; AST Currently In Use: 0; AST Temp Closed: 0 | 0 | 0 | 0 | 10494-097-006453 | BERWICK BAY OIL CO INC
3148 | Cannot Locate or abandoned |  | 1978-01-01 06:00 |  | Petroleum | Unleaded gasoline | Unleaded gasoline |  | Steel | Steel |  | Painted or None | Steel |  | 1901-01-01 06:00 | [15 empty] | UST Currently In Use: 0; UST Temp Close: 0; AST Currently In Use: 0; AST Temp Closed: 0 | 0 | 0 | 0 | 10494-097-006453 | BERWICK BAY OIL CO INC
3149 | Cannot Locate or abandoned |  | 1978-01-01 06:00 |  | Petroleum | On road diesel | On road diesel |  | Steel | Steel |  | Painted or None | Steel |  | 1901-01-01 06:00 | [15 empty] | UST Currently In Use: 0; UST Temp Close: 0; AST Currently In Use: 0; AST Temp Closed: 0 | 0 | 0 | 0 | 10494-097-006453 | BERWICK BAY OIL CO INC
3150 | Retired | 1982-06-01 06:00 | 1978-01-01 06:00 |  | Petroleum | Other, OTHER | Other |  | Steel | Steel |  | Painted or None | Steel |  | 1901-01-01 06:00 | [15 empty] | UST Currently In Use: 0; UST Temp Close: 0; AST Currently In Use: 0; AST Temp Closed: 0 | 0 | 0 | 0 | 10494-097-006453 | BERWICK BAY OIL CO INC
3151 | Permanently Closed | 2012-07-09 06:00 | 1972-01-01 06:00 | 2012-07-09 06:00 | Petroleum | Unleaded gasoline | Unleaded gasoline | Retail | Steel | Steel | Field installed cathodic protection, Interior lined (not allowed as a standalone method of corrosion protection) |  | Steel |  |  | Field installed cathodic protection | Catchment Basin, Single walled catchment basin | Automatic shutoff device At 95% full | Automatic shutoff device At 95% full |  |  | Statistical Inventory Reconciliation (SIR) | [5 empty] | Annual line testing, Statistical inventory reconciliation (SIR) | Statistical inventory reconciliation (SIR) |  | UST Currently In Use: 0; UST Temp Close: 0; AST Currently In Use: 0; AST Temp Closed: 0 | 0 | 0 | 6 | 22176-097-006457 | Circle K Stores, Inc.
3153 | Permanently Closed | 2012-07-09 06:00 | 1972-01-01 06:00 | 2012-07-09 06:00 | Petroleum | Unleaded gasoline | Unleaded gasoline | Retail | Steel | Steel | Field installed cathodic protection, Interior lined (not allowed as a standalone method of corrosion protection) |  | Steel |  |  | Field installed cathodic protection | Catchment Basin, Single walled catchment basin | Automatic shutoff device At 95% full | Automatic shutoff device At 95% full |  |  | Other, Statistical Inventory Reconciliation (SIR) |  | Other, MANIFOLDED | Other |  |  | Statistical inventory reconciliation (SIR) | Statistical inventory reconciliation (SIR) |  | UST Currently In Use: 0; UST Temp Close: 0; AST Currently In Use: 0; AST Temp Closed: 0 | 0 | 0 | 6 | 22176-097-006457 | Circle K Stores, Inc.
3155 | Permanently Closed | 2012-07-09 06:00 | 1972-01-01 06:00 | 2012-07-09 06:00 | Petroleum | Mid-grade gasoline | Mid-grade gasoline | Retail | Steel | Steel | Field installed cathodic protection, Interior lined (not allowed as a standalone method of corrosion protection) |  | Steel |  |  | Field installed cathodic protection | Catchment Basin, Single walled catchment basin | Automatic shutoff device At 95% full | Automatic shutoff device At 95% full |  |  | Statistical Inventory Reconciliation (SIR) | [5 empty] | Annual line testing, Statistical inventory reconciliation (SIR) | Statistical inventory reconciliation (SIR) |  | UST Currently In Use: 0; UST Temp Close: 0; AST Currently In Use: 0; AST Temp Closed: 0 | 0 | 0 | 6 | 22176-097-006457 | Circle K Stores, Inc.
3156 | Permanently Closed | 1984-06-01 06:00 | 1972-01-01 06:00 |  | Petroleum | Used oil | Used oil |  | Steel | Steel |  | Painted or None | Steel |  | 1901-01-01 06:00 | [15 empty] | UST Currently In Use: 0; UST Temp Close: 0; AST Currently In Use: 0; AST Temp Closed: 0 | 0 | 0 | 6 | 22176-097-006457 | Circle K Stores, Inc.
3157 | Currently in Use |  | 1989-10-14 06:00 |  | Petroleum | Unleaded gasoline | Unleaded gasoline | Retail | Steel | Steel | Coated & cathodic protection (sti-P3) |  | Fiberglass reinforced plastic |  |  |  | Catchment Basin, Single walled catchment basin | Automatic shutoff device At 95% full | Automatic shutoff device At 95% full |  |  | Automatic Tank Gauge |  | Automatic flow restrictor (MLLD) | Automatic flow restrictor (MLLD) |  |  | Annual line testing | Annual line testing |  | UST Currently In Use: 3; UST Temp Close: 0; AST Currently In Use: 0; AST Temp Closed: 0 | 3 | 0 | 0 | 21851-097-014675 | GREER REALTY, LLC
3158 | Currently in Use |  | 1989-10-14 06:00 |  | Petroleum | Premium gasoline | Premium gasoline | Retail | Steel | Steel | Coated & cathodic protection (sti-P3) |  | Fiberglass reinforced plastic |  |  |  | Catchment Basin, Single walled catchment basin | Automatic shutoff device At 95% full | Automatic shutoff device At 95% full |  |  | Automatic Tank Gauge |  | Automatic flow restrictor (MLLD) | Automatic flow restrictor (MLLD) |  |  | Annual line testing | Annual line testing |  | UST Currently In Use: 3; UST Temp Close: 0; AST Currently In Use: 0; AST Temp Closed: 0 | 3 | 0 | 0 | 21851-097-014675 | GREER REALTY, LLC
3159 | Currently in Use |  | 1989-10-14 06:00 |  | Petroleum | Other, CONV UNLEADED | Other | Retail | Steel | Steel | Coated & cathodic protection (sti-P3) |  | Fiberglass reinforced plastic |  |  |  | Catchment Basin, Single walled catchment basin | Automatic shutoff device At 95% full | Automatic shutoff device At 95% full |  |  | Automatic Tank Gauge |  | Automatic flow restrictor (MLLD) | Automatic flow restrictor (MLLD) |  |  | Annual line testing | Annual line testing |  | UST Currently In Use: 3; UST Temp Close: 0; AST Currently In Use: 0; AST Temp Closed: 0 | 3 | 0 | 0 | 21851-097-014675 | GREER REALTY, LLC
3160 | Permanently Closed | 1994-11-01 06:00 | 1977-01-01 06:00 | 1996-11-20 06:00 | Petroleum | Unleaded gasoline | Unleaded gasoline |  | Steel | Steel |  | Painted or None | Steel |  | 1901-01-01 06:00 | [15 empty] | UST Currently In Use: 1; UST Temp Close: 0; AST Currently In Use: 0; AST Temp Closed: 0 | 1 | 0 | 2 | 10496-073-009692 | MEDICAL WEST
3161 | Permanently Closed | 1994-11-01 06:00 | 1977-01-01 06:00 | 1996-11-20 06:00 | Petroleum | Unleaded gasoline | Unleaded gasoline |  | Steel | Steel |  | Painted or None | Steel |  | 1901-01-01 06:00 | [15 empty] | UST Currently In Use: 1; UST Temp Close: 0; AST Currently In Use: 0; AST Temp Closed: 0 | 1 | 0 | 2 | 10496-073-009692 | MEDICAL WEST
3162 | Currently in Use |  | 1977-01-01 06:00 |  | Petroleum | On road diesel | On road diesel | Emergency power generator | Steel | Steel | Field installed cathodic protection |  | Steel |  |  | Field installed cathodic protection | Catchment Basin, Single walled catchment basin | Audible high level alarm At 90% full, Automatic shutoff device At 95% full | Automatic shutoff device At 95% full |  |  | Continuous Automatic Tank Gauge | [8 empty] | UST Currently In Use: 1; UST Temp Close: 0; AST Currently In Use: 0; AST Temp Closed: 0 | 1 | 0 | 2 | 10496-073-009692 | MEDICAL WEST
3163 | Inert | 2021-02-09 06:00 | 1977-01-01 06:00 |  | Petroleum | On road diesel | On road diesel | Emergency power generator | Fiberglass reinforced plastic | Fiberglass reinforced plastic |  |  | Fiberglass reinforced plastic |  | 1901-01-01 06:00 |  | Catchment Basin, Single walled catchment basin | Audible high level alarm At 90% full, Automatic shutoff device At 95% full | Automatic shutoff device At 95% full |  |  | Other | [8 empty] | UST Currently In Use: 1; UST Temp Close: 0; AST Currently In Use: 0; AST Temp Closed: 0 | 1 | 0 | 2 | 10496-073-009692 | MEDICAL WEST
3164 | Currently in Use |  | 1976-01-01 06:00 |  | Petroleum | Unleaded gasoline | Unleaded gasoline | Retail | Steel | Steel | Field installed cathodic protection |  | Fiberglass reinforced plastic |  | 2019-05-01 06:00 |  | Catchment Basin, Single walled catchment basin | Automatic shutoff device At 95% full | Automatic shutoff device At 95% full |  |  | Automatic Tank Gauge |  | Automatic flow restrictor (MLLD) | Automatic flow restrictor (MLLD) | Interstitial Monitoring within Secondary Containment |  |  |  |  | UST Currently In Use: 2; UST Temp Close: 0; AST Currently In Use: 0; AST Temp Closed: 0 | 2 | 0 | 0 | 23055-021-001519 | UNITED PROPERTIES, LLC
3165 | Currently in Use |  | 1976-01-01 06:00 |  | Petroleum | Premium gasoline | Premium gasoline | Retail | Steel | Steel | Field installed cathodic protection |  | Double Wall, Fiberglass reinforced plastic |  | 2019-05-01 06:00 |  | Catchment Basin, Single walled catchment basin | Automatic shutoff device At 95% full | Automatic shutoff device At 95% full |  |  | Automatic Tank Gauge |  | Automatic flow restrictor (MLLD) | Automatic flow restrictor (MLLD) | Interstitial Monitoring within Secondary Containment |  |  |  |  | UST Currently In Use: 2; UST Temp Close: 0; AST Currently In Use: 0; AST Temp Closed: 0 | 2 | 0 | 0 | 23055-021-001519 | UNITED PROPERTIES, LLC
3166 | Permanently Closed | 1999-03-05 06:00 | 1977-01-01 06:00 | 2000-08-01 06:00 | Petroleum | Unleaded gasoline | Unleaded gasoline |  | Steel | Steel |  | Painted or None | Steel |  | 1901-01-01 06:00 | [6 empty] | Statistical Inventory Reconciliation (SIR) | [5 empty] | Annual line testing | Annual line testing |  | UST Currently In Use: 0; UST Temp Close: 0; AST Currently In Use: 0; AST Temp Closed: 0 | 0 | 0 | 2 | 19103-047-001522 | BESSEMER PETROLEUM CO., INC.
3167 | Permanently Closed | 1999-03-05 06:00 | 1977-01-01 06:00 | 2000-08-01 06:00 | Petroleum | Unleaded gasoline | Unleaded gasoline |  | Steel | Steel |  | Painted or None | Steel |  | 1901-01-01 06:00 | [6 empty] | Statistical Inventory Reconciliation (SIR) | [5 empty] | Annual line testing | Annual line testing |  | UST Currently In Use: 0; UST Temp Close: 0; AST Currently In Use: 0; AST Temp Closed: 0 | 0 | 0 | 2 | 19103-047-001522 | BESSEMER PETROLEUM CO., INC.
3168 | Permanently Closed | 1996-12-01 06:00 | 1986-01-01 06:00 | 1998-10-02 06:00 | Petroleum | Unleaded gasoline | Unleaded gasoline |  | Steel | Steel | Coated & cathodic protection (sti-P3) |  | Steel |  | 1901-01-01 06:00 | [6 empty] | Statistical Inventory Reconciliation (SIR) | [5 empty] | Annual line testing | Annual line testing |  | UST Currently In Use: 0; UST Temp Close: 0; AST Currently In Use: 0; AST Temp Closed: 0 | 0 | 0 | 2 | 19103-047-014120 | BESSEMER PETROLEUM CO., INC.
3169 | Permanently Closed | 1996-12-01 06:00 | 1986-01-01 06:00 | 1998-10-02 06:00 | Petroleum | Unleaded gasoline | Unleaded gasoline |  | Steel | Steel | Coated & cathodic protection (sti-P3) |  | Steel |  | 1901-01-01 06:00 | [6 empty] | Statistical Inventory Reconciliation (SIR) | [5 empty] | Annual line testing | Annual line testing |  | UST Currently In Use: 0; UST Temp Close: 0; AST Currently In Use: 0; AST Temp Closed: 0 | 0 | 0 | 2 | 19103-047-014120 | BESSEMER PETROLEUM CO., INC.
3170 | Permanently Closed | 1994-05-07 06:00 | 1978-06-01 06:00 | 1994-05-07 06:00 | Petroleum | Unleaded gasoline | Unleaded gasoline |  | Steel | Steel |  | Painted or None | Steel |  | 1901-01-01 06:00 | [15 empty] | UST Currently In Use: 0; UST Temp Close: 0; AST Currently In Use: 0; AST Temp Closed: 0 | 0 | 0 | 2 | 17767-049-001520 | VONDA LEE
3171 | Permanently Closed | 1994-05-07 06:00 | 1978-06-01 06:00 | 1994-05-07 06:00 | Petroleum | Unleaded gasoline | Unleaded gasoline |  | Steel | Steel |  | Painted or None | Steel |  | 1901-01-01 06:00 | [15 empty] | UST Currently In Use: 0; UST Temp Close: 0; AST Currently In Use: 0; AST Temp Closed: 0 | 0 | 0 | 2 | 17767-049-001520 | VONDA LEE
3172 | Permanently Closed | 1991-12-13 06:00 | 1977-01-01 06:00 | 1991-12-13 06:00 | Petroleum | Unleaded gasoline | Unleaded gasoline |  | Steel | Steel |  | Painted or None | Steel |  | 1901-01-01 06:00 | [15 empty] | UST Currently In Use: 0; UST Temp Close: 0; AST Currently In Use: 0; AST Temp Closed: 0 | 0 | 0 | 2 | 10499-049-001521 | BESSEMER OIL CO INC
3173 | Permanently Closed | 1991-12-13 06:00 | 1977-01-01 06:00 | 1991-12-13 06:00 | Petroleum | Unleaded gasoline | Unleaded gasoline |  | Steel | Steel |  | Painted or None | Steel |  | 1901-01-01 06:00 | [15 empty] | UST Currently In Use: 0; UST Temp Close: 0; AST Currently In Use: 0; AST Temp Closed: 0 | 0 | 0 | 2 | 10499-049-001521 | BESSEMER OIL CO INC
3174 | Permanently Closed | 1993-03-19 06:00 | 1977-01-01 06:00 | 1993-03-19 06:00 | Petroleum | Unleaded gasoline | Unleaded gasoline |  | Steel | Steel |  | Painted or None | Steel |  | 1901-01-01 06:00 | [12 empty] | Annual line testing | Annual line testing |  | UST Currently In Use: 0; UST Temp Close: 0; AST Currently In Use: 0; AST Temp Closed: 0 | 0 | 0 | 2 | 10499-051-001523 | BESSEMER OIL CO INC
3175 | Permanently Closed | 1993-03-19 06:00 | 1977-01-01 06:00 | 1993-03-19 06:00 | Petroleum | Unleaded gasoline | Unleaded gasoline |  | Steel | Steel |  | Painted or None | Steel |  | 1901-01-01 06:00 | [12 empty] | Annual line testing | Annual line testing |  | UST Currently In Use: 0; UST Temp Close: 0; AST Currently In Use: 0; AST Temp Closed: 0 | 0 | 0 | 2 | 10499-051-001523 | BESSEMER OIL CO INC
3176 | Permanently Closed | 2018-06-15 06:00 | 1976-01-01 06:00 | 2018-06-15 06:00 | Petroleum | Unleaded gasoline | Unleaded gasoline | Retail | Steel | Steel | Field installed cathodic protection, Interior lined (not allowed as a standalone method of corrosion protection) |  | Double Wall, Flexible |  |  |  | Catchment Basin, Single walled catchment basin | Flow Rest 90% Full | Flow Rest 90% Full |  |  | Continuous Automatic Tank Gauge |  | Containment Sump | Containment Sump | Interstitial Monitoring within Secondary Containment | SENSOR TO ATG | Continuous alarm system | Continuous alarm system |  | UST Currently In Use: 4; UST Temp Close: 0; AST Currently In Use: 0; AST Temp Closed: 0 | 4 | 0 | 2 | 13343-065-001524 | MCCULLOUGH OIL COMPANY, INC.
3177 | Permanently Closed | 2018-06-15 06:00 | 1976-01-01 06:00 | 2018-06-15 06:00 | Petroleum | Premium gasoline | Premium gasoline | Retail | Steel | Steel | Field installed cathodic protection, Interior lined (not allowed as a standalone method of corrosion protection) |  | Double Wall, Flexible |  |  |  | Catchment Basin, Single walled catchment basin | Flow Rest 90% Full | Flow Rest 90% Full |  |  | Continuous Automatic Tank Gauge |  | Containment Sump | Containment Sump | Interstitial Monitoring within Secondary Containment | SENSOR TO ATG | Continuous alarm system | Continuous alarm system |  | UST Currently In Use: 4; UST Temp Close: 0; AST Currently In Use: 0; AST Temp Closed: 0 | 4 | 0 | 2 | 13343-065-001524 | MCCULLOUGH OIL COMPANY, INC.
3178 | Permanently Closed | 1991-03-26 06:00 | 1978-01-01 06:00 | 1991-03-26 06:00 | Petroleum | Unleaded gasoline | Unleaded gasoline |  | Steel | Steel |  | Painted or None | Steel |  | 1901-01-01 06:00 | [15 empty] | UST Currently In Use: 0; UST Temp Close: 0; AST Currently In Use: 0; AST Temp Closed: 0 | 0 | 0 | 2 | 10499-071-001525 | BESSEMER OIL CO INC
3179 | Permanently Closed | 1991-03-26 06:00 | 1978-01-01 06:00 | 1986-03-26 06:00 | Petroleum | Unleaded gasoline | Unleaded gasoline |  | Steel | Steel |  | Painted or None | Steel |  | 1901-01-01 06:00 | [15 empty] | UST Currently In Use: 0; UST Temp Close: 0; AST Currently In Use: 0; AST Temp Closed: 0 | 0 | 0 | 2 | 10499-071-001525 | BESSEMER OIL CO INC
3180 | Permanently Closed | 1993-01-15 06:00 | 1976-01-01 06:00 | 1993-01-15 06:00 | Petroleum | Unleaded gasoline | Unleaded gasoline |  | Steel | Steel |  | Painted or None | Steel |  | 1901-01-01 06:00 | [15 empty] | UST Currently In Use: 0; UST Temp Close: 0; AST Currently In Use: 0; AST Temp Closed: 0 | 0 | 0 | 2 | 14431-071-001526 | SKYLINE OIL CO INC
3181 | Permanently Closed | 1993-01-15 06:00 | 1976-01-01 06:00 | 1993-01-15 06:00 | Petroleum | Unleaded gasoline | Unleaded gasoline |  | Steel | Steel |  | Painted or None | Steel |  | 1901-01-01 06:00 | [15 empty] | UST Currently In Use: 0; UST Temp Close: 0; AST Currently In Use: 0; AST Temp Closed: 0 | 0 | 0 | 2 | 14431-071-001526 | SKYLINE OIL CO INC
3182 | Permanently Closed | 1992-12-22 06:00 | 1977-01-01 06:00 | 1998-12-22 06:00 | Petroleum | Unleaded gasoline | Unleaded gasoline | Retail | Steel | Steel |  | Painted or None | Steel |  | 1901-01-01 06:00 | [12 empty] | Annual line testing | Annual line testing |  | UST Currently In Use: 0; UST Temp Close: 0; AST Currently In Use: 0; AST Temp Closed: 0 | 0 | 0 | 3 | 19580-071-001527 | GLENN BRADFORD
3183 | Permanently Closed | 1992-12-22 06:00 | 1977-01-01 06:00 | 1998-12-22 06:00 | Petroleum | Unleaded gasoline | Unleaded gasoline | Retail | Steel | Steel |  | Painted or None | Steel |  | 1901-01-01 06:00 | [12 empty] | Annual line testing | Annual line testing |  | UST Currently In Use: 0; UST Temp Close: 0; AST Currently In Use: 0; AST Temp Closed: 0 | 0 | 0 | 3 | 19580-071-001527 | GLENN BRADFORD
3184 | Permanently Closed | 1992-12-22 06:00 | 1977-01-01 06:00 | 1998-12-22 06:00 | Petroleum | On road diesel | On road diesel | Retail | Steel | Steel |  | Painted or None | Steel |  | 1901-01-01 06:00 | [12 empty] | Annual line testing | Annual line testing |  | UST Currently In Use: 0; UST Temp Close: 0; AST Currently In Use: 0; AST Temp Closed: 0 | 0 | 0 | 3 | 19580-071-001527 | GLENN BRADFORD
3185 | Permanently Closed | 1992-10-07 06:00 | 1976-01-01 06:00 | 2017-08-10 06:00 | Petroleum | Unleaded gasoline | Unleaded gasoline |  | Steel | Steel |  | Painted or None | Steel |  | 1901-01-01 06:00 | [12 empty] | Annual line testing | Annual line testing |  | UST Currently In Use: 0; UST Temp Close: 0; AST Currently In Use: 0; AST Temp Closed: 0 | 0 | 0 | 2 | 25190-071-001528 | JEREMIAH PROPERTIES
3186 | Permanently Closed | 1992-10-07 06:00 | 1976-01-01 06:00 | 2017-08-10 06:00 | Petroleum | Unleaded gasoline | Unleaded gasoline |  | Steel | Steel |  | Painted or None | Steel |  | 1901-01-01 06:00 | [12 empty] | Annual line testing | Annual line testing |  | UST Currently In Use: 0; UST Temp Close: 0; AST Currently In Use: 0; AST Temp Closed: 0 | 0 | 0 | 2 | 25190-071-001528 | JEREMIAH PROPERTIES
3187 | Permanently Closed | 1991-10-30 06:00 | 1976-01-01 06:00 | 1991-10-30 06:00 | Petroleum | Unleaded gasoline | Unleaded gasoline |  | Steel | Steel |  | Painted or None | Steel |  | 1901-01-01 06:00 | [15 empty] | UST Currently In Use: 0; UST Temp Close: 0; AST Currently In Use: 0; AST Temp Closed: 0 | 0 | 0 | 2 | 10499-071-001529 | BESSEMER OIL CO INC
3188 | Permanently Closed | 1991-10-30 06:00 | 1976-01-01 06:00 | 1991-10-30 06:00 | Petroleum | Unleaded gasoline | Unleaded gasoline |  | Steel | Steel |  | Painted or None | Steel |  | 1901-01-01 06:00 | [15 empty] | UST Currently In Use: 0; UST Temp Close: 0; AST Currently In Use: 0; AST Temp Closed: 0 | 0 | 0 | 2 | 10499-071-001529 | BESSEMER OIL CO INC
3189 | Permanently Closed | 1990-09-13 06:00 | 1959-01-01 06:00 | 1990-09-13 06:00 | Petroleum | Unleaded gasoline | Unleaded gasoline |  | Steel | Steel |  | Painted or None | Steel |  | 1901-01-01 06:00 | [15 empty] | UST Currently In Use: 0; UST Temp Close: 0; AST Currently In Use: 0; AST Temp Closed: 0 | 0 | 0 | 1 | 10499-073-001181 | BESSEMER OIL CO INC
3190 | Cannot Locate or abandoned | 1993-01-01 06:00 | 1970-09-07 06:00 |  | Petroleum | Unleaded gasoline | Unleaded gasoline |  | Steel | Steel |  | Painted or None | Steel |  | 1901-01-01 06:00 | [15 empty] | UST Currently In Use: 0; UST Temp Close: 0; AST Currently In Use: 0; AST Temp Closed: 0 | 0 | 0 | 0 | 10499-073-001535 | BESSEMER OIL CO INC
3191 | Cannot Locate or abandoned | 1993-01-01 06:00 | 1970-09-07 06:00 |  | Petroleum | Unleaded gasoline | Unleaded gasoline |  | Steel | Steel |  | Painted or None | Steel |  | 1901-01-01 06:00 | [15 empty] | UST Currently In Use: 0; UST Temp Close: 0; AST Currently In Use: 0; AST Temp Closed: 0 | 0 | 0 | 0 | 10499-073-001535 | BESSEMER OIL CO INC
3192 | Permanently Closed | 1991-01-31 06:00 | 1964-01-01 06:00 | 1991-01-31 06:00 | Petroleum | Unleaded gasoline | Unleaded gasoline |  | Steel | Steel |  | Painted or None | Steel |  | 1901-01-01 06:00 | [15 empty] | UST Currently In Use: 0; UST Temp Close: 0; AST Currently In Use: 0; AST Temp Closed: 0 | 0 | 0 | 1 | 10499-073-001536 | BESSEMER OIL CO INC
3193 | Permanently Closed | 1990-01-10 06:00 | 1957-01-01 06:00 | 1990-01-10 06:00 | Petroleum | Unleaded gasoline | Unleaded gasoline |  | Steel | Steel |  | Painted or None | Steel |  | 1901-01-01 06:00 | [15 empty] | UST Currently In Use: 0; UST Temp Close: 0; AST Currently In Use: 0; AST Temp Closed: 0 | 0 | 0 | 1 | 10499-073-001537 | BESSEMER OIL CO INC
3194 | Permanently Closed | 1990-11-19 06:00 | 1981-01-01 06:00 | 1990-11-19 06:00 | Petroleum | On road diesel | On road diesel |  | Steel | Steel |  | Painted or None | Steel |  | 1901-01-01 06:00 | [15 empty] | UST Currently In Use: 0; UST Temp Close: 0; AST Currently In Use: 0; AST Temp Closed: 0 | 0 | 0 | 1 | 10499-073-001538 | BESSEMER OIL CO INC
3195 | Permanently Closed | 1998-09-22 06:00 | 1980-01-01 06:00 | 2000-05-09 06:00 | Petroleum | Unleaded gasoline | Unleaded gasoline |  | Steel | Steel |  | Painted or None | Steel |  | 1901-01-01 06:00 | [15 empty] | UST Currently In Use: 0; UST Temp Close: 0; AST Currently In Use: 0; AST Temp Closed: 0 | 0 | 0 | 2 | 10499-073-001539 | BESSEMER OIL CO INC
3196 | Permanently Closed | 1998-09-22 06:00 | 1980-01-01 06:00 | 2000-05-09 06:00 | Petroleum | On road diesel | On road diesel |  | Steel | Steel |  | Painted or None | Steel |  | 1901-01-01 06:00 | [15 empty] | UST Currently In Use: 0; UST Temp Close: 0; AST Currently In Use: 0; AST Temp Closed: 0 | 0 | 0 | 2 | 10499-073-001539 | BESSEMER OIL CO INC
3197 | Cannot Locate or abandoned | 1992-09-01 06:00 | 1975-01-01 06:00 |  | Petroleum | Unleaded gasoline | Unleaded gasoline |  | Steel | Steel |  | Painted or None | Steel |  | 1901-01-01 06:00 | [15 empty] | UST Currently In Use: 0; UST Temp Close: 0; AST Currently In Use: 0; AST Temp Closed: 0 | 0 | 0 | 0 | 10499-073-001541 | BESSEMER OIL CO INC
3198 | Cannot Locate or abandoned | 1992-09-01 06:00 | 1975-01-01 06:00 |  | Petroleum | Unleaded gasoline | Unleaded gasoline |  | Steel | Steel |  | Painted or None | Steel |  | 1901-01-01 06:00 | [15 empty] | UST Currently In Use: 0; UST Temp Close: 0; AST Currently In Use: 0; AST Temp Closed: 0 | 0 | 0 | 0 | 10499-073-001541 | BESSEMER OIL CO INC
3199 | Permanently Closed | 1997-03-01 06:00 | 1969-05-06 06:00 | 1997-05-13 06:00 | Petroleum | Unleaded gasoline | Unleaded gasoline | Retail | Steel | Steel |  | Painted or None | Steel |  | 1901-01-01 06:00 | [12 empty] | Annual line testing | Annual line testing |  | UST Currently In Use: 2; UST Temp Close: 0; AST Currently In Use: 0; AST Temp Closed: 0 | 2 | 0 | 4 | 19939-073-001542 | KIRIT PATEL
3200 | Permanently Closed | 1997-03-01 06:00 | 1969-05-06 06:00 | 1997-05-13 06:00 | Petroleum | Unleaded gasoline | Unleaded gasoline | Retail | Steel | Steel |  | Painted or None | Steel |  | 1901-01-01 06:00 | [12 empty] | Annual line testing | Annual line testing |  | UST Currently In Use: 2; UST Temp Close: 0; AST Currently In Use: 0; AST Temp Closed: 0 | 2 | 0 | 4 | 19939-073-001542 | KIRIT PATEL
3201 | Permanently Closed | 1997-03-01 06:00 | 1969-05-06 06:00 | 1997-05-13 06:00 | Petroleum | On road diesel | On road diesel | Retail | Steel | Steel |  | Painted or None | Steel |  | 1901-01-01 06:00 | [12 empty] | Annual line testing | Annual line testing |  | UST Currently In Use: 2; UST Temp Close: 0; AST Currently In Use: 0; AST Temp Closed: 0 | 2 | 0 | 4 | 19939-073-001542 | KIRIT PATEL
3202 | Permanently Closed | 1997-03-01 06:00 | 1969-05-06 06:00 | 1997-05-13 06:00 | Petroleum | On road diesel | On road diesel | Retail | Steel | Steel |  | Painted or None | Steel |  | 1901-01-01 06:00 | [12 empty] | Annual line testing | Annual line testing |  | UST Currently In Use: 2; UST Temp Close: 0; AST Currently In Use: 0; AST Temp Closed: 0 | 2 | 0 | 4 | 19939-073-001542 | KIRIT PATEL
3203 | Permanently Closed | 1989-02-27 06:00 | 1971-01-01 06:00 | 1989-02-27 06:00 | Petroleum | Unleaded gasoline | Unleaded gasoline |  | Steel | Steel |  | Painted or None | Steel |  | 1901-01-01 06:00 | [15 empty] | UST Currently In Use: 0; UST Temp Close: 0; AST Currently In Use: 0; AST Temp Closed: 0 | 0 | 0 | 1 | 10499-073-001543 | BESSEMER OIL CO INC
3204 | Permanently Closed | 1998-06-15 06:00 | 1966-01-01 06:00 | 1998-06-15 06:00 | Petroleum | Unleaded gasoline | Unleaded gasoline | Retail | Steel | Steel |  | Painted or None | Steel |  | 1901-01-01 06:00 | [12 empty] | Annual line testing | Annual line testing |  | UST Currently In Use: 0; UST Temp Close: 0; AST Currently In Use: 0; AST Temp Closed: 0 | 0 | 0 | 2 | 20168-073-001544 | HAZEL MCDANIEL
3205 | Permanently Closed | 1998-06-15 06:00 | 1966-01-01 06:00 | 1998-06-15 06:00 | Petroleum | Unleaded gasoline | Unleaded gasoline | Retail | Steel | Steel |  | Painted or None | Steel |  | 1901-01-01 06:00 | [12 empty] | Annual line testing | Annual line testing |  | UST Currently In Use: 0; UST Temp Close: 0; AST Currently In Use: 0; AST Temp Closed: 0 | 0 | 0 | 2 | 20168-073-001544 | HAZEL MCDANIEL
3206 | Permanently Closed | 1990-04-02 06:00 | 1977-01-01 06:00 | 1990-04-02 06:00 | Petroleum | Unleaded gasoline | Unleaded gasoline |  | Steel | Steel |  | Painted or None | Steel |  | 1901-01-01 06:00 | [15 empty] | UST Currently In Use: 0; UST Temp Close: 0; AST Currently In Use: 0; AST Temp Closed: 0 | 0 | 0 | 2 | 10499-073-001546 | BESSEMER OIL CO INC
3207 | Permanently Closed | 1990-04-02 06:00 | 1977-01-01 06:00 | 1990-04-02 06:00 | Petroleum | Unleaded gasoline | Unleaded gasoline |  | Steel | Steel |  | Painted or None | Steel |  | 1901-01-01 06:00 |  | Catchment Basin, Single walled catchment basin | [10 empty] | Annual line testing | Annual line testing |  | UST Currently In Use: 0; UST Temp Close: 0; AST Currently In Use: 0; AST Temp Closed: 0 | 0 | 0 | 2 | 10499-073-001546 | BESSEMER OIL CO INC
3208 | Retired | 1988-08-08 06:00 | 1967-01-01 06:00 |  | Petroleum | Unleaded gasoline | Unleaded gasoline |  | Steel | Steel |  | Painted or None | Steel |  | 1901-01-01 06:00 | [15 empty] | UST Currently In Use: 0; UST Temp Close: 0; AST Currently In Use: 0; AST Temp Closed: 0 | 0 | 0 | 0 | 10499-073-001547 | BESSEMER OIL CO INC
3209 | Retired | 1988-08-08 06:00 | 1967-01-01 06:00 |  | Petroleum | Unleaded gasoline | Unleaded gasoline |  | Steel | Steel |  | Painted or None | Steel |  | 1901-01-01 06:00 | [15 empty] | UST Currently In Use: 0; UST Temp Close: 0; AST Currently In Use: 0; AST Temp Closed: 0 | 0 | 0 | 0 | 10499-073-001547 | BESSEMER OIL CO INC
3210 | Temporary Closed | 2015-01-01 06:00 | 1976-01-01 06:00 |  | Petroleum | Unleaded gasoline | Unleaded gasoline | Retail | Steel | Steel | Field installed cathodic protection |  | Steel |  | 1901-01-01 06:00 | Field installed cathodic protection | Catchment Basin, Single walled catchment basin | Automatic shutoff device At 95% full, Flow Rest 90% Full | Flow Rest 90% Full |  |  | Statistical Inventory Reconciliation (SIR) | [8 empty] | UST Currently In Use: 0; UST Temp Close: 2; AST Currently In Use: 0; AST Temp Closed: 0 | 0 | 2 | 0 | 24505-073-001548 | LARRY HYCHE
3211 | Temporary Closed | 2006-12-31 06:00 | 1974-01-01 06:00 |  | Petroleum | Unleaded gasoline | Unleaded gasoline | Retail | Steel | Steel | Field installed cathodic protection |  | Steel |  |  | Field installed cathodic protection | Catchment Basin, Single walled catchment basin | Automatic shutoff device At 95% full, Flow Rest 90% Full | Flow Rest 90% Full |  |  | Statistical Inventory Reconciliation (SIR) | [8 empty] | UST Currently In Use: 0; UST Temp Close: 2; AST Currently In Use: 0; AST Temp Closed: 0 | 0 | 2 | 0 | 24505-073-001548 | LARRY HYCHE
3213 | Permanently Closed | 1991-11-21 06:00 | 1972-01-01 06:00 | 1991-11-21 06:00 | Petroleum | Unleaded gasoline | Unleaded gasoline |  | Steel | Steel |  | Painted or None | Steel |  | 1901-01-01 06:00 | [15 empty] | UST Currently In Use: 0; UST Temp Close: 0; AST Currently In Use: 0; AST Temp Closed: 0 | 0 | 0 | 1 | 10499-073-001549 | BESSEMER OIL CO INC
3216 | Temporary Closed | 2015-04-15 06:00 | 1970-01-01 06:00 |  | Petroleum | Unleaded gasoline | Unleaded gasoline | Retail | Steel | Steel | Field installed cathodic protection, Interior lined (not allowed as a standalone method of corrosion protection) |  | Fiberglass reinforced plastic |  |  | Other, FLXS ISOLA | Catchment Basin, Single walled catchment basin | Automatic shutoff device At 95% full | Automatic shutoff device At 95% full |  |  | Statistical Inventory Reconciliation (SIR) | [8 empty] | UST Currently In Use: 0; UST Temp Close: 2; AST Currently In Use: 0; AST Temp Closed: 0 | 0 | 2 | 0 | 20138-073-001551 | DORTHEIA FOWLER C/O ZN MARKET
3217 | Temporary Closed | 2015-04-15 06:00 | 1970-01-01 06:00 |  | Petroleum | Unleaded gasoline | Unleaded gasoline | Retail | Steel | Steel | Field installed cathodic protection, Interior lined (not allowed as a standalone method of corrosion protection) | Painted or None | Fiberglass reinforced plastic |  |  | Other, FLXS ISOLA | Catchment Basin, Single walled catchment basin | Automatic shutoff device At 95% full | Automatic shutoff device At 95% full |  |  | Statistical Inventory Reconciliation (SIR) | [8 empty] | UST Currently In Use: 0; UST Temp Close: 2; AST Currently In Use: 0; AST Temp Closed: 0 | 0 | 2 | 0 | 20138-073-001551 | DORTHEIA FOWLER C/O ZN MARKET
3218 | Cannot Locate or abandoned | 2003-01-17 06:00 | 1977-01-01 06:00 |  | Petroleum | Unleaded gasoline | Unleaded gasoline | Retail | Steel | Steel | Field installed cathodic protection |  | Steel |  | 1901-01-01 06:00 | Field installed cathodic protection | Catchment Basin, Single walled catchment basin | Automatic shutoff device At 95% full | Automatic shutoff device At 95% full | [11 empty] | UST Currently In Use: 0; UST Temp Close: 0; AST Currently In Use: 0; AST Temp Closed: 0 | 0 | 0 | 0 | 21942-073-001552 | EDNA'S SUPER MART, INC.
3219 | Cannot Locate or abandoned | 2003-01-17 06:00 | 1977-01-01 06:00 |  | Petroleum | Mid-grade gasoline | Mid-grade gasoline | Retail | Steel | Steel | Field installed cathodic protection |  | Steel |  | 1901-01-01 06:00 | Field installed cathodic protection | Catchment Basin, Single walled catchment basin | Automatic shutoff device At 95% full | Automatic shutoff device At 95% full | [11 empty] | UST Currently In Use: 0; UST Temp Close: 0; AST Currently In Use: 0; AST Temp Closed: 0 | 0 | 0 | 0 | 21942-073-001552 | EDNA'S SUPER MART, INC.
3220 | Cannot Locate or abandoned | 2003-01-17 06:00 | 1977-01-01 06:00 |  | Petroleum | Premium gasoline | Premium gasoline | Retail | Steel | Steel | Field installed cathodic protection |  | Steel |  | 1901-01-01 06:00 | Field installed cathodic protection | Catchment Basin, Single walled catchment basin | Automatic shutoff device At 95% full | Automatic shutoff device At 95% full | [11 empty] | UST Currently In Use: 0; UST Temp Close: 0; AST Currently In Use: 0; AST Temp Closed: 0 | 0 | 0 | 0 | 21942-073-001552 | EDNA'S SUPER MART, INC.
3221 | Permanently Closed | 1992-09-01 06:00 | 1975-01-01 06:00 | 1992-09-01 06:00 | Petroleum | Unleaded gasoline | Unleaded gasoline |  | Steel | Steel |  | Painted or None | Steel |  | 1901-01-01 06:00 | [15 empty] | UST Currently In Use: 0; UST Temp Close: 0; AST Currently In Use: 0; AST Temp Closed: 0 | 0 | 0 | 1 | 17358-073-001553 | BROWN HEATING & COOLING
3222 | Permanently Closed | 1994-09-07 06:00 | 1978-01-01 06:00 | 1994-09-07 06:00 | Petroleum | On road diesel | On road diesel |  | Steel | Steel |  | Painted or None | Steel |  | 1901-01-01 06:00 | [6 empty] | Statistical Inventory Reconciliation (SIR) | [8 empty] | UST Currently In Use: 0; UST Temp Close: 0; AST Currently In Use: 0; AST Temp Closed: 0 | 0 | 0 | 1 | 19103-073-001554 | BESSEMER PETROLEUM CO., INC.
3223 | Permanently Closed | 1989-05-01 06:00 | 1963-01-01 06:00 | 1989-05-01 06:00 | Petroleum | Unleaded gasoline | Unleaded gasoline |  | Steel | Steel |  | Painted or None | Steel |  | 1901-01-01 06:00 | [15 empty] | UST Currently In Use: 0; UST Temp Close: 0; AST Currently In Use: 0; AST Temp Closed: 0 | 0 | 0 | 1 | 10499-073-001555 | BESSEMER OIL CO INC
3224 | Permanently Closed | 1993-03-27 06:00 | 1976-01-01 06:00 | 1993-03-27 06:00 | Petroleum | Unleaded gasoline | Unleaded gasoline |  | Steel | Steel |  | Painted or None | Steel |  | 1901-01-01 06:00 | [15 empty] | UST Currently In Use: 0; UST Temp Close: 0; AST Currently In Use: 0; AST Temp Closed: 0 | 0 | 0 | 2 | 17357-073-001556 | BUSY BEE CONVENIENCE STORE
3225 | Permanently Closed | 1993-03-27 06:00 | 1976-01-01 06:00 | 1993-03-27 06:00 | Petroleum | Unleaded gasoline | Unleaded gasoline |  | Steel | Steel |  | Painted or None | Steel |  | 1901-01-01 06:00 | [15 empty] | UST Currently In Use: 0; UST Temp Close: 0; AST Currently In Use: 0; AST Temp Closed: 0 | 0 | 0 | 2 | 17357-073-001556 | BUSY BEE CONVENIENCE STORE
3227 | Permanently Closed | 1988-09-01 06:00 | 1978-01-01 06:00 | 1988-09-01 06:00 | Petroleum | Unleaded gasoline | Unleaded gasoline |  | Steel | Steel |  | Painted or None | Steel |  | 1901-01-01 06:00 | [15 empty] | UST Currently In Use: 0; UST Temp Close: 0; AST Currently In Use: 0; AST Temp Closed: 0 | 0 | 0 | 3 | 10499-073-001558 | BESSEMER OIL CO INC
3228 | Permanently Closed | 1988-09-01 06:00 | 1978-01-01 06:00 | 1988-09-01 06:00 | Petroleum | On road diesel | On road diesel |  | Steel | Steel |  | Painted or None | Steel |  | 1901-01-01 06:00 | [15 empty] | UST Currently In Use: 0; UST Temp Close: 0; AST Currently In Use: 0; AST Temp Closed: 0 | 0 | 0 | 3 | 10499-073-001558 | BESSEMER OIL CO INC
3229 | Permanently Closed | 1988-09-01 06:00 | 1961-01-01 06:00 | 1988-09-01 06:00 | Petroleum | Unleaded gasoline | Unleaded gasoline |  | Steel | Steel |  | Painted or None | Steel |  | 1901-01-01 06:00 | [15 empty] | UST Currently In Use: 0; UST Temp Close: 0; AST Currently In Use: 0; AST Temp Closed: 0 | 0 | 0 | 3 | 10499-073-001558 | BESSEMER OIL CO INC
3230 | Permanently Closed | 1991-11-21 06:00 | 1964-01-01 06:00 | 1991-11-21 06:00 | Petroleum | Unleaded gasoline | Unleaded gasoline |  | Steel | Steel |  | Painted or None | Steel |  | 1901-01-01 06:00 | [15 empty] | UST Currently In Use: 0; UST Temp Close: 0; AST Currently In Use: 0; AST Temp Closed: 0 | 0 | 0 | 1 | 10499-073-001559 | BESSEMER OIL CO INC
3231 | Permanently Closed | 1991-01-31 06:00 | 1961-01-01 06:00 | 1991-01-31 06:00 | Petroleum | Unleaded gasoline | Unleaded gasoline |  | Steel | Steel |  | Painted or None | Steel |  | 1901-01-01 06:00 | [15 empty] | UST Currently In Use: 0; UST Temp Close: 0; AST Currently In Use: 0; AST Temp Closed: 0 | 0 | 0 | 1 | 10499-073-001560 | BESSEMER OIL CO INC
3232 | Retired | 1988-08-08 06:00 | 1969-01-01 06:00 |  | Petroleum | Unleaded gasoline | Unleaded gasoline |  | Steel | Steel |  | Painted or None | Steel |  | 1901-01-01 06:00 | [15 empty] | UST Currently In Use: 0; UST Temp Close: 0; AST Currently In Use: 0; AST Temp Closed: 0 | 0 | 0 | 0 | 17355-073-001561 | MYERS ELECTRIC CO
3233 | Permanently Closed | 1991-09-27 06:00 | 1979-01-01 06:00 | 1991-09-27 06:00 | Petroleum | Unleaded gasoline | Unleaded gasoline |  | Steel | Steel |  | Painted or None | Steel |  | 1901-01-01 06:00 | [15 empty] | UST Currently In Use: 0; UST Temp Close: 0; AST Currently In Use: 0; AST Temp Closed: 0 | 0 | 0 | 2 | 10499-073-001562 | BESSEMER OIL CO INC
3234 | Permanently Closed | 1991-09-27 06:00 | 1974-01-01 06:00 | 1991-09-27 06:00 | Petroleum | Unleaded gasoline | Unleaded gasoline |  | Steel | Steel |  | Painted or None | Steel |  | 1901-01-01 06:00 | [15 empty] | UST Currently In Use: 0; UST Temp Close: 0; AST Currently In Use: 0; AST Temp Closed: 0 | 0 | 0 | 2 | 10499-073-001562 | BESSEMER OIL CO INC
3235 | Cannot Locate or abandoned |  | 1971-01-01 06:00 |  | Petroleum | On road diesel | On road diesel |  | Steel | Steel |  | Painted or None | Steel |  | 1901-01-01 06:00 | [15 empty] | UST Currently In Use: 0; UST Temp Close: 0; AST Currently In Use: 0; AST Temp Closed: 0 | 0 | 0 | 0 | 10499-073-001563 | BESSEMER OIL CO INC
3236 | Currently in Use |  | 1979-03-22 06:00 |  | Petroleum | Unleaded gasoline | Unleaded gasoline | Retail | Single Wall, Steel, 6K/6K | Steel | Field installed cathodic protection |  | Single Wall, Steel |  |  | Field installed cathodic protection | Catchment Basin, Single walled catchment basin | Automatic shutoff device At 95% full | Automatic shutoff device At 95% full |  |  | Continuous Automatic Tank Gauge |  | Automatic flow restrictor (MLLD) | Automatic flow restrictor (MLLD) |  |  | Annual line testing | Annual line testing |  | UST Currently In Use: 3; UST Temp Close: 0; AST Currently In Use: 0; AST Temp Closed: 0 | 3 | 0 | 0 | 25108-073-001564 | IB, LLC
3237 | Currently in Use |  | 1979-03-22 06:00 |  | Petroleum | Premium gasoline | Premium gasoline | Retail | Single Wall, Steel | Steel | Field installed cathodic protection |  | Single Wall, Steel |  |  | Field installed cathodic protection | Catchment Basin, Single walled catchment basin | Automatic shutoff device At 95% full | Automatic shutoff device At 95% full |  |  | Continuous Automatic Tank Gauge |  | Automatic flow restrictor (MLLD) | Automatic flow restrictor (MLLD) |  |  | Annual line testing | Annual line testing |  | UST Currently In Use: 3; UST Temp Close: 0; AST Currently In Use: 0; AST Temp Closed: 0 | 3 | 0 | 0 | 25108-073-001564 | IB, LLC
3238 | Currently in Use |  | 1979-03-22 06:00 |  | Petroleum | On road diesel | On road diesel | Retail | Single Wall, Steel | Steel | Field installed cathodic protection |  | Single Wall, Steel |  |  | Field installed cathodic protection | Catchment Basin, Single walled catchment basin | Automatic shutoff device At 95% full | Automatic shutoff device At 95% full |  |  | Continuous Automatic Tank Gauge |  | Automatic flow restrictor (MLLD) | Automatic flow restrictor (MLLD) |  |  | Annual line testing | Annual line testing |  | UST Currently In Use: 3; UST Temp Close: 0; AST Currently In Use: 0; AST Temp Closed: 0 | 3 | 0 | 0 | 25108-073-001564 | IB, LLC
3240 | Currently in Use |  | 1976-01-01 06:00 |  | Petroleum | Unleaded gasoline | Unleaded gasoline | Retail | Single Wall, Steel | Steel | Field installed cathodic protection |  | Single Wall |  |  |  | Catchment Basin, Single walled catchment basin | Automatic shutoff device At 95% full | Automatic shutoff device At 95% full |  |  | Continuous Automatic Tank Gauge | [8 empty] | UST Currently In Use: 2; UST Temp Close: 0; AST Currently In Use: 0; AST Temp Closed: 0 | 2 | 0 | 0 | 25981-073-001565 | PRATHAM LLC
3241 | Currently in Use |  | 1976-01-01 06:00 |  | Petroleum | Other, NOETHYNOL | Other | Retail | Single Wall, Steel | Steel | Field installed cathodic protection |  | Single Wall |  |  |  | Catchment Basin, Single walled catchment basin | Automatic shutoff device At 95% full | Automatic shutoff device At 95% full |  |  | Continuous Automatic Tank Gauge | [8 empty] | UST Currently In Use: 2; UST Temp Close: 0; AST Currently In Use: 0; AST Temp Closed: 0 | 2 | 0 | 0 | 25981-073-001565 | PRATHAM LLC
3242 | Permanently Closed | 1992-09-01 06:00 | 1969-02-20 06:00 | 1995-11-17 06:00 | Petroleum | Unleaded gasoline | Unleaded gasoline |  | Steel | Steel |  | Painted or None | Steel |  | 1901-01-01 06:00 | [15 empty] | UST Currently In Use: 0; UST Temp Close: 0; AST Currently In Use: 0; AST Temp Closed: 0 | 0 | 0 | 2 | 10499-073-001566 | BESSEMER OIL CO INC
3243 | Permanently Closed | 1992-09-01 06:00 | 1969-02-20 06:00 | 1995-11-17 06:00 | Petroleum | Unleaded gasoline | Unleaded gasoline |  | Steel | Steel |  | Painted or None | Steel |  | 1901-01-01 06:00 | [15 empty] | UST Currently In Use: 0; UST Temp Close: 0; AST Currently In Use: 0; AST Temp Closed: 0 | 0 | 0 | 2 | 10499-073-001566 | BESSEMER OIL CO INC
3244 | Cannot Locate or abandoned | 1998-12-28 06:00 | 1962-01-01 06:00 |  | Petroleum | Unleaded gasoline | Unleaded gasoline |  | Steel | Steel |  | Painted or None | Steel |  | 1901-01-01 06:00 |  | Catchment Basin, Single walled catchment basin | [13 empty] | UST Currently In Use: 0; UST Temp Close: 0; AST Currently In Use: 0; AST Temp Closed: 0 | 0 | 0 | 0 | 19104-073-001567 | J R DAVIDSON
3245 | Cannot Locate or abandoned | 1998-12-28 06:00 | 1962-01-01 06:00 |  | Petroleum | Unleaded gasoline | Unleaded gasoline |  | Steel | Steel |  | Painted or None | Steel |  | 1901-01-01 06:00 | [15 empty] | UST Currently In Use: 0; UST Temp Close: 0; AST Currently In Use: 0; AST Temp Closed: 0 | 0 | 0 | 0 | 19104-073-001567 | J R DAVIDSON
3246 | Cannot Locate or abandoned | 1998-12-28 06:00 | 1962-01-01 06:00 |  | Petroleum | Unleaded gasoline | Unleaded gasoline |  | Steel | Steel |  | Painted or None | Steel |  | 1901-01-01 06:00 | [15 empty] | UST Currently In Use: 0; UST Temp Close: 0; AST Currently In Use: 0; AST Temp Closed: 0 | 0 | 0 | 0 | 19104-073-001567 | J R DAVIDSON
3247 | Permanently Closed | 1988-03-01 06:00 | 1966-01-01 06:00 | 1988-03-01 06:00 | Petroleum | Unleaded gasoline | Unleaded gasoline |  | Steel | Steel |  | Painted or None | Steel |  | 1901-01-01 06:00 | [15 empty] | UST Currently In Use: 0; UST Temp Close: 0; AST Currently In Use: 0; AST Temp Closed: 0 | 0 | 0 | 2 | 10499-073-001568 | BESSEMER OIL CO INC
3248 | Permanently Closed | 1988-03-01 06:00 | 1966-01-01 06:00 | 1988-03-01 06:00 | Petroleum | On road diesel | On road diesel |  | Steel | Steel |  | Painted or None | Steel |  | 1901-01-01 06:00 | [15 empty] | UST Currently In Use: 0; UST Temp Close: 0; AST Currently In Use: 0; AST Temp Closed: 0 | 0 | 0 | 2 | 10499-073-001568 | BESSEMER OIL CO INC
3249 | Permanently Closed | 1993-07-08 06:00 | 1974-01-01 06:00 | 1993-07-08 06:00 | Petroleum | Unleaded gasoline | Unleaded gasoline |  | Steel | Steel |  | Painted or None | Steel |  | 1901-01-01 06:00 | [15 empty] | UST Currently In Use: 0; UST Temp Close: 0; AST Currently In Use: 0; AST Temp Closed: 0 | 0 | 0 | 2 | 10499-073-001570 | BESSEMER OIL CO INC
3250 | Permanently Closed | 1993-07-08 06:00 | 1974-01-01 06:00 | 1993-07-08 06:00 | Petroleum | On road diesel | On road diesel |  | Steel | Steel |  | Painted or None | Steel |  | 1901-01-01 06:00 | [15 empty] | UST Currently In Use: 0; UST Temp Close: 0; AST Currently In Use: 0; AST Temp Closed: 0 | 0 | 0 | 2 | 10499-073-001570 | BESSEMER OIL CO INC
3251 | Retired | 1987-01-01 06:00 | 1963-01-01 06:00 |  | Petroleum | Unleaded gasoline | Unleaded gasoline |  | Steel | Steel |  | Painted or None | Steel |  | 1901-01-01 06:00 | [15 empty] | UST Currently In Use: 1; UST Temp Close: 0; AST Currently In Use: 0; AST Temp Closed: 0 | 1 | 0 | 0 | 21045-073-001781 | MOHAMMAD ILYAS (JJ) AFRIDAY
3252 | Retired | 1987-01-01 06:00 | 1963-01-01 06:00 |  | Petroleum | Unleaded gasoline | Unleaded gasoline |  | Steel | Steel |  | Painted or None | Steel |  | 1901-01-01 06:00 | [15 empty] | UST Currently In Use: 1; UST Temp Close: 0; AST Currently In Use: 0; AST Temp Closed: 0 | 1 | 0 | 0 | 21045-073-001781 | MOHAMMAD ILYAS (JJ) AFRIDAY
3253 | Retired | 1987-01-01 06:00 | 1963-01-01 06:00 |  | Petroleum | Unleaded gasoline | Unleaded gasoline |  | Steel | Steel |  | Painted or None | Steel |  | 1901-01-01 06:00 | [15 empty] | UST Currently In Use: 1; UST Temp Close: 0; AST Currently In Use: 0; AST Temp Closed: 0 | 1 | 0 | 0 | 21045-073-001781 | MOHAMMAD ILYAS (JJ) AFRIDAY
3254 | Retired | 1987-01-01 06:00 | 1969-01-01 06:00 |  | Petroleum | Unleaded gasoline | Unleaded gasoline |  | Steel | Steel |  | Painted or None | Steel |  | 1901-01-01 06:00 | [15 empty] | UST Currently In Use: 0; UST Temp Close: 0; AST Currently In Use: 0; AST Temp Closed: 0 | 0 | 0 | 0 | 10499-073-001794 | BESSEMER OIL CO INC
3255 | Retired | 1987-01-01 06:00 | 1969-01-01 06:00 |  | Petroleum | Unleaded gasoline | Unleaded gasoline |  | Steel | Steel |  | Painted or None | Steel |  | 1901-01-01 06:00 | [15 empty] | UST Currently In Use: 0; UST Temp Close: 0; AST Currently In Use: 0; AST Temp Closed: 0 | 0 | 0 | 0 | 10499-073-001794 | BESSEMER OIL CO INC
3256 | Permanently Closed | 1993-09-17 06:00 | 1983-01-01 06:00 | 1993-09-17 06:00 | Petroleum | On road diesel | On road diesel |  | Steel | Steel |  | Painted or None | Steel |  | 1901-01-01 06:00 | [15 empty] | UST Currently In Use: 0; UST Temp Close: 0; AST Currently In Use: 0; AST Temp Closed: 0 | 0 | 0 | 2 | 10499-073-001795 | BESSEMER OIL CO INC
3257 | Permanently Closed | 1993-09-17 06:00 | 1983-01-01 06:00 | 1993-09-17 06:00 | Petroleum | On road diesel | On road diesel |  | Steel | Steel |  | Painted or None | Steel |  | 1901-01-01 06:00 | [15 empty] | UST Currently In Use: 0; UST Temp Close: 0; AST Currently In Use: 0; AST Temp Closed: 0 | 0 | 0 | 2 | 10499-073-001795 | BESSEMER OIL CO INC
3258 | Permanently Closed | 1990-06-07 06:00 | 1977-01-01 06:00 | 1990-06-07 06:00 | Petroleum | Unleaded gasoline | Unleaded gasoline |  | Steel | Steel |  | Painted or None | Steel |  | 1901-01-01 06:00 | [15 empty] | UST Currently In Use: 2; UST Temp Close: 0; AST Currently In Use: 0; AST Temp Closed: 0 | 2 | 0 | 2 | 23102-073-003321 | HOANG PHAN
3259 | Permanently Closed | 1990-06-07 06:00 | 1977-01-01 06:00 | 1990-06-07 06:00 | Petroleum | Unleaded gasoline | Unleaded gasoline |  | Steel | Steel |  | Painted or None | Steel |  | 1901-01-01 06:00 | [15 empty] | UST Currently In Use: 2; UST Temp Close: 0; AST Currently In Use: 0; AST Temp Closed: 0 | 2 | 0 | 2 | 23102-073-003321 | HOANG PHAN
3260 | Currently in Use |  | 1986-04-25 05:00 |  | Petroleum | Unleaded gasoline | Unleaded gasoline | Retail | Single Wall, Steel | Steel | Coated & cathodic protection (sti-P3) |  | Fiberglass reinforced plastic, Single Wall |  | 1901-01-01 06:00 | Other, FLXS ISOLA | Catchment Basin, Single walled catchment basin | Automatic shutoff device At 95% full | Automatic shutoff device At 95% full |  |  | Automatic Tank Gauge |  | Automatic flow restrictor (MLLD) | Automatic flow restrictor (MLLD) |  |  | Annual line testing | Annual line testing |  | UST Currently In Use: 2; UST Temp Close: 0; AST Currently In Use: 0; AST Temp Closed: 0 | 2 | 0 | 0 | 23426-073-003322 | AMZAD (ALI) AKBAR CHARANIA
3261 | Currently in Use |  | 1986-04-25 05:00 |  | Petroleum | Premium gasoline | Premium gasoline | Retail | Single Wall, Steel | Steel | Coated & cathodic protection (sti-P3) |  | Fiberglass reinforced plastic, Single Wall |  | 1901-01-01 06:00 | Other, FLXS ISOLA | Catchment Basin, Single walled catchment basin | Automatic shutoff device At 95% full | Automatic shutoff device At 95% full |  |  | Automatic Tank Gauge, Statistical Inventory Reconciliation (SIR) |  | Automatic flow restrictor (MLLD) | Automatic flow restrictor (MLLD) |  |  | Statistical inventory reconciliation (SIR) | Statistical inventory reconciliation (SIR) |  | UST Currently In Use: 2; UST Temp Close: 0; AST Currently In Use: 0; AST Temp Closed: 0 | 2 | 0 | 0 | 23426-073-003322 | AMZAD (ALI) AKBAR CHARANIA
3262 | Permanently Closed | 1993-08-01 06:00 | 1985-01-01 06:00 | 1993-08-01 06:00 | Petroleum | On road diesel | On road diesel |  | Steel | Steel | Coated & cathodic protection (sti-P3) |  | Steel |  | 1901-01-01 06:00 | [15 empty] | UST Currently In Use: 0; UST Temp Close: 0; AST Currently In Use: 0; AST Temp Closed: 0 | 0 | 0 | 1 | 10499-073-009462 | BESSEMER OIL CO INC
3263 | Permanently Closed | 1993-08-01 06:00 | 1986-10-30 06:00 | 1993-08-01 06:00 | Petroleum | Unleaded gasoline | Unleaded gasoline |  | Steel | Steel | Coated & cathodic protection (sti-P3) |  | Steel |  | 1901-01-01 06:00 | Field installed cathodic protection | [11 empty] | Annual line testing | Annual line testing |  | UST Currently In Use: 0; UST Temp Close: 0; AST Currently In Use: 0; AST Temp Closed: 0 | 0 | 0 | 1 | 10499-073-012489 | BESSEMER OIL CO INC
3264 | Currently in Use |  | 1988-05-23 06:00 |  | Petroleum | On road diesel | On road diesel | Industrial | Single Wall, Steel | Steel | Coated & cathodic protection (sti-P3) |  | Single Wall, Steel |  |  | Galvanic Cathodic | Catchment Basin, Single walled catchment basin | Automatic shutoff device At 95% full | Automatic shutoff device At 95% full |  |  | Statistical Inventory Reconciliation (SIR) | [8 empty] | UST Currently In Use: 1; UST Temp Close: 0; AST Currently In Use: 0; AST Temp Closed: 0 | 1 | 0 | 1 | 24339-073-012939 | DELTA DUMP TRUCK INC
3265 | Permanently Closed | 2000-08-01 06:00 | 1988-01-01 06:00 | 2000-04-28 06:00 | Petroleum | Used oil | Used oil |  | Steel | Steel | Coated & cathodic protection (sti-P3) |  | Steel |  | 1901-01-01 06:00 | Field installed cathodic protection | Other, EXEMPT | Other, EXEMPT | Other |  |  | Statistical Inventory Reconciliation (SIR) | [8 empty] | UST Currently In Use: 1; UST Temp Close: 0; AST Currently In Use: 0; AST Temp Closed: 0 | 1 | 0 | 1 | 24339-073-012939 | DELTA DUMP TRUCK INC
3266 | Permanently Closed | 1992-01-17 06:00 | 1976-01-01 06:00 | 1992-01-17 06:00 | Petroleum | Used oil | Used oil |  | Steel | Steel |  | Painted or None | Steel |  | 1901-01-01 06:00 | [15 empty] | UST Currently In Use: 0; UST Temp Close: 0; AST Currently In Use: 0; AST Temp Closed: 0 | 0 | 0 | 2 | 10499-073-014117 | BESSEMER OIL CO INC
3267 | Permanently Closed | 1992-01-17 06:00 | 1976-01-01 06:00 | 1992-01-17 06:00 | Petroleum | Used oil | Used oil |  | Steel | Steel |  | Painted or None | Steel |  | 1901-01-01 06:00 | [15 empty] | UST Currently In Use: 0; UST Temp Close: 0; AST Currently In Use: 0; AST Temp Closed: 0 | 0 | 0 | 2 | 10499-073-014117 | BESSEMER OIL CO INC
3268 | Permanently Closed | 1991-01-18 06:00 | 1974-01-01 06:00 | 1991-01-18 06:00 | Petroleum | Unleaded gasoline | Unleaded gasoline |  | Steel | Steel |  | Painted or None | Steel |  | 1901-01-01 06:00 | [15 empty] | UST Currently In Use: 0; UST Temp Close: 0; AST Currently In Use: 0; AST Temp Closed: 0 | 0 | 0 | 1 | 10499-073-014118 | BESSEMER OIL CO INC
3269 | Permanently Closed | 2004-12-31 06:00 | 1971-11-08 06:00 | 2015-07-15 06:00 | Petroleum | Unleaded gasoline | Unleaded gasoline | Retail | Steel | Steel | Field installed cathodic protection |  | Steel |  | 1901-01-01 06:00 | Field installed cathodic protection | Catchment Basin, Single walled catchment basin | Automatic shutoff device At 95% full | Automatic shutoff device At 95% full |  |  | Statistical Inventory Reconciliation (SIR) | [5 empty] | Annual line testing, Statistical inventory reconciliation (SIR) | Statistical inventory reconciliation (SIR) |  | UST Currently In Use: 0; UST Temp Close: 0; AST Currently In Use: 0; AST Temp Closed: 0 | 0 | 0 | 7 | 19103-073-014119 | BESSEMER PETROLEUM CO., INC.
3270 | Permanently Closed | 2004-12-31 06:00 | 1971-11-08 06:00 | 2015-07-15 06:00 | Petroleum | Mid-grade gasoline | Mid-grade gasoline | Bulk facility | Steel | Steel | Field installed cathodic protection |  | Steel |  | 1901-01-01 06:00 | Field installed cathodic protection | Catchment Basin, X | Automatic shutoff device At 95% full | Automatic shutoff device At 95% full |  |  | Statistical Inventory Reconciliation (SIR) | [5 empty] | Annual line testing, Statistical inventory reconciliation (SIR) | Statistical inventory reconciliation (SIR) |  | UST Currently In Use: 0; UST Temp Close: 0; AST Currently In Use: 0; AST Temp Closed: 0 | 0 | 0 | 7 | 19103-073-014119 | BESSEMER PETROLEUM CO., INC.
3271 | Permanently Closed | 2004-12-31 06:00 | 1971-11-08 06:00 | 2015-07-15 06:00 | Petroleum | Premium gasoline | Premium gasoline | Bulk facility | Steel | Steel | Field installed cathodic protection |  | Steel |  | 1901-01-01 06:00 | Field installed cathodic protection | Catchment Basin, Single walled catchment basin | Automatic shutoff device At 95% full | Automatic shutoff device At 95% full |  |  | Statistical Inventory Reconciliation (SIR) | [5 empty] | Annual line testing, Statistical inventory reconciliation (SIR) | Statistical inventory reconciliation (SIR) |  | UST Currently In Use: 0; UST Temp Close: 0; AST Currently In Use: 0; AST Temp Closed: 0 | 0 | 0 | 7 | 19103-073-014119 | BESSEMER PETROLEUM CO., INC.
3272 | Permanently Closed | 2004-12-31 06:00 | 1971-11-08 06:00 | 2015-07-15 06:00 | Petroleum | On road diesel | On road diesel | Bulk facility | Steel | Steel | Field installed cathodic protection |  | Steel |  | 1901-01-01 06:00 | Field installed cathodic protection | Catchment Basin, Single walled catchment basin | Automatic shutoff device At 95% full | Automatic shutoff device At 95% full |  |  | Statistical Inventory Reconciliation (SIR) | [5 empty] | Annual line testing, Statistical inventory reconciliation (SIR) | Statistical inventory reconciliation (SIR) |  | UST Currently In Use: 0; UST Temp Close: 0; AST Currently In Use: 0; AST Temp Closed: 0 | 0 | 0 | 7 | 19103-073-014119 | BESSEMER PETROLEUM CO., INC.
3273 | Permanently Closed | 1994-01-01 06:00 | 1971-11-08 06:00 |  | Petroleum | Kerosene | Kerosene |  | Steel | Steel |  | Painted or None | Steel |  | 1901-01-01 06:00 | [15 empty] | UST Currently In Use: 0; UST Temp Close: 0; AST Currently In Use: 0; AST Temp Closed: 0 | 0 | 0 | 7 | 19103-073-014119 | BESSEMER PETROLEUM CO., INC.
3274 | Permanently Closed | 1994-01-01 06:00 | 1971-11-08 06:00 |  | Petroleum | Unleaded gasoline | Unleaded gasoline |  | Steel | Steel |  | Painted or None | Steel |  | 1901-01-01 06:00 | [15 empty] | UST Currently In Use: 0; UST Temp Close: 0; AST Currently In Use: 0; AST Temp Closed: 0 | 0 | 0 | 7 | 19103-073-014119 | BESSEMER PETROLEUM CO., INC.
3276 | Permanently Closed | 1994-01-01 06:00 | 1974-06-07 06:00 |  | Petroleum | Kerosene | Kerosene |  | Steel | Steel |  | Painted or None | Steel |  | 1901-01-01 06:00 | [15 empty] | UST Currently In Use: 0; UST Temp Close: 0; AST Currently In Use: 0; AST Temp Closed: 0 | 0 | 0 | 7 | 19103-073-014119 | BESSEMER PETROLEUM CO., INC.
3277 | Permanently Closed | 1992-09-01 06:00 | 1972-07-25 06:00 | 1998-01-03 06:00 | Petroleum | Unleaded gasoline | Unleaded gasoline |  | Steel | Steel |  | Painted or None | Steel |  | 1901-01-01 06:00 | [12 empty] | Annual line testing | Annual line testing |  | UST Currently In Use: 0; UST Temp Close: 0; AST Currently In Use: 0; AST Temp Closed: 0 | 0 | 0 | 5 | 10499-073-015161 | BESSEMER OIL CO INC
3278 | Permanently Closed | 1992-09-01 06:00 | 1972-07-25 06:00 | 1998-01-03 06:00 | Petroleum | Unleaded gasoline | Unleaded gasoline |  | Steel | Steel |  | Painted or None | Steel |  | 1901-01-01 06:00 | [12 empty] | Annual line testing | Annual line testing |  | UST Currently In Use: 0; UST Temp Close: 0; AST Currently In Use: 0; AST Temp Closed: 0 | 0 | 0 | 5 | 10499-073-015161 | BESSEMER OIL CO INC
3279 | Permanently Closed | 1992-09-01 06:00 | 1972-01-01 06:00 | 1998-01-14 06:00 | Petroleum | Kerosene | Kerosene |  | Steel | Steel |  | Painted or None | Steel |  | 1901-01-01 06:00 | [15 empty] | UST Currently In Use: 0; UST Temp Close: 0; AST Currently In Use: 0; AST Temp Closed: 0 | 0 | 0 | 5 | 10499-073-015161 | BESSEMER OIL CO INC
3280 | Permanently Closed | 1992-09-01 06:00 | 1972-01-01 06:00 | 1998-01-14 06:00 | Petroleum | Other, SOLVENT | Other |  | Steel | Steel |  | Painted or None | Steel |  | 1901-01-01 06:00 | [15 empty] | UST Currently In Use: 0; UST Temp Close: 0; AST Currently In Use: 0; AST Temp Closed: 0 | 0 | 0 | 5 | 10499-073-015161 | BESSEMER OIL CO INC
3281 | Permanently Closed | 1992-09-01 06:00 | 1972-01-01 06:00 | 1998-01-14 06:00 | Petroleum | Used oil | Used oil |  | Steel | Steel |  | Painted or None | Steel |  | 1901-01-01 06:00 | [15 empty] | UST Currently In Use: 0; UST Temp Close: 0; AST Currently In Use: 0; AST Temp Closed: 0 | 0 | 0 | 5 | 10499-073-015161 | BESSEMER OIL CO INC
3282 | Permanently Closed | 1992-12-29 06:00 | 1977-01-01 06:00 | 1992-12-29 06:00 | Petroleum | Unleaded gasoline | Unleaded gasoline |  | Steel | Steel |  | Painted or None | Steel |  | 1901-01-01 06:00 | [12 empty] | Annual line testing | Annual line testing |  | UST Currently In Use: 3; UST Temp Close: 0; AST Currently In Use: 0; AST Temp Closed: 0 | 3 | 0 | 3 | 13284-095-001530 | H.L. MARTIN DISTRIBUTING CO.
3283 | Permanently Closed | 1992-12-29 06:00 | 1977-01-01 06:00 | 1992-12-29 06:00 | Petroleum | Unleaded gasoline | Unleaded gasoline |  | Steel | Steel |  | Painted or None | Steel |  | 1901-01-01 06:00 | [12 empty] | Annual line testing | Annual line testing |  | UST Currently In Use: 3; UST Temp Close: 0; AST Currently In Use: 0; AST Temp Closed: 0 | 3 | 0 | 3 | 13284-095-001530 | H.L. MARTIN DISTRIBUTING CO.
3284 | Permanently Closed | 1992-12-29 06:00 | 1977-01-01 06:00 | 1992-12-29 06:00 | Petroleum | Unleaded gasoline | Unleaded gasoline |  | Steel | Steel |  | Painted or None | Steel |  | 1901-01-01 06:00 | [12 empty] | Annual line testing | Annual line testing |  | UST Currently In Use: 3; UST Temp Close: 0; AST Currently In Use: 0; AST Temp Closed: 0 | 3 | 0 | 3 | 13284-095-001530 | H.L. MARTIN DISTRIBUTING CO.
3285 | Cannot Locate or abandoned | 1992-09-28 06:00 | 1976-01-01 06:00 |  | Petroleum | Unleaded gasoline | Unleaded gasoline |  | Steel | Steel |  | Painted or None | Steel |  | 1901-01-01 06:00 | [12 empty] | Annual line testing | Annual line testing |  | UST Currently In Use: 0; UST Temp Close: 0; AST Currently In Use: 0; AST Temp Closed: 0 | 0 | 0 | 0 | 10499-095-001531 | BESSEMER OIL CO INC
3286 | Cannot Locate or abandoned | 1992-09-28 06:00 | 1976-01-01 06:00 |  | Petroleum | Unleaded gasoline | Unleaded gasoline |  | Steel | Steel |  | Painted or None | Steel |  | 1901-01-01 06:00 | [12 empty] | Annual line testing | Annual line testing |  | UST Currently In Use: 0; UST Temp Close: 0; AST Currently In Use: 0; AST Temp Closed: 0 | 0 | 0 | 0 | 10499-095-001531 | BESSEMER OIL CO INC
3287 | Permanently Closed | 1993-03-10 06:00 | 1976-01-01 06:00 | 1993-03-10 06:00 | Petroleum | Unleaded gasoline | Unleaded gasoline |  | Steel | Steel |  | Painted or None | Steel |  | 1901-01-01 06:00 | Other, TOTAL CON | [11 empty] | Annual line testing | Annual line testing |  | UST Currently In Use: 0; UST Temp Close: 0; AST Currently In Use: 0; AST Temp Closed: 0 | 0 | 0 | 2 | 10499-095-001532 | BESSEMER OIL CO INC
3288 | Permanently Closed | 1993-03-10 06:00 | 1976-01-01 06:00 | 1993-03-10 06:00 | Petroleum | Unleaded gasoline | Unleaded gasoline |  | Steel | Steel |  | Painted or None | Steel |  | 1901-01-01 06:00 | Other, TOTAL CON | [11 empty] | Annual line testing | Annual line testing |  | UST Currently In Use: 0; UST Temp Close: 0; AST Currently In Use: 0; AST Temp Closed: 0 | 0 | 0 | 2 | 10499-095-001532 | BESSEMER OIL CO INC
3289 | Permanently Closed | 1998-12-07 06:00 | 1978-01-01 06:00 | 1999-11-22 06:00 | Petroleum | Unleaded gasoline | Unleaded gasoline | Retail | Steel | Steel |  | Painted or None | Steel |  | 1901-01-01 06:00 | [12 empty] | Annual line testing | Annual line testing |  | UST Currently In Use: 0; UST Temp Close: 0; AST Currently In Use: 0; AST Temp Closed: 0 | 0 | 0 | 2 | 19949-101-001533 | M K HEWETT PRESENT INTEREST TRUST #1
3290 | Permanently Closed | 1998-12-07 06:00 | 1978-01-01 06:00 | 1999-11-22 06:00 | Petroleum | Unleaded gasoline | Unleaded gasoline | Retail | Steel | Steel |  | Painted or None | Steel |  | 1901-01-01 06:00 | [12 empty] | Annual line testing | Annual line testing |  | UST Currently In Use: 0; UST Temp Close: 0; AST Currently In Use: 0; AST Temp Closed: 0 | 0 | 0 | 2 | 19949-101-001533 | M K HEWETT PRESENT INTEREST TRUST #1
3291 | Currently in Use |  | 1976-01-01 06:00 |  | Petroleum | Unleaded gasoline | Unleaded gasoline | Retail | Steel | Steel | Field installed cathodic protection |  | Flexible |  |  |  | Catchment Basin, Single walled catchment basin | Flow Rest 90% Full | Flow Rest 90% Full |  |  | Statistical Inventory Reconciliation (SIR) |  | Automatic flow restrictor (MLLD), Containment Sump | Containment Sump |  |  | Statistical inventory reconciliation (SIR) | Statistical inventory reconciliation (SIR) |  | UST Currently In Use: 2; UST Temp Close: 0; AST Currently In Use: 0; AST Temp Closed: 0 | 2 | 0 | 0 | 14249-101-001793 | RUSSELL PETROLEUM CORP
3292 | Currently in Use |  | 1976-01-01 06:00 |  | Petroleum | Unleaded gasoline | Unleaded gasoline | Retail | Steel | Steel | Field installed cathodic protection |  | Flexible |  |  |  | Catchment Basin, Single walled catchment basin | Flow Rest 90% Full | Flow Rest 90% Full |  |  | Statistical Inventory Reconciliation (SIR) |  | Automatic flow restrictor (MLLD), Containment Sump | Containment Sump |  |  | Annual line testing, Statistical inventory reconciliation (SIR) | Statistical inventory reconciliation (SIR) |  | UST Currently In Use: 2; UST Temp Close: 0; AST Currently In Use: 0; AST Temp Closed: 0 | 2 | 0 | 0 | 14249-101-001793 | RUSSELL PETROLEUM CORP
3294 | Permanently Closed | 2006-05-05 06:00 | 1975-01-01 06:00 | 2006-08-17 06:00 | Petroleum | Unleaded gasoline | Unleaded gasoline | Retail | Steel | Steel | Field installed cathodic protection |  | Steel |  | 1901-01-01 06:00 | Field installed cathodic protection | Catchment Basin, Single walled catchment basin | Automatic shutoff device At 95% full | Automatic shutoff device At 95% full |  |  | Statistical Inventory Reconciliation (SIR) | [8 empty] | UST Currently In Use: 0; UST Temp Close: 0; AST Currently In Use: 0; AST Temp Closed: 0 | 0 | 0 | 4 | 13983-115-001584 | R K ALLEN OIL CO INC
3295 | Permanently Closed | 2006-05-05 06:00 | 1975-01-01 06:00 | 2006-08-17 06:00 | Petroleum | Premium gasoline | Premium gasoline | Retail | Steel | Steel | Field installed cathodic protection |  | Steel |  | 1901-01-01 06:00 | Field installed cathodic protection | Catchment Basin, Single walled catchment basin | Automatic shutoff device At 95% full | Automatic shutoff device At 95% full |  |  | Statistical Inventory Reconciliation (SIR) | [8 empty] | UST Currently In Use: 0; UST Temp Close: 0; AST Currently In Use: 0; AST Temp Closed: 0 | 0 | 0 | 4 | 13983-115-001584 | R K ALLEN OIL CO INC
3296 | Permanently Closed | 2006-05-05 06:00 | 1975-01-01 06:00 | 2006-08-17 06:00 | Petroleum | Unleaded gasoline | Unleaded gasoline | Retail | Steel | Steel | Field installed cathodic protection |  | Steel |  | 1901-01-01 06:00 | Field installed cathodic protection | Catchment Basin, Single walled catchment basin | Automatic shutoff device At 95% full | Automatic shutoff device At 95% full |  |  | Statistical Inventory Reconciliation (SIR) | [8 empty] | UST Currently In Use: 0; UST Temp Close: 0; AST Currently In Use: 0; AST Temp Closed: 0 | 0 | 0 | 4 | 13983-115-001584 | R K ALLEN OIL CO INC
3297 | Permanently Closed | 2006-05-05 06:00 | 1975-01-01 06:00 | 2006-08-17 06:00 | Petroleum | Mid-grade gasoline | Mid-grade gasoline | Retail | Steel | Steel | Field installed cathodic protection |  | Steel |  | 1901-01-01 06:00 | Field installed cathodic protection | Catchment Basin, Single walled catchment basin | Automatic shutoff device At 95% full | Automatic shutoff device At 95% full |  |  | Statistical Inventory Reconciliation (SIR) | [8 empty] | UST Currently In Use: 0; UST Temp Close: 0; AST Currently In Use: 0; AST Temp Closed: 0 | 0 | 0 | 4 | 13983-115-001584 | R K ALLEN OIL CO INC
3298 | Permanently Closed | 1997-11-01 06:00 | 1965-01-01 06:00 | 1998-09-18 06:00 | Petroleum | Unleaded gasoline | Unleaded gasoline |  | Steel | Steel |  | Painted or None | Steel |  | 1901-01-01 06:00 | [15 empty] | UST Currently In Use: 0; UST Temp Close: 0; AST Currently In Use: 0; AST Temp Closed: 0 | 0 | 0 | 2 | 10499-117-001578 | BESSEMER OIL CO INC
3299 | Permanently Closed | 1997-11-01 06:00 | 1965-01-01 06:00 | 1998-09-18 06:00 | Petroleum | On road diesel | On road diesel |  | Steel | Steel |  | Painted or None | Steel |  | 1901-01-01 06:00 | [15 empty] | UST Currently In Use: 0; UST Temp Close: 0; AST Currently In Use: 0; AST Temp Closed: 0 | 0 | 0 | 2 | 10499-117-001578 | BESSEMER OIL CO INC
3300 | Permanently Closed | 1991-11-22 06:00 | 1975-01-01 06:00 | 1991-11-22 06:00 | Petroleum | Unleaded gasoline | Unleaded gasoline |  | Steel | Steel |  | Painted or None | Steel |  | 1901-01-01 06:00 | [15 empty] | UST Currently In Use: 0; UST Temp Close: 0; AST Currently In Use: 0; AST Temp Closed: 0 | 0 | 0 | 1 | 10499-117-001579 | BESSEMER OIL CO INC
3301 | Permanently Closed | 1993-08-01 06:00 | 1982-02-01 06:00 | 1993-08-01 06:00 | Petroleum | Unleaded gasoline | Unleaded gasoline |  | Steel | Steel |  | Painted or None | Steel |  | 1901-01-01 06:00 | [15 empty] | UST Currently In Use: 0; UST Temp Close: 0; AST Currently In Use: 0; AST Temp Closed: 0 | 0 | 0 | 2 | 10499-117-001581 | BESSEMER OIL CO INC
3302 | Permanently Closed | 1993-08-01 06:00 | 1982-02-01 06:00 | 1993-08-01 06:00 | Petroleum | On road diesel | On road diesel |  | Steel | Steel |  | Painted or None | Steel |  | 1901-01-01 06:00 | [15 empty] | UST Currently In Use: 0; UST Temp Close: 0; AST Currently In Use: 0; AST Temp Closed: 0 | 0 | 0 | 2 | 10499-117-001581 | BESSEMER OIL CO INC
3303 | Permanently Closed | 2017-02-24 06:00 | 1975-06-10 06:00 | 2018-05-14 06:00 | Petroleum | Unleaded gasoline | Unleaded gasoline | Retail | Steel | Steel | Field installed cathodic protection |  | Steel |  | 1901-01-01 06:00 | Field installed cathodic protection | Catchment Basin, Single walled catchment basin | Automatic shutoff device At 95% full | Automatic shutoff device At 95% full |  |  | Statistical Inventory Reconciliation (SIR) | [5 empty] | Annual line testing, Statistical inventory reconciliation (SIR) | Statistical inventory reconciliation (SIR) |  | UST Currently In Use: 0; UST Temp Close: 0; AST Currently In Use: 0; AST Temp Closed: 0 | 0 | 0 | 2 | 25365-117-001582 | MONTEVALLO MC
3304 | Permanently Closed | 2017-02-24 06:00 | 1977-01-01 06:00 | 2018-05-14 06:00 | Petroleum | Premium gasoline | Premium gasoline | Retail | Steel | Steel | Field installed cathodic protection |  | Steel |  | 1901-01-01 06:00 | Field installed cathodic protection | Catchment Basin, Single walled catchment basin | Automatic shutoff device At 95% full | Automatic shutoff device At 95% full |  |  | Statistical Inventory Reconciliation (SIR) | [5 empty] | Annual line testing, Statistical inventory reconciliation (SIR) | Statistical inventory reconciliation (SIR) |  | UST Currently In Use: 0; UST Temp Close: 0; AST Currently In Use: 0; AST Temp Closed: 0 | 0 | 0 | 2 | 25365-117-001582 | MONTEVALLO MC
3305 | Permanently Closed | 1988-11-01 06:00 | 1982-01-01 06:00 | 1988-11-01 06:00 | Petroleum | On road diesel | On road diesel |  | Steel | Steel |  | Painted or None | Steel |  | 1901-01-01 06:00 | [15 empty] | UST Currently In Use: 0; UST Temp Close: 0; AST Currently In Use: 0; AST Temp Closed: 0 | 0 | 0 | 1 | 10499-117-001583 | BESSEMER OIL CO INC
3306 | Permanently Closed | 1993-08-01 06:00 | 1980-02-01 06:00 | 1993-08-01 06:00 | Petroleum | Unleaded gasoline | Unleaded gasoline |  | Steel | Steel |  | Painted or None | Steel |  | 1901-01-01 06:00 | [15 empty] | UST Currently In Use: 0; UST Temp Close: 0; AST Currently In Use: 0; AST Temp Closed: 0 | 0 | 0 | 2 | 10499-117-009463 | BESSEMER OIL CO INC
3307 | Permanently Closed | 1993-08-01 06:00 | 1980-02-01 06:00 | 1993-08-01 06:00 | Petroleum | On road diesel | On road diesel |  | Steel | Steel |  | Painted or None | Steel |  | 1901-01-01 06:00 | [15 empty] | UST Currently In Use: 0; UST Temp Close: 0; AST Currently In Use: 0; AST Temp Closed: 0 | 0 | 0 | 2 | 10499-117-009463 | BESSEMER OIL CO INC
3308 | Temporary Closed | 2019-04-07 06:00 | 1975-01-01 06:00 |  | Petroleum | Unleaded gasoline | Unleaded gasoline | Retail | Steel | Steel | Field installed cathodic protection |  | Steel |  |  | Field installed cathodic protection | Catchment Basin, Single walled catchment basin | Automatic shutoff device At 95% full | Automatic shutoff device At 95% full |  |  | Continuous Automatic Tank Gauge |  | Automatic flow restrictor (MLLD) | Automatic flow restrictor (MLLD) |  |  | Annual line testing | Annual line testing |  | UST Currently In Use: 0; UST Temp Close: 2; AST Currently In Use: 0; AST Temp Closed: 0 | 0 | 2 | 0 | 24075-121-001571 | PRITHVIRAJ ALVE
3309 | Temporary Closed | 2019-04-07 06:00 | 1975-01-01 06:00 |  | Petroleum | On road diesel | On road diesel | Retail | Steel | Steel | Field installed cathodic protection |  | Steel |  |  | Field installed cathodic protection | Catchment Basin, Single walled catchment basin | Automatic shutoff device At 95% full | Automatic shutoff device At 95% full |  |  | Automatic Tank Gauge |  | Automatic flow restrictor (MLLD) | Automatic flow restrictor (MLLD) |  |  | Annual line testing | Annual line testing |  | UST Currently In Use: 0; UST Temp Close: 2; AST Currently In Use: 0; AST Temp Closed: 0 | 0 | 2 | 0 | 24075-121-001571 | PRITHVIRAJ ALVE
3310 | Permanently Closed | 1992-05-01 06:00 | 1976-01-01 06:00 | 1994-02-08 06:00 | Petroleum | Unleaded gasoline | Unleaded gasoline |  | Steel | Steel |  | Painted or None | Steel |  | 1901-01-01 06:00 | [15 empty] | UST Currently In Use: 0; UST Temp Close: 0; AST Currently In Use: 0; AST Temp Closed: 0 | 0 | 0 | 2 | 10499-123-001573 | BESSEMER OIL CO INC
3311 | Permanently Closed | 1992-05-01 06:00 | 1976-01-01 06:00 | 1994-02-08 06:00 | Petroleum | Unleaded gasoline | Unleaded gasoline |  | Steel | Steel |  | Painted or None | Steel |  | 1901-01-01 06:00 | [15 empty] | UST Currently In Use: 0; UST Temp Close: 0; AST Currently In Use: 0; AST Temp Closed: 0 | 0 | 0 | 2 | 10499-123-001573 | BESSEMER OIL CO INC
3312 | Currently in Use |  | 1979-04-25 05:00 |  | Petroleum | Unleaded gasoline | Unleaded gasoline | Retail | Steel | Steel | Field installed cathodic protection |  | Steel |  |  | Field installed cathodic protection | Catchment Basin, Single walled catchment basin | Flow Rest 90% Full | Flow Rest 90% Full |  |  | Statistical Inventory Reconciliation (SIR) |  | Automatic flow restrictor (MLLD) | Automatic flow restrictor (MLLD) |  |  | Statistical inventory reconciliation (SIR) | Statistical inventory reconciliation (SIR) |  | UST Currently In Use: 2; UST Temp Close: 0; AST Currently In Use: 0; AST Temp Closed: 0 | 2 | 0 | 0 | 22723-125-001574 | JOHNNY H. GARRISON JR.
3313 | Currently in Use |  | 1979-04-25 05:00 |  | Petroleum | Mid-grade gasoline | Mid-grade gasoline | Retail | Steel | Steel | Field installed cathodic protection |  | Steel |  |  | Field installed cathodic protection | Catchment Basin, Single walled catchment basin | Flow Rest 90% Full | Flow Rest 90% Full |  |  | Statistical Inventory Reconciliation (SIR) |  | Automatic flow restrictor (MLLD) | Automatic flow restrictor (MLLD) |  |  | Statistical inventory reconciliation (SIR) | Statistical inventory reconciliation (SIR) |  | UST Currently In Use: 2; UST Temp Close: 0; AST Currently In Use: 0; AST Temp Closed: 0 | 2 | 0 | 0 | 22723-125-001574 | JOHNNY H. GARRISON JR.
3314 | Permanently Closed | 1998-12-22 06:00 | 1978-05-17 06:00 | 1999-08-04 06:00 | Petroleum | Unleaded gasoline | Unleaded gasoline |  | Steel | Steel |  | Painted or None | Steel |  | 1901-01-01 06:00 | [12 empty] | Annual line testing | Annual line testing |  | UST Currently In Use: 0; UST Temp Close: 0; AST Currently In Use: 0; AST Temp Closed: 0 | 0 | 0 | 2 | 20367-125-001575 | JALAL TIMRAZ
3315 | Permanently Closed | 1998-12-22 06:00 | 1978-05-17 06:00 | 1999-08-04 06:00 | Petroleum | Unleaded gasoline | Unleaded gasoline |  | Steel | Steel |  | Painted or None | Steel |  | 1901-01-01 06:00 | [12 empty] | Annual line testing | Annual line testing |  | UST Currently In Use: 0; UST Temp Close: 0; AST Currently In Use: 0; AST Temp Closed: 0 | 0 | 0 | 2 | 20367-125-001575 | JALAL TIMRAZ
3316 | Permanently Closed | 1998-12-20 06:00 | 1963-05-07 06:00 | 2000-05-12 06:00 | Petroleum | Unleaded gasoline | Unleaded gasoline |  | Steel | Steel |  | Painted or None | Steel |  | 1901-01-01 06:00 | [6 empty] | Statistical Inventory Reconciliation (SIR) | [5 empty] | Annual line testing | Annual line testing |  | UST Currently In Use: 0; UST Temp Close: 0; AST Currently In Use: 0; AST Temp Closed: 0 | 0 | 0 | 2 | 19103-125-001576 | BESSEMER PETROLEUM CO., INC.
3317 | Permanently Closed | 1998-12-20 06:00 | 1963-05-07 06:00 | 2000-05-12 06:00 | Petroleum | Unleaded gasoline | Unleaded gasoline |  | Steel | Steel | Coated & cathodic protection (sti-P3) |  | Steel |  | 1901-01-01 06:00 | [6 empty] | Statistical Inventory Reconciliation (SIR) | [5 empty] | Annual line testing | Annual line testing |  | UST Currently In Use: 0; UST Temp Close: 0; AST Currently In Use: 0; AST Temp Closed: 0 | 0 | 0 | 2 | 19103-125-001576 | BESSEMER PETROLEUM CO., INC.
3318 | Temporary Closed | 2006-07-31 06:00 | 1978-06-02 06:00 |  | Petroleum | Unleaded gasoline | Unleaded gasoline | Retail | Steel | Steel | Field installed cathodic protection |  | Steel |  | 1901-01-01 06:00 | Field installed cathodic protection | Catchment Basin, Single walled catchment basin | Automatic shutoff device At 95% full | Automatic shutoff device At 95% full | [8 empty] | Annual line testing | Annual line testing |  | UST Currently In Use: 0; UST Temp Close: 2; AST Currently In Use: 0; AST Temp Closed: 0 | 0 | 2 | 0 | 25464-125-001577 | ABDULNASER MOQBEL
3319 | Temporary Closed | 2006-07-31 06:00 | 1978-06-02 06:00 |  | Petroleum | Premium gasoline | Premium gasoline | Retail | Steel | Steel | Field installed cathodic protection |  | Steel |  | 1901-01-01 06:00 | Field installed cathodic protection | Catchment Basin, Single walled catchment basin | Automatic shutoff device At 95% full | Automatic shutoff device At 95% full | [8 empty] | Annual line testing | Annual line testing |  | UST Currently In Use: 0; UST Temp Close: 2; AST Currently In Use: 0; AST Temp Closed: 0 | 0 | 2 | 0 | 25464-125-001577 | ABDULNASER MOQBEL
3320 | Permanently Closed | 1988-01-01 06:00 | 1975-01-01 06:00 | 1988-01-01 06:00 | Petroleum | Unleaded gasoline | Unleaded gasoline |  | Steel | Steel |  | Painted or None | Steel |  | 1901-01-01 06:00 | [15 empty] | UST Currently In Use: 0; UST Temp Close: 0; AST Currently In Use: 0; AST Temp Closed: 0 | 0 | 0 | 2 | 17351-125-003319 | DAN OLIVE
3321 | Permanently Closed | 1988-01-01 06:00 | 1975-01-01 06:00 | 1988-01-01 06:00 | Petroleum | Unleaded gasoline | Unleaded gasoline |  | Steel | Steel |  | Painted or None | Steel |  | 1901-01-01 06:00 | [15 empty] | UST Currently In Use: 0; UST Temp Close: 0; AST Currently In Use: 0; AST Temp Closed: 0 | 0 | 0 | 2 | 17351-125-003319 | DAN OLIVE
3322 | Permanently Closed | 1994-12-04 06:00 | 1964-01-01 06:00 | 1998-12-04 06:00 | Petroleum | Unleaded gasoline | Unleaded gasoline | Retail | Steel | Steel |  | Painted or None | Steel |  | 1901-01-01 06:00 | [12 empty] | Annual line testing | Annual line testing |  | UST Currently In Use: 0; UST Temp Close: 0; AST Currently In Use: 0; AST Temp Closed: 0 | 0 | 0 | 2 | 20040-125-003323 | SHIRLEY'S GROCERY
3323 | Permanently Closed | 1994-12-04 06:00 | 1964-01-01 06:00 | 1998-12-04 06:00 | Petroleum | Unleaded gasoline | Unleaded gasoline | Retail | Steel | Steel |  | Painted or None | Steel |  | 1901-01-01 06:00 | [12 empty] | Annual line testing | Annual line testing |  | UST Currently In Use: 0; UST Temp Close: 0; AST Currently In Use: 0; AST Temp Closed: 0 | 0 | 0 | 2 | 20040-125-003323 | SHIRLEY'S GROCERY
3324 | Permanently Closed | 1992-04-13 06:00 | 1969-01-01 06:00 | 1992-04-13 06:00 | Petroleum | Unleaded gasoline | Unleaded gasoline | State/federal government | Steel | Steel |  |  | Steel |  | 1901-01-01 06:00 | [15 empty] | UST Currently In Use: 0; UST Temp Close: 0; AST Currently In Use: 0; AST Temp Closed: 0 | 0 | 0 | 4 | 10510-073-001203 | BESSEMER STATE TECHNICAL COLLEGE
3325 | Permanently Closed | 1992-04-13 06:00 | 1974-01-01 06:00 | 1992-04-13 06:00 | Petroleum | Unleaded gasoline | Unleaded gasoline | State/federal government | Steel | Steel |  |  | Steel |  | 1901-01-01 06:00 | [15 empty] | UST Currently In Use: 0; UST Temp Close: 0; AST Currently In Use: 0; AST Temp Closed: 0 | 0 | 0 | 4 | 10510-073-001203 | BESSEMER STATE TECHNICAL COLLEGE
3326 | Permanently Closed | 1992-04-13 06:00 | 1974-01-01 06:00 | 1992-04-13 06:00 | Petroleum | Unleaded gasoline | Unleaded gasoline | State/federal government | Steel | Steel |  |  | Steel |  | 1901-01-01 06:00 | [15 empty] | UST Currently In Use: 0; UST Temp Close: 0; AST Currently In Use: 0; AST Temp Closed: 0 | 0 | 0 | 4 | 10510-073-001203 | BESSEMER STATE TECHNICAL COLLEGE
3327 | Permanently Closed | 1992-04-13 06:00 | 1974-01-01 06:00 | 1992-04-13 06:00 | Petroleum | Used oil | Used oil | State/federal government | Steel | Steel |  |  |  |  | 1901-01-01 06:00 | [15 empty] | UST Currently In Use: 0; UST Temp Close: 0; AST Currently In Use: 0; AST Temp Closed: 0 | 0 | 0 | 4 | 10510-073-001203 | BESSEMER STATE TECHNICAL COLLEGE
3328 | Permanently Closed | 1995-02-22 06:00 | 1974-01-01 06:00 |  | Petroleum | Unleaded gasoline | Unleaded gasoline | Retail | Steel | Steel |  | Painted or None | Steel |  | 1901-01-01 06:00 | [15 empty] | UST Currently In Use: 0; UST Temp Close: 0; AST Currently In Use: 0; AST Temp Closed: 0 | 0 | 0 | 2 | 10511-069-010013 | BETTER BRANDS INC
3329 | Permanently Closed | 2003-04-28 06:00 | 1980-01-01 06:00 | 2003-10-15 06:00 | Petroleum | Unleaded gasoline | Unleaded gasoline | Retail | Steel | Steel | Field installed cathodic protection, OTHER |  | Steel |  | 1901-01-01 06:00 | Field installed cathodic protection | Catchment Basin, Single walled catchment basin | Automatic shutoff device At 95% full | Automatic shutoff device At 95% full |  |  | Statistical Inventory Reconciliation (SIR) | [8 empty] | UST Currently In Use: 0; UST Temp Close: 0; AST Currently In Use: 0; AST Temp Closed: 0 | 0 | 0 | 2 | 10512-093-006533 | BETTY BASS
3330 | Permanently Closed | 2003-04-28 06:00 | 1980-01-01 06:00 | 2003-10-15 06:00 | Petroleum | Premium gasoline | Premium gasoline | Retail | Steel | Steel | Field installed cathodic protection, OTHER |  | Steel |  | 1901-01-01 06:00 | Field installed cathodic protection | Catchment Basin, Single walled catchment basin | Automatic shutoff device At 95% full | Automatic shutoff device At 95% full |  |  | Statistical Inventory Reconciliation (SIR) | [8 empty] | UST Currently In Use: 0; UST Temp Close: 0; AST Currently In Use: 0; AST Temp Closed: 0 | 0 | 0 | 2 | 10512-093-006533 | BETTY BASS
3331 | Permanently Closed | 1901-01-01 06:00 | 1974-01-01 06:00 | 1988-11-14 06:00 | Petroleum | Unleaded gasoline | Unleaded gasoline | [7 empty] | 1901-01-01 06:00 | [15 empty] | UST Currently In Use: 0; UST Temp Close: 0; AST Currently In Use: 0; AST Temp Closed: 0 | 0 | 0 | 4 | 10513-055-012608 | BETTY R MORROW
3332 | Permanently Closed | 1901-01-01 06:00 | 1974-01-01 06:00 | 1988-11-14 06:00 | Petroleum | Unleaded gasoline | Unleaded gasoline | [7 empty] | 1901-01-01 06:00 | [15 empty] | UST Currently In Use: 0; UST Temp Close: 0; AST Currently In Use: 0; AST Temp Closed: 0 | 0 | 0 | 4 | 10513-055-012608 | BETTY R MORROW
3333 | Permanently Closed | 1901-01-01 06:00 | 1974-01-01 06:00 | 1988-11-14 06:00 | Petroleum | Unleaded gasoline | Unleaded gasoline | [7 empty] | 1901-01-01 06:00 | [15 empty] | UST Currently In Use: 0; UST Temp Close: 0; AST Currently In Use: 0; AST Temp Closed: 0 | 0 | 0 | 4 | 10513-055-012608 | BETTY R MORROW
3334 | Permanently Closed | 1901-01-01 06:00 | 1961-01-01 06:00 | 1988-11-14 06:00 | Petroleum | On road diesel | On road diesel | [7 empty] | 1901-01-01 06:00 | [15 empty] | UST Currently In Use: 0; UST Temp Close: 0; AST Currently In Use: 0; AST Temp Closed: 0 | 0 | 0 | 4 | 10513-055-012608 | BETTY R MORROW
3335 | Permanently Closed | 1901-01-01 06:00 | 1971-01-01 06:00 | 1988-11-01 06:00 | Petroleum | Unleaded gasoline | Unleaded gasoline |  | Steel | Steel |  |  | Steel |  | 1901-01-01 06:00 | [15 empty] | UST Currently In Use: 0; UST Temp Close: 0; AST Currently In Use: 0; AST Temp Closed: 0 | 0 | 0 | 3 | 10513-095-012609 | BETTY R MORROW
3336 | Permanently Closed | 1901-01-01 06:00 | 1971-01-01 06:00 | 1988-11-01 06:00 | Petroleum | Unleaded gasoline | Unleaded gasoline |  | Steel | Steel |  |  | Steel |  | 1901-01-01 06:00 | [15 empty] | UST Currently In Use: 0; UST Temp Close: 0; AST Currently In Use: 0; AST Temp Closed: 0 | 0 | 0 | 3 | 10513-095-012609 | BETTY R MORROW
3337 | Permanently Closed | 1901-01-01 06:00 | 1971-01-01 06:00 | 1988-11-01 06:00 | Petroleum | Unleaded gasoline | Unleaded gasoline |  | Steel | Steel |  |  | Steel |  | 1901-01-01 06:00 | [15 empty] | UST Currently In Use: 0; UST Temp Close: 0; AST Currently In Use: 0; AST Temp Closed: 0 | 0 | 0 | 3 | 10513-095-012609 | BETTY R MORROW
3338 | Permanently Closed | 1901-01-01 06:00 | 1974-01-01 06:00 | 1988-11-01 06:00 | Petroleum | Unleaded gasoline | Unleaded gasoline |  | Steel | Steel |  | Painted or None | Steel |  | 1901-01-01 06:00 | [15 empty] | UST Currently In Use: 0; UST Temp Close: 0; AST Currently In Use: 0; AST Temp Closed: 0 | 0 | 0 | 2 | 10514-127-003071 | BETTY REED
3339 | Permanently Closed | 1901-01-01 06:00 | 1974-01-01 06:00 | 1988-11-01 06:00 | Petroleum | Unleaded gasoline | Unleaded gasoline |  | Steel | Steel |  | Painted or None | Steel |  | 1901-01-01 06:00 | [15 empty] | UST Currently In Use: 0; UST Temp Close: 0; AST Currently In Use: 0; AST Temp Closed: 0 | 0 | 0 | 2 | 10514-127-003071 | BETTY REED
3340 | Permanently Closed | 1901-01-01 06:00 | 1975-01-01 06:00 |  | Petroleum | Unleaded gasoline | Unleaded gasoline |  | Steel | Steel |  | Painted or None | Steel |  | 1901-01-01 06:00 | [15 empty] | UST Currently In Use: 0; UST Temp Close: 0; AST Currently In Use: 0; AST Temp Closed: 0 | 0 | 0 | 3 | 10515-005-011982 | BETTY WILKINSON
3341 | Permanently Closed | 1901-01-01 06:00 | 1975-01-01 06:00 |  | Petroleum | Unleaded gasoline | Unleaded gasoline |  | Steel | Steel |  | Painted or None | Steel |  | 1901-01-01 06:00 | [15 empty] | UST Currently In Use: 0; UST Temp Close: 0; AST Currently In Use: 0; AST Temp Closed: 0 | 0 | 0 | 3 | 10515-005-011982 | BETTY WILKINSON
3342 | Permanently Closed | 1901-01-01 06:00 | 1975-01-01 06:00 |  | Petroleum | On road diesel | On road diesel |  | Steel | Steel |  | Painted or None | Steel |  | 1901-01-01 06:00 | [15 empty] | UST Currently In Use: 0; UST Temp Close: 0; AST Currently In Use: 0; AST Temp Closed: 0 | 0 | 0 | 3 | 10515-005-011982 | BETTY WILKINSON
3343 | Currently in Use |  | 1980-01-01 06:00 |  | Petroleum | Unleaded gasoline | Unleaded gasoline | Industrial, Local Government | Single Wall, Steel | Steel | Field installed cathodic protection |  | Single Wall, Steel |  |  | Field installed cathodic protection | Catchment Basin, Single walled catchment basin | Automatic shutoff device At 95% full | Automatic shutoff device At 95% full |  |  | Automatic Tank Gauge |  | Automatic flow restrictor (MLLD), Containment Sump | Containment Sump |  |  | Annual line testing | Annual line testing |  | UST Currently In Use: 4; UST Temp Close: 0; AST Currently In Use: 0; AST Temp Closed: 0 | 4 | 0 | 1 | 10517-073-000127 | BHAM JEFF COUNTY TRANSIT AUTHORITY
3344 | Currently in Use |  | 1980-01-01 06:00 |  | Petroleum | On road diesel | On road diesel | Industrial, Local Government | Single Wall, Steel | Steel | Field installed cathodic protection |  | Single Wall, Steel |  |  | Field installed cathodic protection | Catchment Basin, 20K/20K | Automatic shutoff device At 95% full | Automatic shutoff device At 95% full |  |  | Automatic Tank Gauge |  | Automatic flow restrictor (MLLD), Containment Sump | Containment Sump |  |  | Annual line testing | Annual line testing |  | UST Currently In Use: 4; UST Temp Close: 0; AST Currently In Use: 0; AST Temp Closed: 0 | 4 | 0 | 1 | 10517-073-000127 | BHAM JEFF COUNTY TRANSIT AUTHORITY
3346 | Currently in Use |  | 1980-01-01 06:00 |  | Petroleum | On road diesel | On road diesel | Industrial, Local Government | Single Wall, Steel, 20K/20K | Steel | Field installed cathodic protection |  | Single Wall, Steel |  |  | Field installed cathodic protection | Catchment Basin, Single walled catchment basin | Automatic shutoff device At 95% full | Automatic shutoff device At 95% full |  |  | Continuous Automatic Tank Gauge |  | Automatic flow restrictor (MLLD) | Automatic flow restrictor (MLLD) |  |  | Annual line testing | Annual line testing |  | UST Currently In Use: 4; UST Temp Close: 0; AST Currently In Use: 0; AST Temp Closed: 0 | 4 | 0 | 1 | 10517-073-000127 | BHAM JEFF COUNTY TRANSIT AUTHORITY
3348 | Currently in Use |  | 1979-01-01 06:00 |  | Petroleum | Virgin oil | Virgin oil | Local Government | Single Wall, Steel | Steel | Field installed cathodic protection |  | Single Wall, Steel |  |  | Field installed cathodic protection | Catchment Basin, Single walled catchment basin | Automatic shutoff device At 95% full | Automatic shutoff device At 95% full |  |  | Automatic Tank Gauge | [8 empty] | UST Currently In Use: 4; UST Temp Close: 0; AST Currently In Use: 0; AST Temp Closed: 0 | 4 | 0 | 1 | 10517-073-000127 | BHAM JEFF COUNTY TRANSIT AUTHORITY
3349 | Permanently Closed | 1990-09-11 06:00 | 1964-01-01 06:00 | 1990-09-11 06:00 | Petroleum | Used oil | Used oil | Local government | Steel | Steel |  |  | Steel |  | 1901-01-01 06:00 | [15 empty] | UST Currently In Use: 4; UST Temp Close: 0; AST Currently In Use: 0; AST Temp Closed: 0 | 4 | 0 | 1 | 10517-073-000127 | BHAM JEFF COUNTY TRANSIT AUTHORITY
3350 | Permanently Closed | 1901-01-01 06:00 | 1980-01-01 06:00 | 1983-05-31 06:00 | Petroleum | On road diesel | On road diesel | Local government | Steel | Steel |  | Painted or None | Steel |  | 1901-01-01 06:00 | [15 empty] | UST Currently In Use: 0; UST Temp Close: 0; AST Currently In Use: 0; AST Temp Closed: 0 | 0 | 0 | 1 | 10517-073-003079 | BHAM JEFF COUNTY TRANSIT AUTHORITY
3351 | Permanently Closed | 1998-11-01 06:00 | 1976-01-01 06:00 | 1998-10-16 06:00 | Petroleum | On road diesel | On road diesel | Local government | Steel | Steel |  |  | Steel |  | 1901-01-01 06:00 | [15 empty] | UST Currently In Use: 0; UST Temp Close: 0; AST Currently In Use: 0; AST Temp Closed: 0 | 0 | 0 | 2 | 10518-007-000838 | BIBB COUNTY COMMISSION
3352 | Permanently Closed | 1998-11-01 06:00 | 1976-01-01 06:00 | 1998-10-16 06:00 | Petroleum | Unleaded gasoline | Unleaded gasoline | Local government | Steel | Steel |  |  | Steel |  | 1901-01-01 06:00 | [15 empty] | UST Currently In Use: 0; UST Temp Close: 0; AST Currently In Use: 0; AST Temp Closed: 0 | 0 | 0 | 2 | 10518-007-000838 | BIBB COUNTY COMMISSION
3353 | Permanently Closed | 1993-01-01 06:00 | 1973-01-01 06:00 | 1993-02-17 06:00 | Petroleum | On road diesel | On road diesel | Local government | Steel | Steel |  | Painted or None | Steel |  | 1901-01-01 06:00 | [15 empty] | UST Currently In Use: 0; UST Temp Close: 0; AST Currently In Use: 0; AST Temp Closed: 0 | 0 | 0 | 2 | 10518-007-000839 | BIBB COUNTY COMMISSION
3354 | Permanently Closed | 1993-01-01 06:00 | 1973-01-01 06:00 | 1993-02-17 06:00 | Petroleum | Unleaded gasoline | Unleaded gasoline | Local government | Steel | Steel |  | Painted or None | Steel |  | 1901-01-01 06:00 | [15 empty] | UST Currently In Use: 0; UST Temp Close: 0; AST Currently In Use: 0; AST Temp Closed: 0 | 0 | 0 | 2 | 10518-007-000839 | BIBB COUNTY COMMISSION
3355 | Permanently Closed | 1998-11-01 06:00 | 1981-01-01 06:00 | 1998-10-15 06:00 | Petroleum | On road diesel | On road diesel | Local government | Steel | Steel | Interior lined (not allowed as a standalone method of corrosion protection) | Painted or None | Steel |  | 1901-01-01 06:00 | [15 empty] | UST Currently In Use: 0; UST Temp Close: 0; AST Currently In Use: 0; AST Temp Closed: 0 | 0 | 0 | 2 | 10518-007-000840 | BIBB COUNTY COMMISSION
3356 | Permanently Closed | 1998-11-01 06:00 | 1981-01-01 06:00 | 1998-10-15 06:00 | Petroleum | Unleaded gasoline | Unleaded gasoline | Local government | Steel | Steel | Interior lined (not allowed as a standalone method of corrosion protection) | Painted or None | Steel |  | 1901-01-01 06:00 | [15 empty] | UST Currently In Use: 0; UST Temp Close: 0; AST Currently In Use: 0; AST Temp Closed: 0 | 0 | 0 | 2 | 10518-007-000840 | BIBB COUNTY COMMISSION
3357 | Permanently Closed | 1993-02-26 06:00 | 1970-01-01 06:00 | 1993-02-26 06:00 | Petroleum | Unleaded gasoline | Unleaded gasoline | Local government | Steel | Steel |  | Painted or None | Steel |  | 1901-01-01 06:00 | [15 empty] | UST Currently In Use: 0; UST Temp Close: 0; AST Currently In Use: 0; AST Temp Closed: 0 | 0 | 0 | 2 | 10518-007-000841 | BIBB COUNTY COMMISSION
3358 | Permanently Closed | 1993-02-26 06:00 | 1970-01-01 06:00 | 1993-02-26 06:00 | Petroleum | On road diesel | On road diesel | Local government | Steel | Steel |  | Painted or None | Steel |  | 1901-01-01 06:00 | [15 empty] | UST Currently In Use: 0; UST Temp Close: 0; AST Currently In Use: 0; AST Temp Closed: 0 | 0 | 0 | 2 | 10518-007-000841 | BIBB COUNTY COMMISSION
3359 | Permanently Closed | 1998-11-01 06:00 | 1977-01-01 06:00 | 1998-10-15 06:00 | Petroleum | Unleaded gasoline | Unleaded gasoline | Local government | Steel | Steel |  |  | Steel |  | 1901-01-01 06:00 | [15 empty] | UST Currently In Use: 0; UST Temp Close: 0; AST Currently In Use: 0; AST Temp Closed: 0 | 0 | 0 | 1 | 10518-007-011939 | BIBB COUNTY COMMISSION
3360 | Retired | 1974-04-11 06:00 | 1960-01-01 06:00 |  | Petroleum | Unleaded gasoline | Unleaded gasoline | [7 empty] | 1901-01-01 06:00 | [15 empty] | UST Currently In Use: 0; UST Temp Close: 0; AST Currently In Use: 0; AST Temp Closed: 0 | 0 | 0 | 0 | 10519-101-011376 | MIDTOWN PAINT & BODY WORKS INC
3361 | Permanently Closed | 1991-01-01 06:00 | 1983-01-01 06:00 | 1991-01-01 06:00 | Petroleum | On road diesel | On road diesel |  | Steel | Steel |  | Painted or None | Steel |  | 1901-01-01 06:00 | [15 empty] | UST Currently In Use: 0; UST Temp Close: 0; AST Currently In Use: 0; AST Temp Closed: 0 | 0 | 0 | 3 | 10520-009-006680 | NANCY ROSS
3362 | Permanently Closed | 1991-01-01 06:00 | 1983-01-01 06:00 | 1991-01-01 06:00 | Petroleum | On road diesel | On road diesel |  | Steel | Steel |  | Painted or None | Steel |  | 1901-01-01 06:00 | [15 empty] | UST Currently In Use: 0; UST Temp Close: 0; AST Currently In Use: 0; AST Temp Closed: 0 | 0 | 0 | 3 | 10520-009-006680 | NANCY ROSS
3363 | Permanently Closed | 1991-01-01 06:00 | 1983-01-01 06:00 | 1991-01-01 06:00 | Petroleum | On road diesel | On road diesel |  | Steel | Steel |  | Painted or None | Steel |  | 1901-01-01 06:00 | [15 empty] | UST Currently In Use: 0; UST Temp Close: 0; AST Currently In Use: 0; AST Temp Closed: 0 | 0 | 0 | 3 | 10520-009-006680 | NANCY ROSS
3364 | Currently in Use |  | 1985-01-05 06:00 |  | Petroleum | Premium gasoline | Premium gasoline | Retail | Single Wall, Steel | Steel | Field installed cathodic protection |  | Single Wall, Steel |  |  | Field installed cathodic protection | Catchment Basin, Single walled catchment basin | Automatic shutoff device At 95% full | Automatic shutoff device At 95% full |  |  | Continuous Automatic Tank Gauge |  | Automatic flow restrictor (MLLD) | Automatic flow restrictor (MLLD) |  |  | Annual line testing | Annual line testing |  | UST Currently In Use: 4; UST Temp Close: 0; AST Currently In Use: 0; AST Temp Closed: 0 | 4 | 0 | 0 | 26017-009-006681 | HARVEY LLC
3365 | Currently in Use |  | 1985-01-05 06:00 |  | Petroleum | Unleaded gasoline | Unleaded gasoline | Retail | Single Wall, Steel | Steel | Field installed cathodic protection |  | Single Wall, Steel |  |  | Field installed cathodic protection | Catchment Basin, Single walled catchment basin | Automatic shutoff device At 95% full | Automatic shutoff device At 95% full |  |  | Continuous Automatic Tank Gauge |  | Automatic flow restrictor (MLLD) | Automatic flow restrictor (MLLD) |  |  | Annual line testing | Annual line testing |  | UST Currently In Use: 4; UST Temp Close: 0; AST Currently In Use: 0; AST Temp Closed: 0 | 4 | 0 | 0 | 26017-009-006681 | HARVEY LLC
3366 | Currently in Use |  | 1985-01-05 06:00 |  | Petroleum | On road diesel | On road diesel | Retail | Single Wall, Steel | Steel | Field installed cathodic protection |  | Single Wall, Steel |  |  | Field installed cathodic protection | Catchment Basin, Single walled catchment basin | Automatic shutoff device At 95% full | Automatic shutoff device At 95% full |  |  | Continuous Automatic Tank Gauge |  | Automatic flow restrictor (MLLD) | Automatic flow restrictor (MLLD) |  |  | Annual line testing | Annual line testing |  | UST Currently In Use: 4; UST Temp Close: 0; AST Currently In Use: 0; AST Temp Closed: 0 | 4 | 0 | 0 | 26017-009-006681 | HARVEY LLC
3367 | Currently in Use |  | 1985-01-05 06:00 |  | Petroleum | Other, OFFROAD | Other | Retail | Single Wall, Steel | Steel | Field installed cathodic protection |  | Single Wall, Steel |  |  | Field installed cathodic protection | Catchment Basin, Single walled catchment basin | Automatic shutoff device At 95% full | Automatic shutoff device At 95% full |  |  | Continuous Automatic Tank Gauge |  | Automatic flow restrictor (MLLD) | Automatic flow restrictor (MLLD) |  |  | Annual line testing | Annual line testing |  | UST Currently In Use: 4; UST Temp Close: 0; AST Currently In Use: 0; AST Temp Closed: 0 | 4 | 0 | 0 | 26017-009-006681 | HARVEY LLC
3377 |  | 2002-05-24 06:00 | 1972-01-01 06:00 |  | Petroleum | Unleaded gasoline | Unleaded gasoline |  | Steel | Steel |  | Painted or None | Steel |  | 1901-01-01 06:00 | [15 empty] | UST Currently In Use: 0; UST Temp Close: 0; AST Currently In Use: 0; AST Temp Closed: 0 | 0 | 0 | 0 | 11483-009-006686 | DIXIELAND OIL CO INC
3378 |  | 2002-05-24 06:00 | 1972-01-01 06:00 |  | Petroleum | Unleaded gasoline | Unleaded gasoline |  | Steel | Steel |  | Painted or None | Steel |  | 1901-01-01 06:00 | [15 empty] | UST Currently In Use: 0; UST Temp Close: 0; AST Currently In Use: 0; AST Temp Closed: 0 | 0 | 0 | 0 | 11483-009-006686 | DIXIELAND OIL CO INC
3379 |  | 2002-05-24 06:00 | 1972-01-01 06:00 |  | Petroleum | Unleaded gasoline | Unleaded gasoline |  | Steel | Steel |  | Painted or None | Steel |  | 1901-01-01 06:00 | [15 empty] | UST Currently In Use: 0; UST Temp Close: 0; AST Currently In Use: 0; AST Temp Closed: 0 | 0 | 0 | 0 | 11483-009-006686 | DIXIELAND OIL CO INC
3384 | Permanently Closed | 1986-01-01 06:00 | 1980-01-01 06:00 |  | Petroleum | Used oil | Used oil |  | Fiberglass reinforced plastic | Fiberglass reinforced plastic |  |  |  |  | 1901-01-01 06:00 |  | Other, EXEMPT | Other, EXEMPT | Other | [11 empty] | UST Currently In Use: 0; UST Temp Close: 0; AST Currently In Use: 0; AST Temp Closed: 0 | 0 | 0 | 1 | 10521-101-013206 | BIG 10 TIRE STORES INC
3385 | Permanently Closed | 1999-12-07 06:00 | 1982-01-01 06:00 | 1998-10-08 06:00 | Petroleum | Unleaded gasoline | Unleaded gasoline | State/federal government | Steel | Steel | Coated & cathodic protection (sti-P3) |  | Steel |  | 1901-01-01 06:00 | [12 empty] | Annual line testing | Annual line testing |  | UST Currently In Use: 0; UST Temp Close: 0; AST Currently In Use: 0; AST Temp Closed: 0 | 0 | 0 | 3 | 14658-033-013282 | DEPARTMENT OF TRANSPORTATION HIGHWAY
3386 | Permanently Closed | 1999-12-07 06:00 | 1982-01-01 06:00 | 1998-10-08 06:00 | Petroleum | Unleaded gasoline | Unleaded gasoline | State/federal government | Steel | Steel | Coated & cathodic protection (sti-P3) |  | Steel |  | 1901-01-01 06:00 | [12 empty] | Annual line testing | Annual line testing |  | UST Currently In Use: 0; UST Temp Close: 0; AST Currently In Use: 0; AST Temp Closed: 0 | 0 | 0 | 3 | 14658-033-013282 | DEPARTMENT OF TRANSPORTATION HIGHWAY
3387 | Permanently Closed | 1999-12-07 06:00 | 1982-01-01 06:00 | 1998-10-08 06:00 | Petroleum | Unleaded gasoline | Unleaded gasoline | State/federal government | Steel | Steel | Coated & cathodic protection (sti-P3) |  | Steel |  | 1901-01-01 06:00 | [12 empty] | Annual line testing | Annual line testing |  | UST Currently In Use: 0; UST Temp Close: 0; AST Currently In Use: 0; AST Temp Closed: 0 | 0 | 0 | 3 | 14658-033-013282 | DEPARTMENT OF TRANSPORTATION HIGHWAY
3388 | Permanently Closed | 1989-03-01 06:00 | 1967-01-01 06:00 | 1989-03-01 06:00 | Petroleum | Unleaded gasoline | Unleaded gasoline |  | Steel | Steel |  |  | Steel |  | 1901-01-01 06:00 | [15 empty] | UST Currently In Use: 0; UST Temp Close: 0; AST Currently In Use: 0; AST Temp Closed: 0 | 0 | 0 | 7 | 10523-089-002499 | BIG SPRINGS INC
3389 | Permanently Closed | 1989-03-01 06:00 | 1967-01-01 06:00 | 1989-03-01 06:00 | Petroleum | Unleaded gasoline | Unleaded gasoline |  | Steel | Steel |  |  | Steel |  | 1901-01-01 06:00 | [15 empty] | UST Currently In Use: 0; UST Temp Close: 0; AST Currently In Use: 0; AST Temp Closed: 0 | 0 | 0 | 7 | 10523-089-002499 | BIG SPRINGS INC
3390 | Permanently Closed | 1990-04-26 06:00 | 1969-01-01 06:00 | 1990-04-26 06:00 | Petroleum | Unleaded gasoline | Unleaded gasoline |  | Steel | Steel |  |  | Steel |  | 1901-01-01 06:00 | [15 empty] | UST Currently In Use: 0; UST Temp Close: 0; AST Currently In Use: 0; AST Temp Closed: 0 | 0 | 0 | 7 | 10523-089-002499 | BIG SPRINGS INC
3391 | Permanently Closed | 1996-01-01 06:00 | 1982-01-01 06:00 | 1996-11-19 06:00 | Petroleum | On road diesel | On road diesel |  | Steel | Steel |  | Painted or None | Steel |  | 1901-01-01 06:00 |  | Catchment Basin, Single walled catchment basin | Flow Rest 90% Full | Flow Rest 90% Full | [8 empty] | Annual line testing | Annual line testing |  | UST Currently In Use: 0; UST Temp Close: 0; AST Currently In Use: 0; AST Temp Closed: 0 | 0 | 0 | 7 | 10523-089-002499 | BIG SPRINGS INC
3392 | Permanently Closed | 1997-01-13 06:00 | 1972-01-01 06:00 | 1997-01-13 06:00 | Petroleum | Unleaded gasoline | Unleaded gasoline |  | Steel | Steel |  |  | Steel |  | 1901-01-01 06:00 |  | Catchment Basin, Single walled catchment basin | Flow Rest 90% Full | Flow Rest 90% Full | [8 empty] | Annual line testing | Annual line testing |  | UST Currently In Use: 0; UST Temp Close: 0; AST Currently In Use: 0; AST Temp Closed: 0 | 0 | 0 | 7 | 10523-089-002499 | BIG SPRINGS INC
3393 | Permanently Closed | 1990-04-26 06:00 | 1976-01-01 06:00 | 1990-04-26 06:00 | Petroleum | Used oil | Used oil |  | Steel | Steel |  |  | Steel |  | 1901-01-01 06:00 | [15 empty] | UST Currently In Use: 0; UST Temp Close: 0; AST Currently In Use: 0; AST Temp Closed: 0 | 0 | 0 | 7 | 10523-089-002499 | BIG SPRINGS INC
3395 | Currently in Use |  | 1989-06-15 06:00 |  | Petroleum | Premium gasoline | Premium gasoline | Retail | Steel | Steel | Coated & cathodic protection (sti-P3) |  | Fiberglass reinforced plastic |  |  | Other, FLXS ISOLA | Catchment Basin, Single walled catchment basin | Flow Rest 90% Full | Flow Rest 90% Full |  |  | Automatic Tank Gauge |  | Automatic flow restrictor (MLLD) | Automatic flow restrictor (MLLD) |  |  | Annual line testing | Annual line testing |  | UST Currently In Use: 2; UST Temp Close: 1; AST Currently In Use: 0; AST Temp Closed: 0 | 2 | 1 | 0 | 25847-005-014616 | AMTRIX 1200 LLC
3396 | Temporary Closed | 2020-08-26 06:00 | 1989-06-15 06:00 |  | Petroleum | Other, CONV | Other | Retail | Steel | Steel | Coated & cathodic protection (sti-P3) |  | Fiberglass reinforced plastic |  |  | Other, FLXS ISOLA | Catchment Basin, Single walled catchment basin | Flow Rest 90% Full | Flow Rest 90% Full |  |  | Automatic Tank Gauge |  | Automatic flow restrictor (MLLD) | Automatic flow restrictor (MLLD) |  |  | Annual line testing | Annual line testing |  | UST Currently In Use: 2; UST Temp Close: 1; AST Currently In Use: 0; AST Temp Closed: 0 | 2 | 1 | 0 | 25847-005-014616 | AMTRIX 1200 LLC
3397 | Currently in Use |  | 1989-06-15 06:00 |  | Petroleum | Unleaded gasoline | Unleaded gasoline | Retail | Steel | Steel | Coated & cathodic protection (sti-P3) |  | Fiberglass reinforced plastic |  |  | Other, FLXS ISOLA | Catchment Basin, Single walled catchment basin | Flow Rest 90% Full | Flow Rest 90% Full |  |  | Automatic Tank Gauge |  | Automatic flow restrictor (MLLD) | Automatic flow restrictor (MLLD) |  |  | Annual line testing | Annual line testing |  | UST Currently In Use: 2; UST Temp Close: 1; AST Currently In Use: 0; AST Temp Closed: 0 | 2 | 1 | 0 | 25847-005-014616 | AMTRIX 1200 LLC
3398 | Permanently Closed | 2018-12-05 06:00 | 1980-01-01 06:00 | 2019-06-13 06:00 | Petroleum | Premium gasoline | Premium gasoline |  | Steel | Steel | Field installed cathodic protection |  | Flexible | APT |  |  | Catchment Basin, Single walled catchment basin | Automatic shutoff device At 95% full | Automatic shutoff device At 95% full |  |  | Continuous Automatic Tank Gauge |  | Automatic flow restrictor (MLLD), Automatic shutoff device (AELLD) | Automatic shutoff device (AELLD) | Interstitial Monitoring within Secondary Containment |  |  |  |  | UST Currently In Use: 0; UST Temp Close: 0; AST Currently In Use: 0; AST Temp Closed: 0 | 0 | 0 | 4 | 20759-031-009811 | SOUTHWEST GEORGIA OIL COMPANY
3399 | Permanently Closed | 2018-12-05 06:00 | 1980-01-01 06:00 | 2019-06-13 06:00 | Petroleum | Mid-grade gasoline | Mid-grade gasoline |  | Steel | Steel | Field installed cathodic protection |  | Flexible | APT |  |  | Catchment Basin, Single walled catchment basin | Automatic shutoff device At 95% full | Automatic shutoff device At 95% full |  |  | Continuous Automatic Tank Gauge |  | Automatic flow restrictor (MLLD), Automatic shutoff device (AELLD) | Automatic shutoff device (AELLD) | Interstitial Monitoring within Secondary Containment |  |  |  |  | UST Currently In Use: 0; UST Temp Close: 0; AST Currently In Use: 0; AST Temp Closed: 0 | 0 | 0 | 4 | 20759-031-009811 | SOUTHWEST GEORGIA OIL COMPANY
3400 | Permanently Closed | 2018-12-05 06:00 | 1980-01-01 06:00 | 2019-06-13 06:00 | Petroleum | Unleaded gasoline | Unleaded gasoline |  | Steel | Steel | Field installed cathodic protection |  | Flexible | APT |  |  | Catchment Basin, Single walled catchment basin | Automatic shutoff device At 95% full | Automatic shutoff device At 95% full |  |  | Continuous Automatic Tank Gauge |  | Automatic flow restrictor (MLLD), Automatic shutoff device (AELLD) | Automatic shutoff device (AELLD) |  |  | Annual line testing | Annual line testing |  | UST Currently In Use: 0; UST Temp Close: 0; AST Currently In Use: 0; AST Temp Closed: 0 | 0 | 0 | 4 | 20759-031-009811 | SOUTHWEST GEORGIA OIL COMPANY
3401 | Permanently Closed | 2018-12-05 06:00 | 1980-01-01 06:00 | 2019-06-13 06:00 | Petroleum | On road diesel | On road diesel |  | Steel | Steel | Field installed cathodic protection |  | Flexible | APT |  |  | Catchment Basin, Single walled catchment basin | Automatic shutoff device At 95% full | Automatic shutoff device At 95% full |  |  | Continuous Automatic Tank Gauge |  | Automatic flow restrictor (MLLD), Automatic shutoff device (AELLD) | Automatic shutoff device (AELLD) | Interstitial Monitoring within Secondary Containment |  |  |  |  | UST Currently In Use: 0; UST Temp Close: 0; AST Currently In Use: 0; AST Temp Closed: 0 | 0 | 0 | 4 | 20759-031-009811 | SOUTHWEST GEORGIA OIL COMPANY
3402 | Permanently Closed | 1997-03-16 06:00 | 1973-01-01 06:00 | 1997-03-20 06:00 | Petroleum | Unleaded gasoline | Unleaded gasoline | Retail | Steel | Steel |  | Painted or None | Steel |  | 1901-01-01 06:00 | [12 empty] | Annual line testing | Annual line testing |  | UST Currently In Use: 0; UST Temp Close: 0; AST Currently In Use: 0; AST Temp Closed: 0 | 0 | 0 | 2 | 10527-031-009816 | BIG LITTLE STORES INC
3403 | Permanently Closed | 1997-03-16 06:00 | 1973-01-01 06:00 | 1997-03-20 06:00 | Petroleum | Unleaded gasoline | Unleaded gasoline | Retail | Steel | Steel |  | Painted or None | Steel |  | 1901-01-01 06:00 | [12 empty] | Annual line testing | Annual line testing |  | UST Currently In Use: 0; UST Temp Close: 0; AST Currently In Use: 0; AST Temp Closed: 0 | 0 | 0 | 2 | 10527-031-009816 | BIG LITTLE STORES INC
3404 | Permanently Closed | 1982-01-01 06:00 | 1968-01-01 06:00 | 1988-12-20 06:00 | Petroleum | Unleaded gasoline | Unleaded gasoline |  | Steel | Steel |  | Painted or None | Steel |  | 1901-01-01 06:00 | [15 empty] | UST Currently In Use: 0; UST Temp Close: 0; AST Currently In Use: 0; AST Temp Closed: 0 | 0 | 0 | 1 | 10527-031-010496 | BIG LITTLE STORES INC
3405 | Permanently Closed | 1980-01-01 06:00 | 1953-01-01 06:00 | 1988-12-20 06:00 | Petroleum | Unleaded gasoline | Unleaded gasoline |  | Steel | Steel |  | Painted or None | Steel |  | 1901-01-01 06:00 | [15 empty] | UST Currently In Use: 0; UST Temp Close: 0; AST Currently In Use: 0; AST Temp Closed: 0 | 0 | 0 | 2 | 10527-031-011353 | BIG LITTLE STORES INC
3406 | Permanently Closed | 1978-01-01 06:00 | 1953-01-01 06:00 | 1988-12-20 06:00 | Petroleum | Unleaded gasoline | Unleaded gasoline |  | Steel | Steel |  | Painted or None | Steel |  | 1901-01-01 06:00 | [15 empty] | UST Currently In Use: 0; UST Temp Close: 0; AST Currently In Use: 0; AST Temp Closed: 0 | 0 | 0 | 2 | 10527-031-011353 | BIG LITTLE STORES INC
3407 | Permanently Closed | 1901-01-01 06:00 | 1974-01-01 06:00 | 1989-09-20 06:00 | Petroleum | Unleaded gasoline | Unleaded gasoline |  | Steel | Steel |  | Painted or None | Steel |  | 1901-01-01 06:00 | [15 empty] | UST Currently In Use: 0; UST Temp Close: 0; AST Currently In Use: 0; AST Temp Closed: 0 | 0 | 0 | 3 | 10527-031-011356 | BIG LITTLE STORES INC
3408 | Permanently Closed | 1989-09-20 06:00 | 1963-01-01 06:00 | 1989-09-20 06:00 | Petroleum | Unleaded gasoline | Unleaded gasoline |  | Steel | Steel |  | Painted or None | Steel |  | 1901-01-01 06:00 | [15 empty] | UST Currently In Use: 0; UST Temp Close: 0; AST Currently In Use: 0; AST Temp Closed: 0 | 0 | 0 | 3 | 10527-031-011356 | BIG LITTLE STORES INC
3409 | Permanently Closed | 1989-09-20 06:00 | 1963-01-01 06:00 | 1989-09-20 06:00 | Petroleum | Unleaded gasoline | Unleaded gasoline |  | Steel | Steel |  | Painted or None | Steel |  | 1901-01-01 06:00 | [15 empty] | UST Currently In Use: 0; UST Temp Close: 0; AST Currently In Use: 0; AST Temp Closed: 0 | 0 | 0 | 3 | 10527-031-011356 | BIG LITTLE STORES INC
3410 | Permanently Closed | 1901-01-01 06:00 | 1964-01-01 06:00 | 1988-01-01 06:00 | Petroleum | Unleaded gasoline | Unleaded gasoline |  | Steel | Steel |  | Painted or None | Steel |  | 1901-01-01 06:00 | [15 empty] | UST Currently In Use: 0; UST Temp Close: 0; AST Currently In Use: 0; AST Temp Closed: 0 | 0 | 0 | 3 | 10527-031-011360 | BIG LITTLE STORES INC
3411 | Permanently Closed | 1980-01-01 06:00 | 1963-01-01 06:00 | 1988-01-01 06:00 | Petroleum | Unleaded gasoline | Unleaded gasoline |  | Steel | Steel |  | Painted or None | Steel |  | 1901-01-01 06:00 | [15 empty] | UST Currently In Use: 0; UST Temp Close: 0; AST Currently In Use: 0; AST Temp Closed: 0 | 0 | 0 | 3 | 10527-031-011360 | BIG LITTLE STORES INC
3412 | Permanently Closed | 1980-01-01 06:00 | 1963-01-01 06:00 | 1988-01-01 06:00 | Petroleum | Unleaded gasoline | Unleaded gasoline |  | Steel | Steel |  | Painted or None | Steel |  | 1901-01-01 06:00 | [15 empty] | UST Currently In Use: 0; UST Temp Close: 0; AST Currently In Use: 0; AST Temp Closed: 0 | 0 | 0 | 3 | 10527-031-011360 | BIG LITTLE STORES INC
3413 | Currently in Use |  | 1978-01-01 06:00 |  | Petroleum | Unleaded gasoline | Unleaded gasoline | Retail | Steel | Steel | Field installed cathodic protection |  | Fiberglass reinforced plastic |  |  |  | Catchment Basin, Single walled catchment basin | Automatic shutoff device At 95% full | Automatic shutoff device At 95% full |  |  | Statistical Inventory Reconciliation (SIR) | [8 empty] | UST Currently In Use: 3; UST Temp Close: 1; AST Currently In Use: 0; AST Temp Closed: 0 | 3 | 1 | 0 | 25299-031-011362 | CAROLINES COUNTRY STORES LLC
3414 | Currently in Use |  | 1978-01-01 06:00 |  | Petroleum | Unleaded gasoline | Unleaded gasoline | Retail | Steel | Steel | Field installed cathodic protection |  | Fiberglass reinforced plastic |  |  |  | Catchment Basin, Single walled catchment basin | Automatic shutoff device At 95% full | Automatic shutoff device At 95% full |  |  | Statistical Inventory Reconciliation (SIR) | [8 empty] | UST Currently In Use: 3; UST Temp Close: 1; AST Currently In Use: 0; AST Temp Closed: 0 | 3 | 1 | 0 | 25299-031-011362 | CAROLINES COUNTRY STORES LLC
3415 | Currently in Use |  | 1978-01-01 06:00 |  | Petroleum | Unleaded gasoline | Unleaded gasoline | Retail | Steel | Steel | Field installed cathodic protection |  | Fiberglass reinforced plastic |  |  |  | Catchment Basin, Single walled catchment basin | Automatic shutoff device At 95% full | Automatic shutoff device At 95% full |  |  | Statistical Inventory Reconciliation (SIR) | [8 empty] | UST Currently In Use: 3; UST Temp Close: 1; AST Currently In Use: 0; AST Temp Closed: 0 | 3 | 1 | 0 | 25299-031-011362 | CAROLINES COUNTRY STORES LLC
3416 | Temporary Closed | 2019-11-07 06:00 | 1978-01-01 06:00 |  | Petroleum | On road diesel | On road diesel | Retail | Steel | Steel | Field installed cathodic protection |  | Fiberglass reinforced plastic |  |  |  | Catchment Basin, Single walled catchment basin | Automatic shutoff device At 95% full | Automatic shutoff device At 95% full |  |  | Statistical Inventory Reconciliation (SIR) | [8 empty] | UST Currently In Use: 3; UST Temp Close: 1; AST Currently In Use: 0; AST Temp Closed: 0 | 3 | 1 | 0 | 25299-031-011362 | CAROLINES COUNTRY STORES LLC
3417 | Currently in Use |  | 1981-01-01 06:00 |  | Petroleum | Unleaded gasoline | Unleaded gasoline | Retail | Steel | Steel | Field installed cathodic protection |  | Flexible |  |  |  | Catchment Basin, Single walled catchment basin | Automatic shutoff device At 95% full | Automatic shutoff device At 95% full |  |  | Continuous Automatic Tank Gauge |  | Automatic flow restrictor (MLLD), Containment Sump | Containment Sump | Interstitial Monitoring within Secondary Containment |  | Annual line testing | Annual line testing |  | UST Currently In Use: 4; UST Temp Close: 0; AST Currently In Use: 0; AST Temp Closed: 0 | 4 | 0 | 0 | 20759-031-011363 | SOUTHWEST GEORGIA OIL COMPANY
3418 | Currently in Use |  | 1981-01-01 06:00 |  | Petroleum | Mid-grade gasoline | Mid-grade gasoline | Retail | Steel | Steel | Field installed cathodic protection |  | Flexible |  |  |  | Catchment Basin, Single walled catchment basin | Automatic shutoff device At 95% full | Automatic shutoff device At 95% full |  |  | Continuous Automatic Tank Gauge |  | Automatic flow restrictor (MLLD), Containment Sump | Containment Sump | Interstitial Monitoring within Secondary Containment |  |  |  |  | UST Currently In Use: 4; UST Temp Close: 0; AST Currently In Use: 0; AST Temp Closed: 0 | 4 | 0 | 0 | 20759-031-011363 | SOUTHWEST GEORGIA OIL COMPANY
3419 | Currently in Use |  | 1981-01-01 06:00 |  | Petroleum | Premium gasoline | Premium gasoline | Retail | Steel | Steel | Field installed cathodic protection |  | Flexible |  |  |  | Catchment Basin, Single walled catchment basin | Automatic shutoff device At 95% full | Automatic shutoff device At 95% full |  |  | Continuous Automatic Tank Gauge |  | Automatic flow restrictor (MLLD), Containment Sump | Containment Sump | Interstitial Monitoring within Secondary Containment |  | Annual line testing | Annual line testing |  | UST Currently In Use: 4; UST Temp Close: 0; AST Currently In Use: 0; AST Temp Closed: 0 | 4 | 0 | 0 | 20759-031-011363 | SOUTHWEST GEORGIA OIL COMPANY
3420 | Currently in Use |  | 1981-01-01 06:00 |  | Petroleum | On road diesel | On road diesel | Retail | Steel | Steel | Field installed cathodic protection |  | Flexible |  |  |  | Catchment Basin, Single walled catchment basin | Automatic shutoff device At 95% full | Automatic shutoff device At 95% full |  |  | Continuous Automatic Tank Gauge |  | Automatic flow restrictor (MLLD), Containment Sump | Containment Sump | Interstitial Monitoring within Secondary Containment |  | Annual line testing | Annual line testing |  | UST Currently In Use: 4; UST Temp Close: 0; AST Currently In Use: 0; AST Temp Closed: 0 | 4 | 0 | 0 | 20759-031-011363 | SOUTHWEST GEORGIA OIL COMPANY
3421 | Cannot Locate or abandoned | 2002-04-15 06:00 | 1979-06-05 06:00 |  | Petroleum | Unleaded gasoline | Unleaded gasoline | Retail | Steel | Steel | Field installed cathodic protection |  | Flexible |  | 1901-01-01 06:00 |  | Catchment Basin, Single walled catchment basin | Automatic shutoff device At 95% full | Automatic shutoff device At 95% full | [6 empty] | Interstitial Monitoring within Secondary Containment |  | Annual line testing | Annual line testing |  | UST Currently In Use: 0; UST Temp Close: 0; AST Currently In Use: 0; AST Temp Closed: 0 | 0 | 0 | 1 | 10527-031-011364 | BIG LITTLE STORES INC
3422 | Permanently Closed | 1995-09-01 06:00 | 1979-06-05 06:00 |  | Petroleum | Unleaded gasoline | Unleaded gasoline | Retail | Steel | Steel |  | Painted or None | Other, ENVIRON |  | 1901-01-01 06:00 | None | Catchment Basin, Single walled catchment basin | Automatic shutoff device At 95% full | Automatic shutoff device At 95% full | [6 empty] | Interstitial Monitoring within Secondary Containment |  | Annual line testing | Annual line testing |  | UST Currently In Use: 0; UST Temp Close: 0; AST Currently In Use: 0; AST Temp Closed: 0 | 0 | 0 | 1 | 10527-031-011364 | BIG LITTLE STORES INC
3423 | Cannot Locate or abandoned | 2002-04-15 06:00 | 1979-06-05 06:00 |  | Petroleum | Unleaded gasoline | Unleaded gasoline | Retail | Steel | Steel | Field installed cathodic protection |  | Flexible |  | 1901-01-01 06:00 |  | Catchment Basin, Single walled catchment basin | Automatic shutoff device At 95% full | Automatic shutoff device At 95% full | [6 empty] | Interstitial Monitoring within Secondary Containment |  | Annual line testing | Annual line testing |  | UST Currently In Use: 0; UST Temp Close: 0; AST Currently In Use: 0; AST Temp Closed: 0 | 0 | 0 | 1 | 10527-031-011364 | BIG LITTLE STORES INC
3424 | Currently in Use |  | 1986-10-01 06:00 |  | Petroleum | Unleaded gasoline | Unleaded gasoline | Retail | Steel | Steel | Coated & cathodic protection (sti-P3) |  | Fiberglass reinforced plastic |  |  |  | Catchment Basin, Single walled catchment basin | Automatic shutoff device At 95% full | Automatic shutoff device At 95% full |  |  | Statistical Inventory Reconciliation (SIR) | [8 empty] | UST Currently In Use: 3; UST Temp Close: 0; AST Currently In Use: 0; AST Temp Closed: 0 | 3 | 0 | 0 | 20759-031-012242 | SOUTHWEST GEORGIA OIL COMPANY
3425 | Currently in Use |  | 1986-10-01 06:00 |  | Petroleum | Unleaded gasoline | Unleaded gasoline | Retail | Steel | Steel | Coated & cathodic protection (sti-P3) |  | Fiberglass reinforced plastic |  |  |  | Catchment Basin, Single walled catchment basin | Automatic shutoff device At 95% full | Automatic shutoff device At 95% full |  |  | Statistical Inventory Reconciliation (SIR) | [8 empty] | UST Currently In Use: 3; UST Temp Close: 0; AST Currently In Use: 0; AST Temp Closed: 0 | 3 | 0 | 0 | 20759-031-012242 | SOUTHWEST GEORGIA OIL COMPANY
3426 | Currently in Use |  | 1986-10-01 06:00 |  | Petroleum | Unleaded gasoline | Unleaded gasoline | Retail | Steel | Steel | Coated & cathodic protection (sti-P3) |  | Fiberglass reinforced plastic |  |  |  | Catchment Basin, Single walled catchment basin | Automatic shutoff device At 95% full | Automatic shutoff device At 95% full |  |  | Statistical Inventory Reconciliation (SIR) | [8 empty] | UST Currently In Use: 3; UST Temp Close: 0; AST Currently In Use: 0; AST Temp Closed: 0 | 3 | 0 | 0 | 20759-031-012242 | SOUTHWEST GEORGIA OIL COMPANY
3427 | Currently in Use |  | 1988-01-01 06:00 |  | Petroleum | Unleaded gasoline | Unleaded gasoline | Retail | Single Wall, Steel | Steel | Coated & cathodic protection (sti-P3) |  | Double Wall, Fiberglass reinforced plastic |  |  |  | Catchment Basin, Single walled catchment basin | Automatic shutoff device At 95% full, Flow Rest 90% Full | Flow Rest 90% Full |  |  | Continuous Automatic Tank Gauge |  | Automatic flow restrictor (MLLD), Containment Sump | Containment Sump | Interstitial Monitoring within Secondary Containment | MANUAL/VISUAL CHECK |  |  |  | UST Currently In Use: 3; UST Temp Close: 0; AST Currently In Use: 0; AST Temp Closed: 0 | 3 | 0 | 0 | 20759-031-013180 | SOUTHWEST GEORGIA OIL COMPANY
3428 | Currently in Use |  | 1988-01-01 06:00 |  | Petroleum | Mid-grade gasoline | Mid-grade gasoline | Retail | Single Wall, Steel | Steel | Coated & cathodic protection (sti-P3) |  | Double Wall, Fiberglass reinforced plastic |  |  |  | Catchment Basin, Single walled catchment basin | Automatic shutoff device At 95% full, Flow Rest 90% Full | Flow Rest 90% Full |  |  | Continuous Automatic Tank Gauge |  | Automatic flow restrictor (MLLD), Containment Sump | Containment Sump | Interstitial Monitoring within Secondary Containment | MANUAL/VISUAL CHECK |  |  |  | UST Currently In Use: 3; UST Temp Close: 0; AST Currently In Use: 0; AST Temp Closed: 0 | 3 | 0 | 0 | 20759-031-013180 | SOUTHWEST GEORGIA OIL COMPANY
3429 | Currently in Use |  | 1988-01-01 06:00 |  | Petroleum | Premium gasoline | Premium gasoline | Retail | Single Wall, Steel | Steel | Coated & cathodic protection (sti-P3) |  | Double Wall, Fiberglass reinforced plastic |  |  |  | Catchment Basin, Single walled catchment basin | Automatic shutoff device At 95% full, Flow Rest 90% Full | Flow Rest 90% Full |  |  | Continuous Automatic Tank Gauge |  | Automatic flow restrictor (MLLD), Containment Sump | Containment Sump | Interstitial Monitoring within Secondary Containment | MANUAL/VISUAL CHECK |  |  |  | UST Currently In Use: 3; UST Temp Close: 0; AST Currently In Use: 0; AST Temp Closed: 0 | 3 | 0 | 0 | 20759-031-013180 | SOUTHWEST GEORGIA OIL COMPANY
3430 | Currently in Use |  | 1989-01-01 06:00 |  | Petroleum | Unleaded gasoline | Unleaded gasoline |  | Steel | Steel | Coated & cathodic protection (sti-P3) |  | Fiberglass reinforced plastic |  |  |  | Catchment Basin, Single walled catchment basin | Flow Rest 90% Full | Flow Rest 90% Full |  |  | Other, Statistical Inventory Reconciliation (SIR) |  | Automatic flow restrictor (MLLD), Automatic shutoff device (AELLD) | Automatic shutoff device (AELLD) |  |  | Annual line testing | Annual line testing |  | UST Currently In Use: 4; UST Temp Close: 0; AST Currently In Use: 0; AST Temp Closed: 0 | 4 | 0 | 0 | 20759-031-014821 | SOUTHWEST GEORGIA OIL COMPANY
3431 | Currently in Use |  | 1989-01-01 06:00 |  | Petroleum | On road diesel | On road diesel |  | Steel | Steel | Coated & cathodic protection (sti-P3) |  | Fiberglass reinforced plastic |  |  | None | Catchment Basin, Single walled catchment basin | Flow Rest 90% Full | Flow Rest 90% Full |  |  | Continuous Automatic Tank Gauge |  | Automatic flow restrictor (MLLD), Automatic shutoff device (AELLD) | Automatic shutoff device (AELLD) |  |  | Annual line testing | Annual line testing |  | UST Currently In Use: 4; UST Temp Close: 0; AST Currently In Use: 0; AST Temp Closed: 0 | 4 | 0 | 0 | 20759-031-014821 | SOUTHWEST GEORGIA OIL COMPANY
3432 | Currently in Use |  | 1989-01-01 06:00 |  | Petroleum | Premium gasoline | Premium gasoline |  | Steel | Steel | Coated & cathodic protection (sti-P3) |  | Fiberglass reinforced plastic |  |  |  | Catchment Basin, Single walled catchment basin | Flow Rest 90% Full | Flow Rest 90% Full |  |  | Continuous Automatic Tank Gauge |  | Automatic flow restrictor (MLLD) | Automatic flow restrictor (MLLD) |  |  | Annual line testing | Annual line testing |  | UST Currently In Use: 4; UST Temp Close: 0; AST Currently In Use: 0; AST Temp Closed: 0 | 4 | 0 | 0 | 20759-031-014821 | SOUTHWEST GEORGIA OIL COMPANY
3433 | Currently in Use |  | 1989-01-01 06:00 |  | Petroleum | On road diesel | On road diesel |  | Steel | Steel | Coated & cathodic protection (sti-P3) |  | Fiberglass reinforced plastic |  |  |  | Catchment Basin, Single walled catchment basin | Flow Rest 90% Full | Flow Rest 90% Full |  |  | Continuous Automatic Tank Gauge |  | Automatic flow restrictor (MLLD) | Automatic flow restrictor (MLLD) |  |  | Annual line testing | Annual line testing |  | UST Currently In Use: 4; UST Temp Close: 0; AST Currently In Use: 0; AST Temp Closed: 0 | 4 | 0 | 0 | 20759-031-014821 | SOUTHWEST GEORGIA OIL COMPANY
3434 | Currently in Use |  | 1985-01-01 06:00 |  | Petroleum | Unleaded gasoline | Unleaded gasoline | Retail | Single Wall, Steel | Steel | Field installed cathodic protection |  | Double Wall, Fiberglass reinforced plastic |  | 2019-06-01 06:00 |  | Catchment Basin, Single walled catchment basin | Audible high level alarm At 90% full | Audible high level alarm At 90% full |  |  | Continuous Automatic Tank Gauge | Single walled submersible pump containment sump | Automatic flow restrictor (MLLD), Containment Sump | Containment Sump |  | SENSOR TO ATG | Continuous alarm system | Continuous alarm system |  | UST Currently In Use: 4; UST Temp Close: 1; AST Currently In Use: 0; AST Temp Closed: 0 | 4 | 1 | 0 | 23874-039-006427 | SHREE HANURAM, LLC
3435 | Currently in Use |  | 1978-01-01 06:00 |  | Petroleum | Premium gasoline | Premium gasoline | Retail | Single Wall, Steel | Steel | Field installed cathodic protection |  | Double Wall, Fiberglass reinforced plastic |  | 2019-06-01 06:00 |  | Catchment Basin, Single walled catchment basin | Audible high level alarm At 90% full | Audible high level alarm At 90% full |  |  | Continuous Automatic Tank Gauge | Single walled submersible pump containment sump | Automatic flow restrictor (MLLD), Containment Sump | Containment Sump |  | SENSOR TO ATG | Continuous alarm system | Continuous alarm system |  | UST Currently In Use: 4; UST Temp Close: 1; AST Currently In Use: 0; AST Temp Closed: 0 | 4 | 1 | 0 | 23874-039-006427 | SHREE HANURAM, LLC
3436 | Currently in Use |  | 1978-01-01 06:00 |  | Petroleum | Other, NO ETH GAS | Other | Retail | Single Wall, Steel | Steel | Field installed cathodic protection |  | Double Wall, Fiberglass reinforced plastic |  | 2019-06-01 06:00 |  | Catchment Basin, Single walled catchment basin | Audible high level alarm At 90% full | Audible high level alarm At 90% full |  |  | Continuous Automatic Tank Gauge | Single walled submersible pump containment sump | Automatic flow restrictor (MLLD), Containment Sump | Containment Sump |  | SENSOR TO ATG | Continuous alarm system | Continuous alarm system |  | UST Currently In Use: 4; UST Temp Close: 1; AST Currently In Use: 0; AST Temp Closed: 0 | 4 | 1 | 0 | 23874-039-006427 | SHREE HANURAM, LLC
3437 | Currently in Use |  | 1978-01-01 06:00 |  | Petroleum | On road diesel | On road diesel | Retail | Single Wall, Steel | Steel | Field installed cathodic protection |  | Double Wall, Fiberglass reinforced plastic |  | 2019-06-01 06:00 |  | Catchment Basin, Single walled catchment basin | Audible high level alarm At 90% full | Audible high level alarm At 90% full |  |  | Continuous Automatic Tank Gauge | Single walled submersible pump containment sump | Automatic flow restrictor (MLLD), Containment Sump, MANIFOLDED | Containment Sump |  | SENSOR TO ATG | Continuous alarm system | Continuous alarm system |  | UST Currently In Use: 4; UST Temp Close: 1; AST Currently In Use: 0; AST Temp Closed: 0 | 4 | 1 | 0 | 23874-039-006427 | SHREE HANURAM, LLC
3438 | Temporary Closed | 2019-06-24 06:00 | 1978-01-01 06:00 |  | Petroleum | On road diesel | On road diesel | Retail | Single Wall, Steel | Steel | Field installed cathodic protection |  | Double Wall, Fiberglass reinforced plastic |  |  |  | Catchment Basin, Single walled catchment basin | Flow Rest 90% Full | Flow Rest 90% Full |  |  |  |  | Other, MANIFOLDED | Other |  |  | Other, MANIFOLDED | Other |  | UST Currently In Use: 4; UST Temp Close: 1; AST Currently In Use: 0; AST Temp Closed: 0 | 4 | 1 | 0 | 23874-039-006427 | SHREE HANURAM, LLC
3439 | Permanently Closed | 1987-07-01 06:00 | 1968-01-01 06:00 | 1988-12-20 06:00 | Petroleum | Unleaded gasoline | Unleaded gasoline |  | Steel | Steel |  | Painted or None | Steel |  | 1901-01-01 06:00 | [15 empty] | UST Currently In Use: 0; UST Temp Close: 0; AST Currently In Use: 0; AST Temp Closed: 0 | 0 | 0 | 3 | 10527-039-011352 | BIG LITTLE STORES INC
3440 | Permanently Closed | 1985-01-01 06:00 | 1971-01-01 06:00 | 1988-12-20 06:00 | Petroleum | Unleaded gasoline | Unleaded gasoline |  | Steel | Steel |  | Painted or None | Steel |  | 1901-01-01 06:00 | [15 empty] | UST Currently In Use: 0; UST Temp Close: 0; AST Currently In Use: 0; AST Temp Closed: 0 | 0 | 0 | 3 | 10527-039-011352 | BIG LITTLE STORES INC
3441 | Permanently Closed | 1985-01-01 06:00 | 1971-01-01 06:00 | 1988-12-20 06:00 | Petroleum | Unleaded gasoline | Unleaded gasoline |  | Steel | Steel |  | Painted or None | Steel |  | 1901-01-01 06:00 | [15 empty] | UST Currently In Use: 0; UST Temp Close: 0; AST Currently In Use: 0; AST Temp Closed: 0 | 0 | 0 | 3 | 10527-039-011352 | BIG LITTLE STORES INC
3442 | Permanently Closed | 2003-06-19 06:00 | 1983-01-01 06:00 | 2003-06-19 06:00 | Petroleum | Unleaded gasoline | Unleaded gasoline | Retail | Steel | Steel | Coated & cathodic protection (sti-P3) |  | Fiberglass reinforced plastic |  | 1901-01-01 06:00 |  | Catchment Basin, Single walled catchment basin | Automatic shutoff device At 95% full | Automatic shutoff device At 95% full |  |  | Automatic Tank Gauge |  |  |  | Interstitial Monitoring within Secondary Containment |  | Annual line testing | Annual line testing |  | UST Currently In Use: 2; UST Temp Close: 0; AST Currently In Use: 0; AST Temp Closed: 0 | 2 | 0 | 3 | 20759-039-013149 | SOUTHWEST GEORGIA OIL COMPANY
3443 | Permanently Closed | 2003-06-19 06:00 | 1983-01-01 06:00 | 2003-06-19 06:00 | Petroleum | Unleaded gasoline | Unleaded gasoline | Retail | Steel | Steel | Coated & cathodic protection (sti-P3) |  | Fiberglass reinforced plastic, DBL-WALL |  | 1901-01-01 06:00 |  | Catchment Basin, Single walled catchment basin | Automatic shutoff device At 95% full | Automatic shutoff device At 95% full |  |  | Automatic Tank Gauge |  |  |  | Interstitial Monitoring within Secondary Containment |  | Annual line testing | Annual line testing |  | UST Currently In Use: 2; UST Temp Close: 0; AST Currently In Use: 0; AST Temp Closed: 0 | 2 | 0 | 3 | 20759-039-013149 | SOUTHWEST GEORGIA OIL COMPANY
3444 | Permanently Closed | 2003-06-19 06:00 | 1983-01-01 06:00 | 2003-06-19 06:00 | Petroleum | Unleaded gasoline | Unleaded gasoline | Retail | Steel | Steel | Coated & cathodic protection (sti-P3) |  | Fiberglass reinforced plastic, DBL-WALL |  | 1901-01-01 06:00 |  | Catchment Basin, Single walled catchment basin | Automatic shutoff device At 95% full | Automatic shutoff device At 95% full |  |  | Automatic Tank Gauge |  |  |  | Interstitial Monitoring within Secondary Containment |  |  |  |  | UST Currently In Use: 2; UST Temp Close: 0; AST Currently In Use: 0; AST Temp Closed: 0 | 2 | 0 | 3 | 20759-039-013149 | SOUTHWEST GEORGIA OIL COMPANY
3445 | Currently in Use |  | 1985-01-01 06:00 |  | Petroleum | On road diesel | On road diesel | Retail | Steel | Steel | Coated & cathodic protection (sti-P3) |  | Double Wall, Flexible | APT |  |  | Catchment Basin, Single walled catchment basin | Automatic shutoff device At 95% full | Automatic shutoff device At 95% full |  |  | Continuous Automatic Tank Gauge |  | Automatic flow restrictor (MLLD), Containment Sump | Containment Sump |  |  | Annual line testing | Annual line testing |  | UST Currently In Use: 2; UST Temp Close: 0; AST Currently In Use: 0; AST Temp Closed: 0 | 2 | 0 | 3 | 20759-039-013149 | SOUTHWEST GEORGIA OIL COMPANY
3446 | Currently in Use |  | 1982-01-01 06:00 |  | Petroleum | Unleaded gasoline | Unleaded gasoline | Retail | Steel | Steel | Coated & cathodic protection (sti-P3) |  | Fiberglass reinforced plastic |  |  |  | Catchment Basin, Single walled catchment basin | Automatic shutoff device At 95% full | Automatic shutoff device At 95% full |  |  | Continuous Automatic Tank Gauge |  | Automatic flow restrictor (MLLD) | Automatic flow restrictor (MLLD) |  |  | Annual line testing | Annual line testing |  | UST Currently In Use: 4; UST Temp Close: 0; AST Currently In Use: 0; AST Temp Closed: 0 | 4 | 0 | 0 | 20759-041-010495 | SOUTHWEST GEORGIA OIL COMPANY
3447 | Currently in Use |  | 1982-01-01 06:00 |  | Petroleum | On road diesel | On road diesel | Retail | Steel | Steel | Coated & cathodic protection (sti-P3) |  | Fiberglass reinforced plastic |  |  |  | Catchment Basin, Single walled catchment basin | Automatic shutoff device At 95% full | Automatic shutoff device At 95% full |  |  | Continuous Automatic Tank Gauge |  | Automatic flow restrictor (MLLD) | Automatic flow restrictor (MLLD) |  |  | Annual line testing | Annual line testing |  | UST Currently In Use: 4; UST Temp Close: 0; AST Currently In Use: 0; AST Temp Closed: 0 | 4 | 0 | 0 | 20759-041-010495 | SOUTHWEST GEORGIA OIL COMPANY
3448 | Currently in Use |  | 1982-01-01 06:00 |  | Petroleum | Premium gasoline | Premium gasoline | Retail | Steel | Steel | Coated & cathodic protection (sti-P3) |  | Fiberglass reinforced plastic |  |  |  | Catchment Basin, Single walled catchment basin | Automatic shutoff device At 95% full | Automatic shutoff device At 95% full |  |  | Continuous Automatic Tank Gauge |  | Automatic flow restrictor (MLLD) | Automatic flow restrictor (MLLD) |  |  | Annual line testing | Annual line testing |  | UST Currently In Use: 4; UST Temp Close: 0; AST Currently In Use: 0; AST Temp Closed: 0 | 4 | 0 | 0 | 20759-041-010495 | SOUTHWEST GEORGIA OIL COMPANY
3449 | Currently in Use |  | 1982-01-01 06:00 |  | Petroleum | Unleaded gasoline | Unleaded gasoline | Retail | Steel | Steel | Coated & cathodic protection (sti-P3) |  | Fiberglass reinforced plastic |  |  |  | Catchment Basin, Single walled catchment basin | Automatic shutoff device At 95% full | Automatic shutoff device At 95% full |  |  | Continuous Automatic Tank Gauge |  | Other, MANIFOLDED | Other |  |  | Other, MANIFOLDED | Other |  | UST Currently In Use: 4; UST Temp Close: 0; AST Currently In Use: 0; AST Temp Closed: 0 | 4 | 0 | 0 | 20759-041-010495 | SOUTHWEST GEORGIA OIL COMPANY
3450 | Currently in Use |  | 1985-01-01 06:00 |  | Petroleum | Unleaded gasoline | Unleaded gasoline | Retail | Steel | Steel | Coated & cathodic protection (sti-P3) |  | Fiberglass reinforced plastic |  |  |  | Catchment Basin, Single walled catchment basin | Automatic shutoff device At 95% full | Automatic shutoff device At 95% full |  |  | Continuous Automatic Tank Gauge |  | Automatic flow restrictor (MLLD), Containment Sump | Containment Sump | Interstitial Monitoring within Secondary Containment |  | Continuous alarm system | Continuous alarm system |  | UST Currently In Use: 3; UST Temp Close: 1; AST Currently In Use: 0; AST Temp Closed: 0 | 3 | 1 | 0 | 20759-045-009810 | SOUTHWEST GEORGIA OIL COMPANY
3451 | Currently in Use |  | 1985-01-01 06:00 |  | Petroleum | Mid-grade gasoline | Mid-grade gasoline | Retail | Steel | Steel | Coated & cathodic protection (sti-P3) |  | Fiberglass reinforced plastic |  |  |  | Catchment Basin, Single walled catchment basin | Automatic shutoff device At 95% full | Automatic shutoff device At 95% full |  |  | Continuous Automatic Tank Gauge |  | Automatic flow restrictor (MLLD), Containment Sump | Containment Sump | Interstitial Monitoring within Secondary Containment |  | Continuous alarm system | Continuous alarm system |  | UST Currently In Use: 3; UST Temp Close: 1; AST Currently In Use: 0; AST Temp Closed: 0 | 3 | 1 | 0 | 20759-045-009810 | SOUTHWEST GEORGIA OIL COMPANY
3452 | Currently in Use |  | 1985-01-01 06:00 |  | Petroleum | Premium gasoline | Premium gasoline | Retail | Steel | Steel | Coated & cathodic protection (sti-P3) |  | Fiberglass reinforced plastic |  |  |  | Catchment Basin, Single walled catchment basin | Automatic shutoff device At 95% full | Automatic shutoff device At 95% full |  |  | Continuous Automatic Tank Gauge |  | Automatic flow restrictor (MLLD), Containment Sump | Containment Sump | Interstitial Monitoring within Secondary Containment |  | Continuous alarm system | Continuous alarm system |  | UST Currently In Use: 3; UST Temp Close: 1; AST Currently In Use: 0; AST Temp Closed: 0 | 3 | 1 | 0 | 20759-045-009810 | SOUTHWEST GEORGIA OIL COMPANY
3453 | Temporary Closed | 2011-05-23 06:00 | 1985-01-01 06:00 |  | Petroleum | On road diesel | On road diesel | Retail | Steel | Steel | Coated & cathodic protection (sti-P3) |  | Fiberglass reinforced plastic |  |  |  | Catchment Basin, Single walled catchment basin | Automatic shutoff device At 95% full | Automatic shutoff device At 95% full |  |  | Continuous Automatic Tank Gauge | [5 empty] | Continuous alarm system | Continuous alarm system |  | UST Currently In Use: 3; UST Temp Close: 1; AST Currently In Use: 0; AST Temp Closed: 0 | 3 | 1 | 0 | 20759-045-009810 | SOUTHWEST GEORGIA OIL COMPANY
3454 | Permanently Closed | 1993-10-05 06:00 | 1968-01-01 06:00 | 1993-10-05 06:00 | Petroleum | Unleaded gasoline | Unleaded gasoline |  | Steel | Steel |  | Painted or None | Steel |  | 1901-01-01 06:00 | [15 empty] | UST Currently In Use: 0; UST Temp Close: 0; AST Currently In Use: 0; AST Temp Closed: 0 | 0 | 0 | 3 | 10527-045-011355 | BIG LITTLE STORES INC
3455 | Permanently Closed | 1993-10-05 06:00 | 1968-01-01 06:00 | 1993-10-05 06:00 | Petroleum | Unleaded gasoline | Unleaded gasoline |  | Steel | Steel |  | Painted or None | Steel |  | 1901-01-01 06:00 | [15 empty] | UST Currently In Use: 0; UST Temp Close: 0; AST Currently In Use: 0; AST Temp Closed: 0 | 0 | 0 | 3 | 10527-045-011355 | BIG LITTLE STORES INC
3456 | Permanently Closed | 1993-10-05 06:00 | 1968-01-01 06:00 | 1993-10-05 06:00 | Petroleum | Unleaded gasoline | Unleaded gasoline |  | Steel | Steel |  | Painted or None | Steel |  | 1901-01-01 06:00 | [15 empty] | UST Currently In Use: 0; UST Temp Close: 0; AST Currently In Use: 0; AST Temp Closed: 0 | 0 | 0 | 3 | 10527-045-011355 | BIG LITTLE STORES INC
3457 | Currently in Use |  | 1978-01-01 06:00 |  | Petroleum | Unleaded gasoline | Unleaded gasoline | Retail | Steel | Steel | Field installed cathodic protection |  | Fiberglass reinforced plastic |  |  |  | Catchment Basin, Single walled catchment basin | Automatic shutoff device At 95% full | Automatic shutoff device At 95% full |  |  | Continuous Automatic Tank Gauge | [8 empty] | UST Currently In Use: 2; UST Temp Close: 0; AST Currently In Use: 0; AST Temp Closed: 0 | 2 | 0 | 0 | 24239-045-011358 | SHREE GOVIND LLC - C/O FAST TRIP
3458 | Currently in Use |  | 1978-01-01 06:00 |  | Petroleum | On road diesel | On road diesel | Retail | Steel | Steel | Field installed cathodic protection |  | Fiberglass reinforced plastic |  |  |  | Catchment Basin, Single walled catchment basin | Automatic shutoff device At 95% full | Automatic shutoff device At 95% full |  |  | Continuous Automatic Tank Gauge | [8 empty] | UST Currently In Use: 2; UST Temp Close: 0; AST Currently In Use: 0; AST Temp Closed: 0 | 2 | 0 | 0 | 24239-045-011358 | SHREE GOVIND LLC - C/O FAST TRIP
3459 | Currently in Use |  | 1982-01-01 06:00 |  | Petroleum | Unleaded gasoline | Unleaded gasoline | Retail | Steel | Steel | Coated & cathodic protection (sti-P3) |  | Flexible |  |  | None | Catchment Basin, Single walled catchment basin | Automatic shutoff device At 95% full | Automatic shutoff device At 95% full |  |  | Continuous Automatic Tank Gauge |  | Automatic flow restrictor (MLLD), Containment Sump | Containment Sump |  |  | Annual line testing | Annual line testing |  | UST Currently In Use: 4; UST Temp Close: 0; AST Currently In Use: 0; AST Temp Closed: 0 | 4 | 0 | 0 | 20759-061-009812 | SOUTHWEST GEORGIA OIL COMPANY
3460 | Currently in Use |  | 1982-01-01 06:00 |  | Petroleum | Unleaded gasoline | Unleaded gasoline | Retail | Steel | Steel | Coated & cathodic protection (sti-P3) |  | Flexible |  |  | None | Catchment Basin, Single walled catchment basin | Automatic shutoff device At 95% full | Automatic shutoff device At 95% full |  |  | Continuous Automatic Tank Gauge |  | Automatic flow restrictor (MLLD), Containment Sump, MANIFOLDED | Containment Sump |  |  | Annual line testing, Other, MANIFOLDED | Other |  | UST Currently In Use: 4; UST Temp Close: 0; AST Currently In Use: 0; AST Temp Closed: 0 | 4 | 0 | 0 | 20759-061-009812 | SOUTHWEST GEORGIA OIL COMPANY
3461 | Currently in Use |  | 1982-01-01 06:00 |  | Petroleum | On road diesel | On road diesel | Retail | Steel | Steel | Coated & cathodic protection (sti-P3) |  | Flexible |  |  | None | Catchment Basin, Single walled catchment basin | Automatic shutoff device At 95% full | Automatic shutoff device At 95% full |  |  | Continuous Automatic Tank Gauge |  | Automatic flow restrictor (MLLD), Containment Sump | Containment Sump |  |  | Annual line testing | Annual line testing |  | UST Currently In Use: 4; UST Temp Close: 0; AST Currently In Use: 0; AST Temp Closed: 0 | 4 | 0 | 0 | 20759-061-009812 | SOUTHWEST GEORGIA OIL COMPANY
3462 | Currently in Use |  | 1982-01-01 06:00 |  | Petroleum | Premium gasoline | Premium gasoline | Retail | Steel | Steel | Coated & cathodic protection (sti-P3) |  | Flexible |  |  | None | Catchment Basin, Single walled catchment basin | Automatic shutoff device At 95% full | Automatic shutoff device At 95% full |  |  | Continuous Automatic Tank Gauge |  | Automatic flow restrictor (MLLD), Containment Sump | Containment Sump |  |  | Annual line testing | Annual line testing |  | UST Currently In Use: 4; UST Temp Close: 0; AST Currently In Use: 0; AST Temp Closed: 0 | 4 | 0 | 0 | 20759-061-009812 | SOUTHWEST GEORGIA OIL COMPANY
3463 | Currently in Use |  | 1981-01-01 06:00 |  | Petroleum | Unleaded gasoline | Unleaded gasoline | Retail | Steel | Steel | Coated & cathodic protection (sti-P3), Field installed cathodic protection |  | Fiberglass reinforced plastic |  |  |  | Catchment Basin, Single walled catchment basin | Automatic shutoff device At 95% full | Automatic shutoff device At 95% full |  |  | Continuous Automatic Tank Gauge |  | Automatic flow restrictor (MLLD), Containment Sump | Containment Sump |  |  | Annual line testing | Annual line testing |  | UST Currently In Use: 3; UST Temp Close: 0; AST Currently In Use: 0; AST Temp Closed: 0 | 3 | 0 | 0 | 20759-061-011357 | SOUTHWEST GEORGIA OIL COMPANY
3464 | Currently in Use |  | 1981-01-01 06:00 |  | Petroleum | Premium gasoline | Premium gasoline | Retail | Steel | Steel | Coated & cathodic protection (sti-P3), Field installed cathodic protection |  | Fiberglass reinforced plastic |  |  |  | Catchment Basin, Single walled catchment basin | Automatic shutoff device At 95% full | Automatic shutoff device At 95% full |  |  | Continuous Automatic Tank Gauge |  | Automatic flow restrictor (MLLD), Containment Sump | Containment Sump |  |  | Annual line testing | Annual line testing |  | UST Currently In Use: 3; UST Temp Close: 0; AST Currently In Use: 0; AST Temp Closed: 0 | 3 | 0 | 0 | 20759-061-011357 | SOUTHWEST GEORGIA OIL COMPANY
3465 | Currently in Use |  | 1978-01-01 06:00 |  | Petroleum | On road diesel | On road diesel | Retail | Steel | Steel | Coated & cathodic protection (sti-P3), Field installed cathodic protection |  | Fiberglass reinforced plastic |  |  |  | Catchment Basin, Single walled catchment basin | Automatic shutoff device At 95% full | Automatic shutoff device At 95% full |  |  | Continuous Automatic Tank Gauge |  | Automatic flow restrictor (MLLD), Containment Sump | Containment Sump |  |  | Annual line testing | Annual line testing |  | UST Currently In Use: 3; UST Temp Close: 0; AST Currently In Use: 0; AST Temp Closed: 0 | 3 | 0 | 0 | 20759-061-011357 | SOUTHWEST GEORGIA OIL COMPANY
3466 | Permanently Closed | 1901-01-01 06:00 | 1971-01-01 06:00 | 1988-12-20 06:00 | Petroleum | Unleaded gasoline | Unleaded gasoline |  | Steel | Steel |  | Painted or None | Steel |  | 1901-01-01 06:00 | [15 empty] | UST Currently In Use: 0; UST Temp Close: 0; AST Currently In Use: 0; AST Temp Closed: 0 | 0 | 0 | 2 | 10527-061-011359 | BIG LITTLE STORES INC
3467 | Permanently Closed | 1901-01-01 06:00 | 1971-01-01 06:00 | 1988-12-20 06:00 | Petroleum | Unleaded gasoline | Unleaded gasoline |  | Steel | Steel |  | Painted or None | Steel |  | 1901-01-01 06:00 | [15 empty] | UST Currently In Use: 0; UST Temp Close: 0; AST Currently In Use: 0; AST Temp Closed: 0 | 0 | 0 | 2 | 10527-061-011359 | BIG LITTLE STORES INC
3468 | Permanently Closed | 2013-05-08 06:00 | 1978-01-01 06:00 | 2013-05-08 06:00 | Petroleum | Unleaded gasoline | Unleaded gasoline | Retail | Steel | Steel | Field installed cathodic protection |  | Steel |  |  | Field installed cathodic protection | Catchment Basin, Single walled catchment basin | Automatic shutoff device At 95% full | Automatic shutoff device At 95% full | [11 empty] | UST Currently In Use: 2; UST Temp Close: 0; AST Currently In Use: 0; AST Temp Closed: 0 | 2 | 0 | 3 | 22406-109-011354 | KEISHA REALTY
3469 | Permanently Closed | 2013-05-08 06:00 | 1978-01-01 06:00 | 2013-05-08 06:00 | Petroleum | Premium gasoline | Premium gasoline | Retail | Steel | Steel | Field installed cathodic protection |  | Steel |  |  | Field installed cathodic protection | Catchment Basin, Single walled catchment basin | Automatic shutoff device At 95% full | Automatic shutoff device At 95% full | [11 empty] | UST Currently In Use: 2; UST Temp Close: 0; AST Currently In Use: 0; AST Temp Closed: 0 | 2 | 0 | 3 | 22406-109-011354 | KEISHA REALTY
3470 | Permanently Closed | 2013-05-08 06:00 | 1978-01-01 06:00 | 2013-05-08 06:00 | Petroleum | On road diesel | On road diesel | Retail | Steel | Steel | Field installed cathodic protection |  | Steel |  |  | Field installed cathodic protection | Catchment Basin, Single walled catchment basin | Automatic shutoff device At 95% full | Automatic shutoff device At 95% full | [11 empty] | UST Currently In Use: 2; UST Temp Close: 0; AST Currently In Use: 0; AST Temp Closed: 0 | 2 | 0 | 3 | 22406-109-011354 | KEISHA REALTY
3471 | Permanently Closed | 1987-07-01 06:00 | 1982-01-01 06:00 | 1988-09-01 06:00 | Petroleum | Unleaded gasoline | Unleaded gasoline |  | Steel | Steel |  | Painted or None | Steel |  | 1901-01-01 06:00 | [15 empty] | UST Currently In Use: 0; UST Temp Close: 0; AST Currently In Use: 0; AST Temp Closed: 0 | 0 | 0 | 3 | 10530-049-010373 | BILL BLACKBURN
3472 | Permanently Closed | 1987-07-01 06:00 | 1982-01-01 06:00 | 1988-09-01 06:00 | Petroleum | Unleaded gasoline | Unleaded gasoline |  | Steel | Steel |  | Painted or None | Steel |  | 1901-01-01 06:00 | [15 empty] | UST Currently In Use: 0; UST Temp Close: 0; AST Currently In Use: 0; AST Temp Closed: 0 | 0 | 0 | 3 | 10530-049-010373 | BILL BLACKBURN
3473 | Permanently Closed | 1988-07-01 06:00 | 1975-01-01 06:00 | 1988-09-01 06:00 | Petroleum | On road diesel | On road diesel |  | Steel | Steel |  | Painted or None | Steel |  | 1901-01-01 06:00 | [15 empty] | UST Currently In Use: 0; UST Temp Close: 0; AST Currently In Use: 0; AST Temp Closed: 0 | 0 | 0 | 3 | 10530-049-010373 | BILL BLACKBURN
3474 |  | 1998-12-22 06:00 | 1984-01-01 06:00 |  | Petroleum | Unleaded gasoline | Unleaded gasoline | Retail | Steel | Steel |  | Painted or None | Steel |  | 1901-01-01 06:00 | [15 empty] | UST Currently In Use: 0; UST Temp Close: 0; AST Currently In Use: 0; AST Temp Closed: 0 | 0 | 0 | 0 | 19355-127-010793 | JACKIE STOUGH
3475 |  | 1998-12-22 06:00 | 1984-01-01 06:00 |  | Petroleum | Unleaded gasoline | Unleaded gasoline | Retail | Steel | Steel |  | Painted or None | Steel |  | 1901-01-01 06:00 | [15 empty] | UST Currently In Use: 0; UST Temp Close: 0; AST Currently In Use: 0; AST Temp Closed: 0 | 0 | 0 | 0 | 19355-127-010793 | JACKIE STOUGH
3476 |  | 1998-12-22 06:00 | 1985-01-01 06:00 |  | Petroleum | Unleaded gasoline | Unleaded gasoline | Retail | Steel | Steel |  | Painted or None | Steel |  | 1901-01-01 06:00 | [15 empty] | UST Currently In Use: 0; UST Temp Close: 0; AST Currently In Use: 0; AST Temp Closed: 0 | 0 | 0 | 0 | 19355-127-010793 | JACKIE STOUGH
3477 | Permanently Closed | 1901-01-01 06:00 | 1901-01-01 06:00 | 1988-12-09 06:00 | Petroleum | Unleaded gasoline | Unleaded gasoline |  | Steel | Steel |  | Painted or None | Steel |  | 1901-01-01 06:00 | [15 empty] | UST Currently In Use: 0; UST Temp Close: 0; AST Currently In Use: 0; AST Temp Closed: 0 | 0 | 0 | 2 | 10532-005-006263 | BILL FAISON
3478 | Permanently Closed | 1901-01-01 06:00 | 1901-01-01 06:00 | 1988-12-09 06:00 | Petroleum | Unleaded gasoline | Unleaded gasoline |  | Steel | Steel |  | Painted or None | Steel |  | 1901-01-01 06:00 | [15 empty] | UST Currently In Use: 0; UST Temp Close: 0; AST Currently In Use: 0; AST Temp Closed: 0 | 0 | 0 | 2 | 10532-005-006263 | BILL FAISON
3479 | Permanently Closed | 1993-01-15 06:00 | 1982-01-01 06:00 | 1993-01-15 06:00 | Petroleum | Unleaded gasoline | Unleaded gasoline |  | Steel | Steel |  | Painted or None | Steel |  | 1901-01-01 06:00 | [15 empty] | UST Currently In Use: 0; UST Temp Close: 0; AST Currently In Use: 0; AST Temp Closed: 0 | 0 | 0 | 4 | 10533-127-013234 | BILL KEY
3480 | Permanently Closed | 1993-01-15 06:00 | 1982-01-01 06:00 | 1993-01-15 06:00 | Petroleum | Unleaded gasoline | Unleaded gasoline |  | Steel | Steel |  | Painted or None | Steel |  | 1901-01-01 06:00 | [15 empty] | UST Currently In Use: 0; UST Temp Close: 0; AST Currently In Use: 0; AST Temp Closed: 0 | 0 | 0 | 4 | 10533-127-013234 | BILL KEY
3481 | Permanently Closed | 1993-01-15 06:00 | 1980-01-01 06:00 | 1993-01-15 06:00 | Petroleum | Unleaded gasoline | Unleaded gasoline |  | Steel | Steel |  | Painted or None | Steel |  | 1901-01-01 06:00 | [15 empty] | UST Currently In Use: 0; UST Temp Close: 0; AST Currently In Use: 0; AST Temp Closed: 0 | 0 | 0 | 4 | 10533-127-013234 | BILL KEY
3482 | Permanently Closed | 1993-01-15 06:00 | 1980-01-01 06:00 | 1993-01-15 06:00 | Petroleum | Unleaded gasoline | Unleaded gasoline |  | Steel | Steel |  | Painted or None | Steel |  | 1901-01-01 06:00 | [15 empty] | UST Currently In Use: 0; UST Temp Close: 0; AST Currently In Use: 0; AST Temp Closed: 0 | 0 | 0 | 4 | 10533-127-013234 | BILL KEY
3483 | Permanently Closed | 2002-09-27 06:00 | 1977-01-01 06:00 | 1991-01-01 06:00 | Petroleum | Unleaded gasoline | Unleaded gasoline |  | Steel | Steel | Interior lined (not allowed as a standalone method of corrosion protection) | Painted or None | Steel |  | 1901-01-01 06:00 | [15 empty] | UST Currently In Use: 0; UST Temp Close: 0; AST Currently In Use: 0; AST Temp Closed: 0 | 0 | 0 | 1 | 10534-125-006060 | BILL MCCLUSKEY CONCRETE CO
3485 | Permanently Closed | 1986-01-01 06:00 | 1981-01-01 06:00 | 1986-01-01 06:00 | Petroleum | Unleaded gasoline | Unleaded gasoline |  | Steel | Steel |  | Painted or None | Steel |  | 1901-01-01 06:00 | [15 empty] | UST Currently In Use: 0; UST Temp Close: 0; AST Currently In Use: 0; AST Temp Closed: 0 | 0 | 0 | 2 | 10536-049-004679 | JOYCE DUKES
3486 | Permanently Closed | 1986-01-01 06:00 | 1973-01-01 06:00 | 1986-01-01 06:00 | Petroleum | Unleaded gasoline | Unleaded gasoline |  | Steel | Steel |  | Painted or None | Steel |  | 1901-01-01 06:00 | [15 empty] | UST Currently In Use: 0; UST Temp Close: 0; AST Currently In Use: 0; AST Temp Closed: 0 | 0 | 0 | 2 | 10536-049-004679 | JOYCE DUKES
3487 | Permanently Closed | 1991-12-01 06:00 | 1977-01-01 06:00 | 1993-08-10 06:00 | Petroleum | Unleaded gasoline | Unleaded gasoline |  | Steel | Steel |  | Painted or None | Steel |  | 1901-01-01 06:00 | [15 empty] | UST Currently In Use: 0; UST Temp Close: 0; AST Currently In Use: 0; AST Temp Closed: 0 | 0 | 0 | 4 | 10537-089-011452 | BILL PENNEY MOTOR CO DBA TOYOTA TOWN
3488 | Permanently Closed | 1991-12-01 06:00 | 1977-01-01 06:00 | 1993-08-10 06:00 | Petroleum | On road diesel | On road diesel |  | Steel | Steel |  | Painted or None | Steel |  | 1901-01-01 06:00 | [15 empty] | UST Currently In Use: 0; UST Temp Close: 0; AST Currently In Use: 0; AST Temp Closed: 0 | 0 | 0 | 4 | 10537-089-011452 | BILL PENNEY MOTOR CO DBA TOYOTA TOWN
3489 | Permanently Closed | 1991-12-01 06:00 | 1977-01-01 06:00 | 1993-08-10 06:00 | Petroleum | Used oil | Used oil |  | Steel | Steel |  | Painted or None | Steel |  | 1901-01-01 06:00 | [15 empty] | UST Currently In Use: 0; UST Temp Close: 0; AST Currently In Use: 0; AST Temp Closed: 0 | 0 | 0 | 4 | 10537-089-011452 | BILL PENNEY MOTOR CO DBA TOYOTA TOWN
3490 | Permanently Closed | 1991-12-01 06:00 | 1977-01-01 06:00 | 1993-08-10 06:00 | Petroleum | Other, NEW OIL | Other |  | Steel | Steel |  |  | Other, NONE |  | 1901-01-01 06:00 | [15 empty] | UST Currently In Use: 0; UST Temp Close: 0; AST Currently In Use: 0; AST Temp Closed: 0 | 0 | 0 | 4 | 10537-089-011452 | BILL PENNEY MOTOR CO DBA TOYOTA TOWN
3491 | Permanently Closed | 1986-01-01 06:00 | 1963-01-01 06:00 | 1986-01-01 06:00 | Petroleum | Unleaded gasoline | Unleaded gasoline |  | Steel | Steel |  | Painted or None | Steel |  | 1901-01-01 06:00 | [15 empty] | UST Currently In Use: 0; UST Temp Close: 0; AST Currently In Use: 0; AST Temp Closed: 0 | 0 | 0 | 3 | 10538-089-011453 | BILL PENNEY MOTOR COMPANY, INC.
3492 | Permanently Closed | 1986-01-01 06:00 | 1963-01-01 06:00 | 1986-01-01 06:00 | Petroleum | On road diesel | On road diesel |  | Steel | Steel |  | Painted or None | Steel |  | 1901-01-01 06:00 | [15 empty] | UST Currently In Use: 0; UST Temp Close: 0; AST Currently In Use: 0; AST Temp Closed: 0 | 0 | 0 | 3 | 10538-089-011453 | BILL PENNEY MOTOR COMPANY, INC.
3493 | Permanently Closed | 1986-01-01 06:00 | 1963-01-01 06:00 | 1986-01-01 06:00 | Petroleum | Used oil | Used oil |  | Steel | Steel |  | Painted or None | Other, NONE |  | 1901-01-01 06:00 | [15 empty] | UST Currently In Use: 0; UST Temp Close: 0; AST Currently In Use: 0; AST Temp Closed: 0 | 0 | 0 | 3 | 10538-089-011453 | BILL PENNEY MOTOR COMPANY, INC.
3494 | Permanently Closed | 1901-01-01 06:00 | 1968-01-01 06:00 | 1990-09-30 06:00 | Petroleum | Unleaded gasoline | Unleaded gasoline |  | Steel | Steel |  |  | Steel |  | 1901-01-01 06:00 | [15 empty] | UST Currently In Use: 0; UST Temp Close: 0; AST Currently In Use: 0; AST Temp Closed: 0 | 0 | 0 | 4 | 10540-027-012958 | BILL SAXON
3495 | Permanently Closed | 1901-01-01 06:00 | 1968-01-01 06:00 | 1990-09-30 06:00 | Petroleum | Unleaded gasoline | Unleaded gasoline |  | Steel | Steel |  |  | Steel |  | 1901-01-01 06:00 | [15 empty] | UST Currently In Use: 0; UST Temp Close: 0; AST Currently In Use: 0; AST Temp Closed: 0 | 0 | 0 | 4 | 10540-027-012958 | BILL SAXON
3496 | Permanently Closed | 1901-01-01 06:00 | 1968-01-01 06:00 | 1990-09-30 06:00 | Petroleum | On road diesel | On road diesel |  | Steel | Steel |  |  | Steel |  | 1901-01-01 06:00 | [15 empty] | UST Currently In Use: 0; UST Temp Close: 0; AST Currently In Use: 0; AST Temp Closed: 0 | 0 | 0 | 4 | 10540-027-012958 | BILL SAXON
3497 | Permanently Closed | 1901-01-01 06:00 | 1968-01-01 06:00 | 1990-09-30 06:00 | Petroleum | Kerosene | Kerosene |  | Steel | Steel |  |  | Steel |  | 1901-01-01 06:00 | [15 empty] | UST Currently In Use: 0; UST Temp Close: 0; AST Currently In Use: 0; AST Temp Closed: 0 | 0 | 0 | 4 | 10540-027-012958 | BILL SAXON
3498 | Temporary Closed | 2006-09-01 06:00 | 1978-01-01 06:00 |  | Petroleum | Unleaded gasoline | Unleaded gasoline | Retail | Steel | Steel | Coated & cathodic protection (sti-P3) |  | Fiberglass reinforced plastic |  | 1901-01-01 06:00 |  | Catchment Basin, Single walled catchment basin | Automatic shutoff device At 95% full | Automatic shutoff device At 95% full |  |  | Statistical Inventory Reconciliation (SIR) | [8 empty] | UST Currently In Use: 0; UST Temp Close: 3; AST Currently In Use: 0; AST Temp Closed: 0 | 0 | 3 | 0 | 21201-089-001250 | MIKE AZIZ & MO KOSSARY
3499 | Temporary Closed | 2006-09-01 06:00 | 1978-01-01 06:00 |  | Petroleum | Mid-grade gasoline | Mid-grade gasoline | Retail | Steel | Steel | Coated & cathodic protection (sti-P3) |  | Fiberglass reinforced plastic |  | 1901-01-01 06:00 |  | Catchment Basin, Single walled catchment basin | Automatic shutoff device At 95% full | Automatic shutoff device At 95% full |  |  | Statistical Inventory Reconciliation (SIR) | [8 empty] | UST Currently In Use: 0; UST Temp Close: 3; AST Currently In Use: 0; AST Temp Closed: 0 | 0 | 3 | 0 | 21201-089-001250 | MIKE AZIZ & MO KOSSARY
3500 | Temporary Closed | 2006-09-01 06:00 | 1978-01-01 06:00 |  | Petroleum | Premium gasoline | Premium gasoline | Retail | Steel | Steel | Coated & cathodic protection (sti-P3) |  | Fiberglass reinforced plastic |  | 1901-01-01 06:00 |  | Catchment Basin, Single walled catchment basin | Automatic shutoff device At 95% full | Automatic shutoff device At 95% full |  |  | Statistical Inventory Reconciliation (SIR) | [8 empty] | UST Currently In Use: 0; UST Temp Close: 3; AST Currently In Use: 0; AST Temp Closed: 0 | 0 | 3 | 0 | 21201-089-001250 | MIKE AZIZ & MO KOSSARY
3501 | Permanently Closed | 1992-10-12 06:00 | 1977-01-01 06:00 |  | Petroleum | Used oil | Used oil |  | Steel | Steel |  |  |  |  | 1901-01-01 06:00 | [15 empty] | UST Currently In Use: 0; UST Temp Close: 0; AST Currently In Use: 0; AST Temp Closed: 0 | 0 | 0 | 4 | 22510-003-001138 | THOMPSON PROPERTIES LLC
3502 | Permanently Closed | 1994-04-08 06:00 | 1977-01-01 06:00 | 1994-04-08 06:00 | Petroleum | Other, NEW OIL | Other |  | Steel | Steel |  |  |  |  | 1901-01-01 06:00 | [15 empty] | UST Currently In Use: 0; UST Temp Close: 0; AST Currently In Use: 0; AST Temp Closed: 0 | 0 | 0 | 4 | 22510-003-001138 | THOMPSON PROPERTIES LLC
3503 | Permanently Closed | 1992-10-12 06:00 | 1977-01-01 06:00 |  | Petroleum | Other, TRANSFLUID | Other |  | Steel | Steel |  |  |  |  | 1901-01-01 06:00 | [15 empty] | UST Currently In Use: 0; UST Temp Close: 0; AST Currently In Use: 0; AST Temp Closed: 0 | 0 | 0 | 4 | 22510-003-001138 | THOMPSON PROPERTIES LLC
3504 | Permanently Closed | 1998-12-18 06:00 | 1972-01-01 06:00 | 1999-12-17 06:00 | Petroleum | Unleaded gasoline | Unleaded gasoline |  | Steel | Steel |  |  | Steel |  | 1901-01-01 06:00 | [15 empty] | UST Currently In Use: 0; UST Temp Close: 0; AST Currently In Use: 0; AST Temp Closed: 0 | 0 | 0 | 3 | 10543-111-004186 | BILLIE ARRINGTON
3505 | Permanently Closed | 1998-12-18 06:00 | 1972-01-01 06:00 | 1999-12-17 06:00 | Petroleum | Unleaded gasoline | Unleaded gasoline |  | Steel | Steel |  |  | Steel |  | 1901-01-01 06:00 | [15 empty] | UST Currently In Use: 0; UST Temp Close: 0; AST Currently In Use: 0; AST Temp Closed: 0 | 0 | 0 | 3 | 10543-111-004186 | BILLIE ARRINGTON
3506 | Permanently Closed | 1998-12-18 06:00 | 1972-01-01 06:00 | 1999-12-17 06:00 | Petroleum | Unleaded gasoline | Unleaded gasoline |  | Steel | Steel |  |  | Steel |  | 1901-01-01 06:00 | [15 empty] | UST Currently In Use: 0; UST Temp Close: 0; AST Currently In Use: 0; AST Temp Closed: 0 | 0 | 0 | 3 | 10543-111-004186 | BILLIE ARRINGTON
3507 | Temporary Closed | 2007-05-03 06:00 | 1977-01-01 06:00 |  | Petroleum | Unleaded gasoline | Unleaded gasoline | Retail | Steel | Steel | Field installed cathodic protection |  | Steel |  | 1901-01-01 06:00 | Field installed cathodic protection | Catchment Basin, Single walled catchment basin | Automatic shutoff device At 95% full | Automatic shutoff device At 95% full | [11 empty] | UST Currently In Use: 0; UST Temp Close: 4; AST Currently In Use: 0; AST Temp Closed: 0 | 0 | 4 | 0 | 10544-015-012691 | MARVIS BLAIR
3508 | Temporary Closed | 2007-05-03 06:00 | 1977-01-01 06:00 |  | Petroleum | On road diesel | On road diesel | Retail | Steel | Steel | Field installed cathodic protection |  | Steel |  | 1901-01-01 06:00 | Field installed cathodic protection | Catchment Basin, Single walled catchment basin | Automatic shutoff device At 95% full | Automatic shutoff device At 95% full | [11 empty] | UST Currently In Use: 0; UST Temp Close: 4; AST Currently In Use: 0; AST Temp Closed: 0 | 0 | 4 | 0 | 10544-015-012691 | MARVIS BLAIR
3509 | Temporary Closed | 2007-05-03 06:00 | 1977-01-01 06:00 |  | Petroleum | Premium gasoline | Premium gasoline | Retail | Steel | Steel | Field installed cathodic protection |  | Steel |  | 1901-01-01 06:00 | Field installed cathodic protection | Catchment Basin, Single walled catchment basin | Automatic shutoff device At 95% full | Automatic shutoff device At 95% full | [11 empty] | UST Currently In Use: 0; UST Temp Close: 4; AST Currently In Use: 0; AST Temp Closed: 0 | 0 | 4 | 0 | 10544-015-012691 | MARVIS BLAIR
3510 | Temporary Closed | 2007-05-03 06:00 | 1977-01-01 06:00 |  | Petroleum | On road diesel | On road diesel | Retail | Steel | Steel | Field installed cathodic protection |  | Steel |  | 1901-01-01 06:00 | Field installed cathodic protection | Catchment Basin, Single walled catchment basin | Automatic shutoff device At 95% full | Automatic shutoff device At 95% full | [11 empty] | UST Currently In Use: 0; UST Temp Close: 4; AST Currently In Use: 0; AST Temp Closed: 0 | 0 | 4 | 0 | 10544-015-012691 | MARVIS BLAIR
3511 | Permanently Closed | 1901-01-01 06:00 | 1979-01-01 06:00 | 1988-04-01 06:00 | Petroleum | Unleaded gasoline | Unleaded gasoline |  | Steel | Steel |  | Painted or None | Steel |  | 1901-01-01 06:00 | [15 empty] | UST Currently In Use: 0; UST Temp Close: 0; AST Currently In Use: 0; AST Temp Closed: 0 | 0 | 0 | 2 | 10545-049-011964 | BILLY CULBERT
3512 | Permanently Closed | 1901-01-01 06:00 | 1979-01-01 06:00 | 1988-04-01 06:00 | Petroleum | Unleaded gasoline | Unleaded gasoline |  | Steel | Steel |  | Painted or None | Steel |  | 1901-01-01 06:00 | [15 empty] | UST Currently In Use: 0; UST Temp Close: 0; AST Currently In Use: 0; AST Temp Closed: 0 | 0 | 0 | 2 | 10545-049-011964 | BILLY CULBERT
3513 | Permanently Closed | 1995-03-20 06:00 | 1979-01-01 06:00 | 1995-03-20 06:00 | Petroleum | Used oil | Used oil |  | Steel | Steel | Other, OTHER |  | Steel |  | 1901-01-01 06:00 | [15 empty] | UST Currently In Use: 0; UST Temp Close: 0; AST Currently In Use: 0; AST Temp Closed: 0 | 0 | 0 | 1 | 10546-095-000030 | BILLY F MOULTRIE
3514 | Currently in Use |  | 1985-01-01 06:00 |  | Petroleum | Premium gasoline | Premium gasoline | Retail | Single Wall, Steel | Steel | Coated & cathodic protection (sti-P3) |  | Double Wall, Flexible |  |  |  | Catchment Basin, Single walled catchment basin | Automatic shutoff device At 95% full | Automatic shutoff device At 95% full |  |  | Continuous Automatic Tank Gauge |  | Automatic flow restrictor (MLLD) | Automatic flow restrictor (MLLD) |  |  | Annual line testing | Annual line testing |  | UST Currently In Use: 2; UST Temp Close: 0; AST Currently In Use: 0; AST Temp Closed: 0 | 2 | 0 | 0 | 21550-103-008603 | PAPA JACKS, INC.
3515 | Currently in Use |  | 1985-01-01 06:00 |  | Petroleum | Unleaded gasoline | Unleaded gasoline | Retail | Single Wall, Steel, MANIFOLDED | Steel | Coated & cathodic protection (sti-P3) |  | Double Wall, Flexible |  |  |  | Catchment Basin, Single walled catchment basin | Automatic shutoff device At 95% full | Automatic shutoff device At 95% full |  |  | Continuous Automatic Tank Gauge |  | Automatic flow restrictor (MLLD) | Automatic flow restrictor (MLLD) |  |  | Annual line testing | Annual line testing |  | UST Currently In Use: 2; UST Temp Close: 0; AST Currently In Use: 0; AST Temp Closed: 0 | 2 | 0 | 0 | 21550-103-008603 | PAPA JACKS, INC.
3516 | Currently in Use |  | 1985-01-01 06:00 |  | Petroleum | Unleaded gasoline | Unleaded gasoline | Retail | Single Wall, Steel | Steel | Coated & cathodic protection (sti-P3) |  | Fiberglass reinforced plastic, Single Wall |  | 1901-01-01 06:00 |  | Catchment Basin, Single walled catchment basin | Automatic shutoff device At 95% full | Automatic shutoff device At 95% full |  |  | Statistical Inventory Reconciliation (SIR) | Direct Bury submersible pump | Automatic flow restrictor (MLLD) | Automatic flow restrictor (MLLD) |  |  | Statistical inventory reconciliation (SIR) | Statistical inventory reconciliation (SIR) |  | UST Currently In Use: 4; UST Temp Close: 0; AST Currently In Use: 0; AST Temp Closed: 0 | 4 | 0 | 0 | 25048-127-012957 | CWD PROPERTIES PARTNERSHIP
3517 | Currently in Use |  | 1985-01-01 06:00 |  | Petroleum | Premium gasoline | Premium gasoline | Retail | Single Wall, Steel | Steel | Coated & cathodic protection (sti-P3) |  | Fiberglass reinforced plastic, Single Wall |  | 1901-01-01 06:00 |  | Catchment Basin, Single walled catchment basin | Automatic shutoff device At 95% full | Automatic shutoff device At 95% full |  |  | Statistical Inventory Reconciliation (SIR) | Direct Bury submersible pump | Automatic flow restrictor (MLLD) | Automatic flow restrictor (MLLD) |  |  | Statistical inventory reconciliation (SIR) | Statistical inventory reconciliation (SIR) |  | UST Currently In Use: 4; UST Temp Close: 0; AST Currently In Use: 0; AST Temp Closed: 0 | 4 | 0 | 0 | 25048-127-012957 | CWD PROPERTIES PARTNERSHIP
3518 | Currently in Use |  | 1985-01-01 06:00 |  | Petroleum | Premium gasoline | Premium gasoline | Retail | Single Wall, Steel | Steel | Coated & cathodic protection (sti-P3) |  | Fiberglass reinforced plastic, Single Wall |  | 1901-01-01 06:00 |  | Catchment Basin, Single walled catchment basin | Automatic shutoff device At 95% full | Automatic shutoff device At 95% full |  |  | Statistical Inventory Reconciliation (SIR) | Direct Bury submersible pump | Automatic flow restrictor (MLLD) | Automatic flow restrictor (MLLD) |  |  | Statistical inventory reconciliation (SIR) | Statistical inventory reconciliation (SIR) |  | UST Currently In Use: 4; UST Temp Close: 0; AST Currently In Use: 0; AST Temp Closed: 0 | 4 | 0 | 0 | 25048-127-012957 | CWD PROPERTIES PARTNERSHIP
3519 | Currently in Use |  | 1988-01-01 06:00 |  | Petroleum | On road diesel | On road diesel | Retail | Single Wall, Steel | Steel | Coated & cathodic protection (sti-P3) |  | Fiberglass reinforced plastic, Single Wall |  | 1901-01-01 06:00 |  | Catchment Basin, Single walled catchment basin | Automatic shutoff device At 95% full | Automatic shutoff device At 95% full |  |  | Statistical Inventory Reconciliation (SIR) | Direct Bury submersible pump | Automatic flow restrictor (MLLD) | Automatic flow restrictor (MLLD) |  |  | Statistical inventory reconciliation (SIR) | Statistical inventory reconciliation (SIR) |  | UST Currently In Use: 4; UST Temp Close: 0; AST Currently In Use: 0; AST Temp Closed: 0 | 4 | 0 | 0 | 25048-127-012957 | CWD PROPERTIES PARTNERSHIP
3520 | Permanently Closed | 1998-04-08 06:00 | 1979-01-01 06:00 | 1998-09-03 06:00 | Petroleum | Unleaded gasoline | Unleaded gasoline | Retail | Steel | Steel |  | Painted or None | Steel |  | 1901-01-01 06:00 | [6 empty] | Statistical Inventory Reconciliation (SIR) | [8 empty] | UST Currently In Use: 0; UST Temp Close: 0; AST Currently In Use: 2; AST Temp Closed: 0 | 0 | 0 | 2 | 10549-075-008309 | BILLY MOORE
3521 | Permanently Closed | 1998-04-08 06:00 | 1979-01-01 06:00 | 1998-09-03 06:00 | Petroleum | Unleaded gasoline | Unleaded gasoline | Retail | Steel | Steel |  | Painted or None | Steel |  | 1901-01-01 06:00 | [6 empty] | Statistical Inventory Reconciliation (SIR) | [8 empty] | UST Currently In Use: 0; UST Temp Close: 0; AST Currently In Use: 2; AST Temp Closed: 0 | 0 | 0 | 2 | 10549-075-008309 | BILLY MOORE
3522 | Permanently Closed | 2002-09-23 06:00 | 1964-01-01 06:00 | 1999-02-16 06:00 | Petroleum | Unleaded gasoline | Unleaded gasoline |  | Steel | Steel |  | Painted or None | Steel |  | 1901-01-01 06:00 | [15 empty] | UST Currently In Use: 0; UST Temp Close: 0; AST Currently In Use: 0; AST Temp Closed: 0 | 0 | 0 | 4 | 10550-015-001950 | BILLY PARKER
3523 | Permanently Closed | 2002-09-23 06:00 | 1964-01-01 06:00 | 1999-02-16 06:00 | Petroleum | Unleaded gasoline | Unleaded gasoline |  | Steel | Steel |  | Painted or None | Steel |  | 1901-01-01 06:00 | [15 empty] | UST Currently In Use: 0; UST Temp Close: 0; AST Currently In Use: 0; AST Temp Closed: 0 | 0 | 0 | 4 | 10550-015-001950 | BILLY PARKER
3524 | Permanently Closed | 2002-09-23 06:00 | 1964-01-01 06:00 | 1999-02-16 06:00 | Petroleum | Unleaded gasoline | Unleaded gasoline |  | Steel | Steel |  | Painted or None | Steel |  | 1901-01-01 06:00 | [15 empty] | UST Currently In Use: 0; UST Temp Close: 0; AST Currently In Use: 0; AST Temp Closed: 0 | 0 | 0 | 4 | 10550-015-001950 | BILLY PARKER
3525 | Permanently Closed | 2002-09-23 06:00 | 1964-01-01 06:00 | 1999-02-16 06:00 | Petroleum | Unleaded gasoline | Unleaded gasoline |  | Steel | Steel |  | Painted or None | Steel |  | 1901-01-01 06:00 | [15 empty] | UST Currently In Use: 0; UST Temp Close: 0; AST Currently In Use: 0; AST Temp Closed: 0 | 0 | 0 | 4 | 10550-015-001950 | BILLY PARKER
3526 | Permanently Closed | 1986-12-22 06:00 | 1901-01-01 06:00 | 1986-12-22 06:00 | Petroleum | Other, EMPTY | Other | [7 empty] | 1901-01-01 06:00 | [15 empty] | UST Currently In Use: 0; UST Temp Close: 0; AST Currently In Use: 0; AST Temp Closed: 0 | 0 | 0 | 2 | 10551-125-010477 | BILLY R JUNKIN & DON WILLIAMS
3527 | Permanently Closed | 1986-12-22 06:00 | 1901-01-01 06:00 | 1986-12-22 06:00 | Petroleum | Other, EMPTY | Other | [7 empty] | 1901-01-01 06:00 | [15 empty] | UST Currently In Use: 0; UST Temp Close: 0; AST Currently In Use: 0; AST Temp Closed: 0 | 0 | 0 | 2 | 10551-125-010477 | BILLY R JUNKIN & DON WILLIAMS
3528 | Permanently Closed | 2002-02-26 06:00 | 1986-01-01 06:00 | 2002-02-26 06:00 | Petroleum | Unleaded gasoline | Unleaded gasoline | Retail | Steel | Steel | Coated & cathodic protection (sti-P3), Field installed cathodic protection |  | Steel |  | 1901-01-01 06:00 | Field installed cathodic protection | Catchment Basin, Single walled catchment basin | Audible high level alarm At 90% full, Flow Rest 90% Full | Flow Rest 90% Full |  |  | Continuous Automatic Tank Gauge | [5 empty] | Annual line testing | Annual line testing |  | UST Currently In Use: 1; UST Temp Close: 0; AST Currently In Use: 0; AST Temp Closed: 0 | 1 | 0 | 5 | 21106-113-003773 | GRIGGS INC.
3529 | Permanently Closed | 2002-02-26 06:00 | 1986-01-01 06:00 | 2002-02-26 06:00 | Petroleum | Mid-grade gasoline | Mid-grade gasoline | Retail | Steel | Steel | Coated & cathodic protection (sti-P3), Field installed cathodic protection |  | Steel |  | 1901-01-01 06:00 | Field installed cathodic protection | Catchment Basin, Single walled catchment basin | Audible high level alarm At 90% full, Flow Rest 90% Full | Flow Rest 90% Full |  |  | Continuous Automatic Tank Gauge | [5 empty] | Annual line testing | Annual line testing |  | UST Currently In Use: 1; UST Temp Close: 0; AST Currently In Use: 0; AST Temp Closed: 0 | 1 | 0 | 5 | 21106-113-003773 | GRIGGS INC.
3530 | Permanently Closed | 2002-02-26 06:00 | 1986-01-01 06:00 | 2002-02-26 06:00 | Petroleum | Premium gasoline | Premium gasoline | Retail | Steel | Steel | Coated & cathodic protection (sti-P3), Field installed cathodic protection |  | Steel |  | 1901-01-01 06:00 | Field installed cathodic protection | Catchment Basin, Single walled catchment basin | Audible high level alarm At 90% full, Flow Rest 90% Full | Flow Rest 90% Full |  |  | Continuous Automatic Tank Gauge | [5 empty] | Annual line testing | Annual line testing |  | UST Currently In Use: 1; UST Temp Close: 0; AST Currently In Use: 0; AST Temp Closed: 0 | 1 | 0 | 5 | 21106-113-003773 | GRIGGS INC.
3531 | Permanently Closed | 1901-01-01 06:00 | 1958-01-01 06:00 |  | Petroleum | Unleaded gasoline | Unleaded gasoline |  | Steel | Steel |  |  | Steel |  | 1901-01-01 06:00 | [15 empty] | UST Currently In Use: 1; UST Temp Close: 0; AST Currently In Use: 0; AST Temp Closed: 0 | 1 | 0 | 5 | 21106-113-003773 | GRIGGS INC.
3532 | Permanently Closed | 1901-01-01 06:00 | 1958-01-01 06:00 |  | Petroleum | Unleaded gasoline | Unleaded gasoline |  | Steel | Steel |  |  | Steel |  | 1901-01-01 06:00 | [15 empty] | UST Currently In Use: 1; UST Temp Close: 0; AST Currently In Use: 0; AST Temp Closed: 0 | 1 | 0 | 5 | 21106-113-003773 | GRIGGS INC.
3533 | Currently in Use |  | 1987-01-01 06:00 |  | Petroleum | Unleaded gasoline | Unleaded gasoline | Retail | Steel | Steel | Coated & cathodic protection (sti-P3) |  | Fiberglass reinforced plastic |  | 1901-01-01 06:00 |  | Catchment Basin, Single walled catchment basin | Audible high level alarm At 90% full | Audible high level alarm At 90% full |  |  | Continuous Automatic Tank Gauge |  | Automatic flow restrictor (MLLD) | Automatic flow restrictor (MLLD) |  |  | Annual line testing | Annual line testing |  | UST Currently In Use: 4; UST Temp Close: 0; AST Currently In Use: 0; AST Temp Closed: 0 | 4 | 0 | 2 | 21106-081-013247 | GRIGGS INC.
3534 | Currently in Use |  | 1987-01-01 06:00 |  | Petroleum | Unleaded gasoline | Unleaded gasoline | Retail | Steel | Steel | Coated & cathodic protection (sti-P3) |  | Fiberglass reinforced plastic |  | 1901-01-01 06:00 |  | Catchment Basin, Single walled catchment basin | Audible high level alarm At 90% full | Audible high level alarm At 90% full |  |  | Continuous Automatic Tank Gauge |  | Automatic flow restrictor (MLLD) | Automatic flow restrictor (MLLD) |  |  | Annual line testing | Annual line testing |  | UST Currently In Use: 4; UST Temp Close: 0; AST Currently In Use: 0; AST Temp Closed: 0 | 4 | 0 | 2 | 21106-081-013247 | GRIGGS INC.
3535 | Currently in Use |  | 1987-01-01 06:00 |  | Petroleum | Premium gasoline | Premium gasoline | Retail | Steel | Steel | Coated & cathodic protection (sti-P3) |  | Fiberglass reinforced plastic |  | 1901-01-01 06:00 |  | Catchment Basin, Single walled catchment basin | Audible high level alarm At 90% full | Audible high level alarm At 90% full |  |  | Continuous Automatic Tank Gauge |  | Automatic flow restrictor (MLLD) | Automatic flow restrictor (MLLD) |  |  | Annual line testing | Annual line testing |  | UST Currently In Use: 4; UST Temp Close: 0; AST Currently In Use: 0; AST Temp Closed: 0 | 4 | 0 | 2 | 21106-081-013247 | GRIGGS INC.
3536 | Permanently Closed | 1998-11-12 06:00 | 1987-01-01 06:00 | 1998-11-12 06:00 | Petroleum | Kerosene | Kerosene | Retail | Steel | Steel | Coated & cathodic protection (sti-P3) |  | Steel |  | 1901-01-01 06:00 | Field installed cathodic protection | Catchment Basin, Single walled catchment basin | Audible high level alarm At 90% full | Audible high level alarm At 90% full |  |  | Automatic Tank Gauge, Statistical Inventory Reconciliation (SIR) | [8 empty] | UST Currently In Use: 4; UST Temp Close: 0; AST Currently In Use: 0; AST Temp Closed: 0 | 4 | 0 | 2 | 21106-081-013247 | GRIGGS INC.
3537 | Permanently Closed | 1998-11-11 06:00 | 1987-01-01 06:00 | 1998-11-12 06:00 | Petroleum | On road diesel | On road diesel | Retail | Steel | Steel | Coated & cathodic protection (sti-P3) |  | Fiberglass reinforced plastic |  | 1901-01-01 06:00 |  | Catchment Basin, Single walled catchment basin | Audible high level alarm At 90% full | Audible high level alarm At 90% full |  |  | Automatic Tank Gauge, Statistical Inventory Reconciliation (SIR) | [8 empty] | UST Currently In Use: 4; UST Temp Close: 0; AST Currently In Use: 0; AST Temp Closed: 0 | 4 | 0 | 2 | 21106-081-013247 | GRIGGS INC.
3538 | Permanently Closed | 1990-11-16 06:00 | 1981-01-01 06:00 | 1990-11-16 06:00 | Petroleum | Unleaded gasoline | Unleaded gasoline |  | Steel | Steel | Coated & cathodic protection (sti-P3) |  | Steel |  | 1901-01-01 06:00 | Field installed cathodic protection | [14 empty] | UST Currently In Use: 0; UST Temp Close: 0; AST Currently In Use: 0; AST Temp Closed: 0 | 0 | 0 | 3 | 17250-113-013258 | CHARLES M EVANS
3539 | Permanently Closed | 1990-11-16 06:00 | 1981-01-01 06:00 | 1990-11-16 06:00 | Petroleum | Unleaded gasoline | Unleaded gasoline |  | Steel | Steel | Coated & cathodic protection (sti-P3) |  | Steel |  | 1901-01-01 06:00 | Field installed cathodic protection | [14 empty] | UST Currently In Use: 0; UST Temp Close: 0; AST Currently In Use: 0; AST Temp Closed: 0 | 0 | 0 | 3 | 17250-113-013258 | CHARLES M EVANS
3540 | Permanently Closed | 1990-11-16 06:00 | 1981-01-01 06:00 | 1990-11-16 06:00 | Petroleum | Unleaded gasoline | Unleaded gasoline |  | Steel | Steel | Coated & cathodic protection (sti-P3) |  | Steel |  | 1901-01-01 06:00 | Field installed cathodic protection | [14 empty] | UST Currently In Use: 0; UST Temp Close: 0; AST Currently In Use: 0; AST Temp Closed: 0 | 0 | 0 | 3 | 17250-113-013258 | CHARLES M EVANS
3541 | Permanently Closed | 1994-05-21 06:00 | 1966-01-01 06:00 | 1994-05-21 06:00 | Petroleum | Unleaded gasoline | Unleaded gasoline |  | Steel | Steel |  | Painted or None | Steel |  | 1901-01-01 06:00 | [15 empty] | UST Currently In Use: 0; UST Temp Close: 0; AST Currently In Use: 0; AST Temp Closed: 0 | 0 | 0 | 3 | 10553-041-008409 | BILLY T HUGHES
3542 | Permanently Closed | 1994-05-21 06:00 | 1966-01-01 06:00 | 1994-05-21 06:00 | Petroleum | Unleaded gasoline | Unleaded gasoline |  | Steel | Steel |  | Painted or None | Steel |  | 1901-01-01 06:00 | [15 empty] | UST Currently In Use: 0; UST Temp Close: 0; AST Currently In Use: 0; AST Temp Closed: 0 | 0 | 0 | 3 | 10553-041-008409 | BILLY T HUGHES
3543 | Permanently Closed | 1994-05-21 06:00 | 1973-01-01 06:00 | 1994-05-21 06:00 | Petroleum | Unleaded gasoline | Unleaded gasoline |  | Steel | Steel |  | Painted or None | Steel |  | 1901-01-01 06:00 | [15 empty] | UST Currently In Use: 0; UST Temp Close: 0; AST Currently In Use: 0; AST Temp Closed: 0 | 0 | 0 | 3 | 10553-041-008409 | BILLY T HUGHES
3544 | Permanently Closed | 1990-05-03 06:00 | 1972-01-01 06:00 | 1990-05-03 06:00 | Petroleum | Used oil | Used oil |  | Steel | Steel |  | Painted or None | Steel |  | 1901-01-01 06:00 | [15 empty] | UST Currently In Use: 0; UST Temp Close: 0; AST Currently In Use: 0; AST Temp Closed: 0 | 0 | 0 | 1 | 10554-095-000564 | BILLY THRASH LIN MERC GMC TR INC
3545 | Permanently Closed | 1992-09-20 06:00 | 1901-01-01 06:00 | 1992-09-20 06:00 | Petroleum | Unleaded gasoline | Unleaded gasoline |  | Steel | Steel |  | Painted or None | Steel |  | 1901-01-01 06:00 | [15 empty] | UST Currently In Use: 0; UST Temp Close: 0; AST Currently In Use: 0; AST Temp Closed: 0 | 0 | 0 | 2 | 10555-133-012796 | THERMON TITTLE
3546 | Permanently Closed | 1992-09-20 06:00 | 1901-01-01 06:00 | 1992-09-20 06:00 | Petroleum | Unleaded gasoline | Unleaded gasoline |  | Steel | Steel |  | Painted or None | Steel |  | 1901-01-01 06:00 | [15 empty] | UST Currently In Use: 0; UST Temp Close: 0; AST Currently In Use: 0; AST Temp Closed: 0 | 0 | 0 | 2 | 10555-133-012796 | THERMON TITTLE
3547 | Permanently Closed | 1901-01-01 06:00 | 1978-01-01 06:00 | 1988-12-15 06:00 | Petroleum | Unleaded gasoline | Unleaded gasoline |  | Steel | Steel |  | Painted or None | Steel |  | 1901-01-01 06:00 | [15 empty] | UST Currently In Use: 0; UST Temp Close: 0; AST Currently In Use: 0; AST Temp Closed: 0 | 0 | 0 | 3 | 10556-059-010963 | BILLY TRAPP
3548 | Permanently Closed | 1901-01-01 06:00 | 1978-01-01 06:00 | 1988-12-15 06:00 | Petroleum | Unleaded gasoline | Unleaded gasoline |  | Steel | Steel |  | Painted or None | Steel |  | 1901-01-01 06:00 | [15 empty] | UST Currently In Use: 0; UST Temp Close: 0; AST Currently In Use: 0; AST Temp Closed: 0 | 0 | 0 | 3 | 10556-059-010963 | BILLY TRAPP
3549 | Permanently Closed | 1901-01-01 06:00 | 1979-01-01 06:00 | 1988-12-15 06:00 | Petroleum | Unleaded gasoline | Unleaded gasoline |  | Steel | Steel |  | Painted or None | Steel |  | 1901-01-01 06:00 | [15 empty] | UST Currently In Use: 0; UST Temp Close: 0; AST Currently In Use: 0; AST Temp Closed: 0 | 0 | 0 | 3 | 10556-059-010963 | BILLY TRAPP
3550 | Permanently Closed | 1901-01-01 06:00 | 1974-01-01 06:00 |  | Petroleum | Unleaded gasoline | Unleaded gasoline |  | Steel | Steel |  | Painted or None | Steel |  | 1901-01-01 06:00 | [15 empty] | UST Currently In Use: 0; UST Temp Close: 0; AST Currently In Use: 0; AST Temp Closed: 0 | 0 | 0 | 4 | 10557-113-012845 | JAMES D PUTMAN
3551 | Permanently Closed | 1901-01-01 06:00 | 1974-01-01 06:00 |  | Petroleum | Unleaded gasoline | Unleaded gasoline |  | Steel | Steel |  | Painted or None | Steel |  | 1901-01-01 06:00 | [15 empty] | UST Currently In Use: 0; UST Temp Close: 0; AST Currently In Use: 0; AST Temp Closed: 0 | 0 | 0 | 4 | 10557-113-012845 | JAMES D PUTMAN
3552 | Permanently Closed | 1901-01-01 06:00 | 1974-01-01 06:00 |  | Petroleum | Unleaded gasoline | Unleaded gasoline |  | Steel | Steel |  | Painted or None | Steel |  | 1901-01-01 06:00 | [15 empty] | UST Currently In Use: 0; UST Temp Close: 0; AST Currently In Use: 0; AST Temp Closed: 0 | 0 | 0 | 4 | 10557-113-012845 | JAMES D PUTMAN
3553 | Permanently Closed | 1901-01-01 06:00 | 1974-01-01 06:00 |  | Petroleum | Unleaded gasoline | Unleaded gasoline |  | Steel | Steel |  | Painted or None | Steel |  | 1901-01-01 06:00 | [15 empty] | UST Currently In Use: 0; UST Temp Close: 0; AST Currently In Use: 0; AST Temp Closed: 0 | 0 | 0 | 4 | 10557-113-012845 | JAMES D PUTMAN
3554 | Permanently Closed | 1991-03-14 06:00 | 1968-01-01 06:00 | 1991-03-14 06:00 | Petroleum | Unleaded gasoline | Unleaded gasoline |  | Steel | Steel |  | Painted or None | Steel |  | 1901-01-01 06:00 | [15 empty] | UST Currently In Use: 0; UST Temp Close: 0; AST Currently In Use: 0; AST Temp Closed: 0 | 0 | 0 | 1 | 10558-073-009796 | BURLINGTON NORTHERN RAILROAD CO
3555 | Permanently Closed | 1997-08-23 06:00 | 1983-01-01 06:00 | 1998-02-23 06:00 | Petroleum | On road diesel | On road diesel | Industrial | Steel | Steel |  | Painted or None | Steel |  | 1901-01-01 06:00 | [15 empty] | UST Currently In Use: 0; UST Temp Close: 0; AST Currently In Use: 0; AST Temp Closed: 0 | 0 | 0 | 1 | 10559-073-001030 | BIRMINGHAM AIR FREIGHT INC
3556 | Permanently Closed | 1994-01-04 06:00 | 1977-01-01 06:00 | 1994-01-04 06:00 | Petroleum | Unleaded gasoline | Unleaded gasoline |  | Steel | Steel |  |  | Steel |  | 1901-01-01 06:00 | [15 empty] | UST Currently In Use: 0; UST Temp Close: 0; AST Currently In Use: 0; AST Temp Closed: 0 | 0 | 0 | 2 | 10560-073-000218 | BIRMINGHAM BEVERAGE CO INC
3557 | Permanently Closed | 1994-01-04 06:00 | 1979-01-01 06:00 | 1994-01-04 06:00 | Petroleum | On road diesel | On road diesel |  | Steel | Steel |  |  | Steel |  | 1901-01-01 06:00 | [15 empty] | UST Currently In Use: 0; UST Temp Close: 0; AST Currently In Use: 0; AST Temp Closed: 0 | 0 | 0 | 2 | 10560-073-000218 | BIRMINGHAM BEVERAGE CO INC
3558 | Permanently Closed | 1901-01-01 06:00 | 1972-01-01 06:00 | 1988-12-16 06:00 | Petroleum | Unleaded gasoline | Unleaded gasoline |  | Steel | Steel |  | Painted or None | Steel |  | 1901-01-01 06:00 | [15 empty] | UST Currently In Use: 0; UST Temp Close: 0; AST Currently In Use: 0; AST Temp Closed: 0 | 0 | 0 | 1 | 10561-127-012470 | BIRMINGHAM BOLT CO
3559 | Permanently Closed | 1990-06-29 06:00 | 1976-01-01 06:00 | 1990-06-29 06:00 | Petroleum | On road diesel | On road diesel |  | Steel | Steel |  | Painted or None | Steel |  | 1901-01-01 06:00 | [15 empty] | UST Currently In Use: 4; UST Temp Close: 0; AST Currently In Use: 0; AST Temp Closed: 0 | 4 | 0 | 6 | 10563-073-001410 | COCA COLA BOTTLING CO UNITED INC
3560 | Permanently Closed | 1990-06-29 06:00 | 1978-01-01 06:00 | 1990-06-29 06:00 | Petroleum | Unleaded gasoline | Unleaded gasoline |  | Steel | Steel |  | Painted or None | Steel |  | 1901-01-01 06:00 | [15 empty] | UST Currently In Use: 4; UST Temp Close: 0; AST Currently In Use: 0; AST Temp Closed: 0 | 4 | 0 | 6 | 10563-073-001410 | COCA COLA BOTTLING CO UNITED INC
3561 | Permanently Closed | 1990-06-29 06:00 | 1978-01-01 06:00 | 1990-06-29 06:00 | Petroleum | Unleaded gasoline | Unleaded gasoline |  | Steel | Steel |  | Painted or None | Steel |  | 1901-01-01 06:00 | [15 empty] | UST Currently In Use: 4; UST Temp Close: 0; AST Currently In Use: 0; AST Temp Closed: 0 | 4 | 0 | 6 | 10563-073-001410 | COCA COLA BOTTLING CO UNITED INC
3562 | Permanently Closed | 1990-06-29 06:00 | 1978-01-01 06:00 | 1990-06-29 06:00 | Petroleum | On road diesel | On road diesel |  | Steel | Steel |  | Painted or None | Steel |  | 1901-01-01 06:00 | [15 empty] | UST Currently In Use: 4; UST Temp Close: 0; AST Currently In Use: 0; AST Temp Closed: 0 | 4 | 0 | 6 | 10563-073-001410 | COCA COLA BOTTLING CO UNITED INC
3563 | Permanently Closed | 2008-04-30 06:00 | 1978-01-01 06:00 |  | Petroleum | On road diesel | On road diesel | Emergency Power Generator, Industrial | Steel | Steel | Field installed cathodic protection | Painted or None | Steel |  | 1901-01-01 06:00 | Field installed cathodic protection | Catchment Basin, Single walled catchment basin | Automatic shutoff device At 95% full | Automatic shutoff device At 95% full | [11 empty] | UST Currently In Use: 4; UST Temp Close: 0; AST Currently In Use: 0; AST Temp Closed: 0 | 4 | 0 | 6 | 10563-073-001410 | COCA COLA BOTTLING CO UNITED INC
3564 | Permanently Closed | 1991-04-10 06:00 | 1978-01-01 06:00 |  | Petroleum | Used oil | Used oil |  | Steel | Steel |  | Painted or None | Steel |  | 1901-01-01 06:00 | [15 empty] | UST Currently In Use: 4; UST Temp Close: 0; AST Currently In Use: 0; AST Temp Closed: 0 | 4 | 0 | 6 | 10563-073-001410 | COCA COLA BOTTLING CO UNITED INC
3566 | Permanently Closed | 1996-12-12 06:00 | 1973-01-01 06:00 | 1996-12-12 06:00 | Petroleum | Unleaded gasoline | Unleaded gasoline | Retail | Steel | Steel |  | Painted or None | Steel |  | 1901-01-01 06:00 | [6 empty] | Statistical Inventory Reconciliation (SIR) | [5 empty] | Annual line testing, Statistical inventory reconciliation (SIR) | Statistical inventory reconciliation (SIR) |  | UST Currently In Use: 2; UST Temp Close: 0; AST Currently In Use: 0; AST Temp Closed: 0 | 2 | 0 | 2 | 21318-073-002307 | DIANE LOAN HUYNH
3567 | Permanently Closed | 1996-12-12 06:00 | 1973-01-01 06:00 | 1996-12-12 06:00 | Petroleum | Unleaded gasoline | Unleaded gasoline | Retail | Steel | Steel |  | Painted or None | Steel |  | 1901-01-01 06:00 | [6 empty] | Statistical Inventory Reconciliation (SIR) | [5 empty] | Annual line testing, Statistical inventory reconciliation (SIR) | Statistical inventory reconciliation (SIR) |  | UST Currently In Use: 2; UST Temp Close: 0; AST Currently In Use: 0; AST Temp Closed: 0 | 2 | 0 | 2 | 21318-073-002307 | DIANE LOAN HUYNH
3568 | Currently in Use |  | 1984-01-01 06:00 |  | Petroleum | Unleaded gasoline | Unleaded gasoline | Retail | Single Wall, Steel | Steel | Field installed cathodic protection | Painted or None | Fiberglass reinforced plastic, Single Wall |  |  |  | Catchment Basin, Single walled catchment basin | Flow Rest 90% Full | Flow Rest 90% Full |  |  | Continuous Automatic Tank Gauge |  | Automatic flow restrictor (MLLD), Containment Sump | Containment Sump |  |  | Annual line testing | Annual line testing |  | UST Currently In Use: 3; UST Temp Close: 0; AST Currently In Use: 0; AST Temp Closed: 0 | 3 | 0 | 0 | 25620-073-002309 | SAVANAH'S CENTER POINT STORE LLC
3569 | Currently in Use |  | 1984-01-01 06:00 |  | Petroleum | On road diesel | On road diesel | Retail | Single Wall, Steel | Steel | Field installed cathodic protection | Painted or None | Fiberglass reinforced plastic, Single Wall |  |  |  | Catchment Basin, Single walled catchment basin | Automatic shutoff device At 95% full | Automatic shutoff device At 95% full |  |  | Continuous Automatic Tank Gauge |  | Automatic flow restrictor (MLLD), Containment Sump | Containment Sump |  |  | Annual line testing | Annual line testing |  | UST Currently In Use: 3; UST Temp Close: 0; AST Currently In Use: 0; AST Temp Closed: 0 | 3 | 0 | 0 | 25620-073-002309 | SAVANAH'S CENTER POINT STORE LLC
3570 | Currently in Use |  | 1984-01-01 06:00 |  | Petroleum | Premium gasoline | Premium gasoline | Retail | Steel | Steel | Field installed cathodic protection | Painted or None | Fiberglass reinforced plastic |  |  |  | Catchment Basin, Single walled catchment basin | Flow Rest 90% Full | Flow Rest 90% Full |  |  | Automatic Tank Gauge |  | Automatic flow restrictor (MLLD), Containment Sump | Containment Sump |  |  | Annual line testing | Annual line testing |  | UST Currently In Use: 3; UST Temp Close: 0; AST Currently In Use: 0; AST Temp Closed: 0 | 3 | 0 | 0 | 25620-073-002309 | SAVANAH'S CENTER POINT STORE LLC
3571 | Currently in Use |  | 1974-01-01 06:00 |  | Petroleum | Unleaded gasoline | Unleaded gasoline | Retail | Steel, 5K/5K | Steel | Field installed cathodic protection |  | Fiberglass reinforced plastic |  |  |  | Catchment Basin, Single walled catchment basin | Automatic shutoff device At 95% full | Automatic shutoff device At 95% full |  |  | Continuous Automatic Tank Gauge | [8 empty] | UST Currently In Use: 3; UST Temp Close: 0; AST Currently In Use: 0; AST Temp Closed: 0 | 3 | 0 | 0 | 21448-073-002310 | ALI CORPORATION
3573 | Currently in Use |  | 1974-01-01 06:00 |  | Petroleum | Premium gasoline | Premium gasoline | Retail | Steel | Steel | Field installed cathodic protection |  | Fiberglass reinforced plastic |  |  | Other, FLXS ISOLA | Catchment Basin, Single walled catchment basin | Automatic shutoff device At 95% full | Automatic shutoff device At 95% full |  |  | Continuous Automatic Tank Gauge | [8 empty] | UST Currently In Use: 3; UST Temp Close: 0; AST Currently In Use: 0; AST Temp Closed: 0 | 3 | 0 | 0 | 21448-073-002310 | ALI CORPORATION
3574 | Currently in Use |  | 1974-01-01 06:00 |  | Petroleum | Premium gasoline | Premium gasoline | Retail | Steel | Steel | Field installed cathodic protection |  | Fiberglass reinforced plastic |  |  | Other, FLXS ISOLA | Catchment Basin, Single walled catchment basin | Flow Rest 90% Full | Flow Rest 90% Full |  |  | Continuous Automatic Tank Gauge | [8 empty] | UST Currently In Use: 3; UST Temp Close: 0; AST Currently In Use: 0; AST Temp Closed: 0 | 3 | 0 | 0 | 21448-073-002310 | ALI CORPORATION
3575 | Permanently Closed | 1994-06-17 06:00 | 1975-01-01 06:00 | 1994-06-17 06:00 | Petroleum | Unleaded gasoline | Unleaded gasoline |  | Steel | Steel |  | Painted or None | Steel |  | 1901-01-01 06:00 | [6 empty] | Other, Statistical Inventory Reconciliation (SIR) | [5 empty] | Annual line testing, Statistical inventory reconciliation (SIR) | Statistical inventory reconciliation (SIR) |  | UST Currently In Use: 3; UST Temp Close: 0; AST Currently In Use: 0; AST Temp Closed: 0 | 3 | 0 | 2 | 25619-073-002311 | SAVANAH'S UAB STORE LLC
3576 | Permanently Closed | 1994-06-17 06:00 | 1975-01-01 06:00 | 1994-06-17 06:00 | Petroleum | Unleaded gasoline | Unleaded gasoline |  | Steel | Steel |  | Painted or None | Steel |  | 1901-01-01 06:00 | [6 empty] | Other, Statistical Inventory Reconciliation (SIR) | [5 empty] | Annual line testing, Statistical inventory reconciliation (SIR) | Statistical inventory reconciliation (SIR) |  | UST Currently In Use: 3; UST Temp Close: 0; AST Currently In Use: 0; AST Temp Closed: 0 | 3 | 0 | 2 | 25619-073-002311 | SAVANAH'S UAB STORE LLC
3577 | Currently in Use |  | 1985-09-01 06:00 |  | Petroleum | Premium gasoline | Premium gasoline | Retail | Single Wall, Steel | Steel | Coated & cathodic protection (sti-P3) |  | Double Wall, Fiberglass reinforced plastic |  |  |  | Catchment Basin, Single walled catchment basin | Flow Rest 90% Full | Flow Rest 90% Full |  |  | Continuous Automatic Tank Gauge |  | Automatic flow restrictor (MLLD), Containment Sump | Containment Sump |  |  | Annual line testing | Annual line testing |  | UST Currently In Use: 3; UST Temp Close: 0; AST Currently In Use: 0; AST Temp Closed: 0 | 3 | 0 | 2 | 25619-073-002311 | SAVANAH'S UAB STORE LLC
3578 | Permanently Closed | 1996-10-01 06:00 | 1973-01-01 06:00 |  | Petroleum | Unleaded gasoline | Unleaded gasoline | Retail | Steel | Steel |  | Painted or None | Fiberglass reinforced plastic |  | 1901-01-01 06:00 |  | Catchment Basin, Single walled catchment basin | Flow Rest 90% Full | Flow Rest 90% Full |  |  | Automatic Tank Gauge |  |  |  | Interstitial Monitoring within Secondary Containment |  | Annual line testing | Annual line testing |  | UST Currently In Use: 2; UST Temp Close: 0; AST Currently In Use: 0; AST Temp Closed: 0 | 2 | 0 | 2 | 23943-073-002312 | MILSTEAD QUICK STOP LLC
3579 | Permanently Closed | 1996-10-01 06:00 | 1973-01-01 06:00 |  | Petroleum | Unleaded gasoline | Unleaded gasoline | Retail | Steel | Steel |  | Painted or None | Fiberglass reinforced plastic |  | 1901-01-01 06:00 |  | Catchment Basin, Single walled catchment basin | Flow Rest 90% Full | Flow Rest 90% Full |  |  | Automatic Tank Gauge | [5 empty] | Annual line testing | Annual line testing |  | UST Currently In Use: 2; UST Temp Close: 0; AST Currently In Use: 0; AST Temp Closed: 0 | 2 | 0 | 2 | 23943-073-002312 | MILSTEAD QUICK STOP LLC
3580 | Permanently Closed | 1985-01-01 06:00 | 1964-01-01 06:00 | 1985-01-01 06:00 | Petroleum | On road diesel | On road diesel |  | Steel | Steel |  | Painted or None | Steel |  | 1901-01-01 06:00 | [15 empty] | UST Currently In Use: 0; UST Temp Close: 0; AST Currently In Use: 0; AST Temp Closed: 0 | 0 | 0 | 1 | 10567-073-002003 | BIRMINGHAM IRON & METAL INC
3581 | Permanently Closed | 1991-09-15 06:00 | 1946-01-01 06:00 | 1991-12-03 06:00 | Petroleum | Unleaded gasoline | Unleaded gasoline |  | Steel | Steel |  |  |  |  | 1901-01-01 06:00 | [15 empty] | UST Currently In Use: 0; UST Temp Close: 0; AST Currently In Use: 0; AST Temp Closed: 0 | 0 | 0 | 5 | 10568-073-011082 | BIRMINGHAM NEWS CO
3582 | Permanently Closed | 1991-09-15 06:00 | 1946-01-01 06:00 | 1991-12-03 06:00 | Petroleum | Unleaded gasoline | Unleaded gasoline |  | Steel | Steel |  |  |  |  | 1901-01-01 06:00 | [15 empty] | UST Currently In Use: 0; UST Temp Close: 0; AST Currently In Use: 0; AST Temp Closed: 0 | 0 | 0 | 5 | 10568-073-011082 | BIRMINGHAM NEWS CO
3583 | Permanently Closed | 1991-09-15 06:00 | 1977-01-01 06:00 | 1991-12-03 06:00 | Petroleum | Unleaded gasoline | Unleaded gasoline |  | Steel | Steel |  |  |  |  | 1901-01-01 06:00 | [15 empty] | UST Currently In Use: 0; UST Temp Close: 0; AST Currently In Use: 0; AST Temp Closed: 0 | 0 | 0 | 5 | 10568-073-011082 | BIRMINGHAM NEWS CO
3584 | Permanently Closed | 1991-09-15 06:00 | 1979-01-01 06:00 | 1991-12-03 06:00 | Petroleum | On road diesel | On road diesel |  | Steel | Steel |  |  |  |  | 1901-01-01 06:00 | [15 empty] | UST Currently In Use: 0; UST Temp Close: 0; AST Currently In Use: 0; AST Temp Closed: 0 | 0 | 0 | 5 | 10568-073-011082 | BIRMINGHAM NEWS CO
3585 | Permanently Closed | 1991-09-15 06:00 | 1963-01-01 06:00 | 1991-12-03 06:00 | Petroleum | Used oil | Used oil |  | Steel | Steel |  |  |  |  | 1901-01-01 06:00 | [15 empty] | UST Currently In Use: 0; UST Temp Close: 0; AST Currently In Use: 0; AST Temp Closed: 0 | 0 | 0 | 5 | 10568-073-011082 | BIRMINGHAM NEWS CO
3587 | Permanently Closed | 1901-01-01 06:00 | 1969-01-01 06:00 | 1988-12-21 06:00 | Petroleum | Unleaded gasoline | Unleaded gasoline |  | Steel | Steel |  | Painted or None | Steel |  | 1901-01-01 06:00 | [15 empty] | UST Currently In Use: 0; UST Temp Close: 0; AST Currently In Use: 1; AST Temp Closed: 0 | 0 | 0 | 3 | 23900-073-002772 | BIRMINGHAM TERMINAL RAILWAY LLC
3588 | Permanently Closed | 1901-01-01 06:00 | 1969-01-01 06:00 | 1988-12-21 06:00 | Petroleum | On road diesel | On road diesel |  | Steel | Steel |  | Painted or None | Steel |  | 1901-01-01 06:00 | [15 empty] | UST Currently In Use: 0; UST Temp Close: 0; AST Currently In Use: 1; AST Temp Closed: 0 | 0 | 0 | 3 | 23900-073-002772 | BIRMINGHAM TERMINAL RAILWAY LLC
3589 | Permanently Closed | 2013-06-26 06:00 | 1989-03-22 06:00 | 2013-06-26 06:00 | Petroleum | Unleaded gasoline | Unleaded gasoline | Industrial | Fiberglass reinforced plastic | Fiberglass reinforced plastic |  |  | Fiberglass reinforced plastic |  | 1901-01-01 06:00 |  | Catchment Basin, Single walled catchment basin | Automatic shutoff device At 95% full | Automatic shutoff device At 95% full |  |  | Automatic Tank Gauge | [8 empty] | UST Currently In Use: 0; UST Temp Close: 0; AST Currently In Use: 1; AST Temp Closed: 0 | 0 | 0 | 3 | 23900-073-002772 | BIRMINGHAM TERMINAL RAILWAY LLC
3590 | Permanently Closed | 1901-01-01 06:00 | 1954-01-01 06:00 | 1988-12-21 06:00 | Petroleum | Unleaded gasoline | Unleaded gasoline |  | Steel | Steel |  | Painted or None | Steel |  | 1901-01-01 06:00 | [15 empty] | UST Currently In Use: 0; UST Temp Close: 0; AST Currently In Use: 3; AST Temp Closed: 0 | 0 | 0 | 2 | 23900-073-002773 | BIRMINGHAM TERMINAL RAILWAY LLC
3591 | Permanently Closed | 2013-06-27 06:00 | 1989-03-22 06:00 | 2013-06-27 06:00 | Petroleum | Unleaded gasoline | Unleaded gasoline | Industrial | Fiberglass reinforced plastic | Fiberglass reinforced plastic |  |  | Fiberglass reinforced plastic |  | 1901-01-01 06:00 |  | Catchment Basin, Single walled catchment basin | Automatic shutoff device At 95% full | Automatic shutoff device At 95% full |  |  | Automatic Tank Gauge | [8 empty] | UST Currently In Use: 0; UST Temp Close: 0; AST Currently In Use: 3; AST Temp Closed: 0 | 0 | 0 | 2 | 23900-073-002773 | BIRMINGHAM TERMINAL RAILWAY LLC
3592 | Permanently Closed | 1998-11-01 06:00 | 1986-01-01 06:00 |  | Petroleum | On road diesel | On road diesel |  | Fiberglass reinforced plastic | Fiberglass reinforced plastic |  |  | Fiberglass reinforced plastic |  | 1901-01-01 06:00 | None | [14 empty] | UST Currently In Use: 0; UST Temp Close: 0; AST Currently In Use: 0; AST Temp Closed: 0 | 0 | 0 | 3 | 17918-073-010401 | JEFF CO RACING ASSOCIATION
3593 | Permanently Closed | 1992-02-12 06:00 | 1977-01-01 06:00 | 1992-02-12 06:00 | Petroleum | Unleaded gasoline | Unleaded gasoline | Local government | Steel | Steel |  |  | Steel |  | 1901-01-01 06:00 | [15 empty] | UST Currently In Use: 4; UST Temp Close: 5; AST Currently In Use: 0; AST Temp Closed: 0 | 4 | 5 | 8 | 10572-073-002493 | WATER AND SEWER BOARD OF BIRMINGHAM
3594 | Permanently Closed | 1992-02-12 06:00 | 1957-01-01 06:00 | 1992-02-12 06:00 | Petroleum | On road diesel | On road diesel | Local government | Steel | Steel |  |  | Steel |  | 1901-01-01 06:00 | [15 empty] | UST Currently In Use: 4; UST Temp Close: 5; AST Currently In Use: 0; AST Temp Closed: 0 | 4 | 5 | 8 | 10572-073-002493 | WATER AND SEWER BOARD OF BIRMINGHAM
3595 | Permanently Closed | 1992-02-12 06:00 | 1957-01-01 06:00 | 1992-02-12 06:00 | Petroleum | On road diesel | On road diesel | Local government | Steel | Steel |  |  | Steel |  | 1901-01-01 06:00 | [15 empty] | UST Currently In Use: 4; UST Temp Close: 5; AST Currently In Use: 0; AST Temp Closed: 0 | 4 | 5 | 8 | 10572-073-002493 | WATER AND SEWER BOARD OF BIRMINGHAM
3596 | Permanently Closed | 1992-02-12 06:00 | 1964-01-01 06:00 | 1992-02-12 06:00 | Petroleum | Unleaded gasoline | Unleaded gasoline | Local government | Steel | Steel |  |  | Steel |  | 1901-01-01 06:00 | [15 empty] | UST Currently In Use: 4; UST Temp Close: 5; AST Currently In Use: 0; AST Temp Closed: 0 | 4 | 5 | 8 | 10572-073-002493 | WATER AND SEWER BOARD OF BIRMINGHAM
3597 | Permanently Closed | 1992-02-12 06:00 | 1969-01-01 06:00 | 1992-02-12 06:00 | Petroleum | Unleaded gasoline | Unleaded gasoline | Local government | Steel | Steel |  |  | Steel |  | 1901-01-01 06:00 | [15 empty] | UST Currently In Use: 4; UST Temp Close: 5; AST Currently In Use: 0; AST Temp Closed: 0 | 4 | 5 | 8 | 10572-073-002493 | WATER AND SEWER BOARD OF BIRMINGHAM
3598 | Permanently Closed | 1992-02-12 06:00 | 1983-01-01 06:00 | 1992-02-12 06:00 | Petroleum | Unleaded gasoline | Unleaded gasoline | Local government | Steel | Steel |  | Painted or None | Steel |  | 1901-01-01 06:00 | [15 empty] | UST Currently In Use: 4; UST Temp Close: 5; AST Currently In Use: 0; AST Temp Closed: 0 | 4 | 5 | 8 | 10572-073-002493 | WATER AND SEWER BOARD OF BIRMINGHAM
3599 | Permanently Closed | 1993-04-11 06:00 | 1983-01-01 06:00 | 1993-04-11 06:00 | Petroleum | Other, MOTOR OIL | Other | Local government | Steel | Steel |  | Painted or None | Steel |  | 1901-01-01 06:00 | [15 empty] | UST Currently In Use: 4; UST Temp Close: 5; AST Currently In Use: 0; AST Temp Closed: 0 | 4 | 5 | 8 | 10572-073-002493 | WATER AND SEWER BOARD OF BIRMINGHAM
3600 | Permanently Closed | 1993-04-11 06:00 | 1957-01-01 06:00 | 1993-04-11 06:00 | Petroleum | On road diesel | On road diesel | Local government | Steel | Steel |  |  | Steel |  | 1901-01-01 06:00 | [15 empty] | UST Currently In Use: 4; UST Temp Close: 5; AST Currently In Use: 0; AST Temp Closed: 0 | 4 | 5 | 8 | 10572-073-002493 | WATER AND SEWER BOARD OF BIRMINGHAM
3603 | Permanently Closed | 1990-08-17 06:00 | 1950-01-01 06:00 | 1990-08-17 06:00 | Petroleum | On road diesel | On road diesel | Local government | Steel | Steel |  |  | Other, COPPER |  | 1901-01-01 06:00 | [15 empty] | UST Currently In Use: 0; UST Temp Close: 0; AST Currently In Use: 0; AST Temp Closed: 0 | 0 | 0 | 1 | 10572-073-006508 | WATER AND SEWER BOARD OF BIRMINGHAM
3606 | Permanently Closed | 1988-12-16 06:00 | 1959-01-01 06:00 | 1988-12-16 06:00 | Petroleum | Unleaded gasoline | Unleaded gasoline | Local government | Steel | Steel |  | Painted or None | Steel |  | 1901-01-01 06:00 | [15 empty] | UST Currently In Use: 0; UST Temp Close: 0; AST Currently In Use: 0; AST Temp Closed: 0 | 0 | 0 | 1 | 10572-073-006511 | WATER AND SEWER BOARD OF BIRMINGHAM
3608 | Permanently Closed | 1999-02-15 06:00 | 1963-01-01 06:00 | 1999-02-15 06:00 | Petroleum | On road diesel | On road diesel |  | Steel | Steel |  | Painted or None | Steel |  | 1901-01-01 06:00 | [12 empty] | Annual line testing | Annual line testing |  | UST Currently In Use: 0; UST Temp Close: 0; AST Currently In Use: 0; AST Temp Closed: 0 | 0 | 0 | 2 | 20635-073-008427 | REYNOLDS INC
3609 | Permanently Closed | 1999-02-15 06:00 | 1963-01-01 06:00 | 1999-02-15 06:00 | Petroleum | Unleaded gasoline | Unleaded gasoline |  | Steel | Steel |  | Painted or None | Steel |  | 1901-01-01 06:00 | [12 empty] | Annual line testing | Annual line testing |  | UST Currently In Use: 0; UST Temp Close: 0; AST Currently In Use: 0; AST Temp Closed: 0 | 0 | 0 | 2 | 20635-073-008427 | REYNOLDS INC
3610 | Permanently Closed | 1997-04-01 06:00 | 1972-01-01 06:00 | 1997-04-01 06:00 | Petroleum | On road diesel | On road diesel |  | Steel | Steel |  | Painted or None | Steel |  | 1901-01-01 06:00 | [15 empty] | UST Currently In Use: 0; UST Temp Close: 0; AST Currently In Use: 0; AST Temp Closed: 0 | 0 | 0 | 3 | 10573-103-008426 | BIRMINGHAM NASHVILLE EXPRESS INC
3611 | Permanently Closed | 1997-04-01 06:00 | 1974-01-01 06:00 | 1997-04-01 06:00 | Petroleum | On road diesel | On road diesel |  | Steel | Steel |  | Painted or None | Steel |  | 1901-01-01 06:00 | [15 empty] | UST Currently In Use: 0; UST Temp Close: 0; AST Currently In Use: 0; AST Temp Closed: 0 | 0 | 0 | 3 | 10573-103-008426 | BIRMINGHAM NASHVILLE EXPRESS INC
3612 | Permanently Closed | 1994-01-01 06:00 | 1972-01-01 06:00 | 1997-04-01 06:00 | Petroleum | Unleaded gasoline | Unleaded gasoline |  | Steel | Steel |  | Painted or None | Steel |  | 1901-01-01 06:00 | [15 empty] | UST Currently In Use: 0; UST Temp Close: 0; AST Currently In Use: 0; AST Temp Closed: 0 | 0 | 0 | 3 | 10573-103-008426 | BIRMINGHAM NASHVILLE EXPRESS INC
3613 | Permanently Closed | 1998-12-17 06:00 | 1976-01-01 06:00 | 2000-01-21 06:00 | Petroleum | Unleaded gasoline | Unleaded gasoline |  | Steel | Steel |  | Painted or None |  |  | 1901-01-01 06:00 | [15 empty] | UST Currently In Use: 0; UST Temp Close: 0; AST Currently In Use: 0; AST Temp Closed: 0 | 0 | 0 | 3 | 20043-121-010124 | CURTIS C CHAPPELL
3614 | Permanently Closed | 1998-12-17 06:00 | 1976-01-01 06:00 | 2000-01-21 06:00 | Petroleum | Unleaded gasoline | Unleaded gasoline |  | Steel | Steel |  | Painted or None |  |  | 1901-01-01 06:00 | [15 empty] | UST Currently In Use: 0; UST Temp Close: 0; AST Currently In Use: 0; AST Temp Closed: 0 | 0 | 0 | 3 | 20043-121-010124 | CURTIS C CHAPPELL
3615 | Permanently Closed | 1998-12-17 06:00 | 1976-01-01 06:00 | 2000-01-21 06:00 | Petroleum | Unleaded gasoline | Unleaded gasoline |  | Steel | Steel |  | Painted or None |  |  | 1901-01-01 06:00 | [15 empty] | UST Currently In Use: 0; UST Temp Close: 0; AST Currently In Use: 0; AST Temp Closed: 0 | 0 | 0 | 3 | 20043-121-010124 | CURTIS C CHAPPELL
3616 | Permanently Closed | 1991-10-06 06:00 | 1963-01-01 06:00 | 1991-10-06 06:00 | Petroleum | Unleaded gasoline | Unleaded gasoline |  | Steel | Steel |  |  | Steel |  | 1901-01-01 06:00 | [15 empty] | UST Currently In Use: 0; UST Temp Close: 0; AST Currently In Use: 0; AST Temp Closed: 0 | 0 | 0 | 2 | 10575-123-010930 | EIKO INC
3617 | Permanently Closed | 1991-10-06 06:00 | 1958-01-01 06:00 | 1991-10-06 06:00 | Petroleum | On road diesel | On road diesel |  | Steel | Steel |  |  | Steel |  | 1901-01-01 06:00 | [15 empty] | UST Currently In Use: 0; UST Temp Close: 0; AST Currently In Use: 0; AST Temp Closed: 0 | 0 | 0 | 2 | 10575-123-010930 | EIKO INC
3618 | Permanently Closed | 1994-08-30 06:00 | 1961-01-01 06:00 | 1994-08-30 06:00 | Petroleum | Unleaded gasoline | Unleaded gasoline |  | Steel | Steel |  | Painted or None | Steel |  | 1901-01-01 06:00 | [6 empty] | Manual Tank Gauging (only tanks 1000 gal. or less and 48” or 64” in diameter) | [8 empty] | UST Currently In Use: 0; UST Temp Close: 0; AST Currently In Use: 0; AST Temp Closed: 0 | 0 | 0 | 2 | 10576-041-003156 | BLACK AND BOTTS OIL CO INC
3619 | Permanently Closed | 1994-08-30 06:00 | 1961-01-01 06:00 | 1994-08-30 06:00 | Petroleum | Unleaded gasoline | Unleaded gasoline |  | Steel | Steel |  | Painted or None | Steel |  | 1901-01-01 06:00 | [6 empty] | Manual Tank Gauging (only tanks 1000 gal. or less and 48” or 64” in diameter) | [8 empty] | UST Currently In Use: 0; UST Temp Close: 0; AST Currently In Use: 0; AST Temp Closed: 0 | 0 | 0 | 2 | 10576-041-003156 | BLACK AND BOTTS OIL CO INC
3620 | Permanently Closed | 1989-11-28 06:00 | 1959-01-01 06:00 | 1989-11-28 06:00 | Petroleum | Unleaded gasoline | Unleaded gasoline |  | Steel | Steel |  | Painted or None | Steel |  | 1901-01-01 06:00 | [15 empty] | UST Currently In Use: 0; UST Temp Close: 4; AST Currently In Use: 0; AST Temp Closed: 0 | 0 | 4 | 4 | 21796-109-002739 | MAX REEVES
3621 | Permanently Closed | 1989-11-28 06:00 | 1959-01-01 06:00 | 1989-11-28 06:00 | Petroleum | Unleaded gasoline | Unleaded gasoline |  | Steel | Steel |  | Painted or None | Steel |  | 1901-01-01 06:00 | [15 empty] | UST Currently In Use: 0; UST Temp Close: 4; AST Currently In Use: 0; AST Temp Closed: 0 | 0 | 4 | 4 | 21796-109-002739 | MAX REEVES
3622 | Permanently Closed | 1989-11-28 06:00 | 1959-01-01 06:00 | 1989-11-28 06:00 | Petroleum | Unleaded gasoline | Unleaded gasoline |  | Steel | Steel |  | Painted or None | Steel |  | 1901-01-01 06:00 | [15 empty] | UST Currently In Use: 0; UST Temp Close: 4; AST Currently In Use: 0; AST Temp Closed: 0 | 0 | 4 | 4 | 21796-109-002739 | MAX REEVES
3623 | Permanently Closed | 1989-11-28 06:00 | 1959-01-01 06:00 | 1989-11-28 06:00 | Petroleum | On road diesel | On road diesel |  | Steel | Steel |  | Painted or None | Steel |  | 1901-01-01 06:00 | [15 empty] | UST Currently In Use: 0; UST Temp Close: 4; AST Currently In Use: 0; AST Temp Closed: 0 | 0 | 4 | 4 | 21796-109-002739 | MAX REEVES
3624 | Permanently Closed | 1996-05-01 06:00 | 1959-01-01 06:00 | 1996-06-28 06:00 | Petroleum | Unleaded gasoline | Unleaded gasoline | Retail | Steel | Steel |  | Painted or None | Steel |  | 1901-01-01 06:00 | [6 empty] | Manual Tank Gauging (only tanks 1000 gal. or less and 48” or 64” in diameter) | [8 empty] | UST Currently In Use: 0; UST Temp Close: 0; AST Currently In Use: 0; AST Temp Closed: 0 | 0 | 0 | 2 | 10576-109-003155 | BLACK AND BOTTS OIL CO INC
3625 | Permanently Closed | 1996-05-01 06:00 | 1959-01-01 06:00 | 1996-06-28 06:00 | Petroleum | Unleaded gasoline | Unleaded gasoline | Retail | Steel | Steel |  | Painted or None | Steel |  | 1901-01-01 06:00 | [6 empty] | Manual Tank Gauging (only tanks 1000 gal. or less and 48” or 64” in diameter) | [8 empty] | UST Currently In Use: 0; UST Temp Close: 0; AST Currently In Use: 0; AST Temp Closed: 0 | 0 | 0 | 2 | 10576-109-003155 | BLACK AND BOTTS OIL CO INC
3626 | Permanently Closed | 1901-01-01 06:00 | 1964-01-01 06:00 | 2011-11-11 06:00 | Petroleum | Unleaded gasoline | Unleaded gasoline |  | Steel | Steel |  | Painted or None | Steel |  | 1901-01-01 06:00 | [15 empty] | UST Currently In Use: 0; UST Temp Close: 0; AST Currently In Use: 0; AST Temp Closed: 0 | 0 | 0 | 1 | 10576-109-003157 | BLACK AND BOTTS OIL CO INC
3627 | Permanently Closed | 1992-01-07 06:00 | 1969-01-01 06:00 | 1992-01-07 06:00 | Petroleum | Unleaded gasoline | Unleaded gasoline |  | Steel | Steel |  | Painted or None | Steel |  | 1901-01-01 06:00 | [15 empty] | UST Currently In Use: 0; UST Temp Close: 0; AST Currently In Use: 0; AST Temp Closed: 0 | 0 | 0 | 2 | 22633-109-003158 | SANSOM REPAIR & EQUIPMENT
3628 | Permanently Closed | 1992-01-07 06:00 | 1969-01-01 06:00 | 1992-01-07 06:00 | Petroleum | Unleaded gasoline | Unleaded gasoline |  | Steel | Steel |  | Painted or None | Steel |  | 1901-01-01 06:00 | [15 empty] | UST Currently In Use: 0; UST Temp Close: 0; AST Currently In Use: 0; AST Temp Closed: 0 | 0 | 0 | 2 | 22633-109-003158 | SANSOM REPAIR & EQUIPMENT
3629 | Permanently Closed | 1996-12-01 06:00 | 1961-01-01 06:00 | 1998-12-01 06:00 | Petroleum | Unleaded gasoline | Unleaded gasoline | Retail | Steel | Steel |  | Painted or None | Steel |  | 1901-01-01 06:00 | [6 empty] | Statistical Inventory Reconciliation (SIR) | [8 empty] | UST Currently In Use: 0; UST Temp Close: 0; AST Currently In Use: 0; AST Temp Closed: 0 | 0 | 0 | 2 | 10576-109-003160 | BLACK AND BOTTS OIL CO INC
3630 | Permanently Closed | 1987-06-01 06:00 | 1959-01-01 06:00 | 1988-11-10 06:00 | Petroleum | Unleaded gasoline | Unleaded gasoline |  | Steel | Steel |  | Painted or None | Steel |  | 1901-01-01 06:00 | [15 empty] | UST Currently In Use: 0; UST Temp Close: 0; AST Currently In Use: 0; AST Temp Closed: 0 | 0 | 0 | 2 | 10576-109-003160 | BLACK AND BOTTS OIL CO INC
3631 | Temporary Closed | 2018-07-14 06:00 | 1972-04-01 06:00 |  | Petroleum | On road diesel | On road diesel | Retail | Steel | Steel | Field installed cathodic protection |  | Steel |  |  | Field installed cathodic protection | Catchment Basin, Single walled catchment basin | Automatic shutoff device At 95% full | Automatic shutoff device At 95% full |  |  | Statistical Inventory Reconciliation (SIR) |  | Automatic flow restrictor (MLLD) | Automatic flow restrictor (MLLD) |  |  | Statistical inventory reconciliation (SIR) | Statistical inventory reconciliation (SIR) |  | UST Currently In Use: 0; UST Temp Close: 3; AST Currently In Use: 0; AST Temp Closed: 0 | 0 | 3 | 1 | 22227-109-003161 | HUGHEY STEPHENS
3632 | Temporary Closed | 2018-07-14 06:00 | 1972-04-01 06:00 |  | Petroleum | Mid-grade gasoline | Mid-grade gasoline | Retail | Steel | Steel | Field installed cathodic protection |  | Steel |  |  | Field installed cathodic protection | Catchment Basin, Single walled catchment basin | Automatic shutoff device At 95% full | Automatic shutoff device At 95% full |  |  | Statistical Inventory Reconciliation (SIR) |  | Automatic flow restrictor (MLLD) | Automatic flow restrictor (MLLD) | [5 empty] | UST Currently In Use: 0; UST Temp Close: 3; AST Currently In Use: 0; AST Temp Closed: 0 | 0 | 3 | 1 | 22227-109-003161 | HUGHEY STEPHENS
3633 | Temporary Closed | 2018-07-14 06:00 | 1972-04-01 06:00 |  | Petroleum | Unleaded gasoline | Unleaded gasoline | Retail | Steel | Steel | Field installed cathodic protection |  | Steel |  |  | Field installed cathodic protection | Catchment Basin, Single walled catchment basin | Automatic shutoff device At 95% full | Automatic shutoff device At 95% full |  |  | Statistical Inventory Reconciliation (SIR) |  | Automatic flow restrictor (MLLD) | Automatic flow restrictor (MLLD) | [5 empty] | UST Currently In Use: 0; UST Temp Close: 3; AST Currently In Use: 0; AST Temp Closed: 0 | 0 | 3 | 1 | 22227-109-003161 | HUGHEY STEPHENS
3634 | Permanently Closed | 2002-07-17 06:00 | 1972-04-01 06:00 | 2003-01-29 06:00 | Petroleum | Used oil | Used oil | Retail | Steel | Steel | Field installed cathodic protection | Painted or None | Steel |  |  | Field installed cathodic protection | Other, EXEMPT | Other, EXEMPT | Other |  |  | Statistical Inventory Reconciliation (SIR) | [5 empty] | Annual line testing | Annual line testing |  | UST Currently In Use: 0; UST Temp Close: 3; AST Currently In Use: 0; AST Temp Closed: 0 | 0 | 3 | 1 | 22227-109-003161 | HUGHEY STEPHENS
3635 | Permanently Closed | 1982-06-01 06:00 | 1964-01-01 06:00 |  | Petroleum | Other, OTHER | Other |  | Steel | Steel |  | Painted or None | Steel |  | 1901-01-01 06:00 | [15 empty] | UST Currently In Use: 0; UST Temp Close: 0; AST Currently In Use: 0; AST Temp Closed: 0 | 0 | 0 | 2 | 10576-109-008407 | BLACK AND BOTTS OIL CO INC
3636 | Permanently Closed | 1982-06-01 06:00 | 1964-01-01 06:00 |  | Petroleum | Other, OTHER | Other |  | Steel | Steel |  | Painted or None | Steel |  | 1901-01-01 06:00 | [15 empty] | UST Currently In Use: 0; UST Temp Close: 0; AST Currently In Use: 0; AST Temp Closed: 0 | 0 | 0 | 2 | 10576-109-008407 | BLACK AND BOTTS OIL CO INC
3637 | Permanently Closed | 1994-02-15 06:00 | 1978-01-01 06:00 | 1994-02-15 06:00 | Petroleum | Unleaded gasoline | Unleaded gasoline |  | Steel | Steel |  | Painted or None | Steel |  | 1901-01-01 06:00 | [15 empty] | UST Currently In Use: 0; UST Temp Close: 0; AST Currently In Use: 2; AST Temp Closed: 0 | 0 | 0 | 1 | 17569-073-000626 | ALABAMA LAND & MINERAL CORP
3639 | Permanently Closed | 2007-01-10 06:00 | 1986-01-01 06:00 | 2007-01-10 06:00 | Petroleum | Unleaded gasoline | Unleaded gasoline | Retail | Steel | Steel | Coated & cathodic protection (sti-P3) |  | Fiberglass reinforced plastic |  | 1901-01-01 06:00 |  | Catchment Basin, Single walled catchment basin | Automatic shutoff device At 95% full | Automatic shutoff device At 95% full |  |  | Continuous Automatic Tank Gauge | [5 empty] | Annual line testing | Annual line testing |  | UST Currently In Use: 0; UST Temp Close: 0; AST Currently In Use: 0; AST Temp Closed: 0 | 0 | 0 | 3 | 15476-081-005958 | YOUNG OIL INC
3640 | Permanently Closed | 2007-01-10 06:00 | 1986-01-01 06:00 | 2007-01-10 06:00 | Petroleum | Mid-grade gasoline | Mid-grade gasoline | Retail | Steel | Steel | Coated & cathodic protection (sti-P3) |  | Fiberglass reinforced plastic |  | 1901-01-01 06:00 |  | Catchment Basin, Single walled catchment basin | Automatic shutoff device At 95% full | Automatic shutoff device At 95% full |  |  | Continuous Automatic Tank Gauge | [5 empty] | Annual line testing | Annual line testing |  | UST Currently In Use: 0; UST Temp Close: 0; AST Currently In Use: 0; AST Temp Closed: 0 | 0 | 0 | 3 | 15476-081-005958 | YOUNG OIL INC
3641 | Permanently Closed | 2007-01-10 06:00 | 1986-01-01 06:00 | 2007-01-10 06:00 | Petroleum | Premium gasoline | Premium gasoline | Retail | Steel | Steel | Coated & cathodic protection (sti-P3) |  | Fiberglass reinforced plastic |  | 1901-01-01 06:00 |  | Catchment Basin, Single walled catchment basin | Automatic shutoff device At 95% full | Automatic shutoff device At 95% full |  |  | Continuous Automatic Tank Gauge | [5 empty] | Annual line testing | Annual line testing |  | UST Currently In Use: 0; UST Temp Close: 0; AST Currently In Use: 0; AST Temp Closed: 0 | 0 | 0 | 3 | 15476-081-005958 | YOUNG OIL INC
3642 | Permanently Closed | 1992-12-18 06:00 | 1973-01-01 06:00 | 1992-12-18 06:00 | Petroleum | Unleaded gasoline | Unleaded gasoline |  | Steel | Steel |  | Painted or None | Steel |  | 1901-01-01 06:00 | [12 empty] | Annual line testing | Annual line testing |  | UST Currently In Use: 4; UST Temp Close: 0; AST Currently In Use: 0; AST Temp Closed: 0 | 4 | 0 | 2 | 15476-081-007220 | YOUNG OIL INC
3643 | Permanently Closed | 1992-12-18 06:00 | 1973-01-01 06:00 | 1992-12-18 06:00 | Petroleum | Unleaded gasoline | Unleaded gasoline |  | Steel | Steel |  | Painted or None | Steel |  | 1901-01-01 06:00 | [12 empty] | Annual line testing | Annual line testing |  | UST Currently In Use: 4; UST Temp Close: 0; AST Currently In Use: 0; AST Temp Closed: 0 | 4 | 0 | 2 | 15476-081-007220 | YOUNG OIL INC
3644 | Currently in Use |  | 1986-04-25 05:00 |  | Petroleum | Unleaded gasoline | Unleaded gasoline | Retail | Steel | Steel | Coated & cathodic protection (sti-P3) |  | Steel |  |  | Galvanic Cathodic | Catchment Basin, Single walled catchment basin | Automatic shutoff device At 95% full, Flow Rest 90% Full | Flow Rest 90% Full |  |  | Automatic Tank Gauge | [8 empty] | UST Currently In Use: 4; UST Temp Close: 0; AST Currently In Use: 0; AST Temp Closed: 0 | 4 | 0 | 2 | 15476-081-007220 | YOUNG OIL INC
3645 | Currently in Use |  | 1986-04-25 05:00 |  | Petroleum | Mid-grade gasoline | Mid-grade gasoline | Retail | Steel | Steel | Coated & cathodic protection (sti-P3) |  | Steel |  |  | Galvanic Cathodic | Catchment Basin, Single walled catchment basin | Automatic shutoff device At 95% full, Flow Rest 90% Full | Flow Rest 90% Full |  |  | Automatic Tank Gauge | [8 empty] | UST Currently In Use: 4; UST Temp Close: 0; AST Currently In Use: 0; AST Temp Closed: 0 | 4 | 0 | 2 | 15476-081-007220 | YOUNG OIL INC
3646 | Currently in Use |  | 1976-01-01 06:00 |  | Petroleum | Unleaded gasoline | Unleaded gasoline | Retail | Steel | Steel | Field installed cathodic protection |  | Fiberglass reinforced plastic |  |  | Other, FLXS ISOLA | Catchment Basin, Single walled catchment basin | Automatic shutoff device At 95% full | Automatic shutoff device At 95% full |  |  | Continuous Automatic Tank Gauge |  | Automatic shutoff device (AELLD) | Automatic shutoff device (AELLD) | [5 empty] | UST Currently In Use: 4; UST Temp Close: 0; AST Currently In Use: 0; AST Temp Closed: 0 | 4 | 0 | 3 | 23917-081-007222 | SANTRAM FOODS INC
3647 | Currently in Use |  | 1976-01-01 06:00 |  | Petroleum | Mid-grade gasoline | Mid-grade gasoline | Retail | Steel | Steel | Field installed cathodic protection |  | Fiberglass reinforced plastic |  |  | Other, FLXS ISOLA | Catchment Basin, Single walled catchment basin | Automatic shutoff device At 95% full | Automatic shutoff device At 95% full |  |  | Continuous Automatic Tank Gauge |  | Automatic shutoff device (AELLD) | Automatic shutoff device (AELLD) | [5 empty] | UST Currently In Use: 4; UST Temp Close: 0; AST Currently In Use: 0; AST Temp Closed: 0 | 4 | 0 | 3 | 23917-081-007222 | SANTRAM FOODS INC
3648 | Currently in Use |  | 1976-01-01 06:00 |  | Petroleum | Premium gasoline | Premium gasoline | Retail | Steel | Steel | Field installed cathodic protection |  | Fiberglass reinforced plastic |  |  | Other, FLXS ISOLA | Catchment Basin, Single walled catchment basin | Automatic shutoff device At 95% full | Automatic shutoff device At 95% full |  |  | Continuous Automatic Tank Gauge |  | Automatic shutoff device (AELLD) | Automatic shutoff device (AELLD) | [5 empty] | UST Currently In Use: 4; UST Temp Close: 0; AST Currently In Use: 0; AST Temp Closed: 0 | 4 | 0 | 3 | 23917-081-007222 | SANTRAM FOODS INC
3649 | Permanently Closed | 1901-01-01 06:00 | 1971-01-01 06:00 | 1991-02-12 06:00 | Petroleum | On road diesel | On road diesel |  | Steel | Steel |  | Painted or None | Fiberglass reinforced plastic |  | 1901-01-01 06:00 | [6 empty] | Continuous Automatic Tank Gauge |  | Automatic shutoff device (AELLD) | Automatic shutoff device (AELLD) | [5 empty] | UST Currently In Use: 4; UST Temp Close: 0; AST Currently In Use: 0; AST Temp Closed: 0 | 4 | 0 | 3 | 23917-081-007222 | SANTRAM FOODS INC
3650 | Permanently Closed | 1901-01-01 06:00 | 1971-01-01 06:00 | 1991-02-12 06:00 | Petroleum | On road diesel | On road diesel |  | Steel | Steel |  | Painted or None | Steel |  | 1901-01-01 06:00 | [15 empty] | UST Currently In Use: 4; UST Temp Close: 0; AST Currently In Use: 0; AST Temp Closed: 0 | 4 | 0 | 3 | 23917-081-007222 | SANTRAM FOODS INC
3651 | Permanently Closed | 1901-01-01 06:00 | 1971-01-01 06:00 | 1991-02-12 06:00 | Petroleum | On road diesel | On road diesel |  | Steel | Steel |  | Painted or None | Steel |  | 1901-01-01 06:00 | [15 empty] | UST Currently In Use: 4; UST Temp Close: 0; AST Currently In Use: 0; AST Temp Closed: 0 | 4 | 0 | 3 | 23917-081-007222 | SANTRAM FOODS INC
3652 | Permanently Closed | 2000-03-20 06:00 | 1974-01-01 06:00 | 2000-03-20 06:00 | Petroleum | Unleaded gasoline | Unleaded gasoline | Retail | Steel | Steel | Field installed cathodic protection |  | Steel |  | 1901-01-01 06:00 | Field installed cathodic protection | Catchment Basin, Single walled catchment basin | Automatic shutoff device At 95% full | Automatic shutoff device At 95% full |  |  | Automatic Tank Gauge | [8 empty] | UST Currently In Use: 0; UST Temp Close: 0; AST Currently In Use: 0; AST Temp Closed: 0 | 0 | 0 | 3 | 10580-081-007223 | BLACKBURN OIL CO INC
3653 | Permanently Closed | 2000-03-20 06:00 | 1974-01-01 06:00 | 2000-03-20 06:00 | Petroleum | Mid-grade gasoline | Mid-grade gasoline | Retail | Steel | Steel | Field installed cathodic protection |  | Steel |  | 1901-01-01 06:00 | Field installed cathodic protection | Catchment Basin, Single walled catchment basin | Automatic shutoff device At 95% full | Automatic shutoff device At 95% full |  |  | Automatic Tank Gauge | [8 empty] | UST Currently In Use: 0; UST Temp Close: 0; AST Currently In Use: 0; AST Temp Closed: 0 | 0 | 0 | 3 | 10580-081-007223 | BLACKBURN OIL CO INC
3654 | Permanently Closed | 2000-03-20 06:00 | 1974-01-01 06:00 | 2000-03-20 06:00 | Petroleum | Premium gasoline | Premium gasoline | Retail | Steel | Steel | Field installed cathodic protection |  | Steel |  | 1901-01-01 06:00 | Field installed cathodic protection | Catchment Basin, Single walled catchment basin | Automatic shutoff device At 95% full | Automatic shutoff device At 95% full |  |  | Automatic Tank Gauge | [8 empty] | UST Currently In Use: 0; UST Temp Close: 0; AST Currently In Use: 0; AST Temp Closed: 0 | 0 | 0 | 3 | 10580-081-007223 | BLACKBURN OIL CO INC
3655 | Permanently Closed | 1987-01-01 06:00 | 1982-01-01 06:00 | 1988-03-23 06:00 | Petroleum | Unleaded gasoline | Unleaded gasoline |  | Steel | Steel |  | Painted or None | Steel |  | 1901-01-01 06:00 | [15 empty] | UST Currently In Use: 0; UST Temp Close: 0; AST Currently In Use: 0; AST Temp Closed: 0 | 0 | 0 | 3 | 10580-081-007225 | BLACKBURN OIL CO INC
3656 | Permanently Closed | 1987-01-01 06:00 | 1982-01-01 06:00 | 1988-03-23 06:00 | Petroleum | Unleaded gasoline | Unleaded gasoline |  | Steel | Steel |  | Painted or None | Steel |  | 1901-01-01 06:00 | [15 empty] | UST Currently In Use: 0; UST Temp Close: 0; AST Currently In Use: 0; AST Temp Closed: 0 | 0 | 0 | 3 | 10580-081-007225 | BLACKBURN OIL CO INC
3657 | Permanently Closed | 1987-01-01 06:00 | 1982-01-01 06:00 | 1988-03-23 06:00 | Petroleum | Unleaded gasoline | Unleaded gasoline |  | Steel | Steel |  | Painted or None | Steel |  | 1901-01-01 06:00 | [15 empty] | UST Currently In Use: 0; UST Temp Close: 0; AST Currently In Use: 0; AST Temp Closed: 0 | 0 | 0 | 3 | 10580-081-007225 | BLACKBURN OIL CO INC
3658 | Permanently Closed | 1901-01-01 06:00 | 1971-01-01 06:00 | 1990-06-04 06:00 | Petroleum | Unleaded gasoline | Unleaded gasoline |  | Steel | Steel |  | Painted or None | Steel |  | 1901-01-01 06:00 | [15 empty] | UST Currently In Use: 0; UST Temp Close: 0; AST Currently In Use: 0; AST Temp Closed: 0 | 0 | 0 | 10 | 15476-081-013817 | YOUNG OIL INC
3659 | Permanently Closed | 1901-01-01 06:00 | 1971-01-01 06:00 | 1990-06-04 06:00 | Petroleum | Unleaded gasoline | Unleaded gasoline |  | Steel | Steel |  | Painted or None | Steel |  | 1901-01-01 06:00 | [15 empty] | UST Currently In Use: 0; UST Temp Close: 0; AST Currently In Use: 0; AST Temp Closed: 0 | 0 | 0 | 10 | 15476-081-013817 | YOUNG OIL INC
3660 | Permanently Closed | 1901-01-01 06:00 | 1971-01-01 06:00 | 1990-06-04 06:00 | Petroleum | Unleaded gasoline | Unleaded gasoline |  | Steel | Steel |  | Painted or None | Steel |  | 1901-01-01 06:00 | [15 empty] | UST Currently In Use: 0; UST Temp Close: 0; AST Currently In Use: 0; AST Temp Closed: 0 | 0 | 0 | 10 | 15476-081-013817 | YOUNG OIL INC
3661 | Permanently Closed | 1901-01-01 06:00 | 1971-01-01 06:00 | 1990-06-04 06:00 | Petroleum | Unleaded gasoline | Unleaded gasoline |  | Steel | Steel |  | Painted or None | Steel |  | 1901-01-01 06:00 | [15 empty] | UST Currently In Use: 0; UST Temp Close: 0; AST Currently In Use: 0; AST Temp Closed: 0 | 0 | 0 | 10 | 15476-081-013817 | YOUNG OIL INC
3662 | Permanently Closed | 1901-01-01 06:00 | 1971-01-01 06:00 | 1990-06-04 06:00 | Petroleum | Unleaded gasoline | Unleaded gasoline |  | Steel | Steel |  | Painted or None | Steel |  | 1901-01-01 06:00 | [15 empty] | UST Currently In Use: 0; UST Temp Close: 0; AST Currently In Use: 0; AST Temp Closed: 0 | 0 | 0 | 10 | 15476-081-013817 | YOUNG OIL INC
3663 | Permanently Closed | 1901-01-01 06:00 | 1971-01-01 06:00 | 1990-06-04 06:00 | Petroleum | Unleaded gasoline | Unleaded gasoline |  | Steel | Steel |  | Painted or None | Steel |  | 1901-01-01 06:00 | [15 empty] | UST Currently In Use: 0; UST Temp Close: 0; AST Currently In Use: 0; AST Temp Closed: 0 | 0 | 0 | 10 | 15476-081-013817 | YOUNG OIL INC
3664 | Permanently Closed | 1901-01-01 06:00 | 1971-01-01 06:00 | 1990-06-04 06:00 | Petroleum | Used oil | Used oil |  | Steel | Steel |  | Painted or None | Steel |  | 1901-01-01 06:00 | [15 empty] | UST Currently In Use: 0; UST Temp Close: 0; AST Currently In Use: 0; AST Temp Closed: 0 | 0 | 0 | 10 | 15476-081-013817 | YOUNG OIL INC
3665 | Currently in Use |  | 1989-09-15 06:00 |  | Petroleum | Unleaded gasoline | Unleaded gasoline | Retail | Steel | Steel | Coated & cathodic protection (sti-P3) |  | Fiberglass reinforced plastic |  |  |  | Catchment Basin, Single walled catchment basin | Automatic shutoff device At 95% full | Automatic shutoff device At 95% full | Interstitial Monitoring within Secondary Containment |  | Continuous Automatic Tank Gauge |  | Automatic flow restrictor (MLLD) | Automatic flow restrictor (MLLD) |  |  | Annual line testing | Annual line testing |  | UST Currently In Use: 5; UST Temp Close: 0; AST Currently In Use: 0; AST Temp Closed: 0 | 5 | 0 | 0 | 15476-081-014617 | YOUNG OIL INC
3666 | Currently in Use |  | 1989-09-15 06:00 |  | Petroleum | On road diesel | On road diesel | Retail | Steel | Steel | Coated & cathodic protection (sti-P3) |  | Fiberglass reinforced plastic |  |  |  | Catchment Basin, Single walled catchment basin | Automatic shutoff device At 95% full | Automatic shutoff device At 95% full | Interstitial Monitoring within Secondary Containment |  | Continuous Automatic Tank Gauge |  | Automatic flow restrictor (MLLD) | Automatic flow restrictor (MLLD) |  |  | Annual line testing | Annual line testing |  | UST Currently In Use: 5; UST Temp Close: 0; AST Currently In Use: 0; AST Temp Closed: 0 | 5 | 0 | 0 | 15476-081-014617 | YOUNG OIL INC
3667 | Currently in Use |  | 1989-09-15 06:00 |  | Petroleum | Premium gasoline | Premium gasoline | Retail | Steel | Steel | Coated & cathodic protection (sti-P3) |  | Fiberglass reinforced plastic |  |  |  | Catchment Basin, Single walled catchment basin | Automatic shutoff device At 95% full | Automatic shutoff device At 95% full | Interstitial Monitoring within Secondary Containment |  | Continuous Automatic Tank Gauge |  | Automatic flow restrictor (MLLD) | Automatic flow restrictor (MLLD) |  |  | Annual line testing | Annual line testing |  | UST Currently In Use: 5; UST Temp Close: 0; AST Currently In Use: 0; AST Temp Closed: 0 | 5 | 0 | 0 | 15476-081-014617 | YOUNG OIL INC
3668 | Currently in Use |  | 1989-09-15 06:00 |  | Petroleum | On road diesel | On road diesel | Retail | Steel | Steel | Coated & cathodic protection (sti-P3) |  | Fiberglass reinforced plastic |  |  |  | Catchment Basin, Single walled catchment basin | Automatic shutoff device At 95% full | Automatic shutoff device At 95% full | Interstitial Monitoring within Secondary Containment |  | Continuous Automatic Tank Gauge | [8 empty] | UST Currently In Use: 5; UST Temp Close: 0; AST Currently In Use: 0; AST Temp Closed: 0 | 5 | 0 | 0 | 15476-081-014617 | YOUNG OIL INC
3669 | Currently in Use |  | 1989-09-15 06:00 |  | Petroleum | Off road diesel | Off road diesel | Retail | Steel | Steel | Coated & cathodic protection (sti-P3) |  | Fiberglass reinforced plastic |  |  |  | Catchment Basin, Single walled catchment basin | Automatic shutoff device At 95% full | Automatic shutoff device At 95% full | Interstitial Monitoring within Secondary Containment |  | Automatic Tank Gauge | [8 empty] | UST Currently In Use: 5; UST Temp Close: 0; AST Currently In Use: 0; AST Temp Closed: 0 | 5 | 0 | 0 | 15476-081-014617 | YOUNG OIL INC
3670 | Temporary Closed | 2022-07-31 06:00 | 1986-01-01 06:00 |  | Petroleum | Unleaded gasoline | Unleaded gasoline | Retail | Steel | Steel | Coated & cathodic protection (sti-P3) |  | Steel |  |  | Galvanic Cathodic | Catchment Basin, Single walled catchment basin | Automatic shutoff device At 95% full | Automatic shutoff device At 95% full |  |  | Continuous Automatic Tank Gauge |  | Automatic flow restrictor (MLLD) | Automatic flow restrictor (MLLD) |  |  | Annual line testing | Annual line testing |  | UST Currently In Use: 0; UST Temp Close: 5; AST Currently In Use: 0; AST Temp Closed: 0 | 0 | 5 | 0 | 15476-113-002784 | YOUNG OIL INC
3671 | Temporary Closed | 2022-07-31 06:00 | 1986-01-01 06:00 |  | Petroleum | Other, NO ETHANOL | Other | Retail | Steel | Steel | Coated & cathodic protection (sti-P3) |  | Steel |  |  | Galvanic Cathodic | Catchment Basin, Single walled catchment basin | Automatic shutoff device At 95% full | Automatic shutoff device At 95% full |  |  | Continuous Automatic Tank Gauge |  | Automatic flow restrictor (MLLD) | Automatic flow restrictor (MLLD) |  |  | Annual line testing | Annual line testing |  | UST Currently In Use: 0; UST Temp Close: 5; AST Currently In Use: 0; AST Temp Closed: 0 | 0 | 5 | 0 | 15476-113-002784 | YOUNG OIL INC
3672 | Temporary Closed | 2022-07-31 06:00 | 1986-01-01 06:00 |  | Petroleum | On road diesel | On road diesel | Retail | Steel | Steel | Coated & cathodic protection (sti-P3) |  | Steel |  |  | Galvanic Cathodic | Catchment Basin, Single walled catchment basin | Automatic shutoff device At 95% full | Automatic shutoff device At 95% full |  |  | Continuous Automatic Tank Gauge | [8 empty] | UST Currently In Use: 0; UST Temp Close: 5; AST Currently In Use: 0; AST Temp Closed: 0 | 0 | 5 | 0 | 15476-113-002784 | YOUNG OIL INC
3673 | Temporary Closed | 2022-07-31 06:00 | 1986-01-01 06:00 |  | Petroleum | Kerosene | Kerosene | Retail | Steel | Steel | Coated & cathodic protection (sti-P3) |  | Steel |  |  | Galvanic Cathodic | Catchment Basin, \ | Automatic shutoff device At 95% full | Automatic shutoff device At 95% full |  |  | Continuous Automatic Tank Gauge | [8 empty] | UST Currently In Use: 0; UST Temp Close: 5; AST Currently In Use: 0; AST Temp Closed: 0 | 0 | 5 | 0 | 15476-113-002784 | YOUNG OIL INC
3674 | Permanently Closed | 1992-02-27 06:00 | 1983-01-01 06:00 | 1992-02-27 06:00 | Petroleum | Unleaded gasoline | Unleaded gasoline |  | Steel | Steel | Coated & cathodic protection (sti-P3) |  | Steel |  | 1901-01-01 06:00 | [12 empty] | Annual line testing | Annual line testing |  | UST Currently In Use: 0; UST Temp Close: 0; AST Currently In Use: 0; AST Temp Closed: 0 | 0 | 0 | 3 | 10580-113-007219 | BLACKBURN OIL CO INC
3675 | Permanently Closed | 1992-02-27 06:00 | 1983-01-01 06:00 | 1992-02-27 06:00 | Petroleum | Unleaded gasoline | Unleaded gasoline |  | Steel | Steel | Coated & cathodic protection (sti-P3) |  | Steel |  | 1901-01-01 06:00 | [15 empty] | UST Currently In Use: 0; UST Temp Close: 0; AST Currently In Use: 0; AST Temp Closed: 0 | 0 | 0 | 3 | 10580-113-007219 | BLACKBURN OIL CO INC
3676 | Permanently Closed | 1992-02-27 06:00 | 1983-01-01 06:00 | 1992-02-27 06:00 | Petroleum | Unleaded gasoline | Unleaded gasoline |  | Steel | Steel | Coated & cathodic protection (sti-P3) |  | Steel |  | 1901-01-01 06:00 | [15 empty] | UST Currently In Use: 0; UST Temp Close: 0; AST Currently In Use: 0; AST Temp Closed: 0 | 0 | 0 | 3 | 10580-113-007219 | BLACKBURN OIL CO INC
3677 | Permanently Closed | 1986-04-01 06:00 | 1972-01-01 06:00 | 1992-06-06 06:00 | Petroleum | Used oil | Used oil |  | Steel | Steel |  | Painted or None | Steel |  | 1901-01-01 06:00 | [15 empty] | UST Currently In Use: 0; UST Temp Close: 0; AST Currently In Use: 0; AST Temp Closed: 0 | 0 | 0 | 3 | 10581-093-007283 | BLACKHAWK INDUSTRIES CORP
3678 | Permanently Closed | 1986-04-01 06:00 | 1972-01-01 06:00 | 1992-06-06 06:00 | Petroleum | Used oil | Used oil |  | Steel | Steel |  | Painted or None | Steel |  | 1901-01-01 06:00 | [15 empty] | UST Currently In Use: 0; UST Temp Close: 0; AST Currently In Use: 0; AST Temp Closed: 0 | 0 | 0 | 3 | 10581-093-007283 | BLACKHAWK INDUSTRIES CORP
3679 | Permanently Closed | 1986-04-01 06:00 | 1972-01-01 06:00 | 1992-06-06 06:00 | Petroleum | Used oil | Used oil |  | Steel | Steel |  | Painted or None | Steel |  | 1901-01-01 06:00 | [15 empty] | UST Currently In Use: 0; UST Temp Close: 0; AST Currently In Use: 0; AST Temp Closed: 0 | 0 | 0 | 3 | 10581-093-007283 | BLACKHAWK INDUSTRIES CORP
3680 | Permanently Closed | 1991-04-22 06:00 | 1959-01-01 06:00 | 1991-04-22 06:00 | Petroleum | Unleaded gasoline | Unleaded gasoline |  | Steel | Steel |  |  | Steel |  | 1901-01-01 06:00 | [15 empty] | UST Currently In Use: 0; UST Temp Close: 0; AST Currently In Use: 0; AST Temp Closed: 0 | 0 | 0 | 8 | 21918-003-007807 | GULF TIDE DEVELOPMENT LLC
3681 | Permanently Closed | 1991-04-22 06:00 | 1959-01-01 06:00 | 1991-04-22 06:00 | Petroleum | Unleaded gasoline | Unleaded gasoline |  | Steel | Steel |  |  | Steel |  | 1901-01-01 06:00 | [15 empty] | UST Currently In Use: 0; UST Temp Close: 0; AST Currently In Use: 0; AST Temp Closed: 0 | 0 | 0 | 8 | 21918-003-007807 | GULF TIDE DEVELOPMENT LLC
3682 | Permanently Closed | 1991-04-22 06:00 | 1959-01-01 06:00 | 1991-04-22 06:00 | Petroleum | Unleaded gasoline | Unleaded gasoline |  | Steel | Steel |  |  | Steel |  | 1901-01-01 06:00 | [15 empty] | UST Currently In Use: 0; UST Temp Close: 0; AST Currently In Use: 0; AST Temp Closed: 0 | 0 | 0 | 8 | 21918-003-007807 | GULF TIDE DEVELOPMENT LLC
3683 | Permanently Closed | 1991-04-22 06:00 | 1972-01-01 06:00 | 1991-04-22 06:00 | Petroleum | Unleaded gasoline | Unleaded gasoline |  | Steel | Steel |  |  | Steel |  | 1901-01-01 06:00 | [15 empty] | UST Currently In Use: 0; UST Temp Close: 0; AST Currently In Use: 0; AST Temp Closed: 0 | 0 | 0 | 8 | 21918-003-007807 | GULF TIDE DEVELOPMENT LLC
3684 | Permanently Closed | 1991-04-22 06:00 | 1969-01-01 06:00 | 1991-04-22 06:00 | Petroleum | Unleaded gasoline | Unleaded gasoline |  | Steel | Steel |  |  | Steel |  | 1901-01-01 06:00 | [15 empty] | UST Currently In Use: 0; UST Temp Close: 0; AST Currently In Use: 0; AST Temp Closed: 0 | 0 | 0 | 8 | 21918-003-007807 | GULF TIDE DEVELOPMENT LLC
3685 | Permanently Closed | 1994-09-01 06:00 | 1948-01-01 06:00 | 1995-06-15 06:00 | Petroleum | Other, OTHER | Other | Retail | Steel | Steel |  | Painted or None | Steel |  | 1901-01-01 06:00 | [15 empty] | UST Currently In Use: 0; UST Temp Close: 0; AST Currently In Use: 0; AST Temp Closed: 0 | 0 | 0 | 1 | 10584-005-007415 | BLAND & SONS
3686 | Permanently Closed | 1997-05-14 06:00 | 1968-01-01 06:00 | 1997-05-14 06:00 | Petroleum | Unleaded gasoline | Unleaded gasoline | Local government | Steel | Steel |  | Painted or None | Steel |  | 1901-01-01 06:00 | [12 empty] | Annual line testing | Annual line testing |  | UST Currently In Use: 0; UST Temp Close: 0; AST Currently In Use: 0; AST Temp Closed: 0 | 0 | 0 | 1 | 10585-009-001832 | BLOUNT COUNTY BOARD OF EDUCATION
3687 | Permanently Closed | 1997-05-13 06:00 | 1976-01-01 06:00 | 1997-05-13 06:00 | Petroleum | Unleaded gasoline | Unleaded gasoline | Local government | Steel | Steel |  | Painted or None | Steel |  | 1901-01-01 06:00 | [12 empty] | Annual line testing | Annual line testing |  | UST Currently In Use: 0; UST Temp Close: 0; AST Currently In Use: 0; AST Temp Closed: 0 | 0 | 0 | 2 | 10585-009-001833 | BLOUNT COUNTY BOARD OF EDUCATION
3688 | Permanently Closed | 1997-05-13 06:00 | 1980-01-01 06:00 | 1997-05-13 06:00 | Petroleum | Unleaded gasoline | Unleaded gasoline | Local government | Steel | Steel |  | Painted or None | Steel |  | 1901-01-01 06:00 | [12 empty] | Annual line testing | Annual line testing |  | UST Currently In Use: 0; UST Temp Close: 0; AST Currently In Use: 0; AST Temp Closed: 0 | 0 | 0 | 2 | 10585-009-001833 | BLOUNT COUNTY BOARD OF EDUCATION
3689 | Permanently Closed | 1997-06-19 06:00 | 1979-01-01 06:00 | 1997-06-19 06:00 | Petroleum | Unleaded gasoline | Unleaded gasoline | Local government | Steel | Steel |  | Painted or None | Steel |  | 1901-01-01 06:00 | [15 empty] | UST Currently In Use: 0; UST Temp Close: 0; AST Currently In Use: 0; AST Temp Closed: 0 | 0 | 0 | 1 | 10585-009-001834 | BLOUNT COUNTY BOARD OF EDUCATION
3690 | Permanently Closed | 1995-10-20 06:00 | 1979-01-01 06:00 | 1997-10-20 06:00 | Petroleum | Unleaded gasoline | Unleaded gasoline | Local government | Steel | Steel |  | Painted or None | Steel |  | 1901-01-01 06:00 | [15 empty] | UST Currently In Use: 0; UST Temp Close: 0; AST Currently In Use: 0; AST Temp Closed: 0 | 0 | 0 | 1 | 10585-009-001835 | BLOUNT COUNTY BOARD OF EDUCATION
3691 | Permanently Closed | 1992-08-04 06:00 | 1980-01-01 06:00 | 1992-08-04 06:00 | Petroleum | Unleaded gasoline | Unleaded gasoline | Local government | Steel | Steel |  | Painted or None | Steel |  | 1901-01-01 06:00 | [15 empty] | UST Currently In Use: 0; UST Temp Close: 0; AST Currently In Use: 0; AST Temp Closed: 0 | 0 | 0 | 1 | 10585-009-001836 | BLOUNT COUNTY BOARD OF EDUCATION
3692 | Permanently Closed | 1901-01-01 06:00 | 1979-01-01 06:00 | 1986-12-01 06:00 | Petroleum | Unleaded gasoline | Unleaded gasoline | Local government | Steel | Steel |  | Painted or None | Steel |  | 1901-01-01 06:00 | [15 empty] | UST Currently In Use: 0; UST Temp Close: 0; AST Currently In Use: 0; AST Temp Closed: 0 | 0 | 0 | 1 | 10585-009-001837 | BLOUNT COUNTY BOARD OF EDUCATION
3693 | Permanently Closed | 1997-07-15 06:00 | 1980-01-01 06:00 | 1997-07-15 06:00 | Petroleum | Unleaded gasoline | Unleaded gasoline | Local government | Steel | Steel |  | Painted or None | Steel |  | 1901-01-01 06:00 | [12 empty] | Annual line testing | Annual line testing |  | UST Currently In Use: 0; UST Temp Close: 0; AST Currently In Use: 0; AST Temp Closed: 0 | 0 | 0 | 1 | 10585-009-001838 | BLOUNT COUNTY BOARD OF EDUCATION
3694 | Permanently Closed | 1994-04-07 06:00 | 1970-01-01 06:00 | 1994-04-07 06:00 | Petroleum | Unleaded gasoline | Unleaded gasoline | Local government | Steel | Steel |  | Painted or None | Steel |  | 1901-01-01 06:00 | [15 empty] | UST Currently In Use: 0; UST Temp Close: 0; AST Currently In Use: 0; AST Temp Closed: 0 | 0 | 0 | 1 | 10585-009-001839 | BLOUNT COUNTY BOARD OF EDUCATION
3695 | Currently in Use |  | 1984-12-20 06:00 |  | Petroleum | Aviation fuel (JP-4; etc.) | Aviation fuel (JP-4; etc.) | Industrial | Fiberglass reinforced plastic | Fiberglass reinforced plastic |  |  | Fiberglass reinforced plastic |  | 1901-01-01 06:00 | None | Other, MANIFOLD | Audible high level alarm At 90% full, Automatic shutoff device At 95% full, Flow Rest 90% Full | Flow Rest 90% Full |  |  | Continuous Automatic Tank Gauge |  | Other, MANIFOLD | Other |  |  | Other, MANIFOLD | Other |  | UST Currently In Use: 2; UST Temp Close: 0; AST Currently In Use: 0; AST Temp Closed: 0 | 2 | 0 | 0 | 13509-101-002041 | MONTGOMERY AVIATION CORP
3696 | Currently in Use |  | 1984-12-20 06:00 |  | Petroleum | Aviation fuel (JP-4; etc.) | Aviation fuel (JP-4; etc.) | Industrial | Fiberglass reinforced plastic | Fiberglass reinforced plastic |  |  | Fiberglass reinforced plastic |  | 1901-01-01 06:00 | None | Catchment Basin, Single walled catchment basin | Audible high level alarm At 90% full, Automatic shutoff device At 95% full | Automatic shutoff device At 95% full |  |  | Continuous Automatic Tank Gauge |  | Automatic flow restrictor (MLLD) | Automatic flow restrictor (MLLD) | Interstitial Monitoring within Secondary Containment |  | Continuous alarm system | Continuous alarm system |  | UST Currently In Use: 2; UST Temp Close: 0; AST Currently In Use: 0; AST Temp Closed: 0 | 2 | 0 | 0 | 13509-101-002041 | MONTGOMERY AVIATION CORP
3697 | Permanently Closed | 1901-01-01 06:00 | 1962-01-01 06:00 | 1989-10-21 06:00 | Petroleum | On road diesel | On road diesel |  | Steel | Steel |  |  |  |  | 1901-01-01 06:00 | [15 empty] | UST Currently In Use: 0; UST Temp Close: 0; AST Currently In Use: 0; AST Temp Closed: 0 | 0 | 0 | 2 | 10588-101-007763 | BLOUNT CONSTRUCTION GROUP
3698 | Permanently Closed | 1901-01-01 06:00 | 1962-01-01 06:00 | 1989-10-21 06:00 | Petroleum | Unleaded gasoline | Unleaded gasoline |  | Steel | Steel |  |  |  |  | 1901-01-01 06:00 | [15 empty] | UST Currently In Use: 0; UST Temp Close: 0; AST Currently In Use: 0; AST Temp Closed: 0 | 0 | 0 | 2 | 10588-101-007763 | BLOUNT CONSTRUCTION GROUP
3699 | Retired | 1988-08-08 06:00 | 1971-01-01 06:00 |  | Petroleum | Used oil | Used oil |  | Steel | Steel |  | Painted or None | Steel |  | 1901-01-01 06:00 | [15 empty] | UST Currently In Use: 0; UST Temp Close: 0; AST Currently In Use: 0; AST Temp Closed: 0 | 0 | 0 | 0 | 10589-009-013033 | ROY ROBERTSON
3700 | Permanently Closed | 1993-10-01 06:00 | 1979-01-01 06:00 | 1993-10-01 06:00 | Petroleum | On road diesel | On road diesel |  | Steel | Steel |  | Painted or None | Steel |  | 1901-01-01 06:00 | [15 empty] | UST Currently In Use: 0; UST Temp Close: 0; AST Currently In Use: 2; AST Temp Closed: 0 | 0 | 0 | 2 | 10590-009-001761 | BLOUNTSVILLE TELEPHONE CO
3701 | Permanently Closed | 1993-10-21 06:00 | 1979-01-01 06:00 | 1993-10-01 06:00 | Petroleum | Unleaded gasoline | Unleaded gasoline |  | Steel | Steel |  | Painted or None | Steel |  | 1901-01-01 06:00 | [15 empty] | UST Currently In Use: 0; UST Temp Close: 0; AST Currently In Use: 2; AST Temp Closed: 0 | 0 | 0 | 2 | 10590-009-001761 | BLOUNTSVILLE TELEPHONE CO
3702 | Permanently Closed | 1993-04-19 06:00 | 1978-01-01 06:00 | 1993-04-19 06:00 | Petroleum | Unleaded gasoline | Unleaded gasoline |  | Steel | Steel |  |  | Steel |  | 1901-01-01 06:00 | [15 empty] | UST Currently In Use: 0; UST Temp Close: 0; AST Currently In Use: 0; AST Temp Closed: 0 | 0 | 0 | 1 | 10591-073-000731 | BLUE CIRCLE INC
3703 | Permanently Closed | 1997-03-19 06:00 | 1972-01-01 06:00 | 1997-03-19 06:00 | Petroleum | Unleaded gasoline | Unleaded gasoline |  | Steel | Steel |  | Painted or None | Steel |  | 1901-01-01 06:00 | [15 empty] | UST Currently In Use: 0; UST Temp Close: 0; AST Currently In Use: 2; AST Temp Closed: 0 | 0 | 0 | 2 | 15199-117-002357 | VULCAN CONSTRUCTION MATERIALS, LLC
3704 | Permanently Closed | 1996-04-02 06:00 | 1979-01-01 06:00 | 1996-04-02 06:00 | Petroleum | Used oil | Used oil |  | Steel | Steel |  | Painted or None | Steel |  | 1901-01-01 06:00 | [15 empty] | UST Currently In Use: 0; UST Temp Close: 0; AST Currently In Use: 2; AST Temp Closed: 0 | 0 | 0 | 2 | 15199-117-002357 | VULCAN CONSTRUCTION MATERIALS, LLC
3710 | Permanently Closed | 1901-01-01 06:00 | 1973-01-01 06:00 | 1989-09-29 06:00 | Petroleum | Unleaded gasoline | Unleaded gasoline |  | Steel | Steel | Other, OTHER |  | Steel |  | 1901-01-01 06:00 | [15 empty] | UST Currently In Use: 0; UST Temp Close: 0; AST Currently In Use: 1; AST Temp Closed: 0 | 0 | 0 | 2 | 10593-015-001103 | BLUE MOUNTAIN INDUSTRIES
3711 | Permanently Closed | 1989-08-01 06:00 | 1959-01-01 06:00 | 1989-08-01 06:00 | Petroleum | Other, MNRLSPIRIT | Other |  | Steel | Steel | Other, OTHER |  | Steel |  | 1901-01-01 06:00 | [15 empty] | UST Currently In Use: 0; UST Temp Close: 0; AST Currently In Use: 1; AST Temp Closed: 0 | 0 | 0 | 2 | 10593-015-001103 | BLUE MOUNTAIN INDUSTRIES
3712 | Permanently Closed | 1998-12-22 06:00 | 1970-01-01 06:00 | 2000-03-17 06:00 | Petroleum | Unleaded gasoline | Unleaded gasoline |  | Steel | Steel |  | Painted or None | Steel |  | 1901-01-01 06:00 | [15 empty] | UST Currently In Use: 0; UST Temp Close: 0; AST Currently In Use: 0; AST Temp Closed: 0 | 0 | 0 | 2 | 10594-097-004327 | BLUE RENTS INC
3713 | Permanently Closed | 1998-12-22 06:00 | 1970-01-01 06:00 | 2000-03-17 06:00 | Petroleum | On road diesel | On road diesel |  | Steel | Steel |  | Painted or None | Steel |  | 1901-01-01 06:00 | [15 empty] | UST Currently In Use: 0; UST Temp Close: 0; AST Currently In Use: 0; AST Temp Closed: 0 | 0 | 0 | 2 | 10594-097-004327 | BLUE RENTS INC
3714 | Permanently Closed | 1989-12-12 06:00 | 1966-01-01 06:00 | 1989-12-12 06:00 | Petroleum | Unleaded gasoline | Unleaded gasoline |  | Steel | Steel |  |  | Steel |  | 1901-01-01 06:00 | [15 empty] | UST Currently In Use: 0; UST Temp Close: 0; AST Currently In Use: 0; AST Temp Closed: 0 | 0 | 0 | 5 | 10595-073-012415 | BLUE STAR SERVICES INC
3715 | Permanently Closed | 1998-07-08 06:00 | 1966-01-01 06:00 | 1998-07-08 06:00 | Petroleum | Unleaded gasoline | Unleaded gasoline |  | Steel | Steel | Other, OTHER |  | Steel |  | 1901-01-01 06:00 | [12 empty] | Annual line testing | Annual line testing |  | UST Currently In Use: 0; UST Temp Close: 0; AST Currently In Use: 0; AST Temp Closed: 0 | 0 | 0 | 5 | 10595-073-012415 | BLUE STAR SERVICES INC
3716 | Permanently Closed | 1998-07-08 06:00 | 1966-01-01 06:00 | 1998-07-08 06:00 | Petroleum | Unleaded gasoline | Unleaded gasoline |  | Steel | Steel |  |  | Steel |  | 1901-01-01 06:00 | [12 empty] | Annual line testing | Annual line testing |  | UST Currently In Use: 0; UST Temp Close: 0; AST Currently In Use: 0; AST Temp Closed: 0 | 0 | 0 | 5 | 10595-073-012415 | BLUE STAR SERVICES INC
3717 | Permanently Closed | 1998-07-08 06:00 | 1966-01-01 06:00 | 1998-07-08 06:00 | Petroleum | Unleaded gasoline | Unleaded gasoline |  | Steel | Steel |  |  | Steel |  | 1901-01-01 06:00 | [12 empty] | Annual line testing | Annual line testing |  | UST Currently In Use: 0; UST Temp Close: 0; AST Currently In Use: 0; AST Temp Closed: 0 | 0 | 0 | 5 | 10595-073-012415 | BLUE STAR SERVICES INC
3718 | Permanently Closed | 1990-04-23 06:00 | 1966-01-01 06:00 | 1990-04-23 06:00 | Petroleum | Used oil | Used oil |  | Steel | Steel |  |  | Steel |  | 1901-01-01 06:00 | [15 empty] | UST Currently In Use: 0; UST Temp Close: 0; AST Currently In Use: 0; AST Temp Closed: 0 | 0 | 0 | 5 | 10595-073-012415 | BLUE STAR SERVICES INC
3720 | Permanently Closed | 1990-12-01 06:00 | 1977-01-01 06:00 | 1990-12-01 06:00 | Petroleum | On road diesel | On road diesel |  | Steel | Steel |  | Painted or None | Steel |  | 1901-01-01 06:00 | [15 empty] | UST Currently In Use: 0; UST Temp Close: 0; AST Currently In Use: 1; AST Temp Closed: 0 | 0 | 0 | 1 | 10597-079-011221 | BLYTHE COTTON
3721 | Permanently Closed | 1996-09-02 06:00 | 1975-01-01 06:00 | 1996-09-18 06:00 | Petroleum | Unleaded gasoline | Unleaded gasoline |  | Steel | Steel |  | Painted or None | Steel |  | 1901-01-01 06:00 | [15 empty] | UST Currently In Use: 0; UST Temp Close: 0; AST Currently In Use: 0; AST Temp Closed: 0 | 0 | 0 | 4 | 10598-013-005870 | BOAN CONTRACTING CO INC
3722 | Permanently Closed | 1996-09-02 06:00 | 1975-01-01 06:00 | 1996-09-18 06:00 | Petroleum | Unleaded gasoline | Unleaded gasoline |  | Steel | Steel |  | Painted or None | Steel |  | 1901-01-01 06:00 | [15 empty] | UST Currently In Use: 0; UST Temp Close: 0; AST Currently In Use: 0; AST Temp Closed: 0 | 0 | 0 | 4 | 10598-013-005870 | BOAN CONTRACTING CO INC
3723 | Permanently Closed | 1996-09-02 06:00 | 1975-01-01 06:00 | 1996-09-18 06:00 | Petroleum | On road diesel | On road diesel |  | Steel | Steel |  | Painted or None | Steel |  | 1901-01-01 06:00 | [15 empty] | UST Currently In Use: 0; UST Temp Close: 0; AST Currently In Use: 0; AST Temp Closed: 0 | 0 | 0 | 4 | 10598-013-005870 | BOAN CONTRACTING CO INC
3724 | Permanently Closed | 1996-09-02 06:00 | 1975-01-01 06:00 | 1996-09-18 06:00 | Petroleum | On road diesel | On road diesel |  | Steel | Steel |  | Painted or None | Steel |  | 1901-01-01 06:00 | [15 empty] | UST Currently In Use: 0; UST Temp Close: 0; AST Currently In Use: 0; AST Temp Closed: 0 | 0 | 0 | 4 | 10598-013-005870 | BOAN CONTRACTING CO INC
3725 | Permanently Closed | 1999-09-29 06:00 | 1969-01-01 06:00 | 1999-09-29 06:00 | Petroleum | Used oil | Used oil | Local government | Steel | Steel |  |  |  |  | 1901-01-01 06:00 |  | Other, EXEMPT | Other, EXEMPT | Other | [11 empty] | UST Currently In Use: 0; UST Temp Close: 0; AST Currently In Use: 0; AST Temp Closed: 0 | 0 | 0 | 4 | 10599-097-001663 | BOARD OF SCHOOL COMMISSIONERS
3726 | Permanently Closed | 1993-12-15 06:00 | 1974-01-01 06:00 | 1993-12-15 06:00 | Petroleum | Unleaded gasoline | Unleaded gasoline | Local government | Steel | Steel |  | Painted or None |  |  | 1901-01-01 06:00 | [15 empty] | UST Currently In Use: 4; UST Temp Close: 2; AST Currently In Use: 0; AST Temp Closed: 0 | 4 | 2 | 7 | 10599-097-001664 | BOARD OF SCHOOL COMMISSIONERS
3727 | Permanently Closed | 1993-12-15 06:00 | 1974-01-01 06:00 | 1993-12-15 06:00 | Petroleum | Unleaded gasoline | Unleaded gasoline | Local government | Steel | Steel |  | Painted or None |  |  | 1901-01-01 06:00 | [15 empty] | UST Currently In Use: 4; UST Temp Close: 2; AST Currently In Use: 0; AST Temp Closed: 0 | 4 | 2 | 7 | 10599-097-001664 | BOARD OF SCHOOL COMMISSIONERS
3728 | Permanently Closed | 1993-12-15 06:00 | 1974-01-01 06:00 | 1993-12-15 06:00 | Petroleum | On road diesel | On road diesel | Local government | Steel | Steel |  | Painted or None |  |  | 1901-01-01 06:00 | [15 empty] | UST Currently In Use: 4; UST Temp Close: 2; AST Currently In Use: 0; AST Temp Closed: 0 | 4 | 2 | 7 | 10599-097-001664 | BOARD OF SCHOOL COMMISSIONERS
3729 | Permanently Closed | 1993-12-15 06:00 | 1974-01-01 06:00 | 1993-12-15 06:00 | Petroleum | Unleaded gasoline | Unleaded gasoline | Local government | Steel | Steel |  | Painted or None |  |  | 1901-01-01 06:00 | [15 empty] | UST Currently In Use: 4; UST Temp Close: 2; AST Currently In Use: 0; AST Temp Closed: 0 | 4 | 2 | 7 | 10599-097-001664 | BOARD OF SCHOOL COMMISSIONERS
3730 | Permanently Closed | 1993-12-15 06:00 | 1974-01-01 06:00 | 1993-12-15 06:00 | Petroleum | On road diesel | On road diesel | Local government | Steel | Steel |  | Painted or None |  |  | 1901-01-01 06:00 | [15 empty] | UST Currently In Use: 4; UST Temp Close: 2; AST Currently In Use: 0; AST Temp Closed: 0 | 4 | 2 | 7 | 10599-097-001664 | BOARD OF SCHOOL COMMISSIONERS
3731 | Permanently Closed | 2011-01-11 06:00 | 1959-01-01 06:00 | 1993-12-15 06:00 | Petroleum | Other, EMPTY | Other | Local government | Steel | Steel |  |  |  |  | 1901-01-01 06:00 | [15 empty] | UST Currently In Use: 4; UST Temp Close: 2; AST Currently In Use: 0; AST Temp Closed: 0 | 4 | 2 | 7 | 10599-097-001664 | BOARD OF SCHOOL COMMISSIONERS
3732 | Permanently Closed | 2011-01-11 06:00 | 1959-01-01 06:00 | 1993-12-15 06:00 | Petroleum | Other, EMPTY | Other | Local government | Steel | Steel |  |  |  |  | 1901-01-01 06:00 | [15 empty] | UST Currently In Use: 4; UST Temp Close: 2; AST Currently In Use: 0; AST Temp Closed: 0 | 4 | 2 | 7 | 10599-097-001664 | BOARD OF SCHOOL COMMISSIONERS
3733 | Permanently Closed | 2000-03-28 06:00 | 1982-01-01 06:00 | 2000-03-28 06:00 | Petroleum | On road diesel | On road diesel | Emergency Power Generator, Local Government | [6 empty] | 1901-01-01 06:00 | [15 empty] | UST Currently In Use: 0; UST Temp Close: 0; AST Currently In Use: 0; AST Temp Closed: 0 | 0 | 0 | 1 | 10599-097-003636 | BOARD OF SCHOOL COMMISSIONERS
3734 | Permanently Closed | 2000-03-22 06:00 | 1979-01-01 06:00 | 2000-03-22 06:00 | Petroleum | On road diesel | On road diesel | Emergency Power Generator, Local Government | [6 empty] | 1901-01-01 06:00 | [15 empty] | UST Currently In Use: 0; UST Temp Close: 0; AST Currently In Use: 0; AST Temp Closed: 0 | 0 | 0 | 1 | 10599-097-003637 | BOARD OF SCHOOL COMMISSIONERS
3735 | Permanently Closed | 2000-03-29 06:00 | 1974-01-01 06:00 | 2000-03-29 06:00 | Petroleum | On road diesel | On road diesel | Local government | Steel | Steel |  |  |  |  | 1901-01-01 06:00 | [15 empty] | UST Currently In Use: 0; UST Temp Close: 0; AST Currently In Use: 0; AST Temp Closed: 0 | 0 | 0 | 1 | 10599-097-003638 | BOARD OF SCHOOL COMMISSIONERS
3736 | Permanently Closed | 2000-03-24 06:00 | 1983-01-01 06:00 | 2000-03-24 06:00 | Petroleum | On road diesel | On road diesel | Emergency Power Generator, Local Government | [6 empty] | 1901-01-01 06:00 | [15 empty] | UST Currently In Use: 0; UST Temp Close: 0; AST Currently In Use: 0; AST Temp Closed: 0 | 0 | 0 | 1 | 10599-097-003639 | BOARD OF SCHOOL COMMISSIONERS
3737 | Permanently Closed | 2000-03-23 06:00 | 1981-01-01 06:00 | 2000-03-23 06:00 | Petroleum | On road diesel | On road diesel | Emergency Power Generator, Local Government | [6 empty] | 1901-01-01 06:00 | [15 empty] | UST Currently In Use: 0; UST Temp Close: 0; AST Currently In Use: 0; AST Temp Closed: 0 | 0 | 0 | 1 | 10599-097-003640 | BOARD OF SCHOOL COMMISSIONERS
3738 | Permanently Closed | 1996-09-01 06:00 | 1979-01-01 06:00 | 1996-09-01 06:00 | Petroleum | On road diesel | On road diesel | Emergency Power Generator, Local Government | [6 empty] | 1901-01-01 06:00 | [15 empty] | UST Currently In Use: 0; UST Temp Close: 0; AST Currently In Use: 0; AST Temp Closed: 0 | 0 | 0 | 1 | 10599-097-003642 | BOARD OF SCHOOL COMMISSIONERS
3739 | Permanently Closed | 2000-03-27 06:00 | 1982-01-01 06:00 | 2000-03-27 06:00 | Petroleum | On road diesel | On road diesel | Emergency Power Generator, Local Government | [6 empty] | 1901-01-01 06:00 | [15 empty] | UST Currently In Use: 0; UST Temp Close: 0; AST Currently In Use: 0; AST Temp Closed: 0 | 0 | 0 | 1 | 10599-097-003641 | BOARD OF SCHOOL COMMISSIONERS
3741 | Permanently Closed | 1993-01-01 06:00 | 1978-01-01 06:00 | 1996-02-01 06:00 | Petroleum | Unleaded gasoline | Unleaded gasoline |  | Steel | Steel |  | Painted or None | Steel |  | 1901-01-01 06:00 | [15 empty] | UST Currently In Use: 0; UST Temp Close: 0; AST Currently In Use: 0; AST Temp Closed: 0 | 0 | 0 | 3 | 10602-125-000904 | BOB ANDERSON
3742 | Permanently Closed | 1993-01-01 06:00 | 1978-01-01 06:00 | 1996-02-01 06:00 | Petroleum | Unleaded gasoline | Unleaded gasoline |  | Steel | Steel |  | Painted or None | Steel |  | 1901-01-01 06:00 | [15 empty] | UST Currently In Use: 0; UST Temp Close: 0; AST Currently In Use: 0; AST Temp Closed: 0 | 0 | 0 | 3 | 10602-125-000904 | BOB ANDERSON
3743 | Permanently Closed | 1993-01-01 06:00 | 1978-01-01 06:00 | 1996-02-01 06:00 | Petroleum | Unleaded gasoline | Unleaded gasoline |  | Steel | Steel |  | Painted or None | Steel |  | 1901-01-01 06:00 | [15 empty] | UST Currently In Use: 0; UST Temp Close: 0; AST Currently In Use: 0; AST Temp Closed: 0 | 0 | 0 | 3 | 10602-125-000904 | BOB ANDERSON
3744 | Cannot Locate or abandoned | 1993-01-01 06:00 | 1971-01-01 06:00 |  | Petroleum | Unleaded gasoline | Unleaded gasoline |  | Steel | Steel |  |  |  |  | 1901-01-01 06:00 | [15 empty] | UST Currently In Use: 0; UST Temp Close: 0; AST Currently In Use: 0; AST Temp Closed: 0 | 0 | 0 | 0 | 10603-085-013257 | BOB DICKSON
3745 | Cannot Locate or abandoned | 1993-01-01 06:00 | 1971-01-01 06:00 |  | Petroleum | Unleaded gasoline | Unleaded gasoline |  | Steel | Steel |  |  |  |  | 1901-01-01 06:00 | [15 empty] | UST Currently In Use: 0; UST Temp Close: 0; AST Currently In Use: 0; AST Temp Closed: 0 | 0 | 0 | 0 | 10603-085-013257 | BOB DICKSON
3746 | Cannot Locate or abandoned | 1993-01-01 06:00 | 1971-01-01 06:00 |  | Petroleum | Unleaded gasoline | Unleaded gasoline |  | Steel | Steel |  |  |  |  | 1901-01-01 06:00 | [15 empty] | UST Currently In Use: 0; UST Temp Close: 0; AST Currently In Use: 0; AST Temp Closed: 0 | 0 | 0 | 0 | 10603-085-013257 | BOB DICKSON
3747 | Permanently Closed | 2004-01-01 06:00 | 1986-01-01 06:00 | 2004-07-23 06:00 | Petroleum | Unleaded gasoline | Unleaded gasoline | Retail | Steel | Steel | Coated & cathodic protection (sti-P3) |  | Fiberglass reinforced plastic |  | 1901-01-01 06:00 |  | Catchment Basin, Single walled catchment basin | Automatic shutoff device At 95% full | Automatic shutoff device At 95% full |  |  | Statistical Inventory Reconciliation (SIR) | [5 empty] | Annual line testing, Statistical inventory reconciliation (SIR) | Statistical inventory reconciliation (SIR) |  | UST Currently In Use: 0; UST Temp Close: 0; AST Currently In Use: 0; AST Temp Closed: 0 | 0 | 0 | 3 | 10604-003-013241 | BOB HAYES
3748 | Permanently Closed | 2004-01-01 06:00 | 1986-01-01 06:00 | 2004-07-23 06:00 | Petroleum | Mid-grade gasoline | Mid-grade gasoline | Retail | Steel | Steel | Coated & cathodic protection (sti-P3) |  | Fiberglass reinforced plastic |  | 1901-01-01 06:00 |  | Catchment Basin, Single walled catchment basin | Automatic shutoff device At 95% full | Automatic shutoff device At 95% full |  |  | Statistical Inventory Reconciliation (SIR) | [5 empty] | Annual line testing, Statistical inventory reconciliation (SIR) | Statistical inventory reconciliation (SIR) |  | UST Currently In Use: 0; UST Temp Close: 0; AST Currently In Use: 0; AST Temp Closed: 0 | 0 | 0 | 3 | 10604-003-013241 | BOB HAYES
3749 | Permanently Closed | 2004-01-01 06:00 | 1986-01-01 06:00 | 2004-07-23 06:00 | Petroleum | Premium gasoline | Premium gasoline | Retail | Steel | Steel | Coated & cathodic protection (sti-P3) |  | Fiberglass reinforced plastic |  | 1901-01-01 06:00 |  | Catchment Basin, Single walled catchment basin | Automatic shutoff device At 95% full | Automatic shutoff device At 95% full |  |  | Statistical Inventory Reconciliation (SIR) | [5 empty] | Annual line testing, Statistical inventory reconciliation (SIR) | Statistical inventory reconciliation (SIR) |  | UST Currently In Use: 0; UST Temp Close: 0; AST Currently In Use: 0; AST Temp Closed: 0 | 0 | 0 | 3 | 10604-003-013241 | BOB HAYES
3750 | Permanently Closed | 1991-11-11 06:00 | 1982-01-01 06:00 | 1991-11-11 06:00 | Petroleum | Unleaded gasoline | Unleaded gasoline |  | Steel | Steel |  | Painted or None | Steel |  | 1901-01-01 06:00 | [15 empty] | UST Currently In Use: 0; UST Temp Close: 0; AST Currently In Use: 0; AST Temp Closed: 0 | 0 | 0 | 1 | 10605-095-009650 | BOB HEMBREE MOTOR CO INC
3751 | Permanently Closed | 1901-01-01 06:00 | 1969-01-01 06:00 | 1988-01-01 06:00 | Petroleum | Used oil | Used oil |  | Steel | Steel |  | Painted or None | Steel |  | 1901-01-01 06:00 | [15 empty] | UST Currently In Use: 0; UST Temp Close: 0; AST Currently In Use: 0; AST Temp Closed: 0 | 0 | 0 | 1 | 10607-003-000563 | BOB WHITE ROBERT E
3752 | Cannot Locate or abandoned |  | 1968-01-01 06:00 |  | Petroleum | Unleaded gasoline | Unleaded gasoline |  | Steel | Steel |  | Painted or None | Steel |  | 1901-01-01 06:00 | [15 empty] | UST Currently In Use: 0; UST Temp Close: 0; AST Currently In Use: 0; AST Temp Closed: 0 | 0 | 0 | 0 | 19019-023-004757 | BRENDA HOLDER
3753 | Cannot Locate or abandoned |  | 1968-01-01 06:00 |  | Petroleum | Unleaded gasoline | Unleaded gasoline |  | Steel | Steel |  | Painted or None | Steel |  | 1901-01-01 06:00 | [15 empty] | UST Currently In Use: 0; UST Temp Close: 0; AST Currently In Use: 0; AST Temp Closed: 0 | 0 | 0 | 0 | 19019-023-004757 | BRENDA HOLDER
3755 | Cannot Locate or abandoned |  | 1964-01-01 06:00 |  | Petroleum | Unleaded gasoline | Unleaded gasoline | Retail | Steel | Steel |  |  | Steel |  | 1901-01-01 06:00 | [15 empty] | UST Currently In Use: 0; UST Temp Close: 0; AST Currently In Use: 0; AST Temp Closed: 0 | 0 | 0 | 0 | 19020-031-000502 | LARRY CAULEY
3756 | Cannot Locate or abandoned |  | 1983-01-01 06:00 |  | Petroleum | On road diesel | On road diesel | Retail | Steel | Steel |  |  | Steel |  | 1901-01-01 06:00 | [15 empty] | UST Currently In Use: 0; UST Temp Close: 0; AST Currently In Use: 0; AST Temp Closed: 0 | 0 | 0 | 0 | 19020-031-000502 | LARRY CAULEY
3757 | Retired | 1983-02-01 06:00 | 1964-01-01 06:00 |  | Petroleum | Unleaded gasoline | Unleaded gasoline |  | Steel | Steel |  |  | Steel |  | 1901-01-01 06:00 | [15 empty] | UST Currently In Use: 0; UST Temp Close: 0; AST Currently In Use: 0; AST Temp Closed: 0 | 0 | 0 | 0 | 19020-031-000502 | LARRY CAULEY
3758 | Permanently Closed | 1995-10-22 06:00 | 1972-01-01 06:00 | 1997-10-22 06:00 | Petroleum | Unleaded gasoline | Unleaded gasoline |  | Steel | Steel |  | Painted or None | Steel |  | 1901-01-01 06:00 | [6 empty] | Statistical Inventory Reconciliation (SIR) | [8 empty] | UST Currently In Use: 4; UST Temp Close: 0; AST Currently In Use: 0; AST Temp Closed: 0 | 4 | 0 | 4 | 10611-035-005922 | BOBBY EDGAR
3759 | Permanently Closed | 1995-10-22 06:00 | 1972-01-01 06:00 | 1997-10-22 06:00 | Petroleum | Unleaded gasoline | Unleaded gasoline |  | Steel | Steel |  | Painted or None | Steel |  | 1901-01-01 06:00 | [6 empty] | Statistical Inventory Reconciliation (SIR) | [8 empty] | UST Currently In Use: 4; UST Temp Close: 0; AST Currently In Use: 0; AST Temp Closed: 0 | 4 | 0 | 4 | 10611-035-005922 | BOBBY EDGAR
3760 | Permanently Closed | 1995-10-22 06:00 | 1975-01-01 06:00 | 1997-10-22 06:00 | Petroleum | Unleaded gasoline | Unleaded gasoline |  | Steel | Steel |  | Painted or None | Steel |  | 1901-01-01 06:00 | [6 empty] | Statistical Inventory Reconciliation (SIR) | [8 empty] | UST Currently In Use: 4; UST Temp Close: 0; AST Currently In Use: 0; AST Temp Closed: 0 | 4 | 0 | 4 | 10611-035-005922 | BOBBY EDGAR
3761 | Permanently Closed | 1995-10-22 06:00 | 1975-01-01 06:00 | 1997-10-22 06:00 | Petroleum | On road diesel | On road diesel |  | Steel | Steel |  | Painted or None | Steel |  | 1901-01-01 06:00 | [6 empty] | Statistical Inventory Reconciliation (SIR) | [8 empty] | UST Currently In Use: 4; UST Temp Close: 0; AST Currently In Use: 0; AST Temp Closed: 0 | 4 | 0 | 4 | 10611-035-005922 | BOBBY EDGAR
3762 | Permanently Closed | 2005-05-25 06:00 | 1988-11-01 06:00 | 2005-11-07 06:00 | Petroleum | Unleaded gasoline | Unleaded gasoline | Retail | Steel | Steel | Coated & cathodic protection (sti-P3) |  | Fiberglass reinforced plastic |  | 1901-01-01 06:00 |  | Catchment Basin, Single walled catchment basin | Automatic shutoff device At 95% full, Flow Rest 90% Full | Flow Rest 90% Full |  |  | Statistical Inventory Reconciliation (SIR) | [5 empty] | Statistical inventory reconciliation (SIR) | Statistical inventory reconciliation (SIR) |  | UST Currently In Use: 0; UST Temp Close: 0; AST Currently In Use: 0; AST Temp Closed: 0 | 0 | 0 | 4 | 21986-003-013280 | THE LANDING LLC
3763 | Permanently Closed | 2005-05-25 06:00 | 1988-11-01 06:00 | 2005-11-07 06:00 | Petroleum | Premium gasoline | Premium gasoline | Retail | Steel | Steel | Coated & cathodic protection (sti-P3) |  | Fiberglass reinforced plastic |  | 1901-01-01 06:00 |  | Catchment Basin, Single walled catchment basin | Automatic shutoff device At 95% full, Flow Rest 90% Full | Flow Rest 90% Full |  |  | Statistical Inventory Reconciliation (SIR) | [5 empty] | Statistical inventory reconciliation (SIR) | Statistical inventory reconciliation (SIR) |  | UST Currently In Use: 0; UST Temp Close: 0; AST Currently In Use: 0; AST Temp Closed: 0 | 0 | 0 | 4 | 21986-003-013280 | THE LANDING LLC
3764 | Permanently Closed | 2005-05-25 06:00 | 1988-11-01 06:00 | 2005-11-07 06:00 | Petroleum | Mid-grade gasoline | Mid-grade gasoline | Retail | Steel | Steel | Coated & cathodic protection (sti-P3) |  | Fiberglass reinforced plastic |  | 1901-01-01 06:00 |  | Catchment Basin, Single walled catchment basin | Automatic shutoff device At 95% full, Flow Rest 90% Full | Flow Rest 90% Full |  |  | Statistical Inventory Reconciliation (SIR) | [5 empty] | Statistical inventory reconciliation (SIR) | Statistical inventory reconciliation (SIR) |  | UST Currently In Use: 0; UST Temp Close: 0; AST Currently In Use: 0; AST Temp Closed: 0 | 0 | 0 | 4 | 21986-003-013280 | THE LANDING LLC
3767 | Permanently Closed | 1977-01-01 06:00 | 1971-01-01 06:00 |  | Petroleum | Unleaded gasoline | Unleaded gasoline |  | Steel | Steel | Interior lined (not allowed as a standalone method of corrosion protection) | Painted or None | Steel |  | 1901-01-01 06:00 | [15 empty] | UST Currently In Use: 0; UST Temp Close: 0; AST Currently In Use: 0; AST Temp Closed: 0 | 0 | 0 | 1 | 10613-009-010117 | BOBBY M COPELAND
3768 | Permanently Closed | 1901-01-01 06:00 | 1963-01-01 06:00 | 1988-06-06 06:00 | Petroleum | Unleaded gasoline | Unleaded gasoline |  | Steel | Steel |  | Painted or None | Steel |  | 1901-01-01 06:00 | [15 empty] | UST Currently In Use: 0; UST Temp Close: 0; AST Currently In Use: 0; AST Temp Closed: 0 | 0 | 0 | 2 | 10613-009-010119 | BOBBY M COPELAND
3769 | Permanently Closed | 1901-01-01 06:00 | 1963-01-01 06:00 | 1988-06-06 06:00 | Petroleum | Unleaded gasoline | Unleaded gasoline |  | Steel | Steel |  | Painted or None | Steel |  | 1901-01-01 06:00 | [15 empty] | UST Currently In Use: 0; UST Temp Close: 0; AST Currently In Use: 0; AST Temp Closed: 0 | 0 | 0 | 2 | 10613-009-010119 | BOBBY M COPELAND
3770 | Permanently Closed | 1901-01-01 06:00 | 1955-01-01 06:00 | 1988-09-01 06:00 | Petroleum | Unleaded gasoline | Unleaded gasoline |  | Steel | Steel |  | Painted or None | Steel |  | 1901-01-01 06:00 | [15 empty] | UST Currently In Use: 0; UST Temp Close: 0; AST Currently In Use: 0; AST Temp Closed: 0 | 0 | 0 | 4 | 10613-095-010118 | BOBBY M COPELAND
3771 | Permanently Closed | 1901-01-01 06:00 | 1955-01-01 06:00 | 1988-09-01 06:00 | Petroleum | Unleaded gasoline | Unleaded gasoline |  | Steel | Steel |  | Painted or None | Steel |  | 1901-01-01 06:00 | [15 empty] | UST Currently In Use: 0; UST Temp Close: 0; AST Currently In Use: 0; AST Temp Closed: 0 | 0 | 0 | 4 | 10613-095-010118 | BOBBY M COPELAND
3772 | Permanently Closed | 1901-01-01 06:00 | 1955-01-01 06:00 | 1988-09-01 06:00 | Petroleum | Unleaded gasoline | Unleaded gasoline |  | Steel | Steel |  | Painted or None | Steel |  | 1901-01-01 06:00 | [15 empty] | UST Currently In Use: 0; UST Temp Close: 0; AST Currently In Use: 0; AST Temp Closed: 0 | 0 | 0 | 4 | 10613-095-010118 | BOBBY M COPELAND
3773 | Permanently Closed | 1901-01-01 06:00 | 1975-01-01 06:00 | 1988-09-01 06:00 | Petroleum | Unleaded gasoline | Unleaded gasoline |  | Steel | Steel |  | Painted or None | Steel |  | 1901-01-01 06:00 | [15 empty] | UST Currently In Use: 0; UST Temp Close: 0; AST Currently In Use: 0; AST Temp Closed: 0 | 0 | 0 | 4 | 10613-095-010118 | BOBBY M COPELAND
3778 | Permanently Closed | 1989-11-18 06:00 | 1973-01-01 06:00 | 1989-11-18 06:00 | Petroleum | Unleaded gasoline | Unleaded gasoline |  | Steel | Steel |  | Painted or None | Steel |  | 1901-01-01 06:00 | [15 empty] | UST Currently In Use: 0; UST Temp Close: 0; AST Currently In Use: 0; AST Temp Closed: 0 | 0 | 0 | 3 | 10615-055-001943 | BOBBY RAMEY
3779 | Permanently Closed | 1989-11-18 06:00 | 1964-01-01 06:00 | 1989-11-18 06:00 | Petroleum | Unleaded gasoline | Unleaded gasoline |  | Steel | Steel |  | Painted or None | Steel |  | 1901-01-01 06:00 | [15 empty] | UST Currently In Use: 0; UST Temp Close: 0; AST Currently In Use: 0; AST Temp Closed: 0 | 0 | 0 | 3 | 10615-055-001943 | BOBBY RAMEY
3780 | Permanently Closed | 1989-11-18 06:00 | 1964-01-01 06:00 | 1989-11-18 06:00 | Petroleum | Unleaded gasoline | Unleaded gasoline |  | Steel | Steel |  | Painted or None | Steel |  | 1901-01-01 06:00 | [15 empty] | UST Currently In Use: 0; UST Temp Close: 0; AST Currently In Use: 0; AST Temp Closed: 0 | 0 | 0 | 3 | 10615-055-001943 | BOBBY RAMEY
3781 | Permanently Closed | 1991-08-30 06:00 | 1954-01-01 06:00 | 1991-08-30 06:00 | Petroleum | Unleaded gasoline | Unleaded gasoline |  | Steel | Steel |  |  |  |  | 1901-01-01 06:00 | [15 empty] | UST Currently In Use: 0; UST Temp Close: 0; AST Currently In Use: 0; AST Temp Closed: 0 | 0 | 0 | 3 | 10616-073-001608 | BOBBY ST JOHN
3782 | Permanently Closed | 1991-08-31 06:00 | 1954-01-01 06:00 | 1991-08-31 06:00 | Petroleum | Unleaded gasoline | Unleaded gasoline |  | Steel | Steel |  |  |  |  | 1901-01-01 06:00 | [15 empty] | UST Currently In Use: 0; UST Temp Close: 0; AST Currently In Use: 0; AST Temp Closed: 0 | 0 | 0 | 3 | 10616-073-001608 | BOBBY ST JOHN
3783 | Permanently Closed | 1991-08-31 06:00 | 1954-01-01 06:00 | 1991-08-31 06:00 | Petroleum | Unleaded gasoline | Unleaded gasoline |  | Steel | Steel |  |  |  |  | 1901-01-01 06:00 | [15 empty] | UST Currently In Use: 0; UST Temp Close: 0; AST Currently In Use: 0; AST Temp Closed: 0 | 0 | 0 | 3 | 10616-073-001608 | BOBBY ST JOHN
3784 | Permanently Closed | 1901-01-01 06:00 | 1971-01-01 06:00 | 1988-11-15 06:00 | Petroleum | Unleaded gasoline | Unleaded gasoline |  | Steel | Steel |  | Painted or None | Steel |  | 1901-01-01 06:00 | [15 empty] | UST Currently In Use: 0; UST Temp Close: 0; AST Currently In Use: 0; AST Temp Closed: 0 | 0 | 0 | 4 | 10617-127-009453 | BOBBY SULLIVAN
3785 | Permanently Closed | 1901-01-01 06:00 | 1971-01-01 06:00 | 1988-11-15 06:00 | Petroleum | Unleaded gasoline | Unleaded gasoline |  | Steel | Steel |  | Painted or None | Steel |  | 1901-01-01 06:00 | [15 empty] | UST Currently In Use: 0; UST Temp Close: 0; AST Currently In Use: 0; AST Temp Closed: 0 | 0 | 0 | 4 | 10617-127-009453 | BOBBY SULLIVAN
3786 | Permanently Closed | 1901-01-01 06:00 | 1971-01-01 06:00 | 1988-11-15 06:00 | Petroleum | Unleaded gasoline | Unleaded gasoline |  | Steel | Steel |  | Painted or None | Steel |  | 1901-01-01 06:00 | [15 empty] | UST Currently In Use: 0; UST Temp Close: 0; AST Currently In Use: 0; AST Temp Closed: 0 | 0 | 0 | 4 | 10617-127-009453 | BOBBY SULLIVAN
3787 | Permanently Closed | 1901-01-01 06:00 | 1971-01-01 06:00 | 1988-11-15 06:00 | Petroleum | Unleaded gasoline | Unleaded gasoline |  | Steel | Steel |  | Painted or None | Steel |  | 1901-01-01 06:00 | [15 empty] | UST Currently In Use: 0; UST Temp Close: 0; AST Currently In Use: 0; AST Temp Closed: 0 | 0 | 0 | 4 | 10617-127-009453 | BOBBY SULLIVAN
3788 | Cannot Locate or abandoned | 1989-01-01 06:00 | 1974-01-01 06:00 |  | Petroleum | Unleaded gasoline | Unleaded gasoline |  | Steel | Steel |  | Painted or None | Steel |  | 1901-01-01 06:00 | [15 empty] | UST Currently In Use: 0; UST Temp Close: 0; AST Currently In Use: 0; AST Temp Closed: 0 | 0 | 0 | 1 | 10618-069-000997 | BOBS FEED MILLS INC
3789 | Cannot Locate or abandoned | 1989-01-01 06:00 | 1966-01-01 06:00 |  | Petroleum | Unleaded gasoline | Unleaded gasoline |  | Steel | Steel |  | Painted or None | Steel |  | 1901-01-01 06:00 | [15 empty] | UST Currently In Use: 0; UST Temp Close: 0; AST Currently In Use: 0; AST Temp Closed: 0 | 0 | 0 | 1 | 10618-069-000997 | BOBS FEED MILLS INC
3790 | Permanently Closed | 1976-10-01 06:00 | 1964-01-01 06:00 | 1992-07-27 06:00 | Petroleum | Other, OTHER | Other |  | Steel | Steel |  | Painted or None | Steel |  | 1901-01-01 06:00 | [15 empty] | UST Currently In Use: 0; UST Temp Close: 0; AST Currently In Use: 0; AST Temp Closed: 0 | 0 | 0 | 1 | 10618-069-000997 | BOBS FEED MILLS INC
3791 | Permanently Closed | 1998-09-30 06:00 | 1982-01-01 06:00 | 1999-03-03 06:00 | Petroleum | Unleaded gasoline | Unleaded gasoline |  | Steel | Steel | Coated & cathodic protection (sti-P3) |  | Fiberglass reinforced plastic, Steel |  | 1901-01-01 06:00 | [15 empty] | UST Currently In Use: 0; UST Temp Close: 0; AST Currently In Use: 0; AST Temp Closed: 0 | 0 | 0 | 2 | 10619-095-011957 | BODINE SERVICE STATION
3792 | Permanently Closed | 1998-09-30 06:00 | 1982-01-01 06:00 | 1999-03-03 06:00 | Petroleum | Unleaded gasoline | Unleaded gasoline |  | Steel | Steel | Coated & cathodic protection (sti-P3) |  | Fiberglass reinforced plastic, Steel |  | 1901-01-01 06:00 | [15 empty] | UST Currently In Use: 0; UST Temp Close: 0; AST Currently In Use: 0; AST Temp Closed: 0 | 0 | 0 | 2 | 10619-095-011957 | BODINE SERVICE STATION
3793 | Permanently Closed | 1997-07-23 06:00 | 1981-01-01 06:00 | 1997-07-23 06:00 | Petroleum | On road diesel | On road diesel | Emergency power generator | Fiberglass reinforced plastic | Fiberglass reinforced plastic |  |  |  |  | 1901-01-01 06:00 | Field installed cathodic protection | [14 empty] | UST Currently In Use: 0; UST Temp Close: 0; AST Currently In Use: 0; AST Temp Closed: 0 | 0 | 0 | 1 | 10620-089-000019 | BOEING AEROSPACE CO
3794 | Permanently Closed | 1901-01-01 06:00 | 1976-01-01 06:00 | 1988-12-15 06:00 | Petroleum | Unleaded gasoline | Unleaded gasoline |  | Fiberglass reinforced plastic | Fiberglass reinforced plastic |  |  | Steel |  | 1901-01-01 06:00 | [15 empty] | UST Currently In Use: 0; UST Temp Close: 0; AST Currently In Use: 5; AST Temp Closed: 0 | 0 | 0 | 4 | 22155-025-001652 | BOISE WHITE PAPER LLC
3795 | Permanently Closed | 1901-01-01 06:00 | 1976-01-01 06:00 | 1988-12-15 06:00 | Petroleum | Unleaded gasoline | Unleaded gasoline |  | Steel | Steel |  | Painted or None | Steel |  | 1901-01-01 06:00 | [15 empty] | UST Currently In Use: 0; UST Temp Close: 0; AST Currently In Use: 5; AST Temp Closed: 0 | 0 | 0 | 4 | 22155-025-001652 | BOISE WHITE PAPER LLC
3796 | Permanently Closed | 1901-01-01 06:00 | 1982-01-01 06:00 | 1988-12-15 06:00 | Petroleum | Unleaded gasoline | Unleaded gasoline |  | Steel | Steel |  | Painted or None | Steel |  | 1901-01-01 06:00 | [15 empty] | UST Currently In Use: 0; UST Temp Close: 0; AST Currently In Use: 5; AST Temp Closed: 0 | 0 | 0 | 4 | 22155-025-001652 | BOISE WHITE PAPER LLC
3797 | Permanently Closed | 1901-01-01 06:00 | 1976-01-01 06:00 | 1988-12-15 06:00 | Petroleum | Unleaded gasoline | Unleaded gasoline |  | Steel | Steel |  | Painted or None | Steel |  | 1901-01-01 06:00 | [15 empty] | UST Currently In Use: 0; UST Temp Close: 0; AST Currently In Use: 5; AST Temp Closed: 0 | 0 | 0 | 4 | 22155-025-001652 | BOISE WHITE PAPER LLC
3798 | Permanently Closed | 2007-06-12 06:00 | 1993-01-01 06:00 | 2017-06-30 06:00 | Petroleum | Unleaded gasoline | Unleaded gasoline | Retail | Steel | Steel | Coated & cathodic protection (sti-P3), STIP3 |  | Fiberglass reinforced plastic |  |  |  | Catchment Basin, Single walled catchment basin | Audible high level alarm At 90% full, Flow Rest 90% Full | Flow Rest 90% Full |  |  | Automatic Tank Gauge | [8 empty] | UST Currently In Use: 0; UST Temp Close: 0; AST Currently In Use: 0; AST Temp Closed: 0 | 0 | 0 | 4 | 21330-003-008822 | MARK MELTON
3799 | Permanently Closed | 2007-06-12 06:00 | 1993-01-01 06:00 | 2017-06-30 06:00 | Petroleum | Premium gasoline | Premium gasoline | Retail | Steel | Steel | Coated & cathodic protection (sti-P3) |  | Fiberglass reinforced plastic |  |  |  | Catchment Basin, Single walled catchment basin | Audible high level alarm At 90% full, Flow Rest 90% Full | Flow Rest 90% Full |  |  | Statistical Inventory Reconciliation (SIR) | [8 empty] | UST Currently In Use: 0; UST Temp Close: 0; AST Currently In Use: 0; AST Temp Closed: 0 | 0 | 0 | 4 | 21330-003-008822 | MARK MELTON
3800 | Permanently Closed | 2007-06-12 06:00 | 1993-01-01 06:00 | 2017-06-30 06:00 | Petroleum | Mid-grade gasoline | Mid-grade gasoline | Retail | Steel | Steel | Coated & cathodic protection (sti-P3) |  | Fiberglass reinforced plastic |  |  |  | Catchment Basin, Single walled catchment basin | Audible high level alarm At 90% full, Flow Rest 90% Full | Flow Rest 90% Full |  |  | Statistical Inventory Reconciliation (SIR) | [8 empty] | UST Currently In Use: 0; UST Temp Close: 0; AST Currently In Use: 0; AST Temp Closed: 0 | 0 | 0 | 4 | 21330-003-008822 | MARK MELTON
3801 | Permanently Closed | 2007-06-12 06:00 | 1993-01-01 06:00 | 2017-06-30 06:00 | Petroleum | On road diesel | On road diesel | Retail | Steel | Steel | Coated & cathodic protection (sti-P3) |  | Fiberglass reinforced plastic |  |  |  | Catchment Basin, Single walled catchment basin | Audible high level alarm At 90% full, Flow Rest 90% Full | Flow Rest 90% Full |  |  | Automatic Tank Gauge | [8 empty] | UST Currently In Use: 0; UST Temp Close: 0; AST Currently In Use: 0; AST Temp Closed: 0 | 0 | 0 | 4 | 21330-003-008822 | MARK MELTON
3802 | Permanently Closed | 1990-04-30 06:00 | 1965-01-01 06:00 | 1990-04-30 06:00 | Petroleum | Unleaded gasoline | Unleaded gasoline |  | Steel | Steel |  | Painted or None | Steel |  | 1901-01-01 06:00 | [15 empty] | UST Currently In Use: 0; UST Temp Close: 0; AST Currently In Use: 0; AST Temp Closed: 0 | 0 | 0 | 3 | 10622-003-008823 | BOLLER PETROLEUM INC
3803 | Permanently Closed | 1990-04-30 06:00 | 1965-01-01 06:00 | 1990-04-30 06:00 | Petroleum | Unleaded gasoline | Unleaded gasoline |  | Steel | Steel |  | Painted or None | Steel |  | 1901-01-01 06:00 | [15 empty] | UST Currently In Use: 0; UST Temp Close: 0; AST Currently In Use: 0; AST Temp Closed: 0 | 0 | 0 | 3 | 10622-003-008823 | BOLLER PETROLEUM INC
3804 | Permanently Closed | 1990-04-30 06:00 | 1965-01-01 06:00 | 1990-04-30 06:00 | Petroleum | Unleaded gasoline | Unleaded gasoline |  | Steel | Steel |  | Painted or None | Steel |  | 1901-01-01 06:00 | [15 empty] | UST Currently In Use: 0; UST Temp Close: 0; AST Currently In Use: 0; AST Temp Closed: 0 | 0 | 0 | 3 | 10622-003-008823 | BOLLER PETROLEUM INC
3808 | Permanently Closed | 1901-01-01 06:00 | 1971-01-01 06:00 | 1988-11-07 06:00 | Petroleum | Unleaded gasoline | Unleaded gasoline |  | Steel | Steel |  | Painted or None | Steel |  | 1901-01-01 06:00 | [15 empty] | UST Currently In Use: 0; UST Temp Close: 0; AST Currently In Use: 0; AST Temp Closed: 0 | 0 | 0 | 3 | 10622-003-009961 | BOLLER PETROLEUM INC
3809 | Permanently Closed | 1901-01-01 06:00 | 1971-01-01 06:00 | 1988-11-07 06:00 | Petroleum | Unleaded gasoline | Unleaded gasoline |  | Steel | Steel |  | Painted or None | Steel |  | 1901-01-01 06:00 | [15 empty] | UST Currently In Use: 0; UST Temp Close: 0; AST Currently In Use: 0; AST Temp Closed: 0 | 0 | 0 | 3 | 10622-003-009961 | BOLLER PETROLEUM INC
3810 | Permanently Closed | 1901-01-01 06:00 | 1971-01-01 06:00 | 1988-11-07 06:00 | Petroleum | Unleaded gasoline | Unleaded gasoline |  | Steel | Steel |  | Painted or None | Steel |  | 1901-01-01 06:00 | [15 empty] | UST Currently In Use: 0; UST Temp Close: 0; AST Currently In Use: 0; AST Temp Closed: 0 | 0 | 0 | 3 | 10622-003-009961 | BOLLER PETROLEUM INC
3811 | Permanently Closed | 1993-07-06 06:00 | 1971-01-01 06:00 | 1993-07-06 06:00 | Petroleum | Unleaded gasoline | Unleaded gasoline |  | Steel | Steel |  | Painted or None | Steel |  | 1901-01-01 06:00 | [15 empty] | UST Currently In Use: 3; UST Temp Close: 0; AST Currently In Use: 0; AST Temp Closed: 0 | 3 | 0 | 4 | 14410-003-009962 | MCDONALD OIL COMPANY
3812 | Permanently Closed | 1993-07-06 06:00 | 1966-01-01 06:00 | 1993-07-06 06:00 | Petroleum | Unleaded gasoline | Unleaded gasoline |  | Steel | Steel |  | Painted or None | Steel |  | 1901-01-01 06:00 | [15 empty] | UST Currently In Use: 3; UST Temp Close: 0; AST Currently In Use: 0; AST Temp Closed: 0 | 3 | 0 | 4 | 14410-003-009962 | MCDONALD OIL COMPANY
3813 | Permanently Closed | 1993-07-06 06:00 | 1966-01-01 06:00 | 1993-07-06 06:00 | Petroleum | Unleaded gasoline | Unleaded gasoline |  | Steel | Steel |  | Painted or None | Steel |  | 1901-01-01 06:00 | [15 empty] | UST Currently In Use: 3; UST Temp Close: 0; AST Currently In Use: 0; AST Temp Closed: 0 | 3 | 0 | 4 | 14410-003-009962 | MCDONALD OIL COMPANY
3814 | Permanently Closed | 1993-07-06 06:00 | 1966-01-01 06:00 | 1993-07-06 06:00 | Petroleum | Used oil | Used oil |  | Steel | Steel |  | Painted or None | Steel |  | 1901-01-01 06:00 | [15 empty] | UST Currently In Use: 3; UST Temp Close: 0; AST Currently In Use: 0; AST Temp Closed: 0 | 3 | 0 | 4 | 14410-003-009962 | MCDONALD OIL COMPANY
3815 | Permanently Closed | 1991-09-28 06:00 | 1973-01-01 06:00 | 1991-09-28 06:00 | Petroleum | Unleaded gasoline | Unleaded gasoline |  | Steel | Steel |  | Painted or None | Steel |  | 1901-01-01 06:00 | [15 empty] | UST Currently In Use: 0; UST Temp Close: 0; AST Currently In Use: 0; AST Temp Closed: 0 | 0 | 0 | 1 | 10624-013-008933 | BOLTON OIL CO INC
3816 | Permanently Closed | 1992-09-29 06:00 | 1973-01-01 06:00 | 1992-09-29 06:00 | Petroleum | Unleaded gasoline | Unleaded gasoline |  | Steel | Steel |  | Painted or None | Steel |  | 1901-01-01 06:00 | [15 empty] | UST Currently In Use: 0; UST Temp Close: 0; AST Currently In Use: 0; AST Temp Closed: 0 | 0 | 0 | 2 | 10624-013-010137 | BOLTON OIL CO INC
3817 | Permanently Closed | 1992-09-29 06:00 | 1973-01-01 06:00 | 1992-09-29 06:00 | Petroleum | Unleaded gasoline | Unleaded gasoline |  | Steel | Steel |  | Painted or None | Steel |  | 1901-01-01 06:00 | [15 empty] | UST Currently In Use: 0; UST Temp Close: 0; AST Currently In Use: 0; AST Temp Closed: 0 | 0 | 0 | 2 | 10624-013-010137 | BOLTON OIL CO INC
3818 | Permanently Closed | 1999-02-24 06:00 | 1982-01-01 06:00 | 1999-11-11 06:00 | Petroleum | Unleaded gasoline | Unleaded gasoline |  | Steel | Steel |  | Painted or None | Steel |  | 1901-01-01 06:00 | [15 empty] | UST Currently In Use: 0; UST Temp Close: 0; AST Currently In Use: 0; AST Temp Closed: 0 | 0 | 0 | 3 | 10624-035-000087 | BOLTON OIL CO INC
3819 | Permanently Closed | 1999-02-24 06:00 | 1982-01-01 06:00 | 1999-11-11 06:00 | Petroleum | Unleaded gasoline | Unleaded gasoline |  | Steel | Steel |  | Painted or None | Steel |  | 1901-01-01 06:00 | [15 empty] | UST Currently In Use: 0; UST Temp Close: 0; AST Currently In Use: 0; AST Temp Closed: 0 | 0 | 0 | 3 | 10624-035-000087 | BOLTON OIL CO INC
3820 | Permanently Closed | 1999-02-24 06:00 | 1982-01-01 06:00 | 1999-11-11 06:00 | Petroleum | On road diesel | On road diesel |  | Steel | Steel |  | Painted or None | Steel |  | 1901-01-01 06:00 | [12 empty] | Annual line testing | Annual line testing |  | UST Currently In Use: 0; UST Temp Close: 0; AST Currently In Use: 0; AST Temp Closed: 0 | 0 | 0 | 3 | 10624-035-000087 | BOLTON OIL CO INC
3821 | Permanently Closed | 1991-06-19 06:00 | 1968-01-01 06:00 | 1991-06-19 06:00 | Petroleum | Unleaded gasoline | Unleaded gasoline |  | Steel | Steel |  | Painted or None | Steel |  | 1901-01-01 06:00 | [15 empty] | UST Currently In Use: 0; UST Temp Close: 0; AST Currently In Use: 0; AST Temp Closed: 0 | 0 | 0 | 1 | 10624-035-008620 | BOLTON OIL CO INC
3822 | Permanently Closed | 1990-12-01 06:00 | 1953-01-01 06:00 | 1991-12-18 06:00 | Petroleum | Unleaded gasoline | Unleaded gasoline |  | Steel | Steel |  | Painted or None | Steel |  | 1901-01-01 06:00 | [15 empty] | UST Currently In Use: 0; UST Temp Close: 0; AST Currently In Use: 0; AST Temp Closed: 0 | 0 | 0 | 2 | 10624-035-008623 | BOLTON OIL CO INC
3823 | Permanently Closed | 1990-12-01 06:00 | 1973-01-01 06:00 | 1991-12-18 06:00 | Petroleum | Unleaded gasoline | Unleaded gasoline |  | Steel | Steel |  | Painted or None | Steel |  | 1901-01-01 06:00 | [15 empty] | UST Currently In Use: 0; UST Temp Close: 0; AST Currently In Use: 0; AST Temp Closed: 0 | 0 | 0 | 2 | 10624-035-008623 | BOLTON OIL CO INC
3824 | Permanently Closed | 2011-01-01 06:00 | 1957-01-01 06:00 | 2012-07-03 06:00 | Petroleum | Unleaded gasoline | Unleaded gasoline | Bulk facility, Retail | Steel | Steel | Field installed cathodic protection |  | Steel |  |  | Field installed cathodic protection | Catchment Basin, Single walled catchment basin | Automatic shutoff device At 95% full | Automatic shutoff device At 95% full | [8 empty] | Annual line testing | Annual line testing |  | UST Currently In Use: 2; UST Temp Close: 0; AST Currently In Use: 0; AST Temp Closed: 0 | 2 | 0 | 6 | 25640-035-008625 | 4REAL LLC
3825 | Permanently Closed | 2011-01-01 06:00 | 1957-01-01 06:00 | 2012-07-03 06:00 | Petroleum | Premium gasoline | Premium gasoline | Bulk facility, Retail | Steel | Steel | Field installed cathodic protection |  | Steel |  |  | Field installed cathodic protection | Catchment Basin, Single walled catchment basin | Automatic shutoff device At 95% full | Automatic shutoff device At 95% full | [8 empty] | Annual line testing | Annual line testing |  | UST Currently In Use: 2; UST Temp Close: 0; AST Currently In Use: 0; AST Temp Closed: 0 | 2 | 0 | 6 | 25640-035-008625 | 4REAL LLC
3826 | Permanently Closed | 2011-01-01 06:00 | 1957-01-01 06:00 | 2012-07-03 06:00 | Petroleum | On road diesel | On road diesel | Bulk facility, Retail | Steel | Steel | Field installed cathodic protection |  | Steel |  |  | Field installed cathodic protection | Catchment Basin, Single walled catchment basin | Automatic shutoff device At 95% full | Automatic shutoff device At 95% full | [8 empty] | Annual line testing | Annual line testing |  | UST Currently In Use: 2; UST Temp Close: 0; AST Currently In Use: 0; AST Temp Closed: 0 | 2 | 0 | 6 | 25640-035-008625 | 4REAL LLC
3827 | Permanently Closed | 2011-01-01 06:00 | 1957-01-01 06:00 | 2012-07-03 06:00 | Petroleum | On road diesel | On road diesel | Bulk facility, Retail | Steel | Steel | Field installed cathodic protection |  | Steel |  |  | Field installed cathodic protection | Catchment Basin, Single walled catchment basin | Automatic shutoff device At 95% full | Automatic shutoff device At 95% full | [8 empty] | Annual line testing | Annual line testing |  | UST Currently In Use: 2; UST Temp Close: 0; AST Currently In Use: 0; AST Temp Closed: 0 | 2 | 0 | 6 | 25640-035-008625 | 4REAL LLC
3828 | Permanently Closed | 1993-08-31 06:00 | 1957-01-01 06:00 | 1993-08-31 06:00 | Petroleum | On road diesel | On road diesel |  | Steel | Steel |  | Painted or None | Steel |  | 1901-01-01 06:00 | [15 empty] | UST Currently In Use: 2; UST Temp Close: 0; AST Currently In Use: 0; AST Temp Closed: 0 | 2 | 0 | 6 | 25640-035-008625 | 4REAL LLC
3829 | Permanently Closed | 1999-03-01 06:00 | 1957-01-01 06:00 | 1999-12-14 06:00 | Petroleum | Used oil | Used oil |  | Steel | Steel |  | Painted or None | Steel |  | 1901-01-01 06:00 | [15 empty] | UST Currently In Use: 2; UST Temp Close: 0; AST Currently In Use: 0; AST Temp Closed: 0 | 2 | 0 | 6 | 25640-035-008625 | 4REAL LLC
3830 | Permanently Closed | 1992-10-13 06:00 | 1961-01-01 06:00 | 1992-10-13 06:00 | Petroleum | Unleaded gasoline | Unleaded gasoline |  | Steel | Steel |  | Painted or None | Steel |  | 1901-01-01 06:00 | [15 empty] | UST Currently In Use: 0; UST Temp Close: 0; AST Currently In Use: 0; AST Temp Closed: 0 | 0 | 0 | 3 | 10624-035-008934 | BOLTON OIL CO INC
3831 | Permanently Closed | 1992-10-13 06:00 | 1961-01-01 06:00 | 1992-10-13 06:00 | Petroleum | Unleaded gasoline | Unleaded gasoline |  | Steel | Steel |  | Painted or None | Steel |  | 1901-01-01 06:00 | [15 empty] | UST Currently In Use: 0; UST Temp Close: 0; AST Currently In Use: 0; AST Temp Closed: 0 | 0 | 0 | 3 | 10624-035-008934 | BOLTON OIL CO INC
3832 | Permanently Closed | 1992-10-13 06:00 | 1961-01-01 06:00 | 1992-10-13 06:00 | Petroleum | On road diesel | On road diesel |  | Steel | Steel |  | Painted or None | Steel |  | 1901-01-01 06:00 | [15 empty] | UST Currently In Use: 0; UST Temp Close: 0; AST Currently In Use: 0; AST Temp Closed: 0 | 0 | 0 | 3 | 10624-035-008934 | BOLTON OIL CO INC
3833 | Permanently Closed | 1991-07-25 06:00 | 1968-01-01 06:00 | 1993-06-01 06:00 | Petroleum | Unleaded gasoline | Unleaded gasoline |  | Steel | Steel |  | Painted or None | Steel |  | 1901-01-01 06:00 | [15 empty] | UST Currently In Use: 0; UST Temp Close: 0; AST Currently In Use: 0; AST Temp Closed: 0 | 0 | 0 | 2 | 10624-035-008935 | BOLTON OIL CO INC
3834 | Permanently Closed | 1991-07-25 06:00 | 1968-01-01 06:00 | 1993-06-01 06:00 | Petroleum | Unleaded gasoline | Unleaded gasoline |  | Steel | Steel |  | Painted or None | Steel |  | 1901-01-01 06:00 | [15 empty] | UST Currently In Use: 0; UST Temp Close: 0; AST Currently In Use: 0; AST Temp Closed: 0 | 0 | 0 | 2 | 10624-035-008935 | BOLTON OIL CO INC
3835 | Permanently Closed | 1901-01-01 06:00 | 1963-01-01 06:00 | 1987-05-30 06:00 | Petroleum | Unleaded gasoline | Unleaded gasoline |  | Steel | Steel |  | Painted or None | Steel |  | 1901-01-01 06:00 | [15 empty] | UST Currently In Use: 0; UST Temp Close: 0; AST Currently In Use: 0; AST Temp Closed: 0 | 0 | 0 | 2 | 10624-035-008940 | BOLTON OIL CO INC
3836 | Permanently Closed | 1901-01-01 06:00 | 1963-01-01 06:00 | 1987-05-30 06:00 | Petroleum | Unleaded gasoline | Unleaded gasoline |  | Steel | Steel |  | Painted or None | Steel |  | 1901-01-01 06:00 | [15 empty] | UST Currently In Use: 0; UST Temp Close: 0; AST Currently In Use: 0; AST Temp Closed: 0 | 0 | 0 | 2 | 10624-035-008940 | BOLTON OIL CO INC
3837 | Permanently Closed | 1989-09-13 06:00 | 1973-01-01 06:00 | 1989-09-13 06:00 | Petroleum | Unleaded gasoline | Unleaded gasoline |  | Steel | Steel |  | Painted or None | Steel |  | 1901-01-01 06:00 | [15 empty] | UST Currently In Use: 0; UST Temp Close: 0; AST Currently In Use: 0; AST Temp Closed: 0 | 0 | 0 | 3 | 10624-035-008941 | BOLTON OIL CO INC
3838 | Permanently Closed | 1989-09-13 06:00 | 1973-01-01 06:00 | 1989-09-13 06:00 | Petroleum | Unleaded gasoline | Unleaded gasoline |  | Steel | Steel |  | Painted or None | Steel |  | 1901-01-01 06:00 | [15 empty] | UST Currently In Use: 0; UST Temp Close: 0; AST Currently In Use: 0; AST Temp Closed: 0 | 0 | 0 | 3 | 10624-035-008941 | BOLTON OIL CO INC
3839 | Permanently Closed | 1989-09-13 06:00 | 1973-01-01 06:00 | 1989-09-13 06:00 | Petroleum | On road diesel | On road diesel |  | Steel | Steel |  | Painted or None | Steel |  | 1901-01-01 06:00 | [15 empty] | UST Currently In Use: 0; UST Temp Close: 0; AST Currently In Use: 0; AST Temp Closed: 0 | 0 | 0 | 3 | 10624-035-008941 | BOLTON OIL CO INC
3840 | Permanently Closed | 1992-01-07 06:00 | 1960-01-01 06:00 | 1993-07-15 06:00 | Petroleum | Unleaded gasoline | Unleaded gasoline |  | Steel | Steel |  | Painted or None | Steel |  | 1901-01-01 06:00 | [15 empty] | UST Currently In Use: 0; UST Temp Close: 0; AST Currently In Use: 0; AST Temp Closed: 0 | 0 | 0 | 2 | 10624-035-010670 | BOLTON OIL CO INC
3841 | Permanently Closed | 1992-01-07 06:00 | 1960-01-01 06:00 | 1993-07-15 06:00 | Petroleum | Unleaded gasoline | Unleaded gasoline |  | Steel | Steel |  | Painted or None | Steel |  | 1901-01-01 06:00 | [15 empty] | UST Currently In Use: 0; UST Temp Close: 0; AST Currently In Use: 0; AST Temp Closed: 0 | 0 | 0 | 2 | 10624-035-010670 | BOLTON OIL CO INC
3842 | Permanently Closed | 1991-08-21 06:00 | 1963-01-01 06:00 | 1993-04-29 06:00 | Petroleum | Unleaded gasoline | Unleaded gasoline |  | Steel | Steel |  | Painted or None | Steel |  | 1901-01-01 06:00 | [15 empty] | UST Currently In Use: 0; UST Temp Close: 0; AST Currently In Use: 0; AST Temp Closed: 0 | 0 | 0 | 3 | 10624-039-008936 | BOLTON OIL CO INC
3843 | Permanently Closed | 1991-08-21 06:00 | 1963-01-01 06:00 | 1993-04-29 06:00 | Petroleum | Unleaded gasoline | Unleaded gasoline |  | Steel | Steel |  | Painted or None | Steel |  | 1901-01-01 06:00 | [15 empty] | UST Currently In Use: 0; UST Temp Close: 0; AST Currently In Use: 0; AST Temp Closed: 0 | 0 | 0 | 3 | 10624-039-008936 | BOLTON OIL CO INC
3844 | Permanently Closed | 1991-08-21 06:00 | 1963-01-01 06:00 | 1993-04-29 06:00 | Petroleum | Unleaded gasoline | Unleaded gasoline |  | Steel | Steel |  | Painted or None | Steel |  | 1901-01-01 06:00 | [15 empty] | UST Currently In Use: 0; UST Temp Close: 0; AST Currently In Use: 0; AST Temp Closed: 0 | 0 | 0 | 3 | 10624-039-008936 | BOLTON OIL CO INC
3845 | Permanently Closed | 1999-11-15 06:00 | 1970-01-01 06:00 | 1999-11-15 06:00 | Petroleum | Unleaded gasoline | Unleaded gasoline | Industrial | Steel | Steel |  | Painted or None | Steel |  | 1901-01-01 06:00 | [12 empty] | Annual line testing | Annual line testing |  | UST Currently In Use: 0; UST Temp Close: 0; AST Currently In Use: 0; AST Temp Closed: 0 | 0 | 0 | 2 | 10627-101-002443 | BONDED MOVING AND STORAGE CO INC
3846 | Permanently Closed | 1999-11-15 06:00 | 1976-01-01 06:00 | 1999-11-15 06:00 | Petroleum | On road diesel | On road diesel | Industrial | Steel | Steel |  | Painted or None | Steel |  | 1901-01-01 06:00 | [12 empty] | Annual line testing | Annual line testing |  | UST Currently In Use: 0; UST Temp Close: 0; AST Currently In Use: 0; AST Temp Closed: 0 | 0 | 0 | 2 | 10627-101-002443 | BONDED MOVING AND STORAGE CO INC
3847 | Cannot Locate or abandoned |  | 1975-01-01 06:00 |  | Petroleum | Unleaded gasoline | Unleaded gasoline | Retail | Steel | Steel |  | Painted or None | Steel |  | 1901-01-01 06:00 | [15 empty] | UST Currently In Use: 0; UST Temp Close: 0; AST Currently In Use: 0; AST Temp Closed: 0 | 0 | 0 | 2 | 10628-003-012312 | SONDRA SPEAR
3848 | Cannot Locate or abandoned |  | 1975-01-01 06:00 |  | Petroleum | Unleaded gasoline | Unleaded gasoline | Retail | Steel | Steel |  | Painted or None | Steel |  | 1901-01-01 06:00 | [15 empty] | UST Currently In Use: 0; UST Temp Close: 0; AST Currently In Use: 0; AST Temp Closed: 0 | 0 | 0 | 2 | 10628-003-012312 | SONDRA SPEAR
3849 | Permanently Closed | 1983-05-01 06:00 | 1901-01-01 06:00 | 1990-01-01 06:00 | Petroleum | Unleaded gasoline | Unleaded gasoline |  | Steel | Steel |  | Painted or None | Steel |  | 1901-01-01 06:00 | [15 empty] | UST Currently In Use: 0; UST Temp Close: 0; AST Currently In Use: 0; AST Temp Closed: 0 | 0 | 0 | 2 | 10628-003-012312 | SONDRA SPEAR
3850 | Permanently Closed | 1983-05-01 06:00 | 1901-01-01 06:00 | 1990-01-01 06:00 | Petroleum | Unleaded gasoline | Unleaded gasoline |  | Steel | Steel |  | Painted or None | Steel |  | 1901-01-01 06:00 | [15 empty] | UST Currently In Use: 0; UST Temp Close: 0; AST Currently In Use: 0; AST Temp Closed: 0 | 0 | 0 | 2 | 10628-003-012312 | SONDRA SPEAR
3854 | Permanently Closed | 1993-12-05 06:00 | 1973-01-01 06:00 | 1993-12-16 06:00 | Petroleum | Unleaded gasoline | Unleaded gasoline |  | Steel | Steel |  | Painted or None | Steel |  | 1901-01-01 06:00 | [15 empty] | UST Currently In Use: 0; UST Temp Close: 0; AST Currently In Use: 0; AST Temp Closed: 0 | 0 | 0 | 2 | 10630-021-005749 | MOORES SUPREME GAS STATIONS INC
3855 | Permanently Closed | 1993-12-05 06:00 | 1973-01-01 06:00 | 1993-12-16 06:00 | Petroleum | Unleaded gasoline | Unleaded gasoline |  | Steel | Steel |  | Painted or None | Steel |  | 1901-01-01 06:00 | [15 empty] | UST Currently In Use: 0; UST Temp Close: 0; AST Currently In Use: 0; AST Temp Closed: 0 | 0 | 0 | 2 | 10630-021-005749 | MOORES SUPREME GAS STATIONS INC
3856 | Permanently Closed | 1994-11-30 06:00 | 1975-01-01 06:00 | 1994-11-30 06:00 | Petroleum | Unleaded gasoline | Unleaded gasoline |  | Steel | Steel |  | Painted or None | Steel |  | 1901-01-01 06:00 | [12 empty] | Annual line testing | Annual line testing |  | UST Currently In Use: 0; UST Temp Close: 0; AST Currently In Use: 0; AST Temp Closed: 0 | 0 | 0 | 4 | 10630-021-005750 | MOORES SUPREME GAS STATIONS INC
3857 | Permanently Closed | 1994-11-30 06:00 | 1975-01-01 06:00 | 1994-11-30 06:00 | Petroleum | Unleaded gasoline | Unleaded gasoline |  | Steel | Steel |  | Painted or None | Steel |  | 1901-01-01 06:00 | [12 empty] | Annual line testing | Annual line testing |  | UST Currently In Use: 0; UST Temp Close: 0; AST Currently In Use: 0; AST Temp Closed: 0 | 0 | 0 | 4 | 10630-021-005750 | MOORES SUPREME GAS STATIONS INC
3858 | Permanently Closed | 1994-11-30 06:00 | 1975-01-01 06:00 | 1994-11-30 06:00 | Petroleum | Unleaded gasoline | Unleaded gasoline |  | Steel | Steel |  | Painted or None | Steel |  | 1901-01-01 06:00 | [12 empty] | Annual line testing | Annual line testing |  | UST Currently In Use: 0; UST Temp Close: 0; AST Currently In Use: 0; AST Temp Closed: 0 | 0 | 0 | 4 | 10630-021-005750 | MOORES SUPREME GAS STATIONS INC
3859 | Permanently Closed | 1994-11-30 06:00 | 1975-01-01 06:00 | 1994-11-30 06:00 | Petroleum | On road diesel | On road diesel |  | Steel | Steel |  | Painted or None | Steel |  | 1901-01-01 06:00 | [12 empty] | Annual line testing | Annual line testing |  | UST Currently In Use: 0; UST Temp Close: 0; AST Currently In Use: 0; AST Temp Closed: 0 | 0 | 0 | 4 | 10630-021-005750 | MOORES SUPREME GAS STATIONS INC
3860 | Permanently Closed | 1991-10-18 06:00 | 1973-01-01 06:00 | 1992-12-01 06:00 | Petroleum | Unleaded gasoline | Unleaded gasoline |  | Steel | Steel |  | Painted or None | Steel |  | 1901-01-01 06:00 | [15 empty] | UST Currently In Use: 0; UST Temp Close: 0; AST Currently In Use: 0; AST Temp Closed: 0 | 0 | 0 | 3 | 10630-021-005751 | MOORES SUPREME GAS STATIONS INC
3861 | Permanently Closed | 1991-10-18 06:00 | 1973-01-01 06:00 | 1992-12-01 06:00 | Petroleum | Unleaded gasoline | Unleaded gasoline |  | Steel | Steel |  | Painted or None | Steel |  | 1901-01-01 06:00 | [15 empty] | UST Currently In Use: 0; UST Temp Close: 0; AST Currently In Use: 0; AST Temp Closed: 0 | 0 | 0 | 3 | 10630-021-005751 | MOORES SUPREME GAS STATIONS INC
3862 | Permanently Closed | 1991-10-18 06:00 | 1973-01-01 06:00 | 1992-12-01 06:00 | Petroleum | Unleaded gasoline | Unleaded gasoline |  | Steel | Steel |  | Painted or None | Steel |  | 1901-01-01 06:00 | [15 empty] | UST Currently In Use: 0; UST Temp Close: 0; AST Currently In Use: 0; AST Temp Closed: 0 | 0 | 0 | 3 | 10630-021-005751 | MOORES SUPREME GAS STATIONS INC
3863 | Permanently Closed | 1998-03-11 06:00 | 1973-01-01 06:00 | 1998-03-11 06:00 | Petroleum | Unleaded gasoline | Unleaded gasoline |  | Steel | Steel |  | Painted or None | Steel |  | 1901-01-01 06:00 | [6 empty] | Statistical Inventory Reconciliation (SIR) | [8 empty] | UST Currently In Use: 0; UST Temp Close: 0; AST Currently In Use: 0; AST Temp Closed: 0 | 0 | 0 | 3 | 17908-117-005752 | SHARON ASHCRAFT
3864 | Permanently Closed | 1998-03-11 06:00 | 1973-01-01 06:00 | 1998-03-11 06:00 | Petroleum | Unleaded gasoline | Unleaded gasoline |  | Steel | Steel |  | Painted or None | Steel |  | 1901-01-01 06:00 | [6 empty] | Statistical Inventory Reconciliation (SIR) | [8 empty] | UST Currently In Use: 0; UST Temp Close: 0; AST Currently In Use: 0; AST Temp Closed: 0 | 0 | 0 | 3 | 17908-117-005752 | SHARON ASHCRAFT
3865 | Permanently Closed | 1998-03-11 06:00 | 1973-01-01 06:00 | 1998-03-11 06:00 | Petroleum | On road diesel | On road diesel |  | Steel | Steel |  | Painted or None | Steel |  | 1901-01-01 06:00 | [6 empty] | Statistical Inventory Reconciliation (SIR) | [8 empty] | UST Currently In Use: 0; UST Temp Close: 0; AST Currently In Use: 0; AST Temp Closed: 0 | 0 | 0 | 3 | 17908-117-005752 | SHARON ASHCRAFT
3866 | Permanently Closed | 1991-02-26 06:00 | 1975-01-01 06:00 | 1991-02-26 06:00 | Petroleum | Unleaded gasoline | Unleaded gasoline |  | Steel | Steel |  | Painted or None | Steel |  | 1901-01-01 06:00 | [15 empty] | UST Currently In Use: 0; UST Temp Close: 0; AST Currently In Use: 0; AST Temp Closed: 0 | 0 | 0 | 3 | 10630-117-005753 | MOORES SUPREME GAS STATIONS INC
3867 | Permanently Closed | 1991-02-26 06:00 | 1975-01-01 06:00 | 1991-02-26 06:00 | Petroleum | Unleaded gasoline | Unleaded gasoline |  | Steel | Steel |  | Painted or None | Steel |  | 1901-01-01 06:00 | [15 empty] | UST Currently In Use: 0; UST Temp Close: 0; AST Currently In Use: 0; AST Temp Closed: 0 | 0 | 0 | 3 | 10630-117-005753 | MOORES SUPREME GAS STATIONS INC
3868 | Permanently Closed | 1991-02-26 06:00 | 1975-01-01 06:00 | 1991-02-26 06:00 | Petroleum | On road diesel | On road diesel |  | Steel | Steel |  | Painted or None | Steel |  | 1901-01-01 06:00 | [15 empty] | UST Currently In Use: 0; UST Temp Close: 0; AST Currently In Use: 0; AST Temp Closed: 0 | 0 | 0 | 3 | 10630-117-005753 | MOORES SUPREME GAS STATIONS INC
3873 | Permanently Closed | 1993-09-17 06:00 | 1974-01-01 06:00 | 1993-09-17 06:00 | Petroleum | Unleaded gasoline | Unleaded gasoline |  | Steel | Steel |  |  |  |  | 1901-01-01 06:00 | [15 empty] | UST Currently In Use: 0; UST Temp Close: 0; AST Currently In Use: 2; AST Temp Closed: 0 | 0 | 0 | 1 | 10633-011-010281 | BONNIE PLANT FARMS
3874 | Permanently Closed | 1992-09-25 06:00 | 1978-01-01 06:00 | 1992-09-25 06:00 | Petroleum | On road diesel | On road diesel |  | Steel | Steel |  | Painted or None | Steel |  | 1901-01-01 06:00 | [15 empty] | UST Currently In Use: 0; UST Temp Close: 0; AST Currently In Use: 0; AST Temp Closed: 0 | 0 | 0 | 3 | 10634-073-011270 | BORDEN & BREWSTER CONTRACTORS INC
3875 | Permanently Closed | 1992-09-25 06:00 | 1978-01-01 06:00 | 1992-09-25 06:00 | Petroleum | On road diesel | On road diesel |  | Steel | Steel |  | Painted or None | Steel |  | 1901-01-01 06:00 | [15 empty] | UST Currently In Use: 0; UST Temp Close: 0; AST Currently In Use: 0; AST Temp Closed: 0 | 0 | 0 | 3 | 10634-073-011270 | BORDEN & BREWSTER CONTRACTORS INC
3876 | Permanently Closed | 1992-09-25 06:00 | 1978-01-01 06:00 | 1992-09-25 06:00 | Petroleum | Unleaded gasoline | Unleaded gasoline |  | Steel | Steel |  | Painted or None | Steel |  | 1901-01-01 06:00 | [15 empty] | UST Currently In Use: 0; UST Temp Close: 0; AST Currently In Use: 0; AST Temp Closed: 0 | 0 | 0 | 3 | 10634-073-011270 | BORDEN & BREWSTER CONTRACTORS INC
3877 | Permanently Closed | 1990-01-01 06:00 | 1963-01-01 06:00 | 1990-01-01 06:00 | Petroleum | Unleaded gasoline | Unleaded gasoline |  | Steel | Steel |  |  |  |  | 1901-01-01 06:00 | [15 empty] | UST Currently In Use: 0; UST Temp Close: 0; AST Currently In Use: 0; AST Temp Closed: 0 | 0 | 0 | 2 | 10635-097-009409 | BORDEN INC
3878 | Permanently Closed | 1990-01-01 06:00 | 1963-01-01 06:00 | 1990-01-01 06:00 | Petroleum | Unleaded gasoline | Unleaded gasoline |  | Steel | Steel |  |  |  |  | 1901-01-01 06:00 | [15 empty] | UST Currently In Use: 0; UST Temp Close: 0; AST Currently In Use: 0; AST Temp Closed: 0 | 0 | 0 | 2 | 10635-097-009409 | BORDEN INC
3879 | Permanently Closed | 1901-01-01 06:00 | 1963-01-01 06:00 | 1989-06-27 06:00 | Petroleum | On road diesel | On road diesel |  | Steel | Steel |  |  |  |  | 1901-01-01 06:00 | [15 empty] | UST Currently In Use: 0; UST Temp Close: 0; AST Currently In Use: 0; AST Temp Closed: 0 | 0 | 0 | 7 | 10636-073-009800 | BORDEN INC
3880 | Permanently Closed | 1901-01-01 06:00 | 1963-01-01 06:00 | 1989-06-27 06:00 | Petroleum | On road diesel | On road diesel |  | Steel | Steel |  |  |  |  | 1901-01-01 06:00 | [15 empty] | UST Currently In Use: 0; UST Temp Close: 0; AST Currently In Use: 0; AST Temp Closed: 0 | 0 | 0 | 7 | 10636-073-009800 | BORDEN INC
3881 | Permanently Closed | 1901-01-01 06:00 | 1963-01-01 06:00 | 1989-06-27 06:00 | Petroleum | On road diesel | On road diesel |  | Steel | Steel |  |  |  |  | 1901-01-01 06:00 | [15 empty] | UST Currently In Use: 0; UST Temp Close: 0; AST Currently In Use: 0; AST Temp Closed: 0 | 0 | 0 | 7 | 10636-073-009800 | BORDEN INC
3882 | Permanently Closed | 1901-01-01 06:00 | 1963-01-01 06:00 | 1989-06-27 06:00 | Petroleum | Unleaded gasoline | Unleaded gasoline |  | Steel | Steel |  |  |  |  | 1901-01-01 06:00 | [15 empty] | UST Currently In Use: 0; UST Temp Close: 0; AST Currently In Use: 0; AST Temp Closed: 0 | 0 | 0 | 7 | 10636-073-009800 | BORDEN INC
3883 | Permanently Closed | 1984-05-01 06:00 | 1963-01-01 06:00 | 1989-06-27 06:00 | Petroleum | Unleaded gasoline | Unleaded gasoline |  | Steel | Steel |  |  |  |  | 1901-01-01 06:00 | [15 empty] | UST Currently In Use: 0; UST Temp Close: 0; AST Currently In Use: 0; AST Temp Closed: 0 | 0 | 0 | 7 | 10636-073-009800 | BORDEN INC
3884 | Permanently Closed | 1901-01-01 06:00 | 1963-01-01 06:00 | 1989-06-27 06:00 | Petroleum | Used oil | Used oil |  | Steel | Steel |  | Painted or None |  |  | 1901-01-01 06:00 | [15 empty] | UST Currently In Use: 0; UST Temp Close: 0; AST Currently In Use: 0; AST Temp Closed: 0 | 0 | 0 | 7 | 10636-073-009800 | BORDEN INC
3885 | Permanently Closed | 1901-01-01 06:00 | 1963-01-01 06:00 | 1989-06-27 06:00 | Petroleum | Other, NEW OIL | Other |  | Steel | Steel |  |  |  |  | 1901-01-01 06:00 | [15 empty] | UST Currently In Use: 0; UST Temp Close: 0; AST Currently In Use: 0; AST Temp Closed: 0 | 0 | 0 | 7 | 10636-073-009800 | BORDEN INC
3886 | Permanently Closed | 1979-01-01 06:00 | 1958-01-01 06:00 | 1986-01-01 06:00 | Petroleum | Unleaded gasoline | Unleaded gasoline |  | Steel | Steel |  |  | Steel |  | 1901-01-01 06:00 | [15 empty] | UST Currently In Use: 0; UST Temp Close: 0; AST Currently In Use: 0; AST Temp Closed: 0 | 0 | 0 | 1 | 10637-015-002720 | BORDEN INC
3887 | Permanently Closed | 1993-06-11 06:00 | 1973-01-01 06:00 | 1992-06-11 06:00 | Petroleum | On road diesel | On road diesel |  | Steel | Steel |  | Painted or None | Steel |  | 1901-01-01 06:00 | [15 empty] | UST Currently In Use: 0; UST Temp Close: 0; AST Currently In Use: 2; AST Temp Closed: 0 | 0 | 0 | 2 | 10638-015-002830 | COMMERCIAL VEHICLE GRP, C/O CVG AL -
3888 | Permanently Closed | 1993-06-11 06:00 | 1973-01-01 06:00 | 1992-06-11 06:00 | Hazardous Substance | [6 empty] | Painted or None | Steel |  | 1901-01-01 06:00 | [15 empty] | UST Currently In Use: 0; UST Temp Close: 0; AST Currently In Use: 2; AST Temp Closed: 0 | 0 | 0 | 2 | 10638-015-002830 | COMMERCIAL VEHICLE GRP, C/O CVG AL -
3889 | Permanently Closed | 1901-01-01 06:00 | 1976-01-01 06:00 | 1988-01-01 06:00 | Petroleum | On road diesel | On road diesel |  | Steel | Steel |  | Painted or None | Steel |  | 1901-01-01 06:00 | [15 empty] | UST Currently In Use: 0; UST Temp Close: 0; AST Currently In Use: 0; AST Temp Closed: 0 | 0 | 0 | 1 | 10639-009-003370 | BOWATER FOREST PRODUCTS DIVISION
3890 | Permanently Closed | 1901-01-01 06:00 | 1973-01-01 06:00 | 1988-01-01 06:00 | Petroleum | On road diesel | On road diesel |  | Steel | Steel |  | Painted or None | Steel |  | 1901-01-01 06:00 | [15 empty] | UST Currently In Use: 0; UST Temp Close: 0; AST Currently In Use: 0; AST Temp Closed: 0 | 0 | 0 | 1 | 10639-049-003372 | BOWATER FOREST PRODUCTS DIVISION
3891 | Permanently Closed | 1901-01-01 06:00 | 1974-01-01 06:00 | 1988-01-01 06:00 | Petroleum | On road diesel | On road diesel |  | Steel | Steel |  | Painted or None | Steel |  | 1901-01-01 06:00 | [15 empty] | UST Currently In Use: 0; UST Temp Close: 0; AST Currently In Use: 0; AST Temp Closed: 0 | 0 | 0 | 1 | 10639-071-003371 | BOWATER FOREST PRODUCTS DIVISION
3892 | Permanently Closed | 1901-01-01 06:00 | 1965-01-01 06:00 | 1988-01-01 06:00 | Petroleum | Unleaded gasoline | Unleaded gasoline |  | Steel | Steel |  | Painted or None | Steel |  | 1901-01-01 06:00 | [15 empty] | UST Currently In Use: 0; UST Temp Close: 0; AST Currently In Use: 0; AST Temp Closed: 0 | 0 | 0 | 3 | 10639-095-003928 | BOWATER FOREST PRODUCTS DIVISION
3893 | Permanently Closed | 1901-01-01 06:00 | 1966-01-01 06:00 | 1988-01-01 06:00 | Petroleum | On road diesel | On road diesel |  | Steel | Steel |  | Painted or None | Steel |  | 1901-01-01 06:00 | [15 empty] | UST Currently In Use: 0; UST Temp Close: 0; AST Currently In Use: 0; AST Temp Closed: 0 | 0 | 0 | 3 | 10639-095-003928 | BOWATER FOREST PRODUCTS DIVISION
3894 | Permanently Closed | 1967-04-01 06:00 | 1956-01-01 06:00 | 1988-01-01 06:00 | Petroleum | Unleaded gasoline | Unleaded gasoline |  | Steel | Steel |  |  |  |  | 1901-01-01 06:00 | [15 empty] | UST Currently In Use: 0; UST Temp Close: 0; AST Currently In Use: 0; AST Temp Closed: 0 | 0 | 0 | 3 | 10639-095-003928 | BOWATER FOREST PRODUCTS DIVISION
3895 | Permanently Closed | 1998-11-24 06:00 | 1976-01-01 06:00 | 1998-11-24 06:00 | Petroleum | On road diesel | On road diesel |  | Steel | Steel |  | Painted or None | Steel |  | 1901-01-01 06:00 | [12 empty] | Annual line testing | Annual line testing |  | UST Currently In Use: 0; UST Temp Close: 0; AST Currently In Use: 0; AST Temp Closed: 0 | 0 | 0 | 2 | 10642-027-005822 | BOWDEN OIL CO INC
3896 | Permanently Closed | 1901-01-01 06:00 | 1976-01-01 06:00 | 1988-11-01 06:00 | Petroleum | On road diesel | On road diesel |  | Steel | Steel |  | Painted or None | Steel |  | 1901-01-01 06:00 | [15 empty] | UST Currently In Use: 0; UST Temp Close: 0; AST Currently In Use: 0; AST Temp Closed: 0 | 0 | 0 | 2 | 10642-027-005822 | BOWDEN OIL CO INC
3897 | Permanently Closed | 1989-12-14 06:00 | 1975-01-01 06:00 | 1989-12-14 06:00 | Petroleum | Unleaded gasoline | Unleaded gasoline |  | Steel | Steel |  | Painted or None | Steel |  | 1901-01-01 06:00 | [15 empty] | UST Currently In Use: 0; UST Temp Close: 0; AST Currently In Use: 0; AST Temp Closed: 0 | 0 | 0 | 3 | 10642-027-005825 | BOWDEN OIL CO INC
3898 | Permanently Closed | 1989-12-14 06:00 | 1965-01-01 06:00 | 1989-12-14 06:00 | Petroleum | Unleaded gasoline | Unleaded gasoline |  | Steel | Steel |  | Painted or None | Steel |  | 1901-01-01 06:00 | [15 empty] | UST Currently In Use: 0; UST Temp Close: 0; AST Currently In Use: 0; AST Temp Closed: 0 | 0 | 0 | 3 | 10642-027-005825 | BOWDEN OIL CO INC
3899 | Permanently Closed | 1989-12-14 06:00 | 1965-01-01 06:00 | 1989-12-14 06:00 | Petroleum | Unleaded gasoline | Unleaded gasoline |  | Steel | Steel |  | Painted or None | Steel |  | 1901-01-01 06:00 | [15 empty] | UST Currently In Use: 0; UST Temp Close: 0; AST Currently In Use: 0; AST Temp Closed: 0 | 0 | 0 | 3 | 10642-027-005825 | BOWDEN OIL CO INC
3900 | Temporary Closed | 2009-05-26 06:00 | 1982-01-01 06:00 |  | Petroleum | Unleaded gasoline | Unleaded gasoline | Retail | Single Wall, Steel | Steel | Field installed cathodic protection |  | Fiberglass reinforced plastic, Single Wall |  |  | Other, FLEX CONN | Catchment Basin, Single walled catchment basin | Automatic shutoff device At 95% full, Flow Rest 90% Full | Flow Rest 90% Full |  |  | Automatic Tank Gauge | [8 empty] | UST Currently In Use: 3; UST Temp Close: 1; AST Currently In Use: 1; AST Temp Closed: 0 | 3 | 1 | 3 | 24707-027-005830 | ALVIN D JACKSON
3901 | Currently in Use |  | 1977-01-01 06:00 |  | Petroleum | On road diesel | On road diesel | Retail | Single Wall, Steel | Steel | Field installed cathodic protection |  | Fiberglass reinforced plastic, Single Wall |  |  | Field installed cathodic protection, FLEX CONN | Catchment Basin, Single walled catchment basin | Automatic shutoff device At 95% full, Flow Rest 90% Full | Flow Rest 90% Full |  |  | Continuous Automatic Tank Gauge | [8 empty] | UST Currently In Use: 3; UST Temp Close: 1; AST Currently In Use: 1; AST Temp Closed: 0 | 3 | 1 | 3 | 24707-027-005830 | ALVIN D JACKSON
3902 | Permanently Closed | 1989-10-01 06:00 | 1967-01-01 06:00 | 1989-10-01 06:00 | Petroleum | Unleaded gasoline | Unleaded gasoline |  | Steel | Steel |  | Painted or None |  |  | 1901-01-01 06:00 | [15 empty] | UST Currently In Use: 3; UST Temp Close: 1; AST Currently In Use: 1; AST Temp Closed: 0 | 3 | 1 | 3 | 24707-027-005830 | ALVIN D JACKSON
3903 | Permanently Closed | 1989-10-01 06:00 | 1967-01-01 06:00 | 1989-10-01 06:00 | Petroleum | On road diesel | On road diesel |  | Steel | Steel |  | Painted or None |  |  | 1901-01-01 06:00 | [15 empty] | UST Currently In Use: 3; UST Temp Close: 1; AST Currently In Use: 1; AST Temp Closed: 0 | 3 | 1 | 3 | 24707-027-005830 | ALVIN D JACKSON
3904 | Permanently Closed | 1901-01-01 06:00 | 1971-01-01 06:00 | 1988-11-30 06:00 | Petroleum | Unleaded gasoline | Unleaded gasoline |  | Steel | Steel |  | Painted or None | Steel |  | 1901-01-01 06:00 | [15 empty] | UST Currently In Use: 3; UST Temp Close: 1; AST Currently In Use: 1; AST Temp Closed: 0 | 3 | 1 | 3 | 24707-027-005830 | ALVIN D JACKSON
3905 | Currently in Use |  | 1989-01-01 06:00 |  | Petroleum | Unleaded gasoline | Unleaded gasoline | Retail | Single Wall, Steel | Steel | Coated & cathodic protection (sti-P3), Field installed cathodic protection |  | Fiberglass reinforced plastic, Single Wall |  |  | Other, FLEX CONNS | Catchment Basin, Single walled catchment basin | Automatic shutoff device At 95% full, Flow Rest 90% Full | Flow Rest 90% Full |  |  | Continuous Automatic Tank Gauge | [8 empty] | UST Currently In Use: 3; UST Temp Close: 1; AST Currently In Use: 1; AST Temp Closed: 0 | 3 | 1 | 3 | 24707-027-005830 | ALVIN D JACKSON
3906 | Currently in Use |  | 1989-01-01 06:00 |  | Petroleum | Off road diesel | Off road diesel | Retail | Single Wall, Steel | Steel | Coated & cathodic protection (sti-P3), Field installed cathodic protection |  | Fiberglass reinforced plastic, Single Wall |  |  | Other, FLEX CONNS | Catchment Basin, Single walled catchment basin | Automatic shutoff device At 95% full, Flow Rest 90% Full | Flow Rest 90% Full |  |  | Continuous Automatic Tank Gauge | [8 empty] | UST Currently In Use: 3; UST Temp Close: 1; AST Currently In Use: 1; AST Temp Closed: 0 | 3 | 1 | 3 | 24707-027-005830 | ALVIN D JACKSON
3907 | Currently in Use |  | 1984-06-01 06:00 |  | Petroleum | Unleaded gasoline | Unleaded gasoline | Retail | Single Wall, Steel | Steel | Field installed cathodic protection |  | Single Wall, Steel |  |  | Field installed cathodic protection | Catchment Basin, Single walled catchment basin | Automatic shutoff device At 95% full | Automatic shutoff device At 95% full |  |  | Continuous Automatic Tank Gauge |  | Automatic flow restrictor (MLLD) | Automatic flow restrictor (MLLD) |  |  | Annual line testing | Annual line testing |  | UST Currently In Use: 4; UST Temp Close: 0; AST Currently In Use: 0; AST Temp Closed: 0 | 4 | 0 | 2 | 24778-027-005837 | Sassy's
3909 | Currently in Use |  | 1984-06-01 06:00 |  | Petroleum | Unleaded gasoline | Unleaded gasoline | Retail | Single Wall, Steel | Steel | Field installed cathodic protection |  | Single Wall, Steel |  |  | Field installed cathodic protection | Catchment Basin, Single walled catchment basin | Automatic shutoff device At 95% full | Automatic shutoff device At 95% full |  |  | Continuous Automatic Tank Gauge |  | Automatic flow restrictor (MLLD) | Automatic flow restrictor (MLLD) |  |  | Annual line testing | Annual line testing |  | UST Currently In Use: 4; UST Temp Close: 0; AST Currently In Use: 0; AST Temp Closed: 0 | 4 | 0 | 2 | 24778-027-005837 | Sassy's
3910 | Currently in Use |  | 1984-06-01 06:00 |  | Petroleum | On road diesel | On road diesel | Retail | Single Wall, Steel | Steel | Field installed cathodic protection, Interior lined (not allowed as a standalone method of corrosion protection) |  | Single Wall, Steel |  |  | Field installed cathodic protection | Catchment Basin, Single walled catchment basin | Automatic shutoff device At 95% full | Automatic shutoff device At 95% full |  |  | Continuous Automatic Tank Gauge |  | Automatic flow restrictor (MLLD) | Automatic flow restrictor (MLLD) |  |  | Annual line testing | Annual line testing |  | UST Currently In Use: 4; UST Temp Close: 0; AST Currently In Use: 0; AST Temp Closed: 0 | 4 | 0 | 2 | 24778-027-005837 | Sassy's
3911 | Permanently Closed | 1988-11-30 06:00 | 1984-06-01 06:00 | 1988-11-30 06:00 | Petroleum | Unleaded gasoline | Unleaded gasoline |  | Steel | Steel |  | Painted or None | Steel |  | 1901-01-01 06:00 | [15 empty] | UST Currently In Use: 4; UST Temp Close: 0; AST Currently In Use: 0; AST Temp Closed: 0 | 4 | 0 | 2 | 24778-027-005837 | Sassy's
3912 | Permanently Closed | 1988-11-30 06:00 | 1984-06-01 06:00 | 1988-11-30 06:00 | Petroleum | Unleaded gasoline | Unleaded gasoline |  | Steel | Steel |  | Painted or None | Steel |  | 1901-01-01 06:00 | [15 empty] | UST Currently In Use: 4; UST Temp Close: 0; AST Currently In Use: 0; AST Temp Closed: 0 | 4 | 0 | 2 | 24778-027-005837 | Sassy's
3913 | Currently in Use |  | 1984-06-01 06:00 |  | Petroleum | Other, OFFROAD | Other | Retail | Single Wall, Steel | Steel | Field installed cathodic protection, Interior lined (not allowed as a standalone method of corrosion protection) |  | Single Wall, Steel |  |  | Field installed cathodic protection | Catchment Basin, Single walled catchment basin | Automatic shutoff device At 95% full | Automatic shutoff device At 95% full |  |  | Continuous Automatic Tank Gauge | [8 empty] | UST Currently In Use: 4; UST Temp Close: 0; AST Currently In Use: 0; AST Temp Closed: 0 | 4 | 0 | 2 | 24778-027-005837 | Sassy's
3914 | Permanently Closed | 1987-01-01 06:00 | 1964-01-01 06:00 | 1987-01-01 06:00 | Petroleum | On road diesel | On road diesel |  | Steel | Steel |  | Painted or None | Steel |  | 1901-01-01 06:00 | [15 empty] | UST Currently In Use: 0; UST Temp Close: 0; AST Currently In Use: 0; AST Temp Closed: 0 | 0 | 0 | 1 | 10642-027-009802 | BOWDEN OIL CO INC
3915 | Permanently Closed | 1988-10-01 06:00 | 1966-01-01 06:00 | 1988-10-15 06:00 | Petroleum | On road diesel | On road diesel |  | Steel | Steel |  | Painted or None |  |  | 1901-01-01 06:00 | [15 empty] | UST Currently In Use: 0; UST Temp Close: 0; AST Currently In Use: 0; AST Temp Closed: 0 | 0 | 0 | 1 | 10642-037-002118 | BOWDEN OIL CO INC
3916 | Permanently Closed | 1901-01-01 06:00 | 1978-01-01 06:00 | 1988-11-30 06:00 | Petroleum | Unleaded gasoline | Unleaded gasoline |  | Steel | Steel |  | Painted or None |  |  | 1901-01-01 06:00 | [15 empty] | UST Currently In Use: 0; UST Temp Close: 0; AST Currently In Use: 0; AST Temp Closed: 0 | 0 | 0 | 1 | 10642-037-005818 | BOWDEN OIL CO INC
3917 | Currently in Use |  | 1985-01-01 06:00 |  | Petroleum | Unleaded gasoline | Unleaded gasoline | Retail | Double Wall, Steel | Steel | Field installed cathodic protection |  | Double Wall, Flexible | SA&TCI |  |  | Catchment Basin, Single walled catchment basin | Automatic shutoff device At 95% full | Automatic shutoff device At 95% full |  |  | Continuous Automatic Tank Gauge |  | Automatic flow restrictor (MLLD), Containment Sump | Containment Sump |  |  | Annual line testing | Annual line testing |  | UST Currently In Use: 3; UST Temp Close: 1; AST Currently In Use: 0; AST Temp Closed: 0 | 3 | 1 | 4 | 25643-037-005836 | CENTRAL ALABAMA COMMERCIAL PROP. LLC
3918 | Permanently Closed | 2021-08-24 06:00 | 1985-01-01 06:00 |  | Petroleum | Premium gasoline | Premium gasoline | Retail | Double Wall, Steel | Steel | Field installed cathodic protection |  | Double Wall, Flexible | SA&TCI |  |  | Catchment Basin, Single walled catchment basin | Automatic shutoff device At 95% full | Automatic shutoff device At 95% full |  |  | Continuous Automatic Tank Gauge |  | Automatic flow restrictor (MLLD), Containment Sump | Containment Sump |  |  | Annual line testing | Annual line testing |  | UST Currently In Use: 3; UST Temp Close: 1; AST Currently In Use: 0; AST Temp Closed: 0 | 3 | 1 | 4 | 25643-037-005836 | CENTRAL ALABAMA COMMERCIAL PROP. LLC
3919 | Temporary Closed | 2001-07-25 06:00 | 1985-01-01 06:00 |  | Petroleum | Premium gasoline | Premium gasoline | Retail | Double Wall, Steel | Steel | Field installed cathodic protection |  | Double Wall, Fiberglass reinforced plastic |  |  |  | Catchment Basin, Single walled catchment basin | Automatic shutoff device At 95% full | Automatic shutoff device At 95% full |  |  | Automatic Tank Gauge |  | Containment Sump | Containment Sump | [5 empty] | UST Currently In Use: 3; UST Temp Close: 1; AST Currently In Use: 0; AST Temp Closed: 0 | 3 | 1 | 4 | 25643-037-005836 | CENTRAL ALABAMA COMMERCIAL PROP. LLC
3920 | Permanently Closed | 1987-04-01 06:00 | 1974-01-01 06:00 |  | Petroleum | On road diesel | On road diesel |  | Steel | Steel |  | Painted or None | Steel |  | 1901-01-01 06:00 | [15 empty] | UST Currently In Use: 3; UST Temp Close: 1; AST Currently In Use: 0; AST Temp Closed: 0 | 3 | 1 | 4 | 25643-037-005836 | CENTRAL ALABAMA COMMERCIAL PROP. LLC
3921 | Permanently Closed | 1987-04-01 06:00 | 1974-01-01 06:00 |  | Petroleum | On road diesel | On road diesel |  | Steel | Steel |  | Painted or None | Steel |  | 1901-01-01 06:00 | [15 empty] | UST Currently In Use: 3; UST Temp Close: 1; AST Currently In Use: 0; AST Temp Closed: 0 | 3 | 1 | 4 | 25643-037-005836 | CENTRAL ALABAMA COMMERCIAL PROP. LLC
3922 | Permanently Closed | 1987-04-01 06:00 | 1974-01-01 06:00 |  | Petroleum | Kerosene | Kerosene |  | Steel | Steel |  | Painted or None | Steel |  | 1901-01-01 06:00 | [15 empty] | UST Currently In Use: 3; UST Temp Close: 1; AST Currently In Use: 0; AST Temp Closed: 0 | 3 | 1 | 4 | 25643-037-005836 | CENTRAL ALABAMA COMMERCIAL PROP. LLC
3923 | Currently in Use |  | 1987-01-01 06:00 |  | Petroleum | Other, OFFROAD | Other | Retail | Single Wall, Steel | Steel | Coated & cathodic protection (sti-P3), Field installed cathodic protection |  | Double Wall, Flexible | SA&TCI |  |  | Catchment Basin, Single walled catchment basin | Automatic shutoff device At 95% full | Automatic shutoff device At 95% full |  |  | Continuous Automatic Tank Gauge |  | Automatic flow restrictor (MLLD), Containment Sump | Containment Sump |  |  | Annual line testing | Annual line testing |  | UST Currently In Use: 3; UST Temp Close: 1; AST Currently In Use: 0; AST Temp Closed: 0 | 3 | 1 | 4 | 25643-037-005836 | CENTRAL ALABAMA COMMERCIAL PROP. LLC
3924 | Currently in Use |  | 1987-01-01 06:00 |  | Petroleum | On road diesel | On road diesel | Retail | Single Wall, Steel | Steel | Coated & cathodic protection (sti-P3), Field installed cathodic protection |  | Double Wall, Flexible | SA&TCI |  |  | Catchment Basin, Single walled catchment basin | Automatic shutoff device At 95% full | Automatic shutoff device At 95% full |  |  | Continuous Automatic Tank Gauge |  | Automatic flow restrictor (MLLD), Containment Sump | Containment Sump |  |  | Annual line testing | Annual line testing |  | UST Currently In Use: 3; UST Temp Close: 1; AST Currently In Use: 0; AST Temp Closed: 0 | 3 | 1 | 4 | 25643-037-005836 | CENTRAL ALABAMA COMMERCIAL PROP. LLC
3925 | Permanently Closed | 1993-12-06 06:00 | 1975-01-01 06:00 | 1993-12-07 06:00 | Petroleum | Unleaded gasoline | Unleaded gasoline |  | Steel | Steel |  | Painted or None |  |  | 1901-01-01 06:00 | [12 empty] | Annual line testing | Annual line testing |  | UST Currently In Use: 0; UST Temp Close: 0; AST Currently In Use: 0; AST Temp Closed: 0 | 0 | 0 | 4 | 10642-037-005841 | BOWDEN OIL CO INC
3926 | Permanently Closed | 1993-12-06 06:00 | 1975-01-01 06:00 | 1993-12-07 06:00 | Petroleum | Unleaded gasoline | Unleaded gasoline |  | Steel | Steel |  | Painted or None |  |  | 1901-01-01 06:00 | [15 empty] | UST Currently In Use: 0; UST Temp Close: 0; AST Currently In Use: 0; AST Temp Closed: 0 | 0 | 0 | 4 | 10642-037-005841 | BOWDEN OIL CO INC
3927 | Permanently Closed | 1993-12-06 06:00 | 1975-01-01 06:00 | 1993-12-07 06:00 | Petroleum | Unleaded gasoline | Unleaded gasoline |  | Steel | Steel |  | Painted or None |  |  | 1901-01-01 06:00 | [12 empty] | Annual line testing | Annual line testing |  | UST Currently In Use: 0; UST Temp Close: 0; AST Currently In Use: 0; AST Temp Closed: 0 | 0 | 0 | 4 | 10642-037-005841 | BOWDEN OIL CO INC
3928 | Permanently Closed | 1993-12-06 06:00 | 1982-01-01 06:00 | 1993-12-07 06:00 | Petroleum | Unleaded gasoline | Unleaded gasoline |  | Steel | Steel |  | Painted or None | Steel |  | 1901-01-01 06:00 | [15 empty] | UST Currently In Use: 0; UST Temp Close: 0; AST Currently In Use: 0; AST Temp Closed: 0 | 0 | 0 | 4 | 10642-037-005841 | BOWDEN OIL CO INC
3929 | Temporary Closed | 2019-09-30 06:00 | 1988-01-01 06:00 |  | Petroleum | Unleaded gasoline | Unleaded gasoline | Retail | Steel | Steel | Coated & cathodic protection (sti-P3) |  | Double Wall, Flexible | APT |  | Other, FLXS ISOLA | Catchment Basin, Single walled catchment basin | Automatic shutoff device At 95% full, Flow Rest 90% Full | Flow Rest 90% Full |  |  | Statistical Inventory Reconciliation (SIR) |  | Automatic flow restrictor (MLLD), Containment Sump | Containment Sump |  |  | Statistical inventory reconciliation (SIR) | Statistical inventory reconciliation (SIR) |  | UST Currently In Use: 0; UST Temp Close: 4; AST Currently In Use: 1; AST Temp Closed: 0 | 0 | 4 | 0 | 24795-037-012836 | LUCKY Z, LLC
3930 | Temporary Closed | 2019-09-30 06:00 | 1988-01-01 06:00 |  | Petroleum | On road diesel | On road diesel | Retail | Steel | Steel | Coated & cathodic protection (sti-P3) |  | Double Wall, Flexible | APT |  | Other, FLXS ISOLA | Catchment Basin, Single walled catchment basin | Automatic shutoff device At 95% full, Flow Rest 90% Full | Flow Rest 90% Full |  |  | Statistical Inventory Reconciliation (SIR) |  | Automatic flow restrictor (MLLD), Containment Sump | Containment Sump |  |  | Statistical inventory reconciliation (SIR) | Statistical inventory reconciliation (SIR) |  | UST Currently In Use: 0; UST Temp Close: 4; AST Currently In Use: 1; AST Temp Closed: 0 | 0 | 4 | 0 | 24795-037-012836 | LUCKY Z, LLC
3931 | Temporary Closed | 2019-09-30 06:00 | 1988-01-01 06:00 |  | Petroleum | Other, OFFROAD | Other | Retail | Steel | Steel | Coated & cathodic protection (sti-P3) |  | Double Wall, Flexible | APT |  | Other, FLXS ISOLA | Catchment Basin, Single walled catchment basin | Automatic shutoff device At 95% full, Flow Rest 90% Full | Flow Rest 90% Full |  |  | Statistical Inventory Reconciliation (SIR) |  | Automatic flow restrictor (MLLD), Containment Sump | Containment Sump |  |  | Statistical inventory reconciliation (SIR) | Statistical inventory reconciliation (SIR) |  | UST Currently In Use: 0; UST Temp Close: 4; AST Currently In Use: 1; AST Temp Closed: 0 | 0 | 4 | 0 | 24795-037-012836 | LUCKY Z, LLC
3932 | Temporary Closed | 2019-09-30 06:00 | 1988-01-01 06:00 |  | Petroleum | Premium gasoline | Premium gasoline | Retail | Steel | Steel | Coated & cathodic protection (sti-P3) |  | Double Wall, Flexible | APT |  | Other, FLXS ISOLA | Catchment Basin, Single walled catchment basin | Automatic shutoff device At 95% full, Flow Rest 90% Full | Flow Rest 90% Full |  |  | Statistical Inventory Reconciliation (SIR) |  | Automatic flow restrictor (MLLD), Containment Sump | Containment Sump |  |  | Statistical inventory reconciliation (SIR) | Statistical inventory reconciliation (SIR) |  | UST Currently In Use: 0; UST Temp Close: 4; AST Currently In Use: 1; AST Temp Closed: 0 | 0 | 4 | 0 | 24795-037-012836 | LUCKY Z, LLC
3933 | Permanently Closed | 1988-10-01 06:00 | 1968-01-01 06:00 |  | Petroleum | Unleaded gasoline | Unleaded gasoline |  | Steel | Steel |  | Painted or None | Steel |  | 1901-01-01 06:00 | [15 empty] | UST Currently In Use: 4; UST Temp Close: 0; AST Currently In Use: 1; AST Temp Closed: 0 | 4 | 0 | 5 | 24703-051-012491 | RED HILL PROPERTIES
3934 | Permanently Closed | 1988-10-01 06:00 | 1968-01-01 06:00 |  | Petroleum | Unleaded gasoline | Unleaded gasoline |  | Steel | Steel |  | Painted or None | Steel |  | 1901-01-01 06:00 | [15 empty] | UST Currently In Use: 4; UST Temp Close: 0; AST Currently In Use: 1; AST Temp Closed: 0 | 4 | 0 | 5 | 24703-051-012491 | RED HILL PROPERTIES
3935 | Permanently Closed | 1988-10-01 06:00 | 1963-01-01 06:00 |  | Petroleum | Other, OTHER | Other |  | Steel | Steel |  | Painted or None | Steel |  | 1901-01-01 06:00 | [15 empty] | UST Currently In Use: 4; UST Temp Close: 0; AST Currently In Use: 1; AST Temp Closed: 0 | 4 | 0 | 5 | 24703-051-012491 | RED HILL PROPERTIES
3936 | Permanently Closed | 1988-10-01 06:00 | 1976-01-01 06:00 |  | Petroleum | Unleaded gasoline | Unleaded gasoline |  | Steel | Steel |  | Painted or None | Steel |  | 1901-01-01 06:00 | [15 empty] | UST Currently In Use: 4; UST Temp Close: 0; AST Currently In Use: 1; AST Temp Closed: 0 | 4 | 0 | 5 | 24703-051-012491 | RED HILL PROPERTIES
3937 | Permanently Closed | 1988-10-01 06:00 | 1976-01-01 06:00 |  | Petroleum | On road diesel | On road diesel |  | Steel | Steel |  | Painted or None | Steel |  | 1901-01-01 06:00 | [15 empty] | UST Currently In Use: 4; UST Temp Close: 0; AST Currently In Use: 1; AST Temp Closed: 0 | 4 | 0 | 5 | 24703-051-012491 | RED HILL PROPERTIES
3938 | Currently in Use |  | 1988-01-01 06:00 |  | Petroleum | Premium gasoline | Premium gasoline | Retail | Steel | Steel | Coated & cathodic protection (sti-P3) |  | Fiberglass reinforced plastic, FLXS ISOLA |  |  |  | Catchment Basin, Single walled catchment basin | Automatic shutoff device At 95% full | Automatic shutoff device At 95% full |  |  | Automatic Tank Gauge |  | Automatic flow restrictor (MLLD) | Automatic flow restrictor (MLLD) |  |  | Annual line testing | Annual line testing |  | UST Currently In Use: 4; UST Temp Close: 0; AST Currently In Use: 1; AST Temp Closed: 0 | 4 | 0 | 5 | 24703-051-012491 | RED HILL PROPERTIES
3939 | Currently in Use |  | 1988-01-01 06:00 |  | Petroleum | Unleaded gasoline | Unleaded gasoline | Retail | Steel | Steel | Coated & cathodic protection (sti-P3) |  | Fiberglass reinforced plastic, FLXS ISOLA |  |  |  | Catchment Basin, Single walled catchment basin | Automatic shutoff device At 95% full | Automatic shutoff device At 95% full |  |  | Automatic Tank Gauge |  | Automatic flow restrictor (MLLD) | Automatic flow restrictor (MLLD) |  |  | Annual line testing | Annual line testing |  | UST Currently In Use: 4; UST Temp Close: 0; AST Currently In Use: 1; AST Temp Closed: 0 | 4 | 0 | 5 | 24703-051-012491 | RED HILL PROPERTIES
3940 | Currently in Use |  | 1988-01-01 06:00 |  | Petroleum | Unleaded gasoline | Unleaded gasoline | Retail | Steel | Steel | Coated & cathodic protection (sti-P3) |  | Fiberglass reinforced plastic, FLXS ISOLA |  |  |  | Catchment Basin, Single walled catchment basin | Automatic shutoff device At 95% full | Automatic shutoff device At 95% full |  |  | Automatic Tank Gauge |  | Automatic flow restrictor (MLLD) | Automatic flow restrictor (MLLD) |  |  | Annual line testing | Annual line testing |  | UST Currently In Use: 4; UST Temp Close: 0; AST Currently In Use: 1; AST Temp Closed: 0 | 4 | 0 | 5 | 24703-051-012491 | RED HILL PROPERTIES
3941 | Currently in Use |  | 1988-01-01 06:00 |  | Petroleum | On road diesel | On road diesel | Retail | Steel | Steel | Coated & cathodic protection (sti-P3) |  | Fiberglass reinforced plastic, FLXS ISOLA |  |  |  | Catchment Basin, Single walled catchment basin | Automatic shutoff device At 95% full | Automatic shutoff device At 95% full |  |  | Automatic Tank Gauge | [8 empty] | UST Currently In Use: 4; UST Temp Close: 0; AST Currently In Use: 1; AST Temp Closed: 0 | 4 | 0 | 5 | 24703-051-012491 | RED HILL PROPERTIES
3942 | Permanently Closed | 1988-03-01 06:00 | 1967-01-01 06:00 | 1988-03-01 06:00 | Petroleum | Unleaded gasoline | Unleaded gasoline |  | Steel | Steel |  | Painted or None | Steel |  | 1901-01-01 06:00 | [15 empty] | UST Currently In Use: 0; UST Temp Close: 0; AST Currently In Use: 0; AST Temp Closed: 0 | 0 | 0 | 7 | 10642-121-005235 | BOWDEN OIL CO INC
3943 | Permanently Closed | 1988-03-01 06:00 | 1967-01-01 06:00 | 1988-03-01 06:00 | Petroleum | Unleaded gasoline | Unleaded gasoline |  | Steel | Steel |  | Painted or None | Steel |  | 1901-01-01 06:00 | [15 empty] | UST Currently In Use: 0; UST Temp Close: 0; AST Currently In Use: 0; AST Temp Closed: 0 | 0 | 0 | 7 | 10642-121-005235 | BOWDEN OIL CO INC
3944 | Permanently Closed | 1988-03-01 06:00 | 1967-01-01 06:00 | 1988-03-01 06:00 | Petroleum | Unleaded gasoline | Unleaded gasoline |  | Steel | Steel |  | Painted or None | Steel |  | 1901-01-01 06:00 | [15 empty] | UST Currently In Use: 0; UST Temp Close: 0; AST Currently In Use: 0; AST Temp Closed: 0 | 0 | 0 | 7 | 10642-121-005235 | BOWDEN OIL CO INC
3945 | Permanently Closed | 1988-03-01 06:00 | 1967-01-01 06:00 | 1988-03-01 06:00 | Petroleum | Used oil | Used oil |  | Steel | Steel |  | Painted or None | Steel |  | 1901-01-01 06:00 | [15 empty] | UST Currently In Use: 0; UST Temp Close: 0; AST Currently In Use: 0; AST Temp Closed: 0 | 0 | 0 | 7 | 10642-121-005235 | BOWDEN OIL CO INC
3946 | Permanently Closed | 2006-06-09 06:00 | 1986-01-01 06:00 | 2006-06-09 06:00 | Petroleum | Mid-grade gasoline | Mid-grade gasoline | Retail | Steel | Steel | Coated & cathodic protection (sti-P3) |  | Fiberglass reinforced plastic |  | 1901-01-01 06:00 |  | Catchment Basin, Single walled catchment basin | Automatic shutoff device At 95% full | Automatic shutoff device At 95% full |  |  | Automatic Tank Gauge | [5 empty] | Annual line testing | Annual line testing |  | UST Currently In Use: 0; UST Temp Close: 0; AST Currently In Use: 0; AST Temp Closed: 0 | 0 | 0 | 7 | 10642-121-005235 | BOWDEN OIL CO INC
3947 | Permanently Closed | 2006-06-09 06:00 | 1986-01-01 06:00 | 2006-06-09 06:00 | Petroleum | Unleaded gasoline | Unleaded gasoline | Retail | Steel | Steel | Coated & cathodic protection (sti-P3) |  | Fiberglass reinforced plastic |  | 1901-01-01 06:00 |  | Catchment Basin, Single walled catchment basin | Automatic shutoff device At 95% full | Automatic shutoff device At 95% full |  |  | Automatic Tank Gauge | [5 empty] | Annual line testing | Annual line testing |  | UST Currently In Use: 0; UST Temp Close: 0; AST Currently In Use: 0; AST Temp Closed: 0 | 0 | 0 | 7 | 10642-121-005235 | BOWDEN OIL CO INC
3948 | Permanently Closed | 2006-06-09 06:00 | 1986-01-01 06:00 | 2006-06-09 06:00 | Petroleum | Premium gasoline | Premium gasoline | Retail | Steel | Steel | Coated & cathodic protection (sti-P3) |  | Fiberglass reinforced plastic |  | 1901-01-01 06:00 |  | Catchment Basin, Single walled catchment basin | Automatic shutoff device At 95% full | Automatic shutoff device At 95% full |  |  | Automatic Tank Gauge | [5 empty] | Annual line testing | Annual line testing |  | UST Currently In Use: 0; UST Temp Close: 0; AST Currently In Use: 0; AST Temp Closed: 0 | 0 | 0 | 7 | 10642-121-005235 | BOWDEN OIL CO INC
3949 | Currently in Use |  | 1981-01-01 06:00 |  | Petroleum | Mid-grade gasoline | Mid-grade gasoline | Retail | Fiberglass reinforced plastic, Single Wall | Single Wall |  |  | Double Wall, Flexible | APT | 1901-01-01 06:00 |  | Catchment Basin, Single walled catchment basin | Automatic shutoff device At 95% full | Automatic shutoff device At 95% full |  |  | Continuous Automatic Tank Gauge |  | Automatic flow restrictor (MLLD), Containment Sump | Containment Sump |  |  | Annual line testing | Annual line testing |  | UST Currently In Use: 3; UST Temp Close: 0; AST Currently In Use: 0; AST Temp Closed: 0 | 3 | 0 | 1 | 25643-121-005311 | CENTRAL ALABAMA COMMERCIAL PROP. LLC
3950 | Currently in Use |  | 1981-01-01 06:00 |  | Petroleum | Unleaded gasoline | Unleaded gasoline | Retail | Fiberglass reinforced plastic, Single Wall | Single Wall |  |  | Double Wall, Flexible | APT | 1901-01-01 06:00 |  | Catchment Basin, Single walled catchment basin | Automatic shutoff device At 95% full | Automatic shutoff device At 95% full |  |  | Continuous Automatic Tank Gauge |  | Automatic flow restrictor (MLLD), Containment Sump | Containment Sump |  |  | Annual line testing | Annual line testing |  | UST Currently In Use: 3; UST Temp Close: 0; AST Currently In Use: 0; AST Temp Closed: 0 | 3 | 0 | 1 | 25643-121-005311 | CENTRAL ALABAMA COMMERCIAL PROP. LLC
3951 | Currently in Use |  | 1981-01-01 06:00 |  | Petroleum | Premium gasoline | Premium gasoline | Retail | Fiberglass reinforced plastic, Single Wall | Single Wall |  |  | Double Wall, Flexible | APT | 1901-01-01 06:00 |  | Catchment Basin, Single walled catchment basin | Automatic shutoff device At 95% full | Automatic shutoff device At 95% full |  |  | Continuous Automatic Tank Gauge |  | Automatic flow restrictor (MLLD), Containment Sump | Containment Sump |  |  | Annual line testing | Annual line testing |  | UST Currently In Use: 3; UST Temp Close: 0; AST Currently In Use: 0; AST Temp Closed: 0 | 3 | 0 | 1 | 25643-121-005311 | CENTRAL ALABAMA COMMERCIAL PROP. LLC
3952 | Permanently Closed | 1901-01-01 06:00 | 1981-01-01 06:00 |  | Petroleum | Used oil | Used oil |  | Fiberglass reinforced plastic | Fiberglass reinforced plastic |  |  | Fiberglass reinforced plastic |  | 1901-01-01 06:00 | [15 empty] | UST Currently In Use: 3; UST Temp Close: 0; AST Currently In Use: 0; AST Temp Closed: 0 | 3 | 0 | 1 | 25643-121-005311 | CENTRAL ALABAMA COMMERCIAL PROP. LLC
3953 | Permanently Closed | 1990-05-11 06:00 | 1971-01-01 06:00 | 1990-05-11 06:00 | Petroleum | Unleaded gasoline | Unleaded gasoline |  | Steel | Steel |  | Painted or None |  |  | 1901-01-01 06:00 | [15 empty] | UST Currently In Use: 0; UST Temp Close: 0; AST Currently In Use: 0; AST Temp Closed: 0 | 0 | 0 | 2 | 10642-121-005813 | BOWDEN OIL CO INC
3954 | Permanently Closed | 1990-05-11 06:00 | 1971-01-01 06:00 | 1990-05-11 06:00 | Petroleum | Unleaded gasoline | Unleaded gasoline |  | Steel | Steel |  | Painted or None |  |  | 1901-01-01 06:00 | [15 empty] | UST Currently In Use: 0; UST Temp Close: 0; AST Currently In Use: 0; AST Temp Closed: 0 | 0 | 0 | 2 | 10642-121-005813 | BOWDEN OIL CO INC
3955 | Permanently Closed | 1992-12-01 06:00 | 1967-01-01 06:00 | 1992-12-01 06:00 | Petroleum | Unleaded gasoline | Unleaded gasoline |  | Steel | Steel |  | Painted or None |  |  | 1901-01-01 06:00 | [15 empty] | UST Currently In Use: 0; UST Temp Close: 0; AST Currently In Use: 0; AST Temp Closed: 0 | 0 | 0 | 3 | 10642-121-005815 | BOWDEN OIL CO INC
3956 | Permanently Closed | 1992-12-01 06:00 | 1967-01-01 06:00 | 1992-12-01 06:00 | Petroleum | Unleaded gasoline | Unleaded gasoline |  | Steel | Steel |  | Painted or None |  |  | 1901-01-01 06:00 | [15 empty] | UST Currently In Use: 0; UST Temp Close: 0; AST Currently In Use: 0; AST Temp Closed: 0 | 0 | 0 | 3 | 10642-121-005815 | BOWDEN OIL CO INC
3957 | Permanently Closed | 1901-01-01 06:00 | 1967-01-01 06:00 |  | Petroleum | Other, EMPTY | Other |  | Steel | Steel |  | Painted or None |  |  | 1901-01-01 06:00 | [15 empty] | UST Currently In Use: 0; UST Temp Close: 0; AST Currently In Use: 0; AST Temp Closed: 0 | 0 | 0 | 3 | 10642-121-005815 | BOWDEN OIL CO INC
3958 | Permanently Closed | 1986-08-01 06:00 | 1968-01-01 06:00 |  | Petroleum | Unleaded gasoline | Unleaded gasoline |  | Steel | Steel |  | Painted or None | Steel |  | 1901-01-01 06:00 | [15 empty] | UST Currently In Use: 0; UST Temp Close: 0; AST Currently In Use: 0; AST Temp Closed: 0 | 0 | 0 | 3 | 10642-121-005816 | BOWDEN OIL CO INC
3959 | Permanently Closed | 1986-08-01 06:00 | 1968-01-01 06:00 |  | Petroleum | Unleaded gasoline | Unleaded gasoline |  | Steel | Steel |  | Painted or None | Steel |  | 1901-01-01 06:00 | [15 empty] | UST Currently In Use: 0; UST Temp Close: 0; AST Currently In Use: 0; AST Temp Closed: 0 | 0 | 0 | 3 | 10642-121-005816 | BOWDEN OIL CO INC
3960 | Permanently Closed | 1986-08-01 06:00 | 1977-01-01 06:00 | 1986-08-01 06:00 | Petroleum | Unleaded gasoline | Unleaded gasoline |  | Steel | Steel |  | Painted or None | Steel |  | 1901-01-01 06:00 | [15 empty] | UST Currently In Use: 0; UST Temp Close: 0; AST Currently In Use: 0; AST Temp Closed: 0 | 0 | 0 | 3 | 10642-121-005816 | BOWDEN OIL CO INC
3961 | Permanently Closed | 1988-12-01 06:00 | 1963-01-01 06:00 |  | Petroleum | Unleaded gasoline | Unleaded gasoline |  | Steel | Steel |  | Painted or None |  |  | 1901-01-01 06:00 | [15 empty] | UST Currently In Use: 0; UST Temp Close: 0; AST Currently In Use: 0; AST Temp Closed: 0 | 0 | 0 | 1 | 10642-121-005817 | BOWDEN OIL CO INC
3962 | Permanently Closed | 1901-01-01 06:00 | 1973-01-01 06:00 | 1988-11-30 06:00 | Petroleum | Unleaded gasoline | Unleaded gasoline |  | Steel | Steel |  | Painted or None | Steel |  | 1901-01-01 06:00 | [15 empty] | UST Currently In Use: 0; UST Temp Close: 0; AST Currently In Use: 2; AST Temp Closed: 0 | 0 | 0 | 1 | 10642-121-005821 | BOWDEN OIL CO INC
3963 | Permanently Closed | 1901-01-01 06:00 | 1971-01-01 06:00 | 1988-01-01 06:00 | Petroleum | Unleaded gasoline | Unleaded gasoline |  | Steel | Steel |  | Painted or None | Steel |  | 1901-01-01 06:00 | [15 empty] | UST Currently In Use: 0; UST Temp Close: 3; AST Currently In Use: 0; AST Temp Closed: 0 | 0 | 3 | 3 | 22368-121-005823 | DUKES PROPERTIES LLC
3964 | Permanently Closed | 1901-01-01 06:00 | 1971-01-01 06:00 | 1988-01-01 06:00 | Petroleum | Unleaded gasoline | Unleaded gasoline |  | Steel | Steel |  | Painted or None |  |  | 1901-01-01 06:00 | [15 empty] | UST Currently In Use: 0; UST Temp Close: 3; AST Currently In Use: 0; AST Temp Closed: 0 | 0 | 3 | 3 | 22368-121-005823 | DUKES PROPERTIES LLC
3965 | Permanently Closed | 1901-01-01 06:00 | 1971-01-01 06:00 | 1988-01-01 06:00 | Petroleum | Unleaded gasoline | Unleaded gasoline |  | Steel | Steel |  | Painted or None |  |  | 1901-01-01 06:00 | [15 empty] | UST Currently In Use: 0; UST Temp Close: 3; AST Currently In Use: 0; AST Temp Closed: 0 | 0 | 3 | 3 | 22368-121-005823 | DUKES PROPERTIES LLC
3966 | Temporary Closed | 2010-04-10 06:00 | 1986-03-01 06:00 |  | Petroleum | Unleaded gasoline | Unleaded gasoline | Retail | Steel | Steel | Coated & cathodic protection (sti-P3) |  | Fiberglass reinforced plastic |  |  |  | Catchment Basin, Single walled catchment basin | Automatic shutoff device At 95% full | Automatic shutoff device At 95% full |  |  | Continuous Automatic Tank Gauge | [8 empty] | UST Currently In Use: 0; UST Temp Close: 3; AST Currently In Use: 0; AST Temp Closed: 0 | 0 | 3 | 3 | 22368-121-005823 | DUKES PROPERTIES LLC
3967 | Temporary Closed | 2010-08-10 06:00 | 1986-03-01 06:00 |  | Petroleum | Unleaded gasoline | Unleaded gasoline | Retail | Steel | Steel | Coated & cathodic protection (sti-P3) |  | Fiberglass reinforced plastic |  |  |  | Catchment Basin, Single walled catchment basin | Automatic shutoff device At 95% full | Automatic shutoff device At 95% full |  |  | Continuous Automatic Tank Gauge | [8 empty] | UST Currently In Use: 0; UST Temp Close: 3; AST Currently In Use: 0; AST Temp Closed: 0 | 0 | 3 | 3 | 22368-121-005823 | DUKES PROPERTIES LLC
3968 | Temporary Closed | 2010-08-10 06:00 | 1986-03-01 06:00 |  | Petroleum | On road diesel | On road diesel | Retail | Steel | Steel | Coated & cathodic protection (sti-P3) |  | Fiberglass reinforced plastic |  |  |  | Catchment Basin, Single walled catchment basin | Automatic shutoff device At 95% full | Automatic shutoff device At 95% full |  |  | Continuous Automatic Tank Gauge | [8 empty] | UST Currently In Use: 0; UST Temp Close: 3; AST Currently In Use: 0; AST Temp Closed: 0 | 0 | 3 | 3 | 22368-121-005823 | DUKES PROPERTIES LLC
3969 | Permanently Closed | 1993-07-12 06:00 | 1969-01-01 06:00 | 1993-07-12 06:00 | Petroleum | Unleaded gasoline | Unleaded gasoline |  | Steel | Steel |  | Painted or None |  |  | 1901-01-01 06:00 | [15 empty] | UST Currently In Use: 0; UST Temp Close: 0; AST Currently In Use: 0; AST Temp Closed: 0 | 0 | 0 | 3 | 10642-121-005824 | BOWDEN OIL CO INC
3970 | Permanently Closed | 1993-07-12 06:00 | 1969-01-01 06:00 | 1993-07-12 06:00 | Petroleum | Unleaded gasoline | Unleaded gasoline |  | Steel | Steel |  | Painted or None |  |  | 1901-01-01 06:00 | [15 empty] | UST Currently In Use: 0; UST Temp Close: 0; AST Currently In Use: 0; AST Temp Closed: 0 | 0 | 0 | 3 | 10642-121-005824 | BOWDEN OIL CO INC
3971 | Permanently Closed | 1993-07-12 06:00 | 1969-01-01 06:00 | 1993-07-12 06:00 | Petroleum | Unleaded gasoline | Unleaded gasoline |  | Steel | Steel |  | Painted or None |  |  | 1901-01-01 06:00 | [15 empty] | UST Currently In Use: 0; UST Temp Close: 0; AST Currently In Use: 0; AST Temp Closed: 0 | 0 | 0 | 3 | 10642-121-005824 | BOWDEN OIL CO INC
3972 | Permanently Closed | 1991-04-10 06:00 | 1971-01-01 06:00 | 1991-04-10 06:00 | Petroleum | Unleaded gasoline | Unleaded gasoline | Retail | Steel | Steel |  | Painted or None | Steel |  | 1901-01-01 06:00 | [15 empty] | UST Currently In Use: 3; UST Temp Close: 0; AST Currently In Use: 0; AST Temp Closed: 0 | 3 | 0 | 4 | 25402-121-005826 | NAVJOT KAUR & AMANDEEP SINGH
3973 | Permanently Closed | 1991-04-10 06:00 | 1971-01-01 06:00 | 1991-04-10 06:00 | Petroleum | Unleaded gasoline | Unleaded gasoline |  | Steel | Steel |  | Painted or None | Steel |  | 1901-01-01 06:00 | [15 empty] | UST Currently In Use: 3; UST Temp Close: 0; AST Currently In Use: 0; AST Temp Closed: 0 | 3 | 0 | 4 | 25402-121-005826 | NAVJOT KAUR & AMANDEEP SINGH
3974 | Permanently Closed | 1991-04-10 06:00 | 1971-01-01 06:00 | 1991-04-10 06:00 | Petroleum | Unleaded gasoline | Unleaded gasoline |  | Steel | Steel |  | Painted or None | Steel |  | 1901-01-01 06:00 | [15 empty] | UST Currently In Use: 3; UST Temp Close: 0; AST Currently In Use: 0; AST Temp Closed: 0 | 3 | 0 | 4 | 25402-121-005826 | NAVJOT KAUR & AMANDEEP SINGH
3975 | Permanently Closed | 1988-11-01 06:00 | 1971-01-01 06:00 |  | Petroleum | Unleaded gasoline | Unleaded gasoline |  | Steel | Steel |  | Painted or None | Steel |  | 1901-01-01 06:00 | [15 empty] | UST Currently In Use: 3; UST Temp Close: 0; AST Currently In Use: 0; AST Temp Closed: 0 | 3 | 0 | 4 | 25402-121-005826 | NAVJOT KAUR & AMANDEEP SINGH
3976 | Permanently Closed | 1993-08-13 06:00 | 1974-01-01 06:00 | 1993-08-13 06:00 | Petroleum | Unleaded gasoline | Unleaded gasoline |  | Steel | Steel |  | Painted or None | Steel |  | 1901-01-01 06:00 | [15 empty] | UST Currently In Use: 0; UST Temp Close: 0; AST Currently In Use: 0; AST Temp Closed: 0 | 0 | 0 | 3 | 10642-121-005828 | BOWDEN OIL CO INC
3977 | Permanently Closed | 1993-08-13 06:00 | 1974-01-01 06:00 | 1993-08-13 06:00 | Petroleum | Unleaded gasoline | Unleaded gasoline |  | Steel | Steel |  | Painted or None | Steel |  | 1901-01-01 06:00 | [15 empty] | UST Currently In Use: 0; UST Temp Close: 0; AST Currently In Use: 0; AST Temp Closed: 0 | 0 | 0 | 3 | 10642-121-005828 | BOWDEN OIL CO INC
3978 | Permanently Closed | 1993-08-13 06:00 | 1974-01-01 06:00 | 1993-08-13 06:00 | Petroleum | Unleaded gasoline | Unleaded gasoline |  | Steel | Steel |  | Painted or None | Steel |  | 1901-01-01 06:00 | [15 empty] | UST Currently In Use: 0; UST Temp Close: 0; AST Currently In Use: 0; AST Temp Closed: 0 | 0 | 0 | 3 | 10642-121-005828 | BOWDEN OIL CO INC
3979 | Permanently Closed | 1998-11-17 06:00 | 1967-01-01 06:00 | 1998-11-17 06:00 | Petroleum | Unleaded gasoline | Unleaded gasoline |  | Steel | Steel |  | Painted or None | Steel |  | 1901-01-01 06:00 | [12 empty] | Annual line testing | Annual line testing |  | UST Currently In Use: 0; UST Temp Close: 0; AST Currently In Use: 0; AST Temp Closed: 0 | 0 | 0 | 3 | 10642-121-005832 | BOWDEN OIL CO INC
3980 | Permanently Closed | 1998-11-17 06:00 | 1967-01-01 06:00 | 1998-11-17 06:00 | Petroleum | Unleaded gasoline | Unleaded gasoline |  | Steel | Steel |  | Painted or None | Steel |  | 1901-01-01 06:00 | [12 empty] | Annual line testing | Annual line testing |  | UST Currently In Use: 0; UST Temp Close: 0; AST Currently In Use: 0; AST Temp Closed: 0 | 0 | 0 | 3 | 10642-121-005832 | BOWDEN OIL CO INC
3981 | Permanently Closed | 1998-11-17 06:00 | 1967-01-01 06:00 | 1998-11-17 06:00 | Petroleum | Unleaded gasoline | Unleaded gasoline |  | Steel | Steel |  | Painted or None | Steel |  | 1901-01-01 06:00 | [12 empty] | Annual line testing | Annual line testing |  | UST Currently In Use: 0; UST Temp Close: 0; AST Currently In Use: 0; AST Temp Closed: 0 | 0 | 0 | 3 | 10642-121-005832 | BOWDEN OIL CO INC
3982 | Permanently Closed | 1993-11-30 06:00 | 1982-01-01 06:00 | 1994-08-22 06:00 | Petroleum | On road diesel | On road diesel |  | Steel | Steel |  | Painted or None | Steel |  | 1901-01-01 06:00 | [15 empty] | UST Currently In Use: 0; UST Temp Close: 0; AST Currently In Use: 0; AST Temp Closed: 0 | 0 | 0 | 1 | 10642-121-005833 | BOWDEN OIL CO INC
3983 | Permanently Closed | 1990-06-26 06:00 | 1980-01-01 06:00 | 1990-06-26 06:00 | Petroleum | Unleaded gasoline | Unleaded gasoline |  | Steel | Steel |  |  | Steel |  | 1901-01-01 06:00 | [15 empty] | UST Currently In Use: 0; UST Temp Close: 0; AST Currently In Use: 0; AST Temp Closed: 0 | 0 | 0 | 6 | 17265-121-005834 | TONY BISHOP
3984 | Permanently Closed | 1990-06-26 06:00 | 1980-01-01 06:00 | 1990-06-26 06:00 | Petroleum | Unleaded gasoline | Unleaded gasoline |  | Steel | Steel |  |  | Steel |  | 1901-01-01 06:00 | [15 empty] | UST Currently In Use: 0; UST Temp Close: 0; AST Currently In Use: 0; AST Temp Closed: 0 | 0 | 0 | 6 | 17265-121-005834 | TONY BISHOP
3985 | Permanently Closed | 1990-06-26 06:00 | 1970-01-01 06:00 | 1990-06-26 06:00 | Petroleum | Unleaded gasoline | Unleaded gasoline |  | Steel | Steel |  |  | Steel |  | 1901-01-01 06:00 | [15 empty] | UST Currently In Use: 0; UST Temp Close: 0; AST Currently In Use: 0; AST Temp Closed: 0 | 0 | 0 | 6 | 17265-121-005834 | TONY BISHOP
3986 | Permanently Closed | 1990-06-26 06:00 | 1970-01-01 06:00 | 1990-06-26 06:00 | Petroleum | Unleaded gasoline | Unleaded gasoline |  | Steel | Steel |  |  | Steel |  | 1901-01-01 06:00 | [15 empty] | UST Currently In Use: 0; UST Temp Close: 0; AST Currently In Use: 0; AST Temp Closed: 0 | 0 | 0 | 6 | 17265-121-005834 | TONY BISHOP
3987 | Permanently Closed | 1990-06-26 06:00 | 1970-01-01 06:00 | 1990-06-26 06:00 | Petroleum | On road diesel | On road diesel |  | Steel | Steel |  |  | Steel |  | 1901-01-01 06:00 | [15 empty] | UST Currently In Use: 0; UST Temp Close: 0; AST Currently In Use: 0; AST Temp Closed: 0 | 0 | 0 | 6 | 17265-121-005834 | TONY BISHOP
3988 | Permanently Closed | 1990-06-26 06:00 | 1980-01-01 06:00 | 1990-06-26 06:00 | Petroleum | Unleaded gasoline | Unleaded gasoline |  | Steel | Steel |  |  | Steel |  | 1901-01-01 06:00 | [15 empty] | UST Currently In Use: 0; UST Temp Close: 0; AST Currently In Use: 0; AST Temp Closed: 0 | 0 | 0 | 6 | 17265-121-005834 | TONY BISHOP
3989 | Permanently Closed | 1998-03-09 06:00 | 1977-01-01 06:00 | 1998-03-09 06:00 | Petroleum | Unleaded gasoline | Unleaded gasoline | Retail | Steel | Steel | Interior lined (not allowed as a standalone method of corrosion protection) |  | Steel |  | 1901-01-01 06:00 | [12 empty] | Annual line testing | Annual line testing |  | UST Currently In Use: 2; UST Temp Close: 0; AST Currently In Use: 1; AST Temp Closed: 0 | 2 | 0 | 5 | 24835-121-005838 | ANIL DHANANI
3990 | Permanently Closed | 1998-03-09 06:00 | 1977-01-01 06:00 | 1998-03-09 06:00 | Petroleum | Unleaded gasoline | Unleaded gasoline | Retail | Steel | Steel | Interior lined (not allowed as a standalone method of corrosion protection) | Painted or None | Steel |  | 1901-01-01 06:00 | [12 empty] | Annual line testing | Annual line testing |  | UST Currently In Use: 2; UST Temp Close: 0; AST Currently In Use: 1; AST Temp Closed: 0 | 2 | 0 | 5 | 24835-121-005838 | ANIL DHANANI
3991 | Permanently Closed | 1993-12-21 06:00 | 1969-01-01 06:00 | 1993-12-22 06:00 | Petroleum | Unleaded gasoline | Unleaded gasoline | Retail | Steel | Steel | Interior lined (not allowed as a standalone method of corrosion protection) | Painted or None | Steel |  | 1901-01-01 06:00 | [12 empty] | Annual line testing | Annual line testing |  | UST Currently In Use: 2; UST Temp Close: 0; AST Currently In Use: 1; AST Temp Closed: 0 | 2 | 0 | 5 | 24835-121-005838 | ANIL DHANANI
3992 | Permanently Closed | 1993-12-21 06:00 | 1969-01-01 06:00 | 1993-12-22 06:00 | Petroleum | Unleaded gasoline | Unleaded gasoline | Retail | Steel | Steel | Interior lined (not allowed as a standalone method of corrosion protection) | Painted or None | Steel |  | 1901-01-01 06:00 | [12 empty] | Annual line testing | Annual line testing |  | UST Currently In Use: 2; UST Temp Close: 0; AST Currently In Use: 1; AST Temp Closed: 0 | 2 | 0 | 5 | 24835-121-005838 | ANIL DHANANI
3993 | Permanently Closed | 1993-12-21 06:00 | 1969-01-01 06:00 | 1993-12-22 06:00 | Petroleum | Unleaded gasoline | Unleaded gasoline | Retail | Steel | Steel | Interior lined (not allowed as a standalone method of corrosion protection) | Painted or None | Steel |  | 1901-01-01 06:00 | [12 empty] | Annual line testing | Annual line testing |  | UST Currently In Use: 2; UST Temp Close: 0; AST Currently In Use: 1; AST Temp Closed: 0 | 2 | 0 | 5 | 24835-121-005838 | ANIL DHANANI
3994 | Permanently Closed | 1988-12-01 06:00 | 1965-01-01 06:00 |  | Petroleum | Unleaded gasoline | Unleaded gasoline |  | Steel | Steel |  | Painted or None | Steel |  | 1901-01-01 06:00 | [15 empty] | UST Currently In Use: 4; UST Temp Close: 0; AST Currently In Use: 0; AST Temp Closed: 0 | 4 | 0 | 7 | 25643-121-005840 | CENTRAL ALABAMA COMMERCIAL PROP. LLC
3995 | Permanently Closed | 1988-12-01 06:00 | 1965-01-01 06:00 |  | Petroleum | Unleaded gasoline | Unleaded gasoline |  | Steel | Steel |  | Painted or None | Steel |  | 1901-01-01 06:00 | [15 empty] | UST Currently In Use: 4; UST Temp Close: 0; AST Currently In Use: 0; AST Temp Closed: 0 | 4 | 0 | 7 | 25643-121-005840 | CENTRAL ALABAMA COMMERCIAL PROP. LLC
3996 | Permanently Closed | 1988-12-01 06:00 | 1965-01-01 06:00 |  | Petroleum | Unleaded gasoline | Unleaded gasoline |  | Steel | Steel |  | Painted or None | Steel |  | 1901-01-01 06:00 | [15 empty] | UST Currently In Use: 4; UST Temp Close: 0; AST Currently In Use: 0; AST Temp Closed: 0 | 4 | 0 | 7 | 25643-121-005840 | CENTRAL ALABAMA COMMERCIAL PROP. LLC
3997 | Permanently Closed | 1988-12-01 06:00 | 1966-01-01 06:00 |  | Petroleum | Used oil | Used oil |  | Steel | Steel |  |  | Steel |  | 1901-01-01 06:00 | [8 empty] | Other, X | Other |  |  | Other, X | Other |  | UST Currently In Use: 4; UST Temp Close: 0; AST Currently In Use: 0; AST Temp Closed: 0 | 4 | 0 | 7 | 25643-121-005840 | CENTRAL ALABAMA COMMERCIAL PROP. LLC
3998 | Permanently Closed | 1993-11-30 06:00 | 1988-01-01 06:00 | 1994-06-22 06:00 | Petroleum | Unleaded gasoline | Unleaded gasoline |  | Steel | Steel | Coated & cathodic protection (sti-P3) |  | Steel |  | 1901-01-01 06:00 | [15 empty] | UST Currently In Use: 4; UST Temp Close: 0; AST Currently In Use: 0; AST Temp Closed: 0 | 4 | 0 | 7 | 25643-121-005840 | CENTRAL ALABAMA COMMERCIAL PROP. LLC
3999 | Permanently Closed | 1993-11-30 06:00 | 1988-01-01 06:00 | 1994-06-22 06:00 | Petroleum | Unleaded gasoline | Unleaded gasoline |  | Steel | Steel | Coated & cathodic protection (sti-P3) |  | Steel |  | 1901-01-01 06:00 | [15 empty] | UST Currently In Use: 4; UST Temp Close: 0; AST Currently In Use: 0; AST Temp Closed: 0 | 4 | 0 | 7 | 25643-121-005840 | CENTRAL ALABAMA COMMERCIAL PROP. LLC
4000 | Permanently Closed | 1993-11-30 06:00 | 1988-01-01 06:00 | 1994-06-22 06:00 | Petroleum | Unleaded gasoline | Unleaded gasoline |  | Steel | Steel | Coated & cathodic protection (sti-P3) |  | Steel |  | 1901-01-01 06:00 | [15 empty] | UST Currently In Use: 4; UST Temp Close: 0; AST Currently In Use: 0; AST Temp Closed: 0 | 4 | 0 | 7 | 25643-121-005840 | CENTRAL ALABAMA COMMERCIAL PROP. LLC
4001 | Permanently Closed | 1994-12-20 06:00 | 1975-01-01 06:00 | 1994-12-20 06:00 | Petroleum | Unleaded gasoline | Unleaded gasoline | Retail | Steel | Steel |  | Painted or None | Steel |  | 1901-01-01 06:00 | [12 empty] | Annual line testing | Annual line testing |  | UST Currently In Use: 0; UST Temp Close: 0; AST Currently In Use: 0; AST Temp Closed: 0 | 0 | 0 | 8 | 10642-121-011301 | BOWDEN OIL CO INC
4002 | Permanently Closed | 1994-12-20 06:00 | 1975-01-01 06:00 | 1994-12-20 06:00 | Petroleum | Unleaded gasoline | Unleaded gasoline | Retail | Steel | Steel |  | Painted or None | Steel |  | 1901-01-01 06:00 | [12 empty] | Annual line testing | Annual line testing |  | UST Currently In Use: 0; UST Temp Close: 0; AST Currently In Use: 0; AST Temp Closed: 0 | 0 | 0 | 8 | 10642-121-011301 | BOWDEN OIL CO INC
4003 | Permanently Closed | 1994-12-20 06:00 | 1975-01-01 06:00 | 1994-12-20 06:00 | Petroleum | Unleaded gasoline | Unleaded gasoline | Retail | Steel | Steel |  | Painted or None | Steel |  | 1901-01-01 06:00 | [12 empty] | Annual line testing | Annual line testing |  | UST Currently In Use: 0; UST Temp Close: 0; AST Currently In Use: 0; AST Temp Closed: 0 | 0 | 0 | 8 | 10642-121-011301 | BOWDEN OIL CO INC
4004 | Permanently Closed | 1994-12-20 06:00 | 1975-01-01 06:00 | 1994-12-20 06:00 | Petroleum | Unleaded gasoline | Unleaded gasoline | Retail | Steel | Steel |  | Painted or None | Steel |  | 1901-01-01 06:00 | [12 empty] | Annual line testing | Annual line testing |  | UST Currently In Use: 0; UST Temp Close: 0; AST Currently In Use: 0; AST Temp Closed: 0 | 0 | 0 | 8 | 10642-121-011301 | BOWDEN OIL CO INC
4005 | Permanently Closed | 1994-12-20 06:00 | 1975-01-01 06:00 | 1994-12-20 06:00 | Petroleum | Unleaded gasoline | Unleaded gasoline | Retail | Steel | Steel |  | Painted or None | Steel |  | 1901-01-01 06:00 | [12 empty] | Annual line testing | Annual line testing |  | UST Currently In Use: 0; UST Temp Close: 0; AST Currently In Use: 0; AST Temp Closed: 0 | 0 | 0 | 8 | 10642-121-011301 | BOWDEN OIL CO INC
4006 | Permanently Closed | 1994-12-20 06:00 | 1965-01-01 06:00 | 1994-12-20 06:00 | Petroleum | On road diesel | On road diesel | Retail | Steel | Steel |  | Painted or None |  |  | 1901-01-01 06:00 | [12 empty] | Annual line testing | Annual line testing |  | UST Currently In Use: 0; UST Temp Close: 0; AST Currently In Use: 0; AST Temp Closed: 0 | 0 | 0 | 8 | 10642-121-011301 | BOWDEN OIL CO INC
4007 | Permanently Closed | 1988-11-11 06:00 | 1965-01-01 06:00 | 1988-11-30 06:00 | Petroleum | On road diesel | On road diesel |  | Steel | Steel |  | Painted or None |  |  | 1901-01-01 06:00 | [15 empty] | UST Currently In Use: 0; UST Temp Close: 0; AST Currently In Use: 0; AST Temp Closed: 0 | 0 | 0 | 8 | 10642-121-011301 | BOWDEN OIL CO INC
4008 | Permanently Closed | 1994-12-20 06:00 | 1965-01-01 06:00 | 1994-12-20 06:00 | Petroleum | Kerosene | Kerosene | Retail | Steel | Steel |  | Painted or None |  |  | 1901-01-01 06:00 | [12 empty] | Annual line testing | Annual line testing |  | UST Currently In Use: 0; UST Temp Close: 0; AST Currently In Use: 0; AST Temp Closed: 0 | 0 | 0 | 8 | 10642-121-011301 | BOWDEN OIL CO INC
4009 | Currently in Use |  | 1980-01-01 06:00 |  | Petroleum | On road diesel | On road diesel | Retail | Steel | Steel | Field installed cathodic protection, Interior lined (not allowed as a standalone method of corrosion protection) |  | Double Wall, Flexible |  |  |  | Catchment Basin, Single walled catchment basin | Automatic shutoff device At 95% full, Flow Rest 90% Full | Flow Rest 90% Full |  |  | Continuous Automatic Tank Gauge |  | Automatic flow restrictor (MLLD), Containment Sump | Containment Sump |  |  | Annual line testing | Annual line testing |  | UST Currently In Use: 4; UST Temp Close: 0; AST Currently In Use: 0; AST Temp Closed: 0 | 4 | 0 | 4 | 23157-121-011302 | SAHIN FEROZ LALANI & SHWETA LALANI
4010 | Permanently Closed | 1993-04-20 06:00 | 1980-01-01 06:00 | 1993-04-20 06:00 | Petroleum | Unleaded gasoline | Unleaded gasoline |  | Steel | Steel |  | Painted or None | Steel |  | 1901-01-01 06:00 | [15 empty] | UST Currently In Use: 4; UST Temp Close: 0; AST Currently In Use: 0; AST Temp Closed: 0 | 4 | 0 | 4 | 23157-121-011302 | SAHIN FEROZ LALANI & SHWETA LALANI
4011 | Permanently Closed | 1993-04-20 06:00 | 1970-01-01 06:00 | 1993-04-20 06:00 | Petroleum | Unleaded gasoline | Unleaded gasoline |  | Steel | Steel |  | Painted or None | Steel |  | 1901-01-01 06:00 | [15 empty] | UST Currently In Use: 4; UST Temp Close: 0; AST Currently In Use: 0; AST Temp Closed: 0 | 4 | 0 | 4 | 23157-121-011302 | SAHIN FEROZ LALANI & SHWETA LALANI
4012 | Permanently Closed | 1993-04-20 06:00 | 1970-01-01 06:00 | 1993-04-20 06:00 | Petroleum | On road diesel | On road diesel |  | Steel | Steel |  | Painted or None | Steel |  | 1901-01-01 06:00 | [15 empty] | UST Currently In Use: 4; UST Temp Close: 0; AST Currently In Use: 0; AST Temp Closed: 0 | 4 | 0 | 4 | 23157-121-011302 | SAHIN FEROZ LALANI & SHWETA LALANI
4013 | Permanently Closed | 1993-04-20 06:00 | 1970-01-01 06:00 | 1993-04-20 06:00 | Petroleum | On road diesel | On road diesel |  | Steel | Steel |  | Painted or None | Steel |  | 1901-01-01 06:00 | [15 empty] | UST Currently In Use: 4; UST Temp Close: 0; AST Currently In Use: 0; AST Temp Closed: 0 | 4 | 0 | 4 | 23157-121-011302 | SAHIN FEROZ LALANI & SHWETA LALANI
4014 | Currently in Use |  | 1979-01-01 06:00 |  | Petroleum | Unleaded gasoline | Unleaded gasoline | Retail | Single Wall, Steel | Steel | Field installed cathodic protection |  | Double Wall, Fiberglass reinforced plastic |  |  |  | Catchment Basin, Single walled catchment basin | Flow Rest 90% Full | Flow Rest 90% Full |  |  | Continuous Automatic Tank Gauge |  | Automatic flow restrictor (MLLD), Containment Sump | Containment Sump |  |  | Annual line testing | Annual line testing |  | UST Currently In Use: 4; UST Temp Close: 0; AST Currently In Use: 0; AST Temp Closed: 0 | 4 | 0 | 0 | 25643-121-011303 | CENTRAL ALABAMA COMMERCIAL PROP. LLC
4015 | Currently in Use |  | 1979-01-01 06:00 |  | Petroleum | Mid-grade gasoline | Mid-grade gasoline | Retail | Single Wall, Steel | Steel | Field installed cathodic protection |  | Double Wall, Fiberglass reinforced plastic |  |  |  | Catchment Basin, Single walled catchment basin | Flow Rest 90% Full | Flow Rest 90% Full |  |  | Continuous Automatic Tank Gauge |  | Automatic flow restrictor (MLLD), Containment Sump | Containment Sump |  |  | Annual line testing | Annual line testing |  | UST Currently In Use: 4; UST Temp Close: 0; AST Currently In Use: 0; AST Temp Closed: 0 | 4 | 0 | 0 | 25643-121-011303 | CENTRAL ALABAMA COMMERCIAL PROP. LLC
4016 | Currently in Use |  | 1979-01-01 06:00 |  | Petroleum | Premium gasoline | Premium gasoline | Retail | Single Wall, Steel, 5K/5K | Steel | Field installed cathodic protection |  | Double Wall, Fiberglass reinforced plastic |  |  |  | Catchment Basin, Single walled catchment basin | Flow Rest 90% Full | Flow Rest 90% Full |  |  | Continuous Automatic Tank Gauge |  | Automatic flow restrictor (MLLD), Containment Sump | Containment Sump |  |  | Annual line testing | Annual line testing |  | UST Currently In Use: 4; UST Temp Close: 0; AST Currently In Use: 0; AST Temp Closed: 0 | 4 | 0 | 0 | 25643-121-011303 | CENTRAL ALABAMA COMMERCIAL PROP. LLC
4018 | Currently in Use |  | 1990-08-30 06:00 |  | Petroleum | On road diesel | On road diesel | Retail | Double Wall, Fiberglass reinforced plastic | Fiberglass reinforced plastic |  |  | Double Wall, Fiberglass reinforced plastic |  |  |  | Catchment Basin, Single walled catchment basin | Flow Rest 90% Full | Flow Rest 90% Full |  |  | Continuous Automatic Tank Gauge |  | Automatic flow restrictor (MLLD), Containment Sump | Containment Sump |  |  | Annual line testing | Annual line testing |  | UST Currently In Use: 4; UST Temp Close: 0; AST Currently In Use: 0; AST Temp Closed: 0 | 4 | 0 | 0 | 25643-121-011303 | CENTRAL ALABAMA COMMERCIAL PROP. LLC
4019 | Permanently Closed | 1994-07-01 06:00 | 1982-01-01 06:00 | 1995-03-20 06:00 | Petroleum | Unleaded gasoline | Unleaded gasoline |  | Steel | Steel |  | Painted or None | Steel |  | 1901-01-01 06:00 | [15 empty] | UST Currently In Use: 0; UST Temp Close: 0; AST Currently In Use: 0; AST Temp Closed: 0 | 0 | 0 | 5 | 10642-121-011304 | BOWDEN OIL CO INC
4020 | Permanently Closed | 1901-01-01 06:00 | 1982-01-01 06:00 |  | Petroleum | Unleaded gasoline | Unleaded gasoline |  | Steel | Steel |  | Painted or None | Steel |  | 1901-01-01 06:00 | [15 empty] | UST Currently In Use: 0; UST Temp Close: 0; AST Currently In Use: 0; AST Temp Closed: 0 | 0 | 0 | 5 | 10642-121-011304 | BOWDEN OIL CO INC
4021 | Permanently Closed | 1901-01-01 06:00 | 1982-01-01 06:00 |  | Petroleum | Unleaded gasoline | Unleaded gasoline |  | Steel | Steel |  | Painted or None | Steel |  | 1901-01-01 06:00 | [15 empty] | UST Currently In Use: 0; UST Temp Close: 0; AST Currently In Use: 0; AST Temp Closed: 0 | 0 | 0 | 5 | 10642-121-011304 | BOWDEN OIL CO INC
4022 | Permanently Closed | 1994-07-01 06:00 | 1986-03-01 06:00 | 1995-03-20 06:00 | Petroleum | Unleaded gasoline | Unleaded gasoline |  | Steel | Steel | Coated & cathodic protection (sti-P3) |  | Steel |  | 1901-01-01 06:00 | [15 empty] | UST Currently In Use: 0; UST Temp Close: 0; AST Currently In Use: 0; AST Temp Closed: 0 | 0 | 0 | 5 | 10642-121-011304 | BOWDEN OIL CO INC
4023 | Permanently Closed | 1994-07-01 06:00 | 1986-03-01 06:00 | 1995-03-20 06:00 | Petroleum | Unleaded gasoline | Unleaded gasoline |  | Steel | Steel | Coated & cathodic protection (sti-P3) |  | Steel |  | 1901-01-01 06:00 | [15 empty] | UST Currently In Use: 0; UST Temp Close: 0; AST Currently In Use: 0; AST Temp Closed: 0 | 0 | 0 | 5 | 10642-121-011304 | BOWDEN OIL CO INC
4024 | Permanently Closed | 1988-04-01 06:00 | 1985-01-01 06:00 | 1988-04-01 06:00 | Petroleum | Unleaded gasoline | Unleaded gasoline |  | Steel | Steel | Coated & cathodic protection (sti-P3) |  | Steel |  | 1901-01-01 06:00 | [15 empty] | UST Currently In Use: 0; UST Temp Close: 0; AST Currently In Use: 0; AST Temp Closed: 0 | 0 | 0 | 2 | 10642-121-012653 | BOWDEN OIL CO INC
4025 | Permanently Closed | 1988-04-01 06:00 | 1985-01-01 06:00 | 1988-04-01 06:00 | Petroleum | Unleaded gasoline | Unleaded gasoline |  | Steel | Steel | Coated & cathodic protection (sti-P3) |  | Steel |  | 1901-01-01 06:00 | [15 empty] | UST Currently In Use: 0; UST Temp Close: 0; AST Currently In Use: 0; AST Temp Closed: 0 | 0 | 0 | 2 | 10642-121-012653 | BOWDEN OIL CO INC
4026 | Currently in Use |  | 1985-01-01 06:00 |  | Petroleum | Unleaded gasoline | Unleaded gasoline | Retail | Single Wall, Steel | Steel | Field installed cathodic protection |  | Single Wall, Steel |  |  | Field installed cathodic protection | Catchment Basin, Single walled catchment basin | Automatic shutoff device At 95% full | Automatic shutoff device At 95% full |  |  | Automatic Tank Gauge |  | Automatic flow restrictor (MLLD) | Automatic flow restrictor (MLLD) |  |  | Annual line testing | Annual line testing |  | UST Currently In Use: 5; UST Temp Close: 0; AST Currently In Use: 0; AST Temp Closed: 0 | 5 | 0 | 0 | 25643-121-012944 | CENTRAL ALABAMA COMMERCIAL PROP. LLC
4027 | Currently in Use |  | 1985-01-01 06:00 |  | Petroleum | Mid-grade gasoline | Mid-grade gasoline | Retail | Single Wall, Steel | Steel | Field installed cathodic protection |  | Single Wall, Steel |  |  | Field installed cathodic protection | Catchment Basin, Single walled catchment basin | Automatic shutoff device At 95% full | Automatic shutoff device At 95% full |  |  | Automatic Tank Gauge |  | Automatic flow restrictor (MLLD) | Automatic flow restrictor (MLLD) |  |  | Annual line testing | Annual line testing |  | UST Currently In Use: 5; UST Temp Close: 0; AST Currently In Use: 0; AST Temp Closed: 0 | 5 | 0 | 0 | 25643-121-012944 | CENTRAL ALABAMA COMMERCIAL PROP. LLC
4028 | Currently in Use |  | 1985-01-01 06:00 |  | Petroleum | On road diesel | On road diesel | Retail | Single Wall, Steel | Steel | Field installed cathodic protection |  | Single Wall, Steel |  |  | Field installed cathodic protection | Catchment Basin, Single walled catchment basin | Automatic shutoff device At 95% full | Automatic shutoff device At 95% full |  |  | Automatic Tank Gauge |  | Automatic flow restrictor (MLLD) | Automatic flow restrictor (MLLD) |  |  | Annual line testing | Annual line testing |  | UST Currently In Use: 5; UST Temp Close: 0; AST Currently In Use: 0; AST Temp Closed: 0 | 5 | 0 | 0 | 25643-121-012944 | CENTRAL ALABAMA COMMERCIAL PROP. LLC
4029 | Currently in Use |  | 1985-01-01 06:00 |  | Petroleum | Premium gasoline | Premium gasoline | Retail | Single Wall, Steel | Steel | Field installed cathodic protection |  | Single Wall, Steel |  |  | Field installed cathodic protection | Catchment Basin, Single walled catchment basin | Automatic shutoff device At 95% full | Automatic shutoff device At 95% full |  |  | Automatic Tank Gauge |  | Automatic flow restrictor (MLLD) | Automatic flow restrictor (MLLD) |  |  | Annual line testing | Annual line testing |  | UST Currently In Use: 5; UST Temp Close: 0; AST Currently In Use: 0; AST Temp Closed: 0 | 5 | 0 | 0 | 25643-121-012944 | CENTRAL ALABAMA COMMERCIAL PROP. LLC
4030 | Currently in Use |  | 1985-01-01 06:00 |  | Petroleum | Kerosene | Kerosene | Retail | Single Wall, Steel | Steel | Field installed cathodic protection |  | Single Wall, Steel |  |  | Field installed cathodic protection | Catchment Basin, Single walled catchment basin | Automatic shutoff device At 95% full | Automatic shutoff device At 95% full |  |  | Automatic Tank Gauge | [8 empty] | UST Currently In Use: 5; UST Temp Close: 0; AST Currently In Use: 0; AST Temp Closed: 0 | 5 | 0 | 0 | 25643-121-012944 | CENTRAL ALABAMA COMMERCIAL PROP. LLC
4031 | Permanently Closed | 1997-12-22 06:00 | 1987-01-01 06:00 | 1999-10-06 06:00 | Petroleum | Unleaded gasoline | Unleaded gasoline |  | Steel | Steel | Coated & cathodic protection (sti-P3) |  | Steel |  | 1901-01-01 06:00 | [15 empty] | UST Currently In Use: 0; UST Temp Close: 0; AST Currently In Use: 0; AST Temp Closed: 0 | 0 | 0 | 2 | 10642-121-012945 | BOWDEN OIL CO INC
4032 | Permanently Closed | 1997-12-22 06:00 | 1987-01-01 06:00 | 1999-10-06 06:00 | Petroleum | Unleaded gasoline | Unleaded gasoline |  | Steel | Steel | Coated & cathodic protection (sti-P3) |  | Steel |  | 1901-01-01 06:00 | [15 empty] | UST Currently In Use: 0; UST Temp Close: 0; AST Currently In Use: 0; AST Temp Closed: 0 | 0 | 0 | 2 | 10642-121-012945 | BOWDEN OIL CO INC
4033 | Permanently Closed | 2020-10-01 06:00 | 1990-06-12 06:00 | 2020-10-06 06:00 | Petroleum | Unleaded gasoline | Unleaded gasoline | Retail | Steel | Steel | Coated & cathodic protection (sti-P3) |  | Fiberglass reinforced plastic |  |  |  | Catchment Basin, Single walled catchment basin | Flow Rest 90% Full | Flow Rest 90% Full |  |  | Continuous Automatic Tank Gauge | [8 empty] | UST Currently In Use: 3; UST Temp Close: 0; AST Currently In Use: 0; AST Temp Closed: 0 | 3 | 0 | 5 | 23164-121-015178 | BIG DADDY'S FAYETTVILLE LLC
4034 | Permanently Closed | 2020-06-02 06:00 | 1990-06-12 06:00 | 2020-10-05 06:00 | Petroleum | Mid-grade gasoline | Mid-grade gasoline | Retail | Steel | Steel | Coated & cathodic protection (sti-P3) |  | Fiberglass reinforced plastic |  |  |  | Catchment Basin, Single walled catchment basin | Flow Rest 90% Full | Flow Rest 90% Full |  |  | Continuous Automatic Tank Gauge | [8 empty] | UST Currently In Use: 3; UST Temp Close: 0; AST Currently In Use: 0; AST Temp Closed: 0 | 3 | 0 | 5 | 23164-121-015178 | BIG DADDY'S FAYETTVILLE LLC
4035 | Permanently Closed | 2021-10-01 06:00 | 1990-06-12 06:00 | 2020-10-06 06:00 | Petroleum | Premium gasoline | Premium gasoline | Retail | Steel | Steel | Coated & cathodic protection (sti-P3) |  | Fiberglass reinforced plastic |  |  |  | Catchment Basin, Single walled catchment basin | Flow Rest 90% Full | Flow Rest 90% Full |  |  | Continuous Automatic Tank Gauge | [8 empty] | UST Currently In Use: 3; UST Temp Close: 0; AST Currently In Use: 0; AST Temp Closed: 0 | 3 | 0 | 5 | 23164-121-015178 | BIG DADDY'S FAYETTVILLE LLC
4036 | Permanently Closed | 2021-10-01 06:00 | 1990-06-12 06:00 | 2020-10-06 06:00 | Petroleum | On road diesel | On road diesel | Retail | Steel | Steel | Coated & cathodic protection (sti-P3) |  | Fiberglass reinforced plastic |  |  |  | Catchment Basin, Single walled catchment basin | Flow Rest 90% Full | Flow Rest 90% Full |  |  | Continuous Automatic Tank Gauge | [8 empty] | UST Currently In Use: 3; UST Temp Close: 0; AST Currently In Use: 0; AST Temp Closed: 0 | 3 | 0 | 5 | 23164-121-015178 | BIG DADDY'S FAYETTVILLE LLC
4037 | Permanently Closed | 2021-10-01 06:00 | 1990-06-12 06:00 | 2020-10-05 06:00 | Petroleum | Other, OFFROAD | Other | Retail | Steel | Steel | Coated & cathodic protection (sti-P3) |  | Fiberglass reinforced plastic |  |  |  | Catchment Basin, Single walled catchment basin | Flow Rest 90% Full | Flow Rest 90% Full |  |  | Continuous Automatic Tank Gauge | [8 empty] | UST Currently In Use: 3; UST Temp Close: 0; AST Currently In Use: 0; AST Temp Closed: 0 | 3 | 0 | 5 | 23164-121-015178 | BIG DADDY'S FAYETTVILLE LLC
4038 | Permanently Closed | 1985-01-01 06:00 | 1901-01-01 06:00 |  | Petroleum | Other, EMPTY | Other |  | Steel | Steel |  | Painted or None |  |  | 1901-01-01 06:00 | [15 empty] | UST Currently In Use: 0; UST Temp Close: 0; AST Currently In Use: 0; AST Temp Closed: 0 | 0 | 0 | 3 | 10642-123-005809 | BOWDEN OIL CO INC
4039 | Permanently Closed | 1985-01-01 06:00 | 1901-01-01 06:00 |  | Petroleum | Other, EMPTY | Other |  | Steel | Steel |  | Painted or None |  |  | 1901-01-01 06:00 | [15 empty] | UST Currently In Use: 0; UST Temp Close: 0; AST Currently In Use: 0; AST Temp Closed: 0 | 0 | 0 | 3 | 10642-123-005809 | BOWDEN OIL CO INC
4040 | Permanently Closed | 1985-01-01 06:00 | 1901-01-01 06:00 |  | Petroleum | Other, EMPTY | Other |  | Steel | Steel |  | Painted or None |  |  | 1901-01-01 06:00 | [15 empty] | UST Currently In Use: 0; UST Temp Close: 0; AST Currently In Use: 0; AST Temp Closed: 0 | 0 | 0 | 3 | 10642-123-005809 | BOWDEN OIL CO INC
4041 | Permanently Closed | 1992-02-06 06:00 | 1973-01-01 06:00 | 1992-02-06 06:00 | Petroleum | Unleaded gasoline | Unleaded gasoline |  | Steel | Steel |  | Painted or None | Steel |  | 1901-01-01 06:00 | [15 empty] | UST Currently In Use: 0; UST Temp Close: 0; AST Currently In Use: 0; AST Temp Closed: 0 | 0 | 0 | 5 | 10642-123-005811 | BOWDEN OIL CO INC
4042 | Permanently Closed | 1992-02-06 06:00 | 1973-01-01 06:00 | 1992-02-06 06:00 | Petroleum | Unleaded gasoline | Unleaded gasoline |  | Steel | Steel |  | Painted or None | Steel |  | 1901-01-01 06:00 | [15 empty] | UST Currently In Use: 0; UST Temp Close: 0; AST Currently In Use: 0; AST Temp Closed: 0 | 0 | 0 | 5 | 10642-123-005811 | BOWDEN OIL CO INC
4043 | Permanently Closed | 1992-02-06 06:00 | 1973-01-01 06:00 | 1992-02-06 06:00 | Petroleum | Unleaded gasoline | Unleaded gasoline |  | Steel | Steel |  | Painted or None | Steel |  | 1901-01-01 06:00 | [15 empty] | UST Currently In Use: 0; UST Temp Close: 0; AST Currently In Use: 0; AST Temp Closed: 0 | 0 | 0 | 5 | 10642-123-005811 | BOWDEN OIL CO INC
4044 | Permanently Closed | 1992-02-06 06:00 | 1973-01-01 06:00 | 1992-02-06 06:00 | Petroleum | Unleaded gasoline | Unleaded gasoline |  | Steel | Steel |  | Painted or None | Steel |  | 1901-01-01 06:00 | [15 empty] | UST Currently In Use: 0; UST Temp Close: 0; AST Currently In Use: 0; AST Temp Closed: 0 | 0 | 0 | 5 | 10642-123-005811 | BOWDEN OIL CO INC
4045 | Permanently Closed | 1992-02-06 06:00 | 1973-01-01 06:00 | 1992-02-06 06:00 | Petroleum | Unleaded gasoline | Unleaded gasoline |  | Steel | Steel |  | Painted or None | Steel |  | 1901-01-01 06:00 | [15 empty] | UST Currently In Use: 0; UST Temp Close: 0; AST Currently In Use: 0; AST Temp Closed: 0 | 0 | 0 | 5 | 10642-123-005811 | BOWDEN OIL CO INC
4046 | Permanently Closed | 1998-10-02 06:00 | 1984-06-01 06:00 | 1998-10-02 06:00 | Petroleum | Mid-grade gasoline | Mid-grade gasoline | Retail | Steel | Steel |  | Painted or None | Steel |  | 1901-01-01 06:00 | [12 empty] | Annual line testing | Annual line testing |  | UST Currently In Use: 2; UST Temp Close: 1; AST Currently In Use: 1; AST Temp Closed: 0 | 2 | 1 | 3 | 23177-123-005831 | BRENDA R. SIGGERS
4047 | Permanently Closed | 1998-10-02 06:00 | 1984-06-01 06:00 | 1998-10-02 06:00 | Petroleum | Premium gasoline | Premium gasoline | Retail | Steel | Steel |  | Painted or None | Steel |  | 1901-01-01 06:00 | [12 empty] | Annual line testing | Annual line testing |  | UST Currently In Use: 2; UST Temp Close: 1; AST Currently In Use: 1; AST Temp Closed: 0 | 2 | 1 | 3 | 23177-123-005831 | BRENDA R. SIGGERS
4048 | Permanently Closed | 1984-05-01 06:00 | 1984-06-01 06:00 | 1988-10-01 06:00 | Petroleum | Unleaded gasoline | Unleaded gasoline | Retail | Steel | Steel |  | Painted or None | Steel |  | 1901-01-01 06:00 | [15 empty] | UST Currently In Use: 2; UST Temp Close: 1; AST Currently In Use: 1; AST Temp Closed: 0 | 2 | 1 | 3 | 23177-123-005831 | BRENDA R. SIGGERS
4049 | Currently in Use |  | 1990-08-08 06:00 |  | Petroleum | Unleaded gasoline | Unleaded gasoline | Retail | Steel | Steel | Coated & cathodic protection (sti-P3) |  | Fiberglass reinforced plastic |  |  | Other, FLXS ISOLA | Catchment Basin, Single walled catchment basin | Automatic shutoff device At 95% full | Automatic shutoff device At 95% full |  |  | Automatic Tank Gauge | [8 empty] | UST Currently In Use: 2; UST Temp Close: 1; AST Currently In Use: 1; AST Temp Closed: 0 | 2 | 1 | 3 | 23177-123-005831 | BRENDA R. SIGGERS
4050 | Currently in Use |  | 1982-06-01 06:00 |  | Petroleum | Unleaded gasoline | Unleaded gasoline | Retail | Steel | Steel | Field installed cathodic protection |  | Double Wall, Fiberglass reinforced plastic |  |  |  | Catchment Basin, Single walled catchment basin | Automatic shutoff device At 95% full | Automatic shutoff device At 95% full |  |  | Automatic Tank Gauge |  | Automatic flow restrictor (MLLD) | Automatic flow restrictor (MLLD) | Interstitial Monitoring within Secondary Containment | MANUAL/VISUAL CHECK | Annual line testing | Annual line testing |  | UST Currently In Use: 3; UST Temp Close: 0; AST Currently In Use: 0; AST Temp Closed: 0 | 3 | 0 | 0 | 23157-123-005835 | SAHIN FEROZ LALANI & SHWETA LALANI
4051 | Currently in Use |  | 1982-06-01 06:00 |  | Petroleum | Mid-grade gasoline | Mid-grade gasoline | Retail | Steel | Steel | Field installed cathodic protection |  | Double Wall, Fiberglass reinforced plastic |  |  |  | Catchment Basin, Single walled catchment basin | Automatic shutoff device At 95% full | Automatic shutoff device At 95% full |  |  | Automatic Tank Gauge |  | Automatic flow restrictor (MLLD) | Automatic flow restrictor (MLLD) | Interstitial Monitoring within Secondary Containment | MANUAL/VISUAL CHECK | Annual line testing | Annual line testing |  | UST Currently In Use: 3; UST Temp Close: 0; AST Currently In Use: 0; AST Temp Closed: 0 | 3 | 0 | 0 | 23157-123-005835 | SAHIN FEROZ LALANI & SHWETA LALANI
4052 | Currently in Use |  | 1982-06-01 06:00 |  | Petroleum | Premium gasoline | Premium gasoline | Retail | Steel | Steel | Field installed cathodic protection |  | Double Wall, Fiberglass reinforced plastic |  |  |  | Catchment Basin, Single walled catchment basin | Automatic shutoff device At 95% full | Automatic shutoff device At 95% full |  |  | Automatic Tank Gauge |  | Automatic flow restrictor (MLLD) | Automatic flow restrictor (MLLD) | Interstitial Monitoring within Secondary Containment | MANUAL/VISUAL CHECK | Annual line testing | Annual line testing |  | UST Currently In Use: 3; UST Temp Close: 0; AST Currently In Use: 0; AST Temp Closed: 0 | 3 | 0 | 0 | 23157-123-005835 | SAHIN FEROZ LALANI & SHWETA LALANI
4053 | Permanently Closed | 1992-05-13 06:00 | 1981-01-01 06:00 | 1992-05-13 06:00 | Petroleum | Unleaded gasoline | Unleaded gasoline |  | Steel | Steel |  | Painted or None | Steel |  | 1901-01-01 06:00 | [15 empty] | UST Currently In Use: 5; UST Temp Close: 0; AST Currently In Use: 0; AST Temp Closed: 0 | 5 | 0 | 6 | 25643-123-005839 | CENTRAL ALABAMA COMMERCIAL PROP. LLC
4054 | Permanently Closed | 1992-05-13 06:00 | 1981-01-01 06:00 | 1992-05-13 06:00 | Petroleum | Unleaded gasoline | Unleaded gasoline |  | Steel | Steel |  | Painted or None | Steel |  | 1901-01-01 06:00 | [15 empty] | UST Currently In Use: 5; UST Temp Close: 0; AST Currently In Use: 0; AST Temp Closed: 0 | 5 | 0 | 6 | 25643-123-005839 | CENTRAL ALABAMA COMMERCIAL PROP. LLC
4055 | Permanently Closed | 1988-12-01 06:00 | 1971-01-01 06:00 |  | Petroleum | Unleaded gasoline | Unleaded gasoline |  | Steel | Steel |  | Painted or None | Steel |  | 1901-01-01 06:00 | [15 empty] | UST Currently In Use: 5; UST Temp Close: 0; AST Currently In Use: 0; AST Temp Closed: 0 | 5 | 0 | 6 | 25643-123-005839 | CENTRAL ALABAMA COMMERCIAL PROP. LLC
4056 | Permanently Closed | 1992-05-20 06:00 | 1981-01-01 06:00 |  | Petroleum | On road diesel | On road diesel |  | Steel | Steel |  | Painted or None | Steel |  | 1901-01-01 06:00 | [15 empty] | UST Currently In Use: 5; UST Temp Close: 0; AST Currently In Use: 0; AST Temp Closed: 0 | 5 | 0 | 6 | 25643-123-005839 | CENTRAL ALABAMA COMMERCIAL PROP. LLC
4057 | Permanently Closed | 1988-12-01 06:00 | 1971-01-01 06:00 |  | Petroleum | Kerosene | Kerosene |  | Steel | Steel |  | Painted or None | Steel |  | 1901-01-01 06:00 | [15 empty] | UST Currently In Use: 5; UST Temp Close: 0; AST Currently In Use: 0; AST Temp Closed: 0 | 5 | 0 | 6 | 25643-123-005839 | CENTRAL ALABAMA COMMERCIAL PROP. LLC
4058 | Permanently Closed | 1988-12-01 06:00 | 1971-01-01 06:00 |  | Petroleum | Other, MNRLSPIRIT | Other |  | Steel | Steel |  | Painted or None | Steel |  | 1901-01-01 06:00 | [15 empty] | UST Currently In Use: 5; UST Temp Close: 0; AST Currently In Use: 0; AST Temp Closed: 0 | 5 | 0 | 6 | 25643-123-005839 | CENTRAL ALABAMA COMMERCIAL PROP. LLC
4059 | Currently in Use |  | 1988-01-01 06:00 |  | Petroleum | On road diesel | On road diesel | Retail | Steel | Steel | Coated & cathodic protection (sti-P3) |  | Fiberglass reinforced plastic |  |  |  | Catchment Basin, Single walled catchment basin | Flow Rest 90% Full | Flow Rest 90% Full |  |  | Automatic Tank Gauge |  | Automatic flow restrictor (MLLD), Containment Sump | Containment Sump | Interstitial Monitoring within Secondary Containment | SENSOR TO ATG | Continuous alarm system | Continuous alarm system |  | UST Currently In Use: 5; UST Temp Close: 0; AST Currently In Use: 0; AST Temp Closed: 0 | 5 | 0 | 6 | 25643-123-005839 | CENTRAL ALABAMA COMMERCIAL PROP. LLC
4060 | Currently in Use |  | 1988-01-01 06:00 |  | Petroleum | On road diesel | On road diesel | Retail | Steel | Steel | Coated & cathodic protection (sti-P3) |  | Fiberglass reinforced plastic |  |  |  | Catchment Basin, Single walled catchment basin | Automatic shutoff device At 95% full | Automatic shutoff device At 95% full |  |  | Automatic Tank Gauge |  | Automatic flow restrictor (MLLD), Containment Sump | Containment Sump | Interstitial Monitoring within Secondary Containment | SENSOR TO ATG | Continuous alarm system | Continuous alarm system |  | UST Currently In Use: 5; UST Temp Close: 0; AST Currently In Use: 0; AST Temp Closed: 0 | 5 | 0 | 6 | 25643-123-005839 | CENTRAL ALABAMA COMMERCIAL PROP. LLC
4062 | Permanently Closed | 1988-12-01 06:00 | 1977-01-01 06:00 |  | Petroleum | Unleaded gasoline | Unleaded gasoline |  | Steel | Steel |  | Painted or None | Steel |  | 1901-01-01 06:00 | [15 empty] | UST Currently In Use: 3; UST Temp Close: 0; AST Currently In Use: 0; AST Temp Closed: 0 | 3 | 0 | 6 | 23169-123-005842 | LARRY SMITH
4063 | Permanently Closed | 1988-08-01 06:00 | 1977-01-01 06:00 |  | Petroleum | Unleaded gasoline | Unleaded gasoline |  | Steel | Steel |  | Painted or None | Steel |  | 1901-01-01 06:00 | [15 empty] | UST Currently In Use: 3; UST Temp Close: 0; AST Currently In Use: 0; AST Temp Closed: 0 | 3 | 0 | 6 | 23169-123-005842 | LARRY SMITH
4064 | Permanently Closed | 1988-08-01 06:00 | 1977-01-01 06:00 |  | Petroleum | Unleaded gasoline | Unleaded gasoline |  | Steel | Steel |  | Painted or None | Steel |  | 1901-01-01 06:00 | [15 empty] | UST Currently In Use: 3; UST Temp Close: 0; AST Currently In Use: 0; AST Temp Closed: 0 | 3 | 0 | 6 | 23169-123-005842 | LARRY SMITH
4065 | Permanently Closed | 1988-08-01 06:00 | 1977-01-01 06:00 |  | Petroleum | Unleaded gasoline | Unleaded gasoline |  | Steel | Steel |  | Painted or None | Steel |  | 1901-01-01 06:00 | [15 empty] | UST Currently In Use: 3; UST Temp Close: 0; AST Currently In Use: 0; AST Temp Closed: 0 | 3 | 0 | 6 | 23169-123-005842 | LARRY SMITH
4066 | Permanently Closed | 1988-08-01 06:00 | 1977-01-01 06:00 |  | Petroleum | On road diesel | On road diesel |  | Steel | Steel |  | Painted or None | Steel |  | 1901-01-01 06:00 | [15 empty] | UST Currently In Use: 3; UST Temp Close: 0; AST Currently In Use: 0; AST Temp Closed: 0 | 3 | 0 | 6 | 23169-123-005842 | LARRY SMITH
4067 | Permanently Closed | 1988-08-01 06:00 | 1977-01-01 06:00 |  | Petroleum | Kerosene | Kerosene |  | Steel | Steel |  | Painted or None | Steel |  | 1901-01-01 06:00 | [15 empty] | UST Currently In Use: 3; UST Temp Close: 0; AST Currently In Use: 0; AST Temp Closed: 0 | 3 | 0 | 6 | 23169-123-005842 | LARRY SMITH
4068 | Currently in Use |  | 1986-01-01 06:00 |  | Petroleum | Unleaded gasoline | Unleaded gasoline | Retail | Steel | Steel | Coated & cathodic protection (sti-P3) |  | Fiberglass reinforced plastic |  |  |  | Catchment Basin, Single walled catchment basin | Automatic shutoff device At 95% full, Flow Rest 90% Full | Flow Rest 90% Full |  |  | Automatic Tank Gauge |  | Automatic flow restrictor (MLLD) | Automatic flow restrictor (MLLD) |  |  | Annual line testing | Annual line testing |  | UST Currently In Use: 3; UST Temp Close: 0; AST Currently In Use: 0; AST Temp Closed: 0 | 3 | 0 | 6 | 23169-123-005842 | LARRY SMITH
4069 | Currently in Use |  | 1986-01-01 06:00 |  | Petroleum | Premium gasoline | Premium gasoline | Retail | Steel | Steel | Coated & cathodic protection (sti-P3) |  | Fiberglass reinforced plastic |  |  |  | Catchment Basin, Single walled catchment basin | Automatic shutoff device At 95% full, Flow Rest 90% Full | Flow Rest 90% Full |  |  | Automatic Tank Gauge |  | Automatic flow restrictor (MLLD) | Automatic flow restrictor (MLLD) |  |  | Annual line testing | Annual line testing |  | UST Currently In Use: 3; UST Temp Close: 0; AST Currently In Use: 0; AST Temp Closed: 0 | 3 | 0 | 6 | 23169-123-005842 | LARRY SMITH
4070 | Currently in Use |  | 1986-01-01 06:00 |  | Petroleum | On road diesel | On road diesel | Retail | Steel | Steel | Coated & cathodic protection (sti-P3) |  | Fiberglass reinforced plastic |  |  |  | Catchment Basin, Single walled catchment basin | Automatic shutoff device At 95% full, Flow Rest 90% Full | Flow Rest 90% Full |  |  | Automatic Tank Gauge |  | Automatic flow restrictor (MLLD) | Automatic flow restrictor (MLLD) |  |  | Annual line testing | Annual line testing |  | UST Currently In Use: 3; UST Temp Close: 0; AST Currently In Use: 0; AST Temp Closed: 0 | 3 | 0 | 6 | 23169-123-005842 | LARRY SMITH
4071 | Permanently Closed | 1901-01-01 06:00 | 1982-01-01 06:00 | 1990-11-14 06:00 | Petroleum | Kerosene | Kerosene |  | Steel | Steel | Coated & cathodic protection (sti-P3) |  | Steel |  | 1901-01-01 06:00 | [15 empty] | UST Currently In Use: 0; UST Temp Close: 0; AST Currently In Use: 0; AST Temp Closed: 0 | 0 | 0 | 1 | 10642-123-010368 | BOWDEN OIL CO INC
4072 | Permanently Closed | 1988-01-01 06:00 | 1968-01-01 06:00 | 1988-01-01 06:00 | Petroleum | On road diesel | On road diesel |  | Steel | Steel |  | Painted or None | Steel |  | 1901-01-01 06:00 | [15 empty] | UST Currently In Use: 0; UST Temp Close: 0; AST Currently In Use: 0; AST Temp Closed: 0 | 0 | 0 | 1 | 10642-123-012500 | BOWDEN OIL CO INC
4073 | Permanently Closed | 1988-01-01 06:00 | 1968-01-01 06:00 | 1988-01-01 06:00 | Petroleum | On road diesel | On road diesel |  | Steel | Steel |  | Painted or None | Steel |  | 1901-01-01 06:00 | [15 empty] | UST Currently In Use: 0; UST Temp Close: 0; AST Currently In Use: 0; AST Temp Closed: 0 | 0 | 0 | 2 | 10642-123-012501 | BOWDEN OIL CO INC
4074 | Permanently Closed | 1988-01-01 06:00 | 1968-01-01 06:00 | 1988-01-01 06:00 | Petroleum | Unleaded gasoline | Unleaded gasoline |  | Steel | Steel |  | Painted or None | Steel |  | 1901-01-01 06:00 | [15 empty] | UST Currently In Use: 0; UST Temp Close: 0; AST Currently In Use: 0; AST Temp Closed: 0 | 0 | 0 | 2 | 10642-123-012501 | BOWDEN OIL CO INC
4075 | Permanently Closed | 1987-10-01 06:00 | 1970-01-01 06:00 |  | Petroleum | Unleaded gasoline | Unleaded gasoline |  | Steel | Steel |  | Painted or None | Steel |  | 1901-01-01 06:00 | [15 empty] | UST Currently In Use: 3; UST Temp Close: 0; AST Currently In Use: 0; AST Temp Closed: 0 | 3 | 0 | 4 | 24663-123-012654 | OMAR KHATAK
4076 | Permanently Closed | 1987-10-01 06:00 | 1970-01-01 06:00 |  | Petroleum | Unleaded gasoline | Unleaded gasoline |  | Steel | Steel |  | Painted or None | Steel |  | 1901-01-01 06:00 | [15 empty] | UST Currently In Use: 3; UST Temp Close: 0; AST Currently In Use: 0; AST Temp Closed: 0 | 3 | 0 | 4 | 24663-123-012654 | OMAR KHATAK
4077 | Permanently Closed | 1987-10-01 06:00 | 1970-01-01 06:00 |  | Petroleum | Unleaded gasoline | Unleaded gasoline |  | Steel | Steel |  | Painted or None | Steel |  | 1901-01-01 06:00 | [15 empty] | UST Currently In Use: 3; UST Temp Close: 0; AST Currently In Use: 0; AST Temp Closed: 0 | 3 | 0 | 4 | 24663-123-012654 | OMAR KHATAK
4078 | Permanently Closed | 2007-12-31 06:00 | 1970-01-01 06:00 |  | Petroleum | Kerosene | Kerosene | Retail | Steel | Steel | Interior lined (not allowed as a standalone method of corrosion protection) |  | Flexible |  | 1901-01-01 06:00 |  | Catchment Basin, Single walled catchment basin | Automatic shutoff device At 95% full | Automatic shutoff device At 95% full |  |  | Automatic Tank Gauge | [8 empty] | UST Currently In Use: 3; UST Temp Close: 0; AST Currently In Use: 0; AST Temp Closed: 0 | 3 | 0 | 4 | 24663-123-012654 | OMAR KHATAK
4079 | Currently in Use |  | 1985-01-01 06:00 |  | Petroleum | Unleaded gasoline | Unleaded gasoline | Retail | Steel | Steel | Coated & cathodic protection (sti-P3) |  | Flexible |  |  |  | Catchment Basin, Single walled catchment basin | Automatic shutoff device At 95% full | Automatic shutoff device At 95% full |  |  | Automatic Tank Gauge |  | Automatic flow restrictor (MLLD) | Automatic flow restrictor (MLLD) | Interstitial Monitoring within Secondary Containment |  | Annual line testing, Continuous alarm system | Continuous alarm system |  | UST Currently In Use: 3; UST Temp Close: 0; AST Currently In Use: 0; AST Temp Closed: 0 | 3 | 0 | 4 | 24663-123-012654 | OMAR KHATAK
4080 | Currently in Use |  | 1985-01-01 06:00 |  | Petroleum | Mid-grade gasoline | Mid-grade gasoline | Retail | Steel | Steel | Coated & cathodic protection (sti-P3) |  | Flexible |  |  |  | Catchment Basin, Single walled catchment basin | Automatic shutoff device At 95% full | Automatic shutoff device At 95% full |  |  | Automatic Tank Gauge |  | Automatic flow restrictor (MLLD) | Automatic flow restrictor (MLLD) | Interstitial Monitoring within Secondary Containment |  | Annual line testing, Continuous alarm system | Continuous alarm system |  | UST Currently In Use: 3; UST Temp Close: 0; AST Currently In Use: 0; AST Temp Closed: 0 | 3 | 0 | 4 | 24663-123-012654 | OMAR KHATAK
4081 | Currently in Use |  | 1985-01-01 06:00 |  | Petroleum | Premium gasoline | Premium gasoline | Retail | Steel | Steel | Coated & cathodic protection (sti-P3) |  | Flexible |  |  |  | Catchment Basin, Single walled catchment basin | Automatic shutoff device At 95% full | Automatic shutoff device At 95% full |  |  | Automatic Tank Gauge |  | Automatic flow restrictor (MLLD), Containment Sump | Containment Sump | Interstitial Monitoring within Secondary Containment |  | Annual line testing, Continuous alarm system | Continuous alarm system |  | UST Currently In Use: 3; UST Temp Close: 0; AST Currently In Use: 0; AST Temp Closed: 0 | 3 | 0 | 4 | 24663-123-012654 | OMAR KHATAK
4082 | Permanently Closed | 1997-06-03 06:00 | 1978-01-01 06:00 | 1997-06-03 06:00 | Petroleum | Unleaded gasoline | Unleaded gasoline |  | Steel | Steel |  | Painted or None | Steel |  | 1901-01-01 06:00 | [12 empty] | Annual line testing | Annual line testing |  | UST Currently In Use: 0; UST Temp Close: 0; AST Currently In Use: 0; AST Temp Closed: 0 | 0 | 0 | 3 | 10642-123-012947 | BOWDEN OIL CO INC
4083 | Permanently Closed | 1997-06-03 06:00 | 1978-01-01 06:00 | 1997-06-03 06:00 | Petroleum | Unleaded gasoline | Unleaded gasoline |  | Steel | Steel |  | Painted or None | Steel |  | 1901-01-01 06:00 | [12 empty] | Annual line testing | Annual line testing |  | UST Currently In Use: 0; UST Temp Close: 0; AST Currently In Use: 0; AST Temp Closed: 0 | 0 | 0 | 3 | 10642-123-012947 | BOWDEN OIL CO INC
4084 | Permanently Closed | 1997-06-03 06:00 | 1984-01-01 06:00 | 1997-06-03 06:00 | Petroleum | Unleaded gasoline | Unleaded gasoline |  | Steel | Steel |  | Painted or None | Steel |  | 1901-01-01 06:00 | [15 empty] | UST Currently In Use: 0; UST Temp Close: 0; AST Currently In Use: 0; AST Temp Closed: 0 | 0 | 0 | 3 | 10642-123-012947 | BOWDEN OIL CO INC
4085 | Permanently Closed | 1993-01-13 06:00 | 1973-01-01 06:00 | 1993-01-13 06:00 | Petroleum | Unleaded gasoline | Unleaded gasoline |  | Steel | Steel |  | Painted or None | Steel |  | 1901-01-01 06:00 | [15 empty] | UST Currently In Use: 0; UST Temp Close: 0; AST Currently In Use: 0; AST Temp Closed: 0 | 0 | 0 | 1 | 10648-055-007767 | BOWEN ELECTRIC CO INC
4086 | Permanently Closed | 1979-04-01 05:00 | 1952-01-01 06:00 | 1989-09-09 06:00 | Petroleum | On road diesel | On road diesel |  | Steel | Steel |  |  | Steel |  | 1901-01-01 06:00 | [15 empty] | UST Currently In Use: 0; UST Temp Close: 0; AST Currently In Use: 0; AST Temp Closed: 0 | 0 | 0 | 4 | 10649-055-003165 | BOWMAN TRANSPORTATION INC
4087 | Permanently Closed | 1989-09-11 06:00 | 1959-01-01 06:00 | 1989-09-11 06:00 | Petroleum | On road diesel | On road diesel |  | Steel | Steel |  |  | Steel |  | 1901-01-01 06:00 | [15 empty] | UST Currently In Use: 0; UST Temp Close: 0; AST Currently In Use: 0; AST Temp Closed: 0 | 0 | 0 | 4 | 10649-055-003165 | BOWMAN TRANSPORTATION INC
4088 | Permanently Closed | 1989-09-11 06:00 | 1959-01-01 06:00 | 1989-09-11 06:00 | Petroleum | Unleaded gasoline | Unleaded gasoline |  | Steel | Steel |  |  | Steel |  | 1901-01-01 06:00 | [15 empty] | UST Currently In Use: 0; UST Temp Close: 0; AST Currently In Use: 0; AST Temp Closed: 0 | 0 | 0 | 4 | 10649-055-003165 | BOWMAN TRANSPORTATION INC
4089 | Permanently Closed | 1989-09-11 06:00 | 1977-01-01 06:00 | 1990-11-01 06:00 | Petroleum | On road diesel | On road diesel |  | Steel | Steel |  |  | Steel |  | 1901-01-01 06:00 | [15 empty] | UST Currently In Use: 0; UST Temp Close: 0; AST Currently In Use: 0; AST Temp Closed: 0 | 0 | 0 | 4 | 10649-055-003165 | BOWMAN TRANSPORTATION INC
4090 | Permanently Closed | 1991-01-14 06:00 | 1968-01-01 06:00 | 1991-01-14 06:00 | Petroleum | Unleaded gasoline | Unleaded gasoline |  | Steel | Steel |  |  |  |  | 1901-01-01 06:00 | [15 empty] | UST Currently In Use: 0; UST Temp Close: 0; AST Currently In Use: 0; AST Temp Closed: 0 | 0 | 0 | 2 | 19986-017-001059 | ESTES EXPRESS LINES
4091 | Permanently Closed | 1991-01-14 06:00 | 1968-01-01 06:00 | 1991-01-14 06:00 | Petroleum | On road diesel | On road diesel | [7 empty] | 1901-01-01 06:00 | [15 empty] | UST Currently In Use: 0; UST Temp Close: 0; AST Currently In Use: 0; AST Temp Closed: 0 | 0 | 0 | 2 | 19986-017-001059 | ESTES EXPRESS LINES
4092 | Permanently Closed | 1990-09-05 06:00 | 1964-01-01 06:00 | 1990-09-05 06:00 | Petroleum | On road diesel | On road diesel |  | Steel | Steel |  | Painted or None | Steel |  | 1901-01-01 06:00 | [15 empty] | UST Currently In Use: 0; UST Temp Close: 0; AST Currently In Use: 0; AST Temp Closed: 0 | 0 | 0 | 3 | 10651-103-000745 | BOWMAN TRANSPORTATION INC
4093 | Permanently Closed | 1990-09-05 06:00 | 1964-01-01 06:00 | 1990-09-05 06:00 | Petroleum | On road diesel | On road diesel |  | Steel | Steel |  | Painted or None | Steel |  | 1901-01-01 06:00 | [15 empty] | UST Currently In Use: 0; UST Temp Close: 0; AST Currently In Use: 0; AST Temp Closed: 0 | 0 | 0 | 3 | 10651-103-000745 | BOWMAN TRANSPORTATION INC
4094 | Permanently Closed | 1990-09-05 06:00 | 1964-01-01 06:00 | 1990-09-05 06:00 | Petroleum | Unleaded gasoline | Unleaded gasoline |  | Steel | Steel |  | Painted or None | Steel |  | 1901-01-01 06:00 | [15 empty] | UST Currently In Use: 0; UST Temp Close: 0; AST Currently In Use: 0; AST Temp Closed: 0 | 0 | 0 | 3 | 10651-103-000745 | BOWMAN TRANSPORTATION INC
4095 | Permanently Closed | 1990-09-30 06:00 | 1938-01-01 06:00 | 1990-09-30 06:00 | Petroleum | On road diesel | On road diesel |  | Steel | Steel |  | Painted or None |  |  | 1901-01-01 06:00 | [15 empty] | UST Currently In Use: 0; UST Temp Close: 0; AST Currently In Use: 0; AST Temp Closed: 0 | 0 | 0 | 7 | 10652-073-005932 | BOWMAN TRANSPORTATION INC
4096 | Permanently Closed | 1990-09-30 06:00 | 1938-01-01 06:00 | 1990-09-30 06:00 | Petroleum | On road diesel | On road diesel |  | Steel | Steel |  | Painted or None |  |  | 1901-01-01 06:00 | [15 empty] | UST Currently In Use: 0; UST Temp Close: 0; AST Currently In Use: 0; AST Temp Closed: 0 | 0 | 0 | 7 | 10652-073-005932 | BOWMAN TRANSPORTATION INC
4097 | Permanently Closed | 1990-09-30 06:00 | 1938-01-01 06:00 | 1990-09-30 06:00 | Petroleum | On road diesel | On road diesel |  | Steel | Steel |  | Painted or None |  |  | 1901-01-01 06:00 | [15 empty] | UST Currently In Use: 0; UST Temp Close: 0; AST Currently In Use: 0; AST Temp Closed: 0 | 0 | 0 | 7 | 10652-073-005932 | BOWMAN TRANSPORTATION INC
4098 | Permanently Closed | 1966-06-01 06:00 | 1938-01-01 06:00 | 1989-10-02 06:00 | Petroleum | Other, EMPTY | Other |  | Steel | Steel |  | Painted or None |  |  | 1901-01-01 06:00 | [15 empty] | UST Currently In Use: 0; UST Temp Close: 0; AST Currently In Use: 0; AST Temp Closed: 0 | 0 | 0 | 7 | 10652-073-005932 | BOWMAN TRANSPORTATION INC
4099 | Permanently Closed | 1989-10-02 06:00 | 1938-01-01 06:00 | 1989-10-02 06:00 | Petroleum | Other, ENGINE OIL | Other |  | Steel | Steel |  | Painted or None |  |  | 1901-01-01 06:00 | [15 empty] | UST Currently In Use: 0; UST Temp Close: 0; AST Currently In Use: 0; AST Temp Closed: 0 | 0 | 0 | 7 | 10652-073-005932 | BOWMAN TRANSPORTATION INC
4100 | Permanently Closed | 1989-10-02 06:00 | 1938-01-01 06:00 | 1989-10-02 06:00 | Petroleum | Kerosene | Kerosene |  | Steel | Steel |  | Painted or None |  |  | 1901-01-01 06:00 | [15 empty] | UST Currently In Use: 0; UST Temp Close: 0; AST Currently In Use: 0; AST Temp Closed: 0 | 0 | 0 | 7 | 10652-073-005932 | BOWMAN TRANSPORTATION INC
4101 | Permanently Closed | 1989-10-02 06:00 | 1938-01-01 06:00 | 1989-10-02 06:00 | Petroleum | Used oil | Used oil |  | Steel | Steel |  | Painted or None |  |  | 1901-01-01 06:00 | [15 empty] | UST Currently In Use: 0; UST Temp Close: 0; AST Currently In Use: 0; AST Temp Closed: 0 | 0 | 0 | 7 | 10652-073-005932 | BOWMAN TRANSPORTATION INC
4102 | Permanently Closed | 1990-09-15 06:00 | 1969-01-01 06:00 | 1990-09-18 06:00 | Petroleum | On road diesel | On road diesel |  | Steel | Steel |  |  | Steel |  | 1901-01-01 06:00 | [15 empty] | UST Currently In Use: 0; UST Temp Close: 0; AST Currently In Use: 0; AST Temp Closed: 0 | 0 | 0 | 1 | 10653-101-002276 | BOWMAN TRANSPORTATION INC
4103 | Permanently Closed | 1995-06-08 06:00 | 1981-01-01 06:00 | 1995-05-30 06:00 | Petroleum | On road diesel | On road diesel | Retail | Steel | Steel |  | Painted or None | Steel |  | 1901-01-01 06:00 | [15 empty] | UST Currently In Use: 1; UST Temp Close: 1; AST Currently In Use: 3; AST Temp Closed: 0 | 1 | 1 | 5 | 10654-005-001483 | BOYD BROTHERS TRANSPORTATION CO INC
4104 | Permanently Closed | 1995-06-08 06:00 | 1981-01-01 06:00 | 1995-05-30 06:00 | Petroleum | On road diesel | On road diesel |  | Steel | Steel |  | Painted or None | Steel |  | 1901-01-01 06:00 | [15 empty] | UST Currently In Use: 1; UST Temp Close: 1; AST Currently In Use: 3; AST Temp Closed: 0 | 1 | 1 | 5 | 10654-005-001483 | BOYD BROTHERS TRANSPORTATION CO INC
4105 | Permanently Closed | 1995-08-01 06:00 | 1980-01-01 06:00 | 1995-08-23 06:00 | Petroleum | On road diesel | On road diesel | Bulk facility | Steel | Steel |  | Painted or None | Steel |  | 1901-01-01 06:00 | [15 empty] | UST Currently In Use: 1; UST Temp Close: 1; AST Currently In Use: 3; AST Temp Closed: 0 | 1 | 1 | 5 | 10654-005-001483 | BOYD BROTHERS TRANSPORTATION CO INC
4106 | Permanently Closed | 1995-08-01 06:00 | 1980-01-01 06:00 | 1995-08-23 06:00 | Petroleum | On road diesel | On road diesel | Bulk facility | Steel | Steel |  | Painted or None | Steel |  | 1901-01-01 06:00 | [15 empty] | UST Currently In Use: 1; UST Temp Close: 1; AST Currently In Use: 3; AST Temp Closed: 0 | 1 | 1 | 5 | 10654-005-001483 | BOYD BROTHERS TRANSPORTATION CO INC
4107 | Currently in Use |  | 1988-04-01 06:00 |  | Petroleum | On road diesel | On road diesel | Industrial | Steel | Steel | Field installed cathodic protection |  | Fiberglass reinforced plastic |  |  |  | Catchment Basin, Single walled catchment basin | Flow Rest 90% Full | Flow Rest 90% Full |  |  | Automatic Tank Gauge |  | Automatic flow restrictor (MLLD), Containment Sump | Containment Sump | Interstitial Monitoring within Secondary Containment |  | Annual line testing | Annual line testing |  | UST Currently In Use: 1; UST Temp Close: 1; AST Currently In Use: 3; AST Temp Closed: 0 | 1 | 1 | 5 | 10654-005-001483 | BOYD BROTHERS TRANSPORTATION CO INC
4109 | Permanently Closed | 1995-08-01 06:00 | 1976-01-01 06:00 | 1995-08-23 06:00 | Petroleum | Used oil | Used oil | Bulk facility | Steel | Steel |  | Painted or None | Steel |  | 1901-01-01 06:00 | [15 empty] | UST Currently In Use: 1; UST Temp Close: 1; AST Currently In Use: 3; AST Temp Closed: 0 | 1 | 1 | 5 | 10654-005-001483 | BOYD BROTHERS TRANSPORTATION CO INC
4110 | Temporary Closed | 2004-10-01 06:00 | 1976-01-01 06:00 |  | Petroleum | Virgin oil | Virgin oil | Industrial | Steel | Steel | Field installed cathodic protection |  | Steel |  |  | Field installed cathodic protection | Catchment Basin, EXEMPT | Flow Rest 90% Full, EXEMPT | Flow Rest 90% Full | [11 empty] | UST Currently In Use: 1; UST Temp Close: 1; AST Currently In Use: 3; AST Temp Closed: 0 | 1 | 1 | 5 | 10654-005-001483 | BOYD BROTHERS TRANSPORTATION CO INC
4111 | Permanently Closed | 2002-12-20 06:00 | 1984-01-11 06:00 | 2004-03-10 06:00 | Petroleum | On road diesel | On road diesel | Bulk facility | Steel | Steel | Field installed cathodic protection |  | Fiberglass reinforced plastic |  | 1901-01-01 06:00 | Field installed cathodic protection | Catchment Basin, Single walled catchment basin | Flow Rest 90% Full | Flow Rest 90% Full | [11 empty] | UST Currently In Use: 0; UST Temp Close: 0; AST Currently In Use: 0; AST Temp Closed: 0 | 0 | 0 | 3 | 10654-073-001482 | BOYD BROTHERS TRANSPORTATION CO INC
4112 | Permanently Closed | 1996-01-30 06:00 | 1984-02-01 06:00 | 1996-01-30 06:00 | Petroleum | Other, NEW OIL | Other | Bulk facility | Steel | Steel | Coated & cathodic protection (sti-P3) |  | Steel |  | 1901-01-01 06:00 | [15 empty] | UST Currently In Use: 0; UST Temp Close: 0; AST Currently In Use: 0; AST Temp Closed: 0 | 0 | 0 | 3 | 10654-073-001482 | BOYD BROTHERS TRANSPORTATION CO INC
4113 | Retired | 1985-07-01 06:00 | 1981-01-01 06:00 |  | Petroleum | Unleaded gasoline | Unleaded gasoline |  | Steel | Steel |  | Painted or None | Steel |  | 1901-01-01 06:00 | [15 empty] | UST Currently In Use: 0; UST Temp Close: 0; AST Currently In Use: 0; AST Temp Closed: 0 | 0 | 0 | 0 | 10657-093-006365 | BRAD ALEXANDER
4114 | Retired | 1985-07-01 06:00 | 1981-01-01 06:00 |  | Petroleum | Unleaded gasoline | Unleaded gasoline |  | Steel | Steel |  | Painted or None | Steel |  | 1901-01-01 06:00 | [15 empty] | UST Currently In Use: 0; UST Temp Close: 0; AST Currently In Use: 0; AST Temp Closed: 0 | 0 | 0 | 0 | 10657-093-006365 | BRAD ALEXANDER
4115 | Permanently Closed | 1998-12-21 06:00 | 1980-01-01 06:00 | 1999-11-05 06:00 | Petroleum | Unleaded gasoline | Unleaded gasoline |  | Steel | Steel |  | Painted or None | Steel |  | 1901-01-01 06:00 | [15 empty] | UST Currently In Use: 0; UST Temp Close: 0; AST Currently In Use: 2; AST Temp Closed: 0 | 0 | 0 | 3 | 10659-039-010469 | BRADLEY ESTATE ED SUP
4116 | Permanently Closed | 1998-12-21 06:00 | 1966-01-01 06:00 | 1999-11-05 06:00 | Petroleum | Unleaded gasoline | Unleaded gasoline |  | Steel | Steel |  | Painted or None | Steel |  | 1901-01-01 06:00 | [15 empty] | UST Currently In Use: 0; UST Temp Close: 0; AST Currently In Use: 2; AST Temp Closed: 0 | 0 | 0 | 3 | 10659-039-010469 | BRADLEY ESTATE ED SUP
4117 | Permanently Closed | 1998-12-21 06:00 | 1966-01-01 06:00 | 1999-11-05 06:00 | Petroleum | Unleaded gasoline | Unleaded gasoline |  | Steel | Steel |  | Painted or None | Steel |  | 1901-01-01 06:00 | [15 empty] | UST Currently In Use: 0; UST Temp Close: 0; AST Currently In Use: 2; AST Temp Closed: 0 | 0 | 0 | 3 | 10659-039-010469 | BRADLEY ESTATE ED SUP
4118 | Permanently Closed | 1987-08-31 06:00 | 1963-01-01 06:00 | 2010-06-30 06:00 | Petroleum | On road diesel | On road diesel |  | Steel | Steel |  | Painted or None | Steel |  | 1901-01-01 06:00 | [15 empty] | UST Currently In Use: 0; UST Temp Close: 0; AST Currently In Use: 0; AST Temp Closed: 0 | 0 | 0 | 1 | 10660-073-008838 | BRADLEY REAL ESTATE INSURANCE CO
4119 | Permanently Closed | 1901-01-01 06:00 | 1983-01-01 06:00 | 1988-10-28 06:00 | Petroleum | Unleaded gasoline | Unleaded gasoline |  | Steel | Steel |  | Painted or None | Steel |  | 1901-01-01 06:00 | [15 empty] | UST Currently In Use: 0; UST Temp Close: 0; AST Currently In Use: 0; AST Temp Closed: 0 | 0 | 0 | 1 | 10661-113-002728 | BRADY WILLIAMSON CONTRACTORS INC
4120 | Permanently Closed | 1992-03-25 06:00 | 1970-01-01 06:00 | 1992-03-25 06:00 | Petroleum | On road diesel | On road diesel |  | Steel | Steel |  |  | Steel |  | 1901-01-01 06:00 | [15 empty] | UST Currently In Use: 0; UST Temp Close: 0; AST Currently In Use: 0; AST Temp Closed: 0 | 0 | 0 | 1 | 10662-061-002351 | BRANNON BROS FARM
4121 | Permanently Closed | 1991-11-25 06:00 | 1974-01-01 06:00 | 1991-11-25 06:00 | Petroleum | Unleaded gasoline | Unleaded gasoline |  | Steel | Steel |  |  | Steel |  | 1901-01-01 06:00 | [15 empty] | UST Currently In Use: 0; UST Temp Close: 0; AST Currently In Use: 0; AST Temp Closed: 0 | 0 | 0 | 2 | 10663-073-001639 | BRANNON ELECTRIC MOTOR CO INC
4122 | Permanently Closed | 1991-11-25 06:00 | 1974-01-01 06:00 | 1991-11-25 06:00 | Petroleum | Unleaded gasoline | Unleaded gasoline |  | Steel | Steel |  |  | Steel |  | 1901-01-01 06:00 | [15 empty] | UST Currently In Use: 0; UST Temp Close: 0; AST Currently In Use: 0; AST Temp Closed: 0 | 0 | 0 | 2 | 10663-073-001639 | BRANNON ELECTRIC MOTOR CO INC
4123 | Permanently Closed | 1994-07-01 06:00 | 1976-01-01 06:00 | 1994-07-01 06:00 | Petroleum | On road diesel | On road diesel |  | Steel | Steel |  | Painted or None | Steel |  | 1901-01-01 06:00 | [15 empty] | UST Currently In Use: 0; UST Temp Close: 0; AST Currently In Use: 0; AST Temp Closed: 0 | 0 | 0 | 2 | 10664-097-000789 | BRANTON INSULATION'S INC
4124 | Permanently Closed | 1994-07-01 06:00 | 1976-01-01 06:00 | 1994-07-01 06:00 | Petroleum | On road diesel | On road diesel |  | Steel | Steel |  | Painted or None | Steel |  | 1901-01-01 06:00 | [15 empty] | UST Currently In Use: 0; UST Temp Close: 0; AST Currently In Use: 0; AST Temp Closed: 0 | 0 | 0 | 2 | 10664-097-000789 | BRANTON INSULATION'S INC
4125 | Permanently Closed | 1901-01-01 06:00 | 1972-01-01 06:00 | 1988-11-01 06:00 | Petroleum | Unleaded gasoline | Unleaded gasoline |  | Steel | Steel |  | Painted or None | Steel |  | 1901-01-01 06:00 | [15 empty] | UST Currently In Use: 0; UST Temp Close: 0; AST Currently In Use: 0; AST Temp Closed: 0 | 0 | 0 | 1 | 10666-057-005872 | BRANYON OIL CO INC
4126 | Temporary Closed | 2004-07-01 06:00 | 1975-01-01 06:00 |  | Petroleum | Unleaded gasoline | Unleaded gasoline | Retail | Steel | Steel | Field installed cathodic protection |  | Steel |  | 1901-01-01 06:00 | Field installed cathodic protection | Catchment Basin, Single walled catchment basin | Automatic shutoff device At 95% full | Automatic shutoff device At 95% full |  |  | Continuous Automatic Tank Gauge | [5 empty] | Annual line testing | Annual line testing |  | UST Currently In Use: 0; UST Temp Close: 3; AST Currently In Use: 0; AST Temp Closed: 0 | 0 | 3 | 0 | 14988-057-005875 | TRICO OIL CO INC
4127 | Temporary Closed | 2004-07-01 06:00 | 1975-01-01 06:00 |  | Petroleum | Mid-grade gasoline | Mid-grade gasoline | Retail | Steel | Steel | Field installed cathodic protection |  | Steel |  | 1901-01-01 06:00 | Field installed cathodic protection | Catchment Basin, Single walled catchment basin | Automatic shutoff device At 95% full | Automatic shutoff device At 95% full |  |  | Continuous Automatic Tank Gauge | [5 empty] | Annual line testing | Annual line testing |  | UST Currently In Use: 0; UST Temp Close: 3; AST Currently In Use: 0; AST Temp Closed: 0 | 0 | 3 | 0 | 14988-057-005875 | TRICO OIL CO INC
4128 | Temporary Closed | 2004-07-01 06:00 | 1975-01-01 06:00 |  | Petroleum | Premium gasoline | Premium gasoline | Retail | Steel | Steel | Field installed cathodic protection |  | Steel |  | 1901-01-01 06:00 | Field installed cathodic protection | Catchment Basin, Single walled catchment basin | Automatic shutoff device At 95% full | Automatic shutoff device At 95% full |  |  | Continuous Automatic Tank Gauge | [5 empty] | Annual line testing | Annual line testing |  | UST Currently In Use: 0; UST Temp Close: 3; AST Currently In Use: 0; AST Temp Closed: 0 | 0 | 3 | 0 | 14988-057-005875 | TRICO OIL CO INC
4129 | Permanently Closed | 1988-12-01 06:00 | 1983-01-01 06:00 | 1988-12-01 06:00 | Petroleum | Kerosene | Kerosene |  | Steel | Steel | Coated & cathodic protection (sti-P3) |  | Steel |  | 1901-01-01 06:00 | [15 empty] | UST Currently In Use: 0; UST Temp Close: 2; AST Currently In Use: 0; AST Temp Closed: 0 | 0 | 2 | 1 | 25750-057-005880 | ANJALI AGARWAL
4130 | Permanently Closed | 1901-01-01 06:00 | 1959-01-01 06:00 | 1988-09-01 06:00 | Petroleum | Unleaded gasoline | Unleaded gasoline |  | Steel | Steel |  | Painted or None | Steel |  | 1901-01-01 06:00 | [15 empty] | UST Currently In Use: 0; UST Temp Close: 0; AST Currently In Use: 0; AST Temp Closed: 0 | 0 | 0 | 3 | 10666-057-005881 | BRANYON OIL CO INC
4131 | Permanently Closed | 1901-01-01 06:00 | 1939-01-01 06:00 | 1988-09-01 06:00 | Petroleum | Unleaded gasoline | Unleaded gasoline |  | Steel | Steel |  | Painted or None | Steel |  | 1901-01-01 06:00 | [15 empty] | UST Currently In Use: 0; UST Temp Close: 0; AST Currently In Use: 0; AST Temp Closed: 0 | 0 | 0 | 3 | 10666-057-005881 | BRANYON OIL CO INC
4132 | Permanently Closed | 1901-01-01 06:00 | 1939-01-01 06:00 | 1988-09-01 06:00 | Petroleum | Unleaded gasoline | Unleaded gasoline |  | Steel | Steel |  | Painted or None | Steel |  | 1901-01-01 06:00 | [15 empty] | UST Currently In Use: 0; UST Temp Close: 0; AST Currently In Use: 0; AST Temp Closed: 0 | 0 | 0 | 3 | 10666-057-005881 | BRANYON OIL CO INC
4133 | Permanently Closed | 1990-03-15 06:00 | 1969-01-01 06:00 | 1990-03-15 06:00 | Petroleum | Unleaded gasoline | Unleaded gasoline |  | Steel | Steel |  | Painted or None | Steel |  | 1901-01-01 06:00 | [15 empty] | UST Currently In Use: 0; UST Temp Close: 0; AST Currently In Use: 0; AST Temp Closed: 0 | 0 | 0 | 8 | 23747-057-005882 | CLATUS JUNKIN
4134 | Permanently Closed | 1990-03-15 06:00 | 1969-01-01 06:00 | 1990-03-15 06:00 | Petroleum | Unleaded gasoline | Unleaded gasoline |  | Steel | Steel |  | Painted or None | Steel |  | 1901-01-01 06:00 | [15 empty] | UST Currently In Use: 0; UST Temp Close: 0; AST Currently In Use: 0; AST Temp Closed: 0 | 0 | 0 | 8 | 23747-057-005882 | CLATUS JUNKIN
4135 | Permanently Closed | 1990-03-15 06:00 | 1969-01-01 06:00 | 1990-03-15 06:00 | Petroleum | On road diesel | On road diesel |  | Steel | Steel |  | Painted or None | Steel |  | 1901-01-01 06:00 | [15 empty] | UST Currently In Use: 0; UST Temp Close: 0; AST Currently In Use: 0; AST Temp Closed: 0 | 0 | 0 | 8 | 23747-057-005882 | CLATUS JUNKIN
4136 | Permanently Closed | 1990-03-15 06:00 | 1969-01-01 06:00 | 1990-03-15 06:00 | Petroleum | Unleaded gasoline | Unleaded gasoline |  | Steel | Steel |  | Painted or None | Steel |  | 1901-01-01 06:00 | [15 empty] | UST Currently In Use: 0; UST Temp Close: 0; AST Currently In Use: 0; AST Temp Closed: 0 | 0 | 0 | 8 | 23747-057-005882 | CLATUS JUNKIN
4137 | Permanently Closed | 2002-03-01 06:00 | 1990-03-16 06:00 | 2015-09-22 06:00 | Petroleum | Unleaded gasoline | Unleaded gasoline | Retail | Fiberglass reinforced plastic | Fiberglass reinforced plastic |  |  | Fiberglass reinforced plastic |  | 1901-01-01 06:00 | None | Catchment Basin, Single walled catchment basin | Automatic shutoff device At 95% full | Automatic shutoff device At 95% full |  |  | Continuous Automatic Tank Gauge | [5 empty] | Annual line testing | Annual line testing |  | UST Currently In Use: 0; UST Temp Close: 0; AST Currently In Use: 0; AST Temp Closed: 0 | 0 | 0 | 8 | 23747-057-005882 | CLATUS JUNKIN
4138 | Permanently Closed | 2002-03-01 06:00 | 1990-03-16 06:00 | 2015-09-22 06:00 | Petroleum | Mid-grade gasoline | Mid-grade gasoline | Retail | Fiberglass reinforced plastic | Fiberglass reinforced plastic |  |  | Fiberglass reinforced plastic |  | 1901-01-01 06:00 | None | Catchment Basin, Single walled catchment basin | Automatic shutoff device At 95% full | Automatic shutoff device At 95% full |  |  | Continuous Automatic Tank Gauge | [5 empty] | Annual line testing | Annual line testing |  | UST Currently In Use: 0; UST Temp Close: 0; AST Currently In Use: 0; AST Temp Closed: 0 | 0 | 0 | 8 | 23747-057-005882 | CLATUS JUNKIN
4139 | Permanently Closed | 2002-03-01 06:00 | 1990-03-16 06:00 | 2015-09-22 06:00 | Petroleum | Premium gasoline | Premium gasoline | Retail | Fiberglass reinforced plastic | Fiberglass reinforced plastic |  |  | Fiberglass reinforced plastic |  | 1901-01-01 06:00 | None | Catchment Basin, Single walled catchment basin | Automatic shutoff device At 95% full | Automatic shutoff device At 95% full |  |  | Continuous Automatic Tank Gauge | [5 empty] | Annual line testing | Annual line testing |  | UST Currently In Use: 0; UST Temp Close: 0; AST Currently In Use: 0; AST Temp Closed: 0 | 0 | 0 | 8 | 23747-057-005882 | CLATUS JUNKIN
4140 | Permanently Closed | 2002-03-01 06:00 | 1990-03-16 06:00 | 2015-09-22 06:00 | Petroleum | On road diesel | On road diesel | Retail | Fiberglass reinforced plastic | Fiberglass reinforced plastic |  |  | Fiberglass reinforced plastic |  | 1901-01-01 06:00 | None | Catchment Basin, Single walled catchment basin | Automatic shutoff device At 95% full | Automatic shutoff device At 95% full |  |  | Continuous Automatic Tank Gauge | [5 empty] | Annual line testing | Annual line testing |  | UST Currently In Use: 0; UST Temp Close: 0; AST Currently In Use: 0; AST Temp Closed: 0 | 0 | 0 | 8 | 23747-057-005882 | CLATUS JUNKIN
4141 | Currently in Use |  | 1975-01-01 06:00 |  | Petroleum | Unleaded gasoline | Unleaded gasoline | Retail | Steel | Steel | Field installed cathodic protection |  | Flexible |  |  |  | Catchment Basin, Single walled catchment basin | Automatic shutoff device At 95% full | Automatic shutoff device At 95% full |  |  | Automatic Tank Gauge |  | Automatic flow restrictor (MLLD), Containment Sump | Containment Sump |  |  | Annual line testing | Annual line testing |  | UST Currently In Use: 2; UST Temp Close: 0; AST Currently In Use: 0; AST Temp Closed: 0 | 2 | 0 | 0 | 23372-057-005886 | MIDSTATES PETROLEUM COMPANY
4142 | Currently in Use |  | 1975-01-01 06:00 |  | Petroleum | Premium gasoline | Premium gasoline | Retail | Steel | Steel | Field installed cathodic protection |  | Flexible |  |  |  | Catchment Basin, Single walled catchment basin | Automatic shutoff device At 95% full | Automatic shutoff device At 95% full |  |  | Automatic Tank Gauge |  | Automatic flow restrictor (MLLD), Containment Sump | Containment Sump |  |  | Annual line testing | Annual line testing |  | UST Currently In Use: 2; UST Temp Close: 0; AST Currently In Use: 0; AST Temp Closed: 0 | 2 | 0 | 0 | 23372-057-005886 | MIDSTATES PETROLEUM COMPANY
4143 | Currently in Use |  | 1974-01-01 06:00 |  | Petroleum | Unleaded gasoline | Unleaded gasoline | Retail | Steel | Steel | Field installed cathodic protection |  | Fiberglass reinforced plastic |  |  | Other, FLXS ISOLA | Catchment Basin, Single walled catchment basin | Automatic shutoff device At 95% full | Automatic shutoff device At 95% full |  |  | Continuous Automatic Tank Gauge |  | Automatic flow restrictor (MLLD) | Automatic flow restrictor (MLLD) |  |  | Annual line testing | Annual line testing |  | UST Currently In Use: 2; UST Temp Close: 0; AST Currently In Use: 0; AST Temp Closed: 0 | 2 | 0 | 0 | 23372-057-005887 | MIDSTATES PETROLEUM COMPANY
4144 | Currently in Use |  | 1974-01-01 06:00 |  | Petroleum | Premium gasoline | Premium gasoline | Retail | Steel | Steel | Field installed cathodic protection |  | Fiberglass reinforced plastic |  |  | Other, FLXS ISOLA | Catchment Basin, Single walled catchment basin | Automatic shutoff device At 95% full | Automatic shutoff device At 95% full |  |  | Continuous Automatic Tank Gauge |  | Automatic flow restrictor (MLLD) | Automatic flow restrictor (MLLD) |  |  | Annual line testing | Annual line testing |  | UST Currently In Use: 2; UST Temp Close: 0; AST Currently In Use: 0; AST Temp Closed: 0 | 2 | 0 | 0 | 23372-057-005887 | MIDSTATES PETROLEUM COMPANY
4145 | Permanently Closed | 1988-12-16 06:00 | 1964-01-01 06:00 | 1988-12-16 06:00 | Petroleum | On road diesel | On road diesel |  | Steel | Steel |  | Painted or None | Steel |  | 1901-01-01 06:00 | [15 empty] | UST Currently In Use: 0; UST Temp Close: 0; AST Currently In Use: 0; AST Temp Closed: 0 | 0 | 0 | 1 | 10666-057-005888 | BRANYON OIL CO INC
4146 | Permanently Closed | 1901-01-01 06:00 | 1982-01-01 06:00 | 1988-11-01 06:00 | Petroleum | Unleaded gasoline | Unleaded gasoline |  | Steel | Steel |  | Painted or None | Steel |  | 1901-01-01 06:00 | [15 empty] | UST Currently In Use: 0; UST Temp Close: 0; AST Currently In Use: 0; AST Temp Closed: 0 | 0 | 0 | 3 | 10666-057-005889 | BRANYON OIL CO INC
4147 | Permanently Closed | 1901-01-01 06:00 | 1982-01-01 06:00 | 1988-11-01 06:00 | Petroleum | Unleaded gasoline | Unleaded gasoline |  | Steel | Steel |  | Painted or None | Steel |  | 1901-01-01 06:00 | [15 empty] | UST Currently In Use: 0; UST Temp Close: 0; AST Currently In Use: 0; AST Temp Closed: 0 | 0 | 0 | 3 | 10666-057-005889 | BRANYON OIL CO INC
4148 | Permanently Closed | 1901-01-01 06:00 | 1982-01-01 06:00 | 1988-11-01 06:00 | Petroleum | On road diesel | On road diesel |  | Steel | Steel |  | Painted or None | Steel |  | 1901-01-01 06:00 | [15 empty] | UST Currently In Use: 0; UST Temp Close: 0; AST Currently In Use: 0; AST Temp Closed: 0 | 0 | 0 | 3 | 10666-057-005889 | BRANYON OIL CO INC
4149 | Cannot Locate or abandoned |  | 1982-01-01 06:00 |  | Petroleum | Unleaded gasoline | Unleaded gasoline | Retail | Steel | Steel | Coated & cathodic protection (sti-P3), Interior lined (not allowed as a standalone method of corrosion protection) |  | Fiberglass reinforced plastic |  | 1901-01-01 06:00 |  | Catchment Basin, Single walled catchment basin | Flow Rest 90% Full | Flow Rest 90% Full |  |  | Continuous Automatic Tank Gauge |  |  |  | Interstitial Monitoring within Secondary Containment |  | Annual line testing, Continuous alarm system | Continuous alarm system |  | UST Currently In Use: 0; UST Temp Close: 0; AST Currently In Use: 0; AST Temp Closed: 0 | 0 | 0 | 0 | 14988-057-005891 | TRICO OIL CO INC
4150 | Cannot Locate or abandoned |  | 1982-01-01 06:00 |  | Petroleum | Mid-grade gasoline | Mid-grade gasoline | Retail | Steel | Steel | Coated & cathodic protection (sti-P3), Interior lined (not allowed as a standalone method of corrosion protection) |  | Fiberglass reinforced plastic |  | 1901-01-01 06:00 |  | Catchment Basin, Single walled catchment basin | Flow Rest 90% Full | Flow Rest 90% Full | [6 empty] | Interstitial Monitoring within Secondary Containment |  | Annual line testing, Continuous alarm system | Continuous alarm system |  | UST Currently In Use: 0; UST Temp Close: 0; AST Currently In Use: 0; AST Temp Closed: 0 | 0 | 0 | 0 | 14988-057-005891 | TRICO OIL CO INC
4151 | Cannot Locate or abandoned |  | 1982-01-01 06:00 |  | Petroleum | Premium gasoline | Premium gasoline | Retail | Steel | Steel | Coated & cathodic protection (sti-P3), Interior lined (not allowed as a standalone method of corrosion protection) |  | Fiberglass reinforced plastic |  | 1901-01-01 06:00 |  | Catchment Basin, Single walled catchment basin | Flow Rest 90% Full | Flow Rest 90% Full |  |  | Continuous Automatic Tank Gauge |  |  |  | Interstitial Monitoring within Secondary Containment |  | Annual line testing, Continuous alarm system | Continuous alarm system |  | UST Currently In Use: 0; UST Temp Close: 0; AST Currently In Use: 0; AST Temp Closed: 0 | 0 | 0 | 0 | 14988-057-005891 | TRICO OIL CO INC
4152 | Cannot Locate or abandoned |  | 1982-01-01 06:00 |  | Petroleum | On road diesel | On road diesel | Retail | Steel | Steel | Coated & cathodic protection (sti-P3), Interior lined (not allowed as a standalone method of corrosion protection) |  | Fiberglass reinforced plastic |  | 1901-01-01 06:00 |  | Catchment Basin, Single walled catchment basin | Flow Rest 90% Full | Flow Rest 90% Full |  |  | Continuous Automatic Tank Gauge |  |  |  | Interstitial Monitoring within Secondary Containment |  | Annual line testing, Continuous alarm system | Continuous alarm system |  | UST Currently In Use: 0; UST Temp Close: 0; AST Currently In Use: 0; AST Temp Closed: 0 | 0 | 0 | 0 | 14988-057-005891 | TRICO OIL CO INC
4153 | Permanently Closed | 1990-10-01 06:00 | 1959-01-01 06:00 | 1995-02-24 06:00 | Petroleum | Unleaded gasoline | Unleaded gasoline | Retail | Steel | Steel |  | Painted or None | Steel |  | 1901-01-01 06:00 | None | [14 empty] | UST Currently In Use: 0; UST Temp Close: 0; AST Currently In Use: 0; AST Temp Closed: 0 | 0 | 0 | 2 | 10666-057-005894 | BRANYON OIL CO INC
4154 | Permanently Closed | 1990-10-01 06:00 | 1959-01-01 06:00 | 1995-02-24 06:00 | Petroleum | Unleaded gasoline | Unleaded gasoline |  | Steel | Steel |  | Painted or None | Steel |  | 1901-01-01 06:00 | None | [14 empty] | UST Currently In Use: 0; UST Temp Close: 0; AST Currently In Use: 0; AST Temp Closed: 0 | 0 | 0 | 2 | 10666-057-005894 | BRANYON OIL CO INC
4155 | Permanently Closed | 1901-01-01 06:00 | 1969-01-01 06:00 | 1988-12-01 06:00 | Petroleum | Unleaded gasoline | Unleaded gasoline |  | Steel | Steel |  | Painted or None | Steel |  | 1901-01-01 06:00 | [15 empty] | UST Currently In Use: 0; UST Temp Close: 0; AST Currently In Use: 0; AST Temp Closed: 0 | 0 | 0 | 1 | 10666-057-005896 | BRANYON OIL CO INC
4156 | Permanently Closed | 1991-02-14 06:00 | 1983-01-01 06:00 | 1991-02-14 06:00 | Petroleum | On road diesel | On road diesel |  | Steel | Steel | Coated & cathodic protection (sti-P3) |  | Steel |  | 1901-01-01 06:00 | [15 empty] | UST Currently In Use: 0; UST Temp Close: 0; AST Currently In Use: 0; AST Temp Closed: 0 | 0 | 0 | 2 | 10666-057-005898 | BRANYON OIL CO INC
4157 | Permanently Closed | 1991-02-14 06:00 | 1983-01-01 06:00 | 1991-02-14 06:00 | Petroleum | Unleaded gasoline | Unleaded gasoline |  | Steel | Steel | Coated & cathodic protection (sti-P3) |  | Steel |  | 1901-01-01 06:00 | [15 empty] | UST Currently In Use: 0; UST Temp Close: 0; AST Currently In Use: 0; AST Temp Closed: 0 | 0 | 0 | 2 | 10666-057-005898 | BRANYON OIL CO INC
4158 | Permanently Closed | 1991-03-14 06:00 | 1901-01-01 06:00 | 1991-03-14 06:00 | Petroleum | Unleaded gasoline | Unleaded gasoline |  | Steel | Steel | Coated & cathodic protection (sti-P3) |  | Steel |  | 1901-01-01 06:00 | [15 empty] | UST Currently In Use: 0; UST Temp Close: 0; AST Currently In Use: 0; AST Temp Closed: 0 | 0 | 0 | 2 | 10666-057-011908 | BRANYON OIL CO INC
4159 | Permanently Closed | 1991-03-14 06:00 | 1901-01-01 06:00 | 1991-03-14 06:00 | Petroleum | Unleaded gasoline | Unleaded gasoline |  | Steel | Steel | Coated & cathodic protection (sti-P3) |  | Steel |  | 1901-01-01 06:00 | [15 empty] | UST Currently In Use: 0; UST Temp Close: 0; AST Currently In Use: 0; AST Temp Closed: 0 | 0 | 0 | 2 | 10666-057-011908 | BRANYON OIL CO INC
4160 | Permanently Closed | 1990-08-06 06:00 | 1974-01-01 06:00 | 1990-08-06 06:00 | Petroleum | Unleaded gasoline | Unleaded gasoline |  | Steel | Steel |  | Painted or None | Steel |  | 1901-01-01 06:00 | [15 empty] | UST Currently In Use: 0; UST Temp Close: 3; AST Currently In Use: 0; AST Temp Closed: 0 | 0 | 3 | 4 | 14988-057-012570 | TRICO OIL CO INC
4161 | Permanently Closed | 1990-08-06 06:00 | 1964-01-01 06:00 | 1990-08-06 06:00 | Petroleum | Unleaded gasoline | Unleaded gasoline |  | Steel | Steel |  | Painted or None | Steel |  | 1901-01-01 06:00 | [15 empty] | UST Currently In Use: 0; UST Temp Close: 3; AST Currently In Use: 0; AST Temp Closed: 0 | 0 | 3 | 4 | 14988-057-012570 | TRICO OIL CO INC
4162 | Permanently Closed | 1990-08-06 06:00 | 1964-01-01 06:00 | 1990-08-06 06:00 | Petroleum | Unleaded gasoline | Unleaded gasoline |  | Steel | Steel |  | Painted or None | Steel |  | 1901-01-01 06:00 | [15 empty] | UST Currently In Use: 0; UST Temp Close: 3; AST Currently In Use: 0; AST Temp Closed: 0 | 0 | 3 | 4 | 14988-057-012570 | TRICO OIL CO INC
4163 | Permanently Closed | 1990-08-06 06:00 | 1964-01-01 06:00 | 1990-08-06 06:00 | Petroleum | On road diesel | On road diesel |  | Steel | Steel |  | Painted or None | Steel |  | 1901-01-01 06:00 | [15 empty] | UST Currently In Use: 0; UST Temp Close: 3; AST Currently In Use: 0; AST Temp Closed: 0 | 0 | 3 | 4 | 14988-057-012570 | TRICO OIL CO INC
4164 | Temporary Closed | 2004-07-01 06:00 | 1990-07-31 06:00 |  | Petroleum | Unleaded gasoline | Unleaded gasoline | Retail | Fiberglass reinforced plastic | Fiberglass reinforced plastic |  |  | Fiberglass reinforced plastic |  | 1901-01-01 06:00 | None | Catchment Basin, Single walled catchment basin | Automatic shutoff device At 95% full | Automatic shutoff device At 95% full |  |  | Continuous Automatic Tank Gauge |  | Automatic flow restrictor (MLLD) | Automatic flow restrictor (MLLD) | [5 empty] | UST Currently In Use: 0; UST Temp Close: 3; AST Currently In Use: 0; AST Temp Closed: 0 | 0 | 3 | 4 | 14988-057-012570 | TRICO OIL CO INC
4165 | Temporary Closed | 2004-07-01 06:00 | 1990-07-31 06:00 |  | Petroleum | Mid-grade gasoline | Mid-grade gasoline | Retail | Fiberglass reinforced plastic | Fiberglass reinforced plastic |  |  | Fiberglass reinforced plastic |  | 1901-01-01 06:00 | None | Catchment Basin, Single walled catchment basin | Automatic shutoff device At 95% full | Automatic shutoff device At 95% full |  |  | Continuous Automatic Tank Gauge | [8 empty] | UST Currently In Use: 0; UST Temp Close: 3; AST Currently In Use: 0; AST Temp Closed: 0 | 0 | 3 | 4 | 14988-057-012570 | TRICO OIL CO INC
4166 | Temporary Closed | 2004-07-01 06:00 | 1990-07-31 06:00 |  | Petroleum | Premium gasoline | Premium gasoline | Retail | Fiberglass reinforced plastic | Fiberglass reinforced plastic |  |  | Fiberglass reinforced plastic |  | 1901-01-01 06:00 | None | Catchment Basin, Single walled catchment basin | Automatic shutoff device At 95% full | Automatic shutoff device At 95% full |  |  | Continuous Automatic Tank Gauge |  | Automatic flow restrictor (MLLD) | Automatic flow restrictor (MLLD) | [5 empty] | UST Currently In Use: 0; UST Temp Close: 3; AST Currently In Use: 0; AST Temp Closed: 0 | 0 | 3 | 4 | 14988-057-012570 | TRICO OIL CO INC
4167 | Currently in Use |  | 1979-01-01 06:00 |  | Petroleum | Unleaded gasoline | Unleaded gasoline | Retail | Single Wall, Steel | Steel | Field installed cathodic protection |  | Single Wall, Steel |  |  | Field installed cathodic protection | Catchment Basin, Single walled catchment basin | Automatic shutoff device At 95% full | Automatic shutoff device At 95% full |  |  | Automatic Tank Gauge |  | Automatic flow restrictor (MLLD) | Automatic flow restrictor (MLLD) |  |  | Annual line testing | Annual line testing |  | UST Currently In Use: 2; UST Temp Close: 0; AST Currently In Use: 0; AST Temp Closed: 0 | 2 | 0 | 0 | 23806-125-013146 | ROYAL INVESTMENT GROUP LLC
4168 | Currently in Use |  | 1979-01-01 06:00 |  | Petroleum | Premium gasoline | Premium gasoline | Retail | Single Wall, Steel | Steel | Field installed cathodic protection |  | Single Wall, Steel |  |  | Field installed cathodic protection | Catchment Basin, Single walled catchment basin | Automatic shutoff device At 95% full | Automatic shutoff device At 95% full |  |  | Automatic Tank Gauge |  | Automatic flow restrictor (MLLD) | Automatic flow restrictor (MLLD) |  |  | Annual line testing | Annual line testing |  | UST Currently In Use: 2; UST Temp Close: 0; AST Currently In Use: 0; AST Temp Closed: 0 | 2 | 0 | 0 | 23806-125-013146 | ROYAL INVESTMENT GROUP LLC
4169 | Permanently Closed | 1998-11-30 06:00 | 1984-01-01 06:00 | 2000-10-13 06:00 | Petroleum | Unleaded gasoline | Unleaded gasoline |  | Steel | Steel | Other, STIP-3 |  | Steel |  | 1901-01-01 06:00 | [12 empty] | Annual line testing | Annual line testing |  | UST Currently In Use: 0; UST Temp Close: 0; AST Currently In Use: 1; AST Temp Closed: 0 | 0 | 0 | 2 | 10666-057-013200 | BRANYON OIL CO INC
4170 | Permanently Closed | 1998-11-30 06:00 | 1984-01-01 06:00 | 2000-10-13 06:00 | Petroleum | On road diesel | On road diesel |  | Steel | Steel | Other, STIP-3 |  | Steel |  | 1901-01-01 06:00 | [12 empty] | Annual line testing | Annual line testing |  | UST Currently In Use: 0; UST Temp Close: 0; AST Currently In Use: 1; AST Temp Closed: 0 | 0 | 0 | 2 | 10666-057-013200 | BRANYON OIL CO INC
4171 | Permanently Closed | 2006-10-16 06:00 | 1978-01-01 06:00 | 2009-04-24 06:00 | Petroleum | Unleaded gasoline | Unleaded gasoline | Retail | Steel | Steel | Field installed cathodic protection |  | Steel |  | 1901-01-01 06:00 | Field installed cathodic protection | Catchment Basin, Single walled catchment basin | Automatic shutoff device At 95% full | Automatic shutoff device At 95% full |  |  | Automatic Tank Gauge |  | Automatic shutoff device (AELLD) | Automatic shutoff device (AELLD) | [5 empty] | UST Currently In Use: 0; UST Temp Close: 0; AST Currently In Use: 0; AST Temp Closed: 0 | 0 | 0 | 3 | 23302-063-005877 | WARBINGTON HOLDINGS, INC.
4172 | Permanently Closed | 2006-10-16 06:00 | 1978-01-01 06:00 | 2009-04-24 06:00 | Petroleum | Mid-grade gasoline | Mid-grade gasoline | Retail | Steel | Steel | Field installed cathodic protection |  | Steel |  | 1901-01-01 06:00 | Field installed cathodic protection | Catchment Basin, Single walled catchment basin | Automatic shutoff device At 95% full | Automatic shutoff device At 95% full |  |  | Automatic Tank Gauge |  | Automatic shutoff device (AELLD) | Automatic shutoff device (AELLD) | [5 empty] | UST Currently In Use: 0; UST Temp Close: 0; AST Currently In Use: 0; AST Temp Closed: 0 | 0 | 0 | 3 | 23302-063-005877 | WARBINGTON HOLDINGS, INC.
4173 | Permanently Closed | 2006-10-16 06:00 | 1978-01-01 06:00 | 2009-04-24 06:00 | Petroleum | Premium gasoline | Premium gasoline | Retail | Steel | Steel | Coated & cathodic protection (sti-P3), Field installed cathodic protection |  | Steel |  | 1901-01-01 06:00 | Field installed cathodic protection | Catchment Basin, Single walled catchment basin | Automatic shutoff device At 95% full | Automatic shutoff device At 95% full |  |  | Automatic Tank Gauge |  | Automatic shutoff device (AELLD) | Automatic shutoff device (AELLD) | [5 empty] | UST Currently In Use: 0; UST Temp Close: 0; AST Currently In Use: 0; AST Temp Closed: 0 | 0 | 0 | 3 | 23302-063-005877 | WARBINGTON HOLDINGS, INC.
4174 | Permanently Closed | 1901-01-01 06:00 | 1964-01-01 06:00 | 1988-12-01 06:00 | Petroleum | Unleaded gasoline | Unleaded gasoline |  | Steel | Steel |  | Painted or None | Steel |  | 1901-01-01 06:00 | [15 empty] | UST Currently In Use: 0; UST Temp Close: 0; AST Currently In Use: 0; AST Temp Closed: 0 | 0 | 0 | 2 | 10666-075-005873 | BRANYON OIL CO INC
4175 | Permanently Closed | 1901-01-01 06:00 | 1964-01-01 06:00 | 1988-12-01 06:00 | Petroleum | Unleaded gasoline | Unleaded gasoline |  | Steel | Steel |  | Painted or None | Steel |  | 1901-01-01 06:00 | [15 empty] | UST Currently In Use: 0; UST Temp Close: 0; AST Currently In Use: 0; AST Temp Closed: 0 | 0 | 0 | 2 | 10666-075-005873 | BRANYON OIL CO INC
4176 | Permanently Closed | 1901-01-01 06:00 | 1974-01-01 06:00 | 1988-02-01 06:00 | Petroleum | Unleaded gasoline | Unleaded gasoline |  | Steel | Steel |  | Painted or None | Steel |  | 1901-01-01 06:00 | [15 empty] | UST Currently In Use: 0; UST Temp Close: 0; AST Currently In Use: 0; AST Temp Closed: 0 | 0 | 0 | 2 | 10666-075-005893 | BRANYON OIL CO INC
4177 | Permanently Closed | 1901-01-01 06:00 | 1974-01-01 06:00 | 1988-02-01 06:00 | Petroleum | Unleaded gasoline | Unleaded gasoline |  | Steel | Steel |  | Painted or None | Steel |  | 1901-01-01 06:00 | [15 empty] | UST Currently In Use: 0; UST Temp Close: 0; AST Currently In Use: 0; AST Temp Closed: 0 | 0 | 0 | 2 | 10666-075-005893 | BRANYON OIL CO INC
4178 | Permanently Closed | 1987-09-01 06:00 | 1972-01-01 06:00 |  | Petroleum | Unleaded gasoline | Unleaded gasoline |  | Steel | Steel |  | Painted or None | Steel |  | 1901-01-01 06:00 | [15 empty] | UST Currently In Use: 0; UST Temp Close: 0; AST Currently In Use: 0; AST Temp Closed: 0 | 0 | 0 | 2 | 10666-075-005897 | BRANYON OIL CO INC
4179 | Permanently Closed | 1987-09-01 06:00 | 1972-01-01 06:00 |  | Petroleum | Unleaded gasoline | Unleaded gasoline |  | Steel | Steel |  | Painted or None | Steel |  | 1901-01-01 06:00 | [15 empty] | UST Currently In Use: 0; UST Temp Close: 0; AST Currently In Use: 0; AST Temp Closed: 0 | 0 | 0 | 2 | 10666-075-005897 | BRANYON OIL CO INC
4180 | Permanently Closed | 1901-01-01 06:00 | 1964-01-01 06:00 | 1988-12-01 06:00 | Petroleum | Unleaded gasoline | Unleaded gasoline |  | Steel | Steel |  | Painted or None | Steel |  | 1901-01-01 06:00 | [15 empty] | UST Currently In Use: 0; UST Temp Close: 0; AST Currently In Use: 0; AST Temp Closed: 0 | 0 | 0 | 3 | 10666-075-010526 | BRANYON OIL CO INC
4181 | Permanently Closed | 1901-01-01 06:00 | 1959-01-01 06:00 | 1988-12-01 06:00 | Petroleum | Unleaded gasoline | Unleaded gasoline |  | Steel | Steel |  | Painted or None | Steel |  | 1901-01-01 06:00 | [15 empty] | UST Currently In Use: 0; UST Temp Close: 0; AST Currently In Use: 0; AST Temp Closed: 0 | 0 | 0 | 3 | 10666-075-010526 | BRANYON OIL CO INC
4182 | Permanently Closed | 1901-01-01 06:00 | 1983-01-01 06:00 | 1988-12-01 06:00 | Petroleum | Unleaded gasoline | Unleaded gasoline |  | Steel | Steel | Coated & cathodic protection (sti-P3) |  | Steel |  | 1901-01-01 06:00 | [15 empty] | UST Currently In Use: 0; UST Temp Close: 0; AST Currently In Use: 0; AST Temp Closed: 0 | 0 | 0 | 3 | 10666-075-010526 | BRANYON OIL CO INC
4183 | Permanently Closed | 1988-06-01 06:00 | 1984-01-01 06:00 | 1988-06-01 06:00 | Petroleum | Unleaded gasoline | Unleaded gasoline |  | Steel | Steel | Coated & cathodic protection (sti-P3) |  | Steel |  | 1901-01-01 06:00 | [15 empty] | UST Currently In Use: 0; UST Temp Close: 0; AST Currently In Use: 0; AST Temp Closed: 0 | 0 | 0 | 2 | 10666-075-011999 | BRANYON OIL CO INC
4184 | Permanently Closed | 1901-01-01 06:00 | 1984-01-01 06:00 | 1988-06-01 06:00 | Petroleum | Unleaded gasoline | Unleaded gasoline |  | Steel | Steel | Coated & cathodic protection (sti-P3) |  | Steel |  | 1901-01-01 06:00 | [15 empty] | UST Currently In Use: 0; UST Temp Close: 0; AST Currently In Use: 0; AST Temp Closed: 0 | 0 | 0 | 2 | 10666-075-011999 | BRANYON OIL CO INC
4185 | Currently in Use |  | 1976-01-01 06:00 |  | Petroleum | Unleaded gasoline | Unleaded gasoline | Retail | Single Wall, Steel | Steel | Field installed cathodic protection |  | Double Wall, Fiberglass reinforced plastic |  | 2010-09-01 06:00 |  | Catchment Basin, Single walled catchment basin | Automatic shutoff device At 95% full | Automatic shutoff device At 95% full |  | MANUAL/VISUAL CHECK | Continuous Automatic Tank Gauge | Single walled submersible pump containment sump | Automatic flow restrictor (MLLD), Containment Sump | Containment Sump |  | MANUAL/VISUAL CHECK | Annual line testing | Annual line testing |  | UST Currently In Use: 3; UST Temp Close: 0; AST Currently In Use: 0; AST Temp Closed: 0 | 3 | 0 | 0 | 13529-093-002229 | MOORE PETROLEUM COMPANY, INC.
4186 | Currently in Use |  | 1976-01-01 06:00 |  | Petroleum | Unleaded gasoline | Unleaded gasoline | Retail | Single Wall, Steel | Steel | Field installed cathodic protection |  | Double Wall, Fiberglass reinforced plastic |  | 2010-09-01 06:00 |  | Catchment Basin, Single walled catchment basin | Automatic shutoff device At 95% full | Automatic shutoff device At 95% full |  | MANUAL/VISUAL CHECK | Continuous Automatic Tank Gauge | Single walled submersible pump containment sump | Automatic flow restrictor (MLLD), Containment Sump | Containment Sump |  | MANUAL/VISUAL CHECK | Annual line testing | Annual line testing |  | UST Currently In Use: 3; UST Temp Close: 0; AST Currently In Use: 0; AST Temp Closed: 0 | 3 | 0 | 0 | 13529-093-002229 | MOORE PETROLEUM COMPANY, INC.
4187 | Currently in Use |  | 1976-01-01 06:00 |  | Petroleum | Premium gasoline | Premium gasoline | Retail | Single Wall, Steel | Steel | Field installed cathodic protection |  | Double Wall, Fiberglass reinforced plastic |  | 2010-09-01 06:00 |  | Catchment Basin, Single walled catchment basin | Automatic shutoff device At 95% full | Automatic shutoff device At 95% full |  | MANUAL/VISUAL CHECK | Continuous Automatic Tank Gauge | Single walled submersible pump containment sump | Automatic flow restrictor (MLLD), Containment Sump | Containment Sump |  | MANUAL/VISUAL CHECK | Annual line testing | Annual line testing |  | UST Currently In Use: 3; UST Temp Close: 0; AST Currently In Use: 0; AST Temp Closed: 0 | 3 | 0 | 0 | 13529-093-002229 | MOORE PETROLEUM COMPANY, INC.
4188 | Permanently Closed | 1993-12-01 06:00 | 1972-01-01 06:00 | 1994-02-15 06:00 | Petroleum | Unleaded gasoline | Unleaded gasoline | Retail | Steel | Steel |  | Painted or None | Steel |  | 1901-01-01 06:00 | [6 empty] | Automatic Tank Gauge | [5 empty] | Annual line testing | Annual line testing |  | UST Currently In Use: 0; UST Temp Close: 0; AST Currently In Use: 0; AST Temp Closed: 0 | 0 | 0 | 3 | 19106-093-005884 | HUGH G. HOLLAND
4189 | Permanently Closed | 1993-12-01 06:00 | 1972-01-01 06:00 | 1994-01-25 06:00 | Petroleum | Unleaded gasoline | Unleaded gasoline | Retail | Steel | Steel |  | Painted or None | Steel |  | 1901-01-01 06:00 | [6 empty] | Automatic Tank Gauge | [5 empty] | Annual line testing | Annual line testing |  | UST Currently In Use: 0; UST Temp Close: 0; AST Currently In Use: 0; AST Temp Closed: 0 | 0 | 0 | 3 | 19106-093-005884 | HUGH G. HOLLAND
4190 | Permanently Closed | 1993-12-01 06:00 | 1972-01-01 06:00 | 1994-02-15 06:00 | Petroleum | Unleaded gasoline | Unleaded gasoline | Retail | Steel | Steel |  | Painted or None | Steel |  | 1901-01-01 06:00 | [6 empty] | Automatic Tank Gauge | [5 empty] | Annual line testing | Annual line testing |  | UST Currently In Use: 0; UST Temp Close: 0; AST Currently In Use: 0; AST Temp Closed: 0 | 0 | 0 | 3 | 19106-093-005884 | HUGH G. HOLLAND
4191 | Permanently Closed | 1987-09-01 06:00 | 1969-01-01 06:00 | 1987-09-01 06:00 | Petroleum | Unleaded gasoline | Unleaded gasoline |  | Steel | Steel |  | Painted or None | Steel |  | 1901-01-01 06:00 | [12 empty] | Annual line testing | Annual line testing |  | UST Currently In Use: 0; UST Temp Close: 0; AST Currently In Use: 0; AST Temp Closed: 0 | 0 | 0 | 4 | 14988-093-005890 | TRICO OIL CO INC
4192 | Permanently Closed | 1987-09-01 06:00 | 1969-01-01 06:00 | 1987-09-01 06:00 | Petroleum | Unleaded gasoline | Unleaded gasoline |  | Steel | Steel |  | Painted or None | Steel |  | 1901-01-01 06:00 | [12 empty] | Annual line testing | Annual line testing |  | UST Currently In Use: 0; UST Temp Close: 0; AST Currently In Use: 0; AST Temp Closed: 0 | 0 | 0 | 4 | 14988-093-005890 | TRICO OIL CO INC
4193 | Permanently Closed | 1987-09-01 06:00 | 1969-01-01 06:00 | 1987-09-01 06:00 | Petroleum | Unleaded gasoline | Unleaded gasoline |  | Steel | Steel |  | Painted or None | Steel |  | 1901-01-01 06:00 | [12 empty] | Annual line testing | Annual line testing |  | UST Currently In Use: 0; UST Temp Close: 0; AST Currently In Use: 0; AST Temp Closed: 0 | 0 | 0 | 4 | 14988-093-005890 | TRICO OIL CO INC
4194 |  | 2004-08-23 06:00 | 1986-01-01 06:00 |  | Petroleum | On road diesel | On road diesel | Retail | Steel | Steel | Coated & cathodic protection (sti-P3) |  | Fiberglass reinforced plastic |  | 1901-01-01 06:00 |  | Catchment Basin, Single walled catchment basin | Automatic shutoff device At 95% full | Automatic shutoff device At 95% full |  |  | Automatic Tank Gauge | [8 empty] | UST Currently In Use: 0; UST Temp Close: 0; AST Currently In Use: 0; AST Temp Closed: 0 | 0 | 0 | 4 | 14988-093-005890 | TRICO OIL CO INC
4195 |  | 2004-08-23 06:00 | 1987-01-01 06:00 |  | Petroleum | Unleaded gasoline | Unleaded gasoline | Retail | Steel | Steel | Coated & cathodic protection (sti-P3) |  | Fiberglass reinforced plastic |  | 1901-01-01 06:00 |  | Catchment Basin, Single walled catchment basin | Flow Rest 90% Full | Flow Rest 90% Full |  |  | Automatic Tank Gauge | [8 empty] | UST Currently In Use: 0; UST Temp Close: 0; AST Currently In Use: 0; AST Temp Closed: 0 | 0 | 0 | 4 | 14988-093-005890 | TRICO OIL CO INC
4196 |  | 2004-08-23 06:00 | 1987-01-01 06:00 |  | Petroleum | Mid-grade gasoline | Mid-grade gasoline | Retail | Steel | Steel | Coated & cathodic protection (sti-P3) |  | Fiberglass reinforced plastic |  | 1901-01-01 06:00 |  | Catchment Basin, Single walled catchment basin | Flow Rest 90% Full | Flow Rest 90% Full |  |  | Automatic Tank Gauge | [8 empty] | UST Currently In Use: 0; UST Temp Close: 0; AST Currently In Use: 0; AST Temp Closed: 0 | 0 | 0 | 4 | 14988-093-005890 | TRICO OIL CO INC
4197 |  | 2004-08-23 06:00 | 1987-01-01 06:00 |  | Petroleum | Premium gasoline | Premium gasoline | Retail | Steel | Steel | Coated & cathodic protection (sti-P3) |  | Fiberglass reinforced plastic |  | 1901-01-01 06:00 |  | Catchment Basin, Single walled catchment basin | Flow Rest 90% Full | Flow Rest 90% Full |  |  | Automatic Tank Gauge | [8 empty] | UST Currently In Use: 0; UST Temp Close: 0; AST Currently In Use: 0; AST Temp Closed: 0 | 0 | 0 | 4 | 14988-093-005890 | TRICO OIL CO INC
4198 | Currently in Use |  | 1971-01-01 06:00 |  | Petroleum | Unleaded gasoline | Unleaded gasoline | Retail | Single Wall, Steel | Steel | Field installed cathodic protection |  | Double Wall, Fiberglass reinforced plastic |  | 2012-12-06 06:00 |  | Catchment Basin, Single walled catchment basin | Automatic shutoff device At 95% full | Automatic shutoff device At 95% full |  |  | Continuous Automatic Tank Gauge | Single walled submersible pump containment sump | Automatic flow restrictor (MLLD), Containment Sump | Containment Sump | Interstitial Monitoring within Secondary Containment | MANUAL/VISUAL CHECK | Other, INT REQ | Other |  | UST Currently In Use: 2; UST Temp Close: 0; AST Currently In Use: 0; AST Temp Closed: 0 | 2 | 0 | 3 | 25878-093-005892 | NPN LLC
4199 | Permanently Closed | 2008-10-02 06:00 | 1971-01-01 06:00 |  | Petroleum | Mid-grade gasoline | Mid-grade gasoline | Retail | Steel | Steel | Field installed cathodic protection |  | Fiberglass reinforced plastic |  | 1901-01-01 06:00 |  | Catchment Basin, Single walled catchment basin | Automatic shutoff device At 95% full | Automatic shutoff device At 95% full |  |  | Automatic Tank Gauge | [8 empty] | UST Currently In Use: 2; UST Temp Close: 0; AST Currently In Use: 0; AST Temp Closed: 0 | 2 | 0 | 3 | 25878-093-005892 | NPN LLC
4200 | Permanently Closed | 1998-02-24 06:00 | 1971-01-01 06:00 | 1999-02-24 06:00 | Petroleum | Premium gasoline | Premium gasoline | Retail | Steel | Steel | Field installed cathodic protection |  | Steel |  | 1901-01-01 06:00 | Field installed cathodic protection | Catchment Basin, Single walled catchment basin | Automatic shutoff device At 95% full | Automatic shutoff device At 95% full |  |  | Automatic Tank Gauge | [5 empty] | Annual line testing | Annual line testing |  | UST Currently In Use: 2; UST Temp Close: 0; AST Currently In Use: 0; AST Temp Closed: 0 | 2 | 0 | 3 | 25878-093-005892 | NPN LLC
4201 | Permanently Closed | 1998-01-06 06:00 | 1980-01-01 06:00 | 1999-01-06 06:00 | Petroleum | On road diesel | On road diesel | Retail | Steel | Steel | Field installed cathodic protection |  | Steel |  | 1901-01-01 06:00 | Field installed cathodic protection | Catchment Basin, Single walled catchment basin | Automatic shutoff device At 95% full | Automatic shutoff device At 95% full |  |  | Automatic Tank Gauge | [5 empty] | Annual line testing | Annual line testing |  | UST Currently In Use: 2; UST Temp Close: 0; AST Currently In Use: 0; AST Temp Closed: 0 | 2 | 0 | 3 | 25878-093-005892 | NPN LLC
4202 | Permanently Closed | 2006-10-16 06:00 | 1979-01-01 06:00 | 2010-10-12 06:00 | Petroleum | Unleaded gasoline | Unleaded gasoline | Retail | Steel | Steel | Field installed cathodic protection |  | Steel |  | 1901-01-01 06:00 | Field installed cathodic protection | Catchment Basin, Single walled catchment basin | Automatic shutoff device At 95% full, Flow Rest 90% Full | Flow Rest 90% Full |  |  | Automatic Tank Gauge | [8 empty] | UST Currently In Use: 0; UST Temp Close: 0; AST Currently In Use: 0; AST Temp Closed: 0 | 0 | 0 | 3 | 23548-107-005874 | MARY HILL
4203 | Permanently Closed | 2006-10-16 06:00 | 1977-01-01 06:00 | 2010-10-12 06:00 | Petroleum | Mid-grade gasoline | Mid-grade gasoline | Retail | Steel | Steel | Field installed cathodic protection |  | Steel |  | 1901-01-01 06:00 | Field installed cathodic protection | Catchment Basin, Single walled catchment basin | Automatic shutoff device At 95% full, Flow Rest 90% Full | Flow Rest 90% Full |  |  | Automatic Tank Gauge | [8 empty] | UST Currently In Use: 0; UST Temp Close: 0; AST Currently In Use: 0; AST Temp Closed: 0 | 0 | 0 | 3 | 23548-107-005874 | MARY HILL
4204 | Permanently Closed | 2006-10-16 06:00 | 1977-01-01 06:00 | 2010-10-12 06:00 | Petroleum | Premium gasoline | Premium gasoline | Retail | Steel | Steel | Field installed cathodic protection |  | Steel |  | 1901-01-01 06:00 | Field installed cathodic protection | Catchment Basin, Single walled catchment basin | Automatic shutoff device At 95% full, Flow Rest 90% Full | Flow Rest 90% Full |  |  | Automatic Tank Gauge | [8 empty] | UST Currently In Use: 0; UST Temp Close: 0; AST Currently In Use: 0; AST Temp Closed: 0 | 0 | 0 | 3 | 23548-107-005874 | MARY HILL
4205 | Temporary Closed | 2018-09-10 06:00 | 1983-01-01 06:00 |  | Petroleum | Premium gasoline | Premium gasoline | Retail | Steel | Steel | Coated & cathodic protection (sti-P3) |  | Fiberglass reinforced plastic, DOUBLEWALL |  | 1901-01-01 06:00 |  | Catchment Basin, Single walled catchment basin | Flow Rest 90% Full | Flow Rest 90% Full |  |  | Statistical Inventory Reconciliation (SIR) |  | Automatic flow restrictor (MLLD) | Automatic flow restrictor (MLLD) |  |  | Annual line testing, Statistical inventory reconciliation (SIR) | Statistical inventory reconciliation (SIR) |  | UST Currently In Use: 0; UST Temp Close: 2; AST Currently In Use: 0; AST Temp Closed: 0 | 0 | 2 | 0 | 13338-107-005878 | MCBRIDE OIL COMPANY, INC.
4206 | Temporary Closed | 2018-09-10 06:00 | 1983-01-01 06:00 |  | Petroleum | Unleaded gasoline | Unleaded gasoline |  | Steel | Steel | Coated & cathodic protection (sti-P3) |  | Fiberglass reinforced plastic, DOUBLEWALL |  | 1901-01-01 06:00 |  | Catchment Basin, Single walled catchment basin | Flow Rest 90% Full | Flow Rest 90% Full |  |  | Statistical Inventory Reconciliation (SIR) |  | Automatic flow restrictor (MLLD) | Automatic flow restrictor (MLLD) |  |  | Annual line testing, Statistical inventory reconciliation (SIR) | Statistical inventory reconciliation (SIR) |  | UST Currently In Use: 0; UST Temp Close: 2; AST Currently In Use: 0; AST Temp Closed: 0 | 0 | 2 | 0 | 13338-107-005878 | MCBRIDE OIL COMPANY, INC.
4207 | Permanently Closed | 1999-01-13 06:00 | 1972-01-01 06:00 | 1999-06-29 06:00 | Petroleum | Unleaded gasoline | Unleaded gasoline | Retail | Steel | Steel |  | Painted or None | Steel |  | 1901-01-01 06:00 | [12 empty] | Annual line testing | Annual line testing |  | UST Currently In Use: 0; UST Temp Close: 0; AST Currently In Use: 0; AST Temp Closed: 0 | 0 | 0 | 5 | 10666-107-005885 | BRANYON OIL CO INC
4208 | Permanently Closed | 1999-01-13 06:00 | 1972-01-01 06:00 | 1999-06-29 06:00 | Petroleum | Unleaded gasoline | Unleaded gasoline | Retail | Steel | Steel |  | Painted or None | Steel |  | 1901-01-01 06:00 | [12 empty] | Annual line testing | Annual line testing |  | UST Currently In Use: 0; UST Temp Close: 0; AST Currently In Use: 0; AST Temp Closed: 0 | 0 | 0 | 5 | 10666-107-005885 | BRANYON OIL CO INC
4209 | Permanently Closed | 1999-01-13 06:00 | 1972-01-01 06:00 | 1999-06-29 06:00 | Petroleum | Unleaded gasoline | Unleaded gasoline | Retail | Steel | Steel |  | Painted or None | Steel |  | 1901-01-01 06:00 | [12 empty] | Annual line testing | Annual line testing |  | UST Currently In Use: 0; UST Temp Close: 0; AST Currently In Use: 0; AST Temp Closed: 0 | 0 | 0 | 5 | 10666-107-005885 | BRANYON OIL CO INC
4210 | Permanently Closed | 1999-01-13 06:00 | 1972-01-01 06:00 | 1999-06-29 06:00 | Petroleum | Unleaded gasoline | Unleaded gasoline | Retail | Steel | Steel |  | Painted or None | Steel |  | 1901-01-01 06:00 | [12 empty] | Annual line testing | Annual line testing |  | UST Currently In Use: 0; UST Temp Close: 0; AST Currently In Use: 0; AST Temp Closed: 0 | 0 | 0 | 5 | 10666-107-005885 | BRANYON OIL CO INC
4211 | Permanently Closed | 1999-01-13 06:00 | 1972-01-01 06:00 | 1999-06-29 06:00 | Petroleum | On road diesel | On road diesel | Retail | Steel | Steel |  | Painted or None | Steel |  | 1901-01-01 06:00 | [12 empty] | Annual line testing | Annual line testing |  | UST Currently In Use: 0; UST Temp Close: 0; AST Currently In Use: 0; AST Temp Closed: 0 | 0 | 0 | 5 | 10666-107-005885 | BRANYON OIL CO INC
4212 | Currently in Use |  | 1986-01-01 06:00 |  | Petroleum | Unleaded gasoline | Unleaded gasoline | Retail | Steel | Steel | Coated & cathodic protection (sti-P3) |  | Fiberglass reinforced plastic |  | 1901-01-01 06:00 | None | Catchment Basin, Single walled catchment basin | Automatic shutoff device At 95% full | Automatic shutoff device At 95% full |  |  | Continuous Automatic Tank Gauge | [8 empty] | UST Currently In Use: 3; UST Temp Close: 0; AST Currently In Use: 0; AST Temp Closed: 0 | 3 | 0 | 0 | 14988-107-013339 | TRICO OIL CO INC
4213 | Currently in Use |  | 1986-01-01 06:00 |  | Petroleum | Premium gasoline | Premium gasoline | Retail | Steel | Steel | Coated & cathodic protection (sti-P3) |  | Fiberglass reinforced plastic |  | 1901-01-01 06:00 | None | Catchment Basin, Single walled catchment basin | Automatic shutoff device At 95% full | Automatic shutoff device At 95% full |  |  | Continuous Automatic Tank Gauge | [8 empty] | UST Currently In Use: 3; UST Temp Close: 0; AST Currently In Use: 0; AST Temp Closed: 0 | 3 | 0 | 0 | 14988-107-013339 | TRICO OIL CO INC
4214 | Currently in Use |  | 1986-01-01 06:00 |  | Petroleum | On road diesel | On road diesel | Retail | Steel | Steel | Coated & cathodic protection (sti-P3) |  | Fiberglass reinforced plastic |  | 1901-01-01 06:00 |  | Catchment Basin, Single walled catchment basin | Automatic shutoff device At 95% full | Automatic shutoff device At 95% full |  |  | Continuous Automatic Tank Gauge | [8 empty] | UST Currently In Use: 3; UST Temp Close: 0; AST Currently In Use: 0; AST Temp Closed: 0 | 3 | 0 | 0 | 14988-107-013339 | TRICO OIL CO INC
4215 | Permanently Closed | 1998-01-30 06:00 | 1983-01-01 06:00 | 1998-02-02 06:00 | Petroleum | Unleaded gasoline | Unleaded gasoline | Retail | Steel | Steel |  | Painted or None | Steel |  | 1901-01-01 06:00 | [12 empty] | Annual line testing | Annual line testing |  | UST Currently In Use: 3; UST Temp Close: 0; AST Currently In Use: 0; AST Temp Closed: 0 | 3 | 0 | 7 | 13529-133-002885 | MOORE PETROLEUM COMPANY, INC.
4216 | Permanently Closed | 1998-01-30 06:00 | 1983-01-01 06:00 | 1998-02-02 06:00 | Petroleum | Unleaded gasoline | Unleaded gasoline | Retail | Steel | Steel |  | Painted or None | Steel |  | 1901-01-01 06:00 | [12 empty] | Annual line testing | Annual line testing |  | UST Currently In Use: 3; UST Temp Close: 0; AST Currently In Use: 0; AST Temp Closed: 0 | 3 | 0 | 7 | 13529-133-002885 | MOORE PETROLEUM COMPANY, INC.
4217 | Permanently Closed | 1998-01-30 06:00 | 1983-01-01 06:00 | 1998-02-02 06:00 | Petroleum | Unleaded gasoline | Unleaded gasoline | Retail | Steel | Steel |  | Painted or None | Steel |  | 1901-01-01 06:00 | [12 empty] | Annual line testing | Annual line testing |  | UST Currently In Use: 3; UST Temp Close: 0; AST Currently In Use: 0; AST Temp Closed: 0 | 3 | 0 | 7 | 13529-133-002885 | MOORE PETROLEUM COMPANY, INC.
4218 | Permanently Closed | 1998-01-05 06:00 | 1983-01-01 06:00 | 1998-01-21 06:00 | Petroleum | On road diesel | On road diesel | Retail | Steel | Steel |  | Painted or None | Steel |  | 1901-01-01 06:00 | [12 empty] | Annual line testing | Annual line testing |  | UST Currently In Use: 3; UST Temp Close: 0; AST Currently In Use: 0; AST Temp Closed: 0 | 3 | 0 | 7 | 13529-133-002885 | MOORE PETROLEUM COMPANY, INC.
4219 | Permanently Closed | 1998-01-05 06:00 | 1983-01-01 06:00 | 1998-01-21 06:00 | Petroleum | On road diesel | On road diesel | Retail | Steel | Steel |  | Painted or None | Steel |  | 1901-01-01 06:00 | [12 empty] | Annual line testing | Annual line testing |  | UST Currently In Use: 3; UST Temp Close: 0; AST Currently In Use: 0; AST Temp Closed: 0 | 3 | 0 | 7 | 13529-133-002885 | MOORE PETROLEUM COMPANY, INC.
4220 | Permanently Closed | 1998-01-05 06:00 | 1983-01-01 06:00 | 1998-01-21 06:00 | Petroleum | On road diesel | On road diesel | Retail | Steel | Steel |  | Painted or None | Steel |  | 1901-01-01 06:00 | [12 empty] | Annual line testing | Annual line testing |  | UST Currently In Use: 3; UST Temp Close: 0; AST Currently In Use: 0; AST Temp Closed: 0 | 3 | 0 | 7 | 13529-133-002885 | MOORE PETROLEUM COMPANY, INC.
4221 | Permanently Closed | 1998-01-05 06:00 | 1983-01-01 06:00 | 1998-01-21 06:00 | Petroleum | Kerosene | Kerosene |  | Steel | Steel |  | Painted or None | Steel |  | 1901-01-01 06:00 | [12 empty] | Annual line testing | Annual line testing |  | UST Currently In Use: 3; UST Temp Close: 0; AST Currently In Use: 0; AST Temp Closed: 0 | 3 | 0 | 7 | 13529-133-002885 | MOORE PETROLEUM COMPANY, INC.
4222 | Permanently Closed | 1999-06-03 06:00 | 1975-01-01 06:00 | 1999-06-03 06:00 | Petroleum | Unleaded gasoline | Unleaded gasoline | Retail | Steel | Steel |  | Painted or None | Steel |  | 1901-01-01 06:00 | [12 empty] | Annual line testing | Annual line testing |  | UST Currently In Use: 0; UST Temp Close: 0; AST Currently In Use: 0; AST Temp Closed: 0 | 0 | 0 | 4 | 10666-133-002887 | BRANYON OIL CO INC
4223 | Permanently Closed | 1999-06-03 06:00 | 1975-01-01 06:00 | 1999-06-03 06:00 | Petroleum | Unleaded gasoline | Unleaded gasoline | Retail | Steel | Steel |  | Painted or None | Steel |  | 1901-01-01 06:00 | [12 empty] | Annual line testing | Annual line testing |  | UST Currently In Use: 0; UST Temp Close: 0; AST Currently In Use: 0; AST Temp Closed: 0 | 0 | 0 | 4 | 10666-133-002887 | BRANYON OIL CO INC
4224 | Permanently Closed | 1999-06-03 06:00 | 1975-01-01 06:00 | 1999-06-03 06:00 | Petroleum | Unleaded gasoline | Unleaded gasoline | Retail | Steel | Steel |  | Painted or None | Steel |  | 1901-01-01 06:00 | [12 empty] | Annual line testing | Annual line testing |  | UST Currently In Use: 0; UST Temp Close: 0; AST Currently In Use: 0; AST Temp Closed: 0 | 0 | 0 | 4 | 10666-133-002887 | BRANYON OIL CO INC
4225 | Permanently Closed | 1997-06-03 06:00 | 1975-01-01 06:00 | 1999-06-03 06:00 | Petroleum | On road diesel | On road diesel |  | Steel | Steel |  | Painted or None | Steel |  | 1901-01-01 06:00 | [15 empty] | UST Currently In Use: 0; UST Temp Close: 0; AST Currently In Use: 0; AST Temp Closed: 0 | 0 | 0 | 4 | 10666-133-002887 | BRANYON OIL CO INC
4226 | Permanently Closed | 1995-03-15 06:00 | 1975-01-01 06:00 | 1995-03-17 06:00 | Petroleum | On road diesel | On road diesel | Industrial | Steel | Steel |  | Painted or None | Steel |  | 1901-01-01 06:00 | [15 empty] | UST Currently In Use: 0; UST Temp Close: 0; AST Currently In Use: 0; AST Temp Closed: 0 | 0 | 0 | 2 | 10670-073-010413 | BRASFIELD & GORRIE
4227 | Permanently Closed | 1995-03-15 06:00 | 1975-01-01 06:00 | 1995-03-17 06:00 | Petroleum | Unleaded gasoline | Unleaded gasoline | Industrial | Steel | Steel |  | Painted or None | Steel |  | 1901-01-01 06:00 | [15 empty] | UST Currently In Use: 0; UST Temp Close: 0; AST Currently In Use: 0; AST Temp Closed: 0 | 0 | 0 | 2 | 10670-073-010413 | BRASFIELD & GORRIE
4228 | Permanently Closed | 1986-02-01 06:00 | 1981-01-01 06:00 | 1990-11-08 06:00 | Petroleum | Unleaded gasoline | Unleaded gasoline |  | Steel | Steel |  |  | Steel |  | 1901-01-01 06:00 | [15 empty] | UST Currently In Use: 0; UST Temp Close: 0; AST Currently In Use: 0; AST Temp Closed: 0 | 0 | 0 | 2 | 10671-103-002371 | BRASS INC
4229 | Permanently Closed | 1985-12-01 06:00 | 1974-01-01 06:00 | 1990-11-13 06:00 | Petroleum | Unleaded gasoline | Unleaded gasoline |  | Steel | Steel |  |  | Steel |  | 1901-01-01 06:00 | [15 empty] | UST Currently In Use: 0; UST Temp Close: 0; AST Currently In Use: 0; AST Temp Closed: 0 | 0 | 0 | 2 | 10671-103-002371 | BRASS INC
4230 | Permanently Closed | 1991-07-17 06:00 | 1982-01-01 06:00 | 1991-07-17 06:00 | Petroleum | Unleaded gasoline | Unleaded gasoline |  | Steel | Steel |  | Painted or None | Steel |  | 1901-01-01 06:00 | [15 empty] | UST Currently In Use: 0; UST Temp Close: 0; AST Currently In Use: 0; AST Temp Closed: 0 | 0 | 0 | 2 | 10672-125-000874 | BRENDA & DAVID SIMMONS
4231 | Permanently Closed | 1991-07-17 06:00 | 1982-01-01 06:00 | 1991-07-17 06:00 | Petroleum | Unleaded gasoline | Unleaded gasoline |  | Steel | Steel |  | Painted or None | Steel |  | 1901-01-01 06:00 | [15 empty] | UST Currently In Use: 0; UST Temp Close: 0; AST Currently In Use: 0; AST Temp Closed: 0 | 0 | 0 | 2 | 10672-125-000874 | BRENDA & DAVID SIMMONS
4232 | Permanently Closed | 1985-08-01 06:00 | 1970-01-01 06:00 | 1988-08-01 06:00 | Petroleum | Unleaded gasoline | Unleaded gasoline |  | Steel | Steel |  |  | Steel |  | 1901-01-01 06:00 | [15 empty] | UST Currently In Use: 0; UST Temp Close: 0; AST Currently In Use: 0; AST Temp Closed: 0 | 0 | 0 | 1 | 10673-101-001658 | BRENDLE FIRE EQUIPMENT
4233 | Permanently Closed | 1990-07-01 06:00 | 1973-01-01 06:00 | 1990-07-15 06:00 | Petroleum | Other, NAPHSPIRIT | Other |  | Steel | Steel |  | Painted or None | Steel |  | 1901-01-01 06:00 | [15 empty] | UST Currently In Use: 0; UST Temp Close: 0; AST Currently In Use: 0; AST Temp Closed: 0 | 0 | 0 | 8 | 10674-007-003531 | BRENT INDUSTRIES INC
4234 | Permanently Closed | 1990-07-01 06:00 | 1973-01-01 06:00 | 1990-07-15 06:00 | Petroleum | Other, NAPHSPIRIT | Other |  | Steel | Steel |  | Painted or None | Steel |  | 1901-01-01 06:00 | [15 empty] | UST Currently In Use: 0; UST Temp Close: 0; AST Currently In Use: 0; AST Temp Closed: 0 | 0 | 0 | 8 | 10674-007-003531 | BRENT INDUSTRIES INC
4235 | Permanently Closed | 1990-07-01 06:00 | 1973-01-01 06:00 | 1990-07-15 06:00 | Petroleum | Other, NAPHSPIRIT | Other |  | Steel | Steel |  | Painted or None | Steel |  | 1901-01-01 06:00 | [15 empty] | UST Currently In Use: 0; UST Temp Close: 0; AST Currently In Use: 0; AST Temp Closed: 0 | 0 | 0 | 8 | 10674-007-003531 | BRENT INDUSTRIES INC
4236 | Permanently Closed | 1990-07-01 06:00 | 1971-01-01 06:00 | 1990-07-15 06:00 | Petroleum | Other, NAPHSPIRIT | Other |  | Steel | Steel |  | Painted or None | Steel |  | 1901-01-01 06:00 | [15 empty] | UST Currently In Use: 0; UST Temp Close: 0; AST Currently In Use: 0; AST Temp Closed: 0 | 0 | 0 | 8 | 10674-007-003531 | BRENT INDUSTRIES INC
4237 | Permanently Closed | 1990-07-01 06:00 | 1971-01-01 06:00 | 1990-07-15 06:00 | Petroleum | Other, NAPHSPIRIT | Other |  | Steel | Steel |  | Painted or None | Steel |  | 1901-01-01 06:00 | [15 empty] | UST Currently In Use: 0; UST Temp Close: 0; AST Currently In Use: 0; AST Temp Closed: 0 | 0 | 0 | 8 | 10674-007-003531 | BRENT INDUSTRIES INC
4238 | Permanently Closed | 1987-01-01 06:00 | 1971-01-01 06:00 | 1988-01-01 06:00 | Petroleum | Other, NAPHSPIRIT | Other |  | Steel | Steel |  | Painted or None | Steel |  | 1901-01-01 06:00 | [15 empty] | UST Currently In Use: 0; UST Temp Close: 0; AST Currently In Use: 0; AST Temp Closed: 0 | 0 | 0 | 8 | 10674-007-003531 | BRENT INDUSTRIES INC
4239 | Permanently Closed | 1987-01-01 06:00 | 1971-01-01 06:00 | 1988-01-01 06:00 | Petroleum | Used oil | Used oil |  | Steel | Steel |  | Painted or None | Steel |  | 1901-01-01 06:00 | [15 empty] | UST Currently In Use: 0; UST Temp Close: 0; AST Currently In Use: 0; AST Temp Closed: 0 | 0 | 0 | 8 | 10674-007-003531 | BRENT INDUSTRIES INC
4240 | Permanently Closed | 1986-02-01 06:00 | 1975-01-01 06:00 | 1990-07-12 06:00 | Petroleum | Used oil | Used oil |  | Steel | Steel |  | Painted or None | Steel |  | 1901-01-01 06:00 | [15 empty] | UST Currently In Use: 0; UST Temp Close: 0; AST Currently In Use: 0; AST Temp Closed: 0 | 0 | 0 | 8 | 10674-007-003531 | BRENT INDUSTRIES INC
4241 | Permanently Closed | 1994-08-31 06:00 | 1976-01-01 06:00 | 1994-08-31 06:00 | Petroleum | Unleaded gasoline | Unleaded gasoline | Local government | Steel | Steel |  | Painted or None | Steel |  | 1901-01-01 06:00 | [15 empty] | UST Currently In Use: 2; UST Temp Close: 0; AST Currently In Use: 1; AST Temp Closed: 0 | 2 | 0 | 1 | 10675-053-002390 | BREWTON CITY BOARD OF EDUCATION
4242 | Permanently Closed | 1978-02-01 06:00 | 1959-01-01 06:00 |  | Petroleum | Unleaded gasoline | Unleaded gasoline |  | Steel | Steel |  | Painted or None |  |  | 1901-01-01 06:00 | [15 empty] | UST Currently In Use: 0; UST Temp Close: 0; AST Currently In Use: 0; AST Temp Closed: 0 | 0 | 0 | 2 | 10676-053-000586 | BREWTON GLASS SERVICE INC
4243 | Permanently Closed | 1978-02-01 06:00 | 1959-01-01 06:00 |  | Petroleum | Unleaded gasoline | Unleaded gasoline |  | Steel | Steel |  | Painted or None |  |  | 1901-01-01 06:00 | [15 empty] | UST Currently In Use: 0; UST Temp Close: 0; AST Currently In Use: 0; AST Temp Closed: 0 | 0 | 0 | 2 | 10676-053-000586 | BREWTON GLASS SERVICE INC
4244 | Permanently Closed | 1990-06-28 06:00 | 1970-01-01 06:00 | 1990-06-28 06:00 | Petroleum | On road diesel | On road diesel |  | Steel | Steel |  | Painted or None | Steel |  | 1901-01-01 06:00 | [15 empty] | UST Currently In Use: 0; UST Temp Close: 0; AST Currently In Use: 0; AST Temp Closed: 0 | 0 | 0 | 4 | 10677-069-011272 | BREWTON MATERIALS INC
4245 | Permanently Closed | 1990-06-28 06:00 | 1966-01-01 06:00 | 1990-06-28 06:00 | Petroleum | On road diesel | On road diesel |  | Steel | Steel |  | Painted or None | Steel |  | 1901-01-01 06:00 | [15 empty] | UST Currently In Use: 0; UST Temp Close: 0; AST Currently In Use: 0; AST Temp Closed: 0 | 0 | 0 | 4 | 10677-069-011272 | BREWTON MATERIALS INC
4246 | Permanently Closed | 1990-06-28 06:00 | 1966-01-01 06:00 | 1990-06-28 06:00 | Petroleum | On road diesel | On road diesel |  | Steel | Steel |  | Painted or None | Steel |  | 1901-01-01 06:00 | [15 empty] | UST Currently In Use: 0; UST Temp Close: 0; AST Currently In Use: 0; AST Temp Closed: 0 | 0 | 0 | 4 | 10677-069-011272 | BREWTON MATERIALS INC
4247 | Permanently Closed | 1990-06-28 06:00 | 1966-01-01 06:00 | 1990-06-28 06:00 | Petroleum | Unleaded gasoline | Unleaded gasoline |  | Steel | Steel |  | Painted or None | Steel |  | 1901-01-01 06:00 | [15 empty] | UST Currently In Use: 0; UST Temp Close: 0; AST Currently In Use: 0; AST Temp Closed: 0 | 0 | 0 | 4 | 10677-069-011272 | BREWTON MATERIALS INC
4248 | Permanently Closed | 1997-12-17 06:00 | 1979-01-01 06:00 | 1997-12-17 06:00 | Petroleum | On road diesel | On road diesel |  | Steel | Steel |  | Painted or None |  |  | 1901-01-01 06:00 | Field installed cathodic protection | [11 empty] | Annual line testing | Annual line testing |  | UST Currently In Use: 0; UST Temp Close: 1; AST Currently In Use: 1; AST Temp Closed: 0 | 0 | 1 | 3 | 10678-095-000473 | BRINDLEE MOUNTAIN TELEPHONE CO
4249 | Permanently Closed | 1901-01-01 06:00 | 1979-01-01 06:00 |  | Petroleum | Unleaded gasoline | Unleaded gasoline |  | Steel | Steel |  | Painted or None |  |  | 1901-01-01 06:00 | Field installed cathodic protection | [14 empty] | UST Currently In Use: 0; UST Temp Close: 1; AST Currently In Use: 1; AST Temp Closed: 0 | 0 | 1 | 3 | 10678-095-000473 | BRINDLEE MOUNTAIN TELEPHONE CO
4250 | Permanently Closed | 1901-01-01 06:00 | 1980-01-01 06:00 |  | Petroleum | Unleaded gasoline | Unleaded gasoline |  | Steel | Steel |  | Painted or None | Steel |  | 1901-01-01 06:00 | [15 empty] | UST Currently In Use: 0; UST Temp Close: 1; AST Currently In Use: 1; AST Temp Closed: 0 | 0 | 1 | 3 | 10678-095-000473 | BRINDLEE MOUNTAIN TELEPHONE CO
4251 | Temporary Closed | 2019-10-07 06:00 | 1988-06-12 06:00 |  | Petroleum | Premium gasoline | Premium gasoline | Industrial | Fiberglass reinforced plastic, Single Wall | Single Wall |  |  | Fiberglass reinforced plastic, Single Wall |  | 1901-01-01 06:00 |  | Catchment Basin, Single walled catchment basin | Automatic shutoff device At 95% full | Automatic shutoff device At 95% full |  |  | Statistical Inventory Reconciliation (SIR) |  | Automatic flow restrictor (MLLD) | Automatic flow restrictor (MLLD) |  |  | Annual line testing, Statistical inventory reconciliation (SIR) | Statistical inventory reconciliation (SIR) |  | UST Currently In Use: 0; UST Temp Close: 1; AST Currently In Use: 1; AST Temp Closed: 0 | 0 | 1 | 3 | 10678-095-000473 | BRINDLEE MOUNTAIN TELEPHONE CO
4252 | Permanently Closed | 1998-11-19 06:00 | 1983-01-01 06:00 | 1998-11-19 06:00 | Petroleum | On road diesel | On road diesel |  | Steel | Steel |  | Painted or None | Steel |  | 1901-01-01 06:00 | [12 empty] | Annual line testing | Annual line testing |  | UST Currently In Use: 0; UST Temp Close: 0; AST Currently In Use: 1; AST Temp Closed: 0 | 0 | 0 | 1 | 10678-095-000475 | BRINDLEE MOUNTAIN TELEPHONE CO
4253 | Permanently Closed | 1997-10-14 06:00 | 1982-01-01 06:00 | 1997-10-14 06:00 | Petroleum | On road diesel | On road diesel |  | Steel | Steel |  | Painted or None |  |  | 1901-01-01 06:00 | Field installed cathodic protection | [11 empty] | Annual line testing | Annual line testing |  | UST Currently In Use: 0; UST Temp Close: 0; AST Currently In Use: 0; AST Temp Closed: 0 | 0 | 0 | 1 | 10678-095-000474 | BRINDLEE MOUNTAIN TELEPHONE CO
4254 | Cannot Locate or abandoned | 1998-06-19 06:00 | 1980-01-01 06:00 |  | Petroleum | Unleaded gasoline | Unleaded gasoline |  | Single Wall, Steel | Steel |  | Painted or None | Single Wall, Steel |  | 1901-01-01 06:00 | [15 empty] | UST Currently In Use: 0; UST Temp Close: 0; AST Currently In Use: 0; AST Temp Closed: 0 | 0 | 0 | 0 | 17858-079-001696 | J R KNOUFF
4255 | Permanently Closed | 1901-01-01 06:00 | 1973-01-01 06:00 | 1989-01-11 06:00 | Petroleum | Unleaded gasoline | Unleaded gasoline |  | Steel | Steel |  | Painted or None | Steel |  | 1901-01-01 06:00 | [15 empty] | UST Currently In Use: 0; UST Temp Close: 0; AST Currently In Use: 0; AST Temp Closed: 0 | 0 | 0 | 3 | 10682-091-004762 | BROOKS ETHERIDGE
4256 | Permanently Closed | 1901-01-01 06:00 | 1973-01-01 06:00 | 1989-01-11 06:00 | Petroleum | Unleaded gasoline | Unleaded gasoline |  | Steel | Steel |  | Painted or None | Steel |  | 1901-01-01 06:00 | [15 empty] | UST Currently In Use: 0; UST Temp Close: 0; AST Currently In Use: 0; AST Temp Closed: 0 | 0 | 0 | 3 | 10682-091-004762 | BROOKS ETHERIDGE
4257 | Permanently Closed | 1901-01-01 06:00 | 1973-01-01 06:00 | 1989-01-11 06:00 | Petroleum | Unleaded gasoline | Unleaded gasoline |  | Steel | Steel |  | Painted or None | Steel |  | 1901-01-01 06:00 | [15 empty] | UST Currently In Use: 0; UST Temp Close: 0; AST Currently In Use: 0; AST Temp Closed: 0 | 0 | 0 | 3 | 10682-091-004762 | BROOKS ETHERIDGE
4258 | Permanently Closed | 1993-03-25 06:00 | 1982-01-01 06:00 | 1993-03-25 06:00 | Petroleum | On road diesel | On road diesel |  | Steel | Steel |  | Painted or None | Steel |  | 1901-01-01 06:00 | [15 empty] | UST Currently In Use: 0; UST Temp Close: 0; AST Currently In Use: 1; AST Temp Closed: 0 | 0 | 0 | 1 | 10683-061-010360 | BROOKS FARMS INC
4259 | Currently in Use |  | 1983-01-01 06:00 |  | Petroleum | Unleaded gasoline | Unleaded gasoline | Retail | Single Wall, Steel | Steel | Coated & cathodic protection (sti-P3), Field installed cathodic protection |  | Single Wall, Steel |  |  | Field installed cathodic protection | Catchment Basin, Single walled catchment basin | Automatic shutoff device At 95% full | Automatic shutoff device At 95% full |  |  | Statistical Inventory Reconciliation (SIR) |  | Automatic flow restrictor (MLLD) | Automatic flow restrictor (MLLD) |  |  | Statistical inventory reconciliation (SIR) | Statistical inventory reconciliation (SIR) |  | UST Currently In Use: 4; UST Temp Close: 0; AST Currently In Use: 0; AST Temp Closed: 0 | 4 | 0 | 0 | 10684-029-001890 | BROWN CHEVRON SERVICE INC
4260 | Currently in Use |  | 1983-01-01 06:00 |  | Petroleum | Premium gasoline | Premium gasoline | Retail | Single Wall, Steel | Steel | Coated & cathodic protection (sti-P3), Field installed cathodic protection |  | Single Wall, Steel |  |  | Field installed cathodic protection | Catchment Basin, Single walled catchment basin | Automatic shutoff device At 95% full | Automatic shutoff device At 95% full |  |  | Statistical Inventory Reconciliation (SIR) |  | Automatic flow restrictor (MLLD) | Automatic flow restrictor (MLLD) |  |  | Statistical inventory reconciliation (SIR) | Statistical inventory reconciliation (SIR) |  | UST Currently In Use: 4; UST Temp Close: 0; AST Currently In Use: 0; AST Temp Closed: 0 | 4 | 0 | 0 | 10684-029-001890 | BROWN CHEVRON SERVICE INC
4261 | Currently in Use |  | 1983-01-01 06:00 |  | Petroleum | Unleaded gasoline | Unleaded gasoline | Retail | Single Wall, Steel | Steel | Coated & cathodic protection (sti-P3), Field installed cathodic protection |  | Single Wall, Steel |  |  | Field installed cathodic protection | Catchment Basin, Single walled catchment basin | Automatic shutoff device At 95% full | Automatic shutoff device At 95% full |  |  | Statistical Inventory Reconciliation (SIR) |  | Automatic flow restrictor (MLLD) | Automatic flow restrictor (MLLD) |  |  | Statistical inventory reconciliation (SIR) | Statistical inventory reconciliation (SIR) |  | UST Currently In Use: 4; UST Temp Close: 0; AST Currently In Use: 0; AST Temp Closed: 0 | 4 | 0 | 0 | 10684-029-001890 | BROWN CHEVRON SERVICE INC
4262 | Currently in Use |  | 1983-01-01 06:00 |  | Petroleum | On road diesel | On road diesel | Retail | Single Wall, Steel | Steel | Coated & cathodic protection (sti-P3), Field installed cathodic protection |  | Single Wall, Steel |  |  | Field installed cathodic protection | Catchment Basin, Single walled catchment basin | Automatic shutoff device At 95% full | Automatic shutoff device At 95% full |  |  | Statistical Inventory Reconciliation (SIR) |  | Automatic flow restrictor (MLLD) | Automatic flow restrictor (MLLD) |  |  | Statistical inventory reconciliation (SIR) | Statistical inventory reconciliation (SIR) |  | UST Currently In Use: 4; UST Temp Close: 0; AST Currently In Use: 0; AST Temp Closed: 0 | 4 | 0 | 0 | 10684-029-001890 | BROWN CHEVRON SERVICE INC
4263 | Retired | 1988-08-08 06:00 | 1963-01-01 06:00 |  | Petroleum | Unleaded gasoline | Unleaded gasoline |  | Steel | Steel |  |  | Steel |  | 1901-01-01 06:00 | [15 empty] | UST Currently In Use: 0; UST Temp Close: 0; AST Currently In Use: 0; AST Temp Closed: 0 | 0 | 0 | 0 | 10685-123-008362 | BROWN CONCRETE AND ENGINEERING CO
4264 | Retired | 1988-08-08 06:00 | 1963-01-01 06:00 |  | Petroleum | On road diesel | On road diesel |  | Steel | Steel |  |  | Steel |  | 1901-01-01 06:00 | [15 empty] | UST Currently In Use: 0; UST Temp Close: 0; AST Currently In Use: 0; AST Temp Closed: 0 | 0 | 0 | 0 | 10685-123-008362 | BROWN CONCRETE AND ENGINEERING CO
4265 | Permanently Closed | 1997-11-30 06:00 | 1977-01-01 06:00 | 1997-12-01 06:00 | Petroleum | On road diesel | On road diesel |  | Steel | Steel |  | Painted or None | Steel |  | 1901-01-01 06:00 | [15 empty] | UST Currently In Use: 0; UST Temp Close: 0; AST Currently In Use: 0; AST Temp Closed: 0 | 0 | 0 | 1 | 10686-117-008971 | BROWN MOULDING CO INC
4266 | Currently in Use |  | 1980-01-01 06:00 |  | Petroleum | Unleaded gasoline | Unleaded gasoline | Retail | Steel | Steel | Field installed cathodic protection |  | Steel |  |  | Field installed cathodic protection | Catchment Basin, Single walled catchment basin | Automatic shutoff device At 95% full | Automatic shutoff device At 95% full |  |  | Statistical Inventory Reconciliation (SIR) | [8 empty] | UST Currently In Use: 2; UST Temp Close: 0; AST Currently In Use: 0; AST Temp Closed: 0 | 2 | 0 | 1 | 24038-001-008468 | JONES BROTHERS LLC
4267 | Permanently Closed | 1997-04-01 06:00 | 1980-01-01 06:00 |  | Petroleum | On road diesel | On road diesel | Retail | Steel | Steel |  | Painted or None | Steel |  | 1901-01-01 06:00 | [6 empty] | Statistical Inventory Reconciliation (SIR) | [5 empty] | Annual line testing | Annual line testing |  | UST Currently In Use: 2; UST Temp Close: 0; AST Currently In Use: 0; AST Temp Closed: 0 | 2 | 0 | 1 | 24038-001-008468 | JONES BROTHERS LLC
4268 | Currently in Use |  | 1988-01-01 06:00 |  | Petroleum | Unleaded gasoline | Unleaded gasoline | Retail | Steel | Steel | Coated & cathodic protection (sti-P3), Field installed cathodic protection |  | Steel |  |  | Field installed cathodic protection | Catchment Basin, Single walled catchment basin | Automatic shutoff device At 95% full | Automatic shutoff device At 95% full |  |  | Statistical Inventory Reconciliation (SIR) | [8 empty] | UST Currently In Use: 2; UST Temp Close: 0; AST Currently In Use: 0; AST Temp Closed: 0 | 2 | 0 | 1 | 24038-001-008468 | JONES BROTHERS LLC
4269 | Cannot Locate or abandoned | 2000-04-28 06:00 | 1979-01-01 06:00 |  | Petroleum | Unleaded gasoline | Unleaded gasoline |  | Steel | Steel |  | Painted or None | Steel |  | 1901-01-01 06:00 | [12 empty] | Annual line testing | Annual line testing |  | UST Currently In Use: 0; UST Temp Close: 0; AST Currently In Use: 0; AST Temp Closed: 0 | 0 | 0 | 0 | 19920-047-002917 | HERMAN NORRIS
4270 | Cannot Locate or abandoned | 2000-04-28 06:00 | 1964-01-01 06:00 |  | Petroleum | Unleaded gasoline | Unleaded gasoline |  | Steel | Steel | Field installed cathodic protection |  | Steel |  | 1901-01-01 06:00 | Field installed cathodic protection | Catchment Basin, Single walled catchment basin | Automatic shutoff device At 95% full | Automatic shutoff device At 95% full | [8 empty] | Annual line testing | Annual line testing |  | UST Currently In Use: 0; UST Temp Close: 0; AST Currently In Use: 0; AST Temp Closed: 0 | 0 | 0 | 0 | 19920-047-002917 | HERMAN NORRIS
4271 | Cannot Locate or abandoned | 2000-04-28 06:00 | 1964-01-01 06:00 |  | Petroleum | Unleaded gasoline | Unleaded gasoline |  | Steel | Steel | Field installed cathodic protection |  | Steel |  | 1901-01-01 06:00 | Field installed cathodic protection | Catchment Basin, Single walled catchment basin | Automatic shutoff device At 95% full | Automatic shutoff device At 95% full | [8 empty] | Annual line testing | Annual line testing |  | UST Currently In Use: 0; UST Temp Close: 0; AST Currently In Use: 0; AST Temp Closed: 0 | 0 | 0 | 0 | 19920-047-002917 | HERMAN NORRIS
4273 | Permanently Closed | 1994-11-01 06:00 | 1969-01-01 06:00 | 1995-04-27 06:00 | Petroleum | Unleaded gasoline | Unleaded gasoline |  | Steel | Steel |  | Painted or None | Steel |  | 1901-01-01 06:00 | [12 empty] | Annual line testing | Annual line testing |  | UST Currently In Use: 0; UST Temp Close: 0; AST Currently In Use: 0; AST Temp Closed: 0 | 0 | 0 | 1 | 19827-047-008456 | BUILDERS SUPPLY & SALVAGE CO.
4274 | Permanently Closed | 1999-12-20 06:00 | 1981-01-01 06:00 | 1999-12-20 06:00 | Petroleum | On road diesel | On road diesel |  | Steel | Steel |  | Painted or None | Steel |  | 1901-01-01 06:00 | [6 empty] | Statistical Inventory Reconciliation (SIR) | [5 empty] | Annual line testing | Annual line testing |  | UST Currently In Use: 0; UST Temp Close: 0; AST Currently In Use: 0; AST Temp Closed: 0 | 0 | 0 | 1 | 13064-047-008457 | LAWLEY OIL CO INC
4275 | Retired | 1985-09-01 06:00 | 1981-01-01 06:00 |  | Petroleum | Unleaded gasoline | Unleaded gasoline |  | Steel | Steel |  | Painted or None | Steel |  | 1901-01-01 06:00 | [15 empty] | UST Currently In Use: 0; UST Temp Close: 0; AST Currently In Use: 0; AST Temp Closed: 0 | 0 | 0 | 0 | 10690-047-008458 | SHEFFIELD OIL CO INC SELMA
4276 | Retired | 1985-09-01 06:00 | 1981-01-01 06:00 |  | Petroleum | Unleaded gasoline | Unleaded gasoline |  | Steel | Steel |  | Painted or None | Steel |  | 1901-01-01 06:00 | [15 empty] | UST Currently In Use: 0; UST Temp Close: 0; AST Currently In Use: 0; AST Temp Closed: 0 | 0 | 0 | 0 | 10690-047-008458 | SHEFFIELD OIL CO INC SELMA
4277 | Permanently Closed | 1991-08-12 06:00 | 1977-01-01 06:00 | 1991-08-12 06:00 | Petroleum | Unleaded gasoline | Unleaded gasoline |  | Steel | Steel |  | Painted or None | Steel |  | 1901-01-01 06:00 | [15 empty] | UST Currently In Use: 0; UST Temp Close: 0; AST Currently In Use: 0; AST Temp Closed: 0 | 0 | 0 | 3 | 13064-047-008459 | LAWLEY OIL CO INC
4278 | Permanently Closed | 1991-08-12 06:00 | 1977-01-01 06:00 | 1991-08-12 06:00 | Petroleum | Unleaded gasoline | Unleaded gasoline |  | Steel | Steel |  | Painted or None | Steel |  | 1901-01-01 06:00 | [15 empty] | UST Currently In Use: 0; UST Temp Close: 0; AST Currently In Use: 0; AST Temp Closed: 0 | 0 | 0 | 3 | 13064-047-008459 | LAWLEY OIL CO INC
4279 | Permanently Closed | 1991-08-12 06:00 | 1977-01-01 06:00 | 1991-08-12 06:00 | Petroleum | Unleaded gasoline | Unleaded gasoline |  | Steel | Steel |  | Painted or None | Steel |  | 1901-01-01 06:00 | [15 empty] | UST Currently In Use: 0; UST Temp Close: 0; AST Currently In Use: 0; AST Temp Closed: 0 | 0 | 0 | 3 | 13064-047-008459 | LAWLEY OIL CO INC
4280 | Permanently Closed | 1991-08-12 06:00 | 1971-01-01 06:00 | 1991-08-12 06:00 | Petroleum | On road diesel | On road diesel |  | Steel | Steel |  | Painted or None | Steel |  | 1901-01-01 06:00 | [15 empty] | UST Currently In Use: 0; UST Temp Close: 0; AST Currently In Use: 0; AST Temp Closed: 0 | 0 | 0 | 2 | 10690-047-008461 | SHEFFIELD OIL CO INC SELMA
4281 | Permanently Closed | 1991-08-12 06:00 | 1983-01-01 06:00 | 1991-08-12 06:00 | Petroleum | Unleaded gasoline | Unleaded gasoline |  | Steel | Steel |  | Painted or None | Steel |  | 1901-01-01 06:00 | [15 empty] | UST Currently In Use: 0; UST Temp Close: 0; AST Currently In Use: 0; AST Temp Closed: 0 | 0 | 0 | 2 | 10690-047-008461 | SHEFFIELD OIL CO INC SELMA
4282 | Permanently Closed | 1998-05-01 06:00 | 1980-01-01 06:00 | 1998-05-01 06:00 | Petroleum | On road diesel | On road diesel | Local government | Steel | Steel |  | Painted or None | Steel |  | 1901-01-01 06:00 | [6 empty] | Statistical Inventory Reconciliation (SIR) | [8 empty] | UST Currently In Use: 1; UST Temp Close: 0; AST Currently In Use: 0; AST Temp Closed: 0 | 1 | 0 | 2 | 11345-047-008462 | DALLAS COUNTY BOARD OF EDUCATION
4283 | Permanently Closed | 1998-04-29 06:00 | 1982-01-01 06:00 | 1998-04-29 06:00 | Petroleum | On road diesel | On road diesel | Local government | Steel | Steel |  | Painted or None | Steel |  | 1901-01-01 06:00 | [6 empty] | Statistical Inventory Reconciliation (SIR) | [8 empty] | UST Currently In Use: 1; UST Temp Close: 0; AST Currently In Use: 0; AST Temp Closed: 0 | 1 | 0 | 2 | 11345-047-008462 | DALLAS COUNTY BOARD OF EDUCATION
4284 | Permanently Closed | 1998-01-01 06:00 | 1978-01-01 06:00 | 1998-06-25 06:00 | Petroleum | On road diesel | On road diesel |  | Steel | Steel |  | Painted or None | Steel |  | 1901-01-01 06:00 | [6 empty] | Other, Statistical Inventory Reconciliation (SIR) | [5 empty] | Annual line testing | Annual line testing |  | UST Currently In Use: 0; UST Temp Close: 0; AST Currently In Use: 0; AST Temp Closed: 0 | 0 | 0 | 2 | 13064-047-008463 | LAWLEY OIL CO INC
4285 | Permanently Closed | 1998-01-01 06:00 | 1981-01-01 06:00 | 1998-06-25 06:00 | Petroleum | On road diesel | On road diesel |  | Steel | Steel |  | Painted or None | Steel |  | 1901-01-01 06:00 | [6 empty] | Statistical Inventory Reconciliation (SIR) | [5 empty] | Annual line testing | Annual line testing |  | UST Currently In Use: 0; UST Temp Close: 0; AST Currently In Use: 0; AST Temp Closed: 0 | 0 | 0 | 2 | 13064-047-008463 | LAWLEY OIL CO INC
4286 | Cannot Locate or abandoned |  | 1969-01-01 06:00 |  | Petroleum | On road diesel | On road diesel |  | Steel | Steel |  | Painted or None | Steel |  | 1901-01-01 06:00 | [6 empty] | Statistical Inventory Reconciliation (SIR) | [5 empty] | Annual line testing | Annual line testing |  | UST Currently In Use: 0; UST Temp Close: 0; AST Currently In Use: 0; AST Temp Closed: 0 | 0 | 0 | 0 | 13064-047-008464 | LAWLEY OIL CO INC
4287 | Permanently Closed | 1998-12-20 06:00 | 1982-01-01 06:00 | 1999-12-20 06:00 | Petroleum | On road diesel | On road diesel |  | Steel | Steel |  | Painted or None | Steel |  | 1901-01-01 06:00 | [6 empty] | Statistical Inventory Reconciliation (SIR) | [8 empty] | UST Currently In Use: 0; UST Temp Close: 0; AST Currently In Use: 0; AST Temp Closed: 0 | 0 | 0 | 1 | 13064-047-008465 | LAWLEY OIL CO INC
4288 | Permanently Closed | 1998-06-24 06:00 | 1969-01-01 06:00 | 1998-06-25 06:00 | Petroleum | On road diesel | On road diesel |  | Steel | Steel |  | Painted or None | Steel |  | 1901-01-01 06:00 | [6 empty] | Statistical Inventory Reconciliation (SIR) | [5 empty] | Annual line testing | Annual line testing |  | UST Currently In Use: 0; UST Temp Close: 0; AST Currently In Use: 0; AST Temp Closed: 0 | 0 | 0 | 1 | 13064-047-008466 | LAWLEY OIL CO INC
4289 | Permanently Closed | 1997-12-11 06:00 | 1969-01-01 06:00 | 1997-12-12 06:00 | Petroleum | On road diesel | On road diesel |  | Steel | Steel |  | Painted or None | Steel |  | 1901-01-01 06:00 | [6 empty] | Statistical Inventory Reconciliation (SIR) | [5 empty] | Annual line testing | Annual line testing |  | UST Currently In Use: 0; UST Temp Close: 0; AST Currently In Use: 0; AST Temp Closed: 0 | 0 | 0 | 2 | 13064-047-008467 | LAWLEY OIL CO INC
4290 | Permanently Closed | 1997-01-01 06:00 | 1981-01-01 06:00 | 1997-01-01 06:00 | Petroleum | On road diesel | On road diesel |  | Steel | Steel |  | Painted or None | Steel |  | 1901-01-01 06:00 | [6 empty] | Statistical Inventory Reconciliation (SIR) | [8 empty] | UST Currently In Use: 0; UST Temp Close: 0; AST Currently In Use: 0; AST Temp Closed: 0 | 0 | 0 | 2 | 13064-047-008467 | LAWLEY OIL CO INC
4291 | Permanently Closed | 1993-09-05 06:00 | 1969-01-01 06:00 | 1996-09-05 06:00 | Petroleum | Unleaded gasoline | Unleaded gasoline |  | Steel | Steel |  | Painted or None | Steel |  | 1901-01-01 06:00 | [15 empty] | UST Currently In Use: 0; UST Temp Close: 0; AST Currently In Use: 0; AST Temp Closed: 0 | 0 | 0 | 3 | 10690-047-008469 | SHEFFIELD OIL CO INC SELMA
4292 | Permanently Closed | 1993-09-05 06:00 | 1969-01-01 06:00 | 1996-09-05 06:00 | Petroleum | Unleaded gasoline | Unleaded gasoline |  | Steel | Steel |  | Painted or None | Steel |  | 1901-01-01 06:00 | [15 empty] | UST Currently In Use: 0; UST Temp Close: 0; AST Currently In Use: 0; AST Temp Closed: 0 | 0 | 0 | 3 | 10690-047-008469 | SHEFFIELD OIL CO INC SELMA
4293 | Permanently Closed | 1993-09-05 06:00 | 1983-01-01 06:00 | 1996-09-05 06:00 | Petroleum | On road diesel | On road diesel |  | Steel | Steel | Coated & cathodic protection (sti-P3) |  | Steel |  | 1901-01-01 06:00 | [15 empty] | UST Currently In Use: 0; UST Temp Close: 0; AST Currently In Use: 0; AST Temp Closed: 0 | 0 | 0 | 3 | 10690-047-008469 | SHEFFIELD OIL CO INC SELMA
4294 | Retired | 1987-09-01 06:00 | 1969-01-01 06:00 |  | Petroleum | Unleaded gasoline | Unleaded gasoline |  | Steel | Steel |  | Painted or None | Steel |  | 1901-01-01 06:00 | [15 empty] | UST Currently In Use: 0; UST Temp Close: 0; AST Currently In Use: 0; AST Temp Closed: 0 | 0 | 0 | 0 | 10690-047-008470 | SHEFFIELD OIL CO INC SELMA
4295 | Retired | 1987-09-01 06:00 | 1969-01-01 06:00 |  | Petroleum | Unleaded gasoline | Unleaded gasoline |  | Steel | Steel |  | Painted or None | Steel |  | 1901-01-01 06:00 | [15 empty] | UST Currently In Use: 0; UST Temp Close: 0; AST Currently In Use: 0; AST Temp Closed: 0 | 0 | 0 | 0 | 10690-047-008470 | SHEFFIELD OIL CO INC SELMA
4296 | Permanently Closed | 1986-06-01 06:00 | 1974-01-01 06:00 | 1990-09-26 06:00 | Petroleum | Unleaded gasoline | Unleaded gasoline |  | Steel | Steel |  | Painted or None | Steel |  | 1901-01-01 06:00 | [15 empty] | UST Currently In Use: 0; UST Temp Close: 0; AST Currently In Use: 0; AST Temp Closed: 0 | 0 | 0 | 1 | 10690-047-008471 | SHEFFIELD OIL CO INC SELMA
4297 | Permanently Closed | 1990-08-01 06:00 | 1969-01-01 06:00 | 1995-01-27 06:00 | Petroleum | Unleaded gasoline | Unleaded gasoline |  | Steel | Steel |  | Painted or None | Steel |  | 1901-01-01 06:00 | [15 empty] | UST Currently In Use: 0; UST Temp Close: 0; AST Currently In Use: 0; AST Temp Closed: 0 | 0 | 0 | 1 | 10690-047-008474 | SHEFFIELD OIL CO INC SELMA
4298 | Cannot Locate or abandoned | 1998-12-19 06:00 | 1981-01-01 06:00 |  | Petroleum | Unleaded gasoline | Unleaded gasoline |  | Steel | Steel |  | Painted or None | Steel |  | 1901-01-01 06:00 | [15 empty] | UST Currently In Use: 0; UST Temp Close: 0; AST Currently In Use: 0; AST Temp Closed: 0 | 0 | 0 | 1 | 10690-047-008474 | SHEFFIELD OIL CO INC SELMA
4299 | Cannot Locate or abandoned | 1998-12-19 06:00 | 1969-01-01 06:00 |  | Petroleum | Unleaded gasoline | Unleaded gasoline |  | Steel | Steel |  | Painted or None | Steel |  | 1901-01-01 06:00 | [15 empty] | UST Currently In Use: 0; UST Temp Close: 0; AST Currently In Use: 0; AST Temp Closed: 0 | 0 | 0 | 1 | 10690-047-008474 | SHEFFIELD OIL CO INC SELMA
4300 | Permanently Closed | 1989-08-01 06:00 | 1982-01-01 06:00 | 1989-08-01 06:00 | Petroleum | Unleaded gasoline | Unleaded gasoline |  | Steel | Steel |  | Painted or None | Steel |  | 1901-01-01 06:00 | [15 empty] | UST Currently In Use: 0; UST Temp Close: 0; AST Currently In Use: 0; AST Temp Closed: 0 | 0 | 0 | 1 | 10690-047-008475 | SHEFFIELD OIL CO INC SELMA
4301 | Cannot Locate or abandoned |  | 1982-01-01 06:00 |  | Petroleum | Unleaded gasoline | Unleaded gasoline |  | Steel | Steel |  | Painted or None | Steel |  | 1901-01-01 06:00 | [15 empty] | UST Currently In Use: 0; UST Temp Close: 0; AST Currently In Use: 0; AST Temp Closed: 0 | 0 | 0 | 1 | 10690-047-008475 | SHEFFIELD OIL CO INC SELMA
4305 |  | 1998-12-21 06:00 | 1982-01-01 06:00 | 2000-01-01 06:00 | Petroleum | On road diesel | On road diesel |  | Steel | Steel |  | Painted or None | Steel |  | 1901-01-01 06:00 | [6 empty] | Statistical Inventory Reconciliation (SIR) | [8 empty] | UST Currently In Use: 0; UST Temp Close: 0; AST Currently In Use: 0; AST Temp Closed: 0 | 0 | 0 | 0 | 13064-047-008478 | LAWLEY OIL CO INC
4306 |  | 1998-12-21 06:00 | 1982-01-01 06:00 | 2000-01-01 06:00 | Petroleum | Kerosene | Kerosene |  | Steel | Steel |  | Painted or None | Steel |  | 1901-01-01 06:00 | [6 empty] | Statistical Inventory Reconciliation (SIR) | [8 empty] | UST Currently In Use: 0; UST Temp Close: 0; AST Currently In Use: 0; AST Temp Closed: 0 | 0 | 0 | 0 | 13064-047-008478 | LAWLEY OIL CO INC
4307 |  | 1998-12-21 06:00 | 1982-01-01 06:00 | 2000-01-01 06:00 | Petroleum | Other, MNRLSPIRIT | Other |  | Steel | Steel |  | Painted or None | Steel |  | 1901-01-01 06:00 | [6 empty] | Statistical Inventory Reconciliation (SIR) | [8 empty] | UST Currently In Use: 0; UST Temp Close: 0; AST Currently In Use: 0; AST Temp Closed: 0 | 0 | 0 | 0 | 13064-047-008478 | LAWLEY OIL CO INC
4308 |  | 1998-12-21 06:00 | 1982-01-01 06:00 | 2000-01-01 06:00 | Petroleum | Other, MNRLSPIRIT | Other |  | Steel | Steel |  | Painted or None | Steel |  | 1901-01-01 06:00 | [6 empty] | Statistical Inventory Reconciliation (SIR) | [8 empty] | UST Currently In Use: 0; UST Temp Close: 0; AST Currently In Use: 0; AST Temp Closed: 0 | 0 | 0 | 0 | 13064-047-008478 | LAWLEY OIL CO INC
4309 | Permanently Closed | 1998-12-22 06:00 | 1983-01-01 06:00 | 2000-03-03 06:00 | Petroleum | Unleaded gasoline | Unleaded gasoline |  | Steel | Steel | Coated & cathodic protection (sti-P3) |  | Steel |  | 1901-01-01 06:00 | [6 empty] | Statistical Inventory Reconciliation (SIR) | [8 empty] | UST Currently In Use: 0; UST Temp Close: 0; AST Currently In Use: 0; AST Temp Closed: 0 | 0 | 0 | 4 | 13064-047-008479 | LAWLEY OIL CO INC
4310 | Permanently Closed | 1998-12-22 06:00 | 1983-01-01 06:00 | 2000-03-03 06:00 | Petroleum | Unleaded gasoline | Unleaded gasoline |  | Steel | Steel | Coated & cathodic protection (sti-P3) |  | Steel |  | 1901-01-01 06:00 | [6 empty] | Statistical Inventory Reconciliation (SIR) | [8 empty] | UST Currently In Use: 0; UST Temp Close: 0; AST Currently In Use: 0; AST Temp Closed: 0 | 0 | 0 | 4 | 13064-047-008479 | LAWLEY OIL CO INC
4311 | Permanently Closed | 1998-12-22 06:00 | 1983-01-01 06:00 | 2000-03-03 06:00 | Petroleum | On road diesel | On road diesel |  | Steel | Steel | Coated & cathodic protection (sti-P3) |  | Steel |  | 1901-01-01 06:00 | [6 empty] | Statistical Inventory Reconciliation (SIR) | [8 empty] | UST Currently In Use: 0; UST Temp Close: 0; AST Currently In Use: 0; AST Temp Closed: 0 | 0 | 0 | 4 | 13064-047-008479 | LAWLEY OIL CO INC
4312 | Permanently Closed | 1998-12-22 06:00 | 1983-01-01 06:00 | 2000-03-03 06:00 | Petroleum | Unleaded gasoline | Unleaded gasoline |  | Steel | Steel | Coated & cathodic protection (sti-P3) |  | Steel |  | 1901-01-01 06:00 | [6 empty] | Statistical Inventory Reconciliation (SIR) | [8 empty] | UST Currently In Use: 0; UST Temp Close: 0; AST Currently In Use: 0; AST Temp Closed: 0 | 0 | 0 | 4 | 13064-047-008479 | LAWLEY OIL CO INC
4313 | Permanently Closed | 1998-12-22 06:00 | 1977-01-01 06:00 | 2000-03-08 06:00 | Petroleum | Unleaded gasoline | Unleaded gasoline |  | Steel | Steel |  | Painted or None | Steel |  | 1901-01-01 06:00 | [6 empty] | Statistical Inventory Reconciliation (SIR) | [5 empty] | Annual line testing | Annual line testing |  | UST Currently In Use: 0; UST Temp Close: 0; AST Currently In Use: 0; AST Temp Closed: 0 | 0 | 0 | 2 | 20089-047-009376 | MARKS MART
4314 | Permanently Closed | 1998-12-22 06:00 | 1982-01-01 06:00 | 2000-03-08 06:00 | Petroleum | Unleaded gasoline | Unleaded gasoline |  | Steel | Steel |  | Painted or None | Steel |  | 1901-01-01 06:00 | [6 empty] | Statistical Inventory Reconciliation (SIR) | [5 empty] | Annual line testing | Annual line testing |  | UST Currently In Use: 0; UST Temp Close: 0; AST Currently In Use: 0; AST Temp Closed: 0 | 0 | 0 | 2 | 20089-047-009376 | MARKS MART
4317 | Cannot Locate or abandoned |  | 1968-01-01 06:00 |  | Petroleum | Unleaded gasoline | Unleaded gasoline |  | Steel | Steel |  | Painted or None | Steel |  | 1901-01-01 06:00 | [15 empty] | UST Currently In Use: 0; UST Temp Close: 0; AST Currently In Use: 0; AST Temp Closed: 0 | 0 | 0 | 0 | 10690-047-009736 | SHEFFIELD OIL CO INC SELMA
4318 | Cannot Locate or abandoned |  | 1968-01-01 06:00 |  | Petroleum | Unleaded gasoline | Unleaded gasoline |  | Steel | Steel |  | Painted or None | Steel |  | 1901-01-01 06:00 | [15 empty] | UST Currently In Use: 0; UST Temp Close: 0; AST Currently In Use: 0; AST Temp Closed: 0 | 0 | 0 | 0 | 10690-047-009736 | SHEFFIELD OIL CO INC SELMA
4319 | Currently in Use |  | 1982-01-01 06:00 |  | Petroleum | Unleaded gasoline | Unleaded gasoline | Retail | Steel | Steel | Coated & cathodic protection (sti-P3) |  | Steel |  |  | Galvanic Cathodic | Catchment Basin, Single walled catchment basin | Automatic shutoff device At 95% full | Automatic shutoff device At 95% full |  |  | Continuous Automatic Tank Gauge |  | Automatic flow restrictor (MLLD), Automatic shutoff device (AELLD), Containment Sump | Containment Sump | [5 empty] | UST Currently In Use: 2; UST Temp Close: 0; AST Currently In Use: 0; AST Temp Closed: 0 | 2 | 0 | 0 | 11262-047-012449 | COUGAR OIL INC
4321 | Currently in Use |  | 1982-01-01 06:00 |  | Petroleum | Premium gasoline | Premium gasoline | Retail | Steel | Steel | Coated & cathodic protection (sti-P3) |  | Steel |  |  | Galvanic Cathodic | Catchment Basin, Single walled catchment basin | Automatic shutoff device At 95% full | Automatic shutoff device At 95% full |  |  | Continuous Automatic Tank Gauge |  | Automatic flow restrictor (MLLD), Automatic shutoff device (AELLD), Containment Sump | Containment Sump | [5 empty] | UST Currently In Use: 2; UST Temp Close: 0; AST Currently In Use: 0; AST Temp Closed: 0 | 2 | 0 | 0 | 11262-047-012449 | COUGAR OIL INC
4322 |  | 2004-01-01 06:00 | 1984-01-01 06:00 |  | Petroleum | Unleaded gasoline | Unleaded gasoline |  | Fiberglass reinforced plastic | Fiberglass reinforced plastic |  |  | Fiberglass reinforced plastic |  | 1901-01-01 06:00 |  | Catchment Basin, Single walled catchment basin | Automatic shutoff device At 95% full | Automatic shutoff device At 95% full |  |  | Statistical Inventory Reconciliation (SIR) | [5 empty] | Statistical inventory reconciliation (SIR) | Statistical inventory reconciliation (SIR) |  | UST Currently In Use: 0; UST Temp Close: 1; AST Currently In Use: 0; AST Temp Closed: 0 | 0 | 1 | 0 | 22792-047-013171 | MONTGOMERY OIL INC
4323 |  | 2004-01-01 06:00 | 1984-01-01 06:00 |  | Petroleum | On road diesel | On road diesel |  | Fiberglass reinforced plastic | Fiberglass reinforced plastic |  |  | Fiberglass reinforced plastic |  | 1901-01-01 06:00 |  | Catchment Basin, Single walled catchment basin | Automatic shutoff device At 95% full | Automatic shutoff device At 95% full |  |  | Statistical Inventory Reconciliation (SIR) | [5 empty] | Statistical inventory reconciliation (SIR) | Statistical inventory reconciliation (SIR) |  | UST Currently In Use: 0; UST Temp Close: 1; AST Currently In Use: 0; AST Temp Closed: 0 | 0 | 1 | 0 | 22792-047-013171 | MONTGOMERY OIL INC
4324 |  | 2004-01-01 06:00 | 1984-01-01 06:00 |  | Petroleum | Unleaded gasoline | Unleaded gasoline |  | Fiberglass reinforced plastic | Fiberglass reinforced plastic |  |  | Fiberglass reinforced plastic |  | 1901-01-01 06:00 |  | Catchment Basin, Single walled catchment basin | Automatic shutoff device At 95% full | Automatic shutoff device At 95% full |  |  | Statistical Inventory Reconciliation (SIR) | [5 empty] | Statistical inventory reconciliation (SIR) | Statistical inventory reconciliation (SIR) |  | UST Currently In Use: 0; UST Temp Close: 1; AST Currently In Use: 0; AST Temp Closed: 0 | 0 | 1 | 0 | 22792-047-013171 | MONTGOMERY OIL INC
4325 | Permanently Closed | 1990-08-01 06:00 | 1979-01-01 06:00 | 1990-08-01 06:00 | Petroleum | Unleaded gasoline | Unleaded gasoline |  | Steel | Steel |  | Painted or None | Steel |  | 1901-01-01 06:00 | [15 empty] | UST Currently In Use: 0; UST Temp Close: 0; AST Currently In Use: 0; AST Temp Closed: 0 | 0 | 0 | 3 | 10690-085-008460 | SHEFFIELD OIL CO INC SELMA
4326 | Permanently Closed | 1990-08-01 06:00 | 1979-01-01 06:00 | 1991-08-01 06:00 | Petroleum | Unleaded gasoline | Unleaded gasoline |  | Steel | Steel |  | Painted or None | Steel |  | 1901-01-01 06:00 | [15 empty] | UST Currently In Use: 0; UST Temp Close: 0; AST Currently In Use: 0; AST Temp Closed: 0 | 0 | 0 | 3 | 10690-085-008460 | SHEFFIELD OIL CO INC SELMA
4327 | Permanently Closed | 1984-06-01 06:00 | 1979-01-01 06:00 | 1990-08-01 06:00 | Petroleum | On road diesel | On road diesel |  | Steel | Steel |  | Painted or None | Steel |  | 1901-01-01 06:00 | [15 empty] | UST Currently In Use: 0; UST Temp Close: 0; AST Currently In Use: 0; AST Temp Closed: 0 | 0 | 0 | 3 | 10690-085-008460 | SHEFFIELD OIL CO INC SELMA
4328 | Currently in Use |  | 1985-01-01 06:00 |  | Petroleum | Premium gasoline | Premium gasoline | Retail | Steel | Steel | Coated & cathodic protection (sti-P3) |  | Fiberglass reinforced plastic |  |  |  | Catchment Basin, Single walled catchment basin | Automatic shutoff device At 95% full | Automatic shutoff device At 95% full |  |  | Statistical Inventory Reconciliation (SIR) |  | Automatic flow restrictor (MLLD) | Automatic flow restrictor (MLLD) |  |  | Statistical inventory reconciliation (SIR) | Statistical inventory reconciliation (SIR) |  | UST Currently In Use: 5; UST Temp Close: 0; AST Currently In Use: 0; AST Temp Closed: 0 | 5 | 0 | 0 | 22318-101-006309 | PETER KHOTSOMBATH
4329 | Currently in Use |  | 1985-01-01 06:00 |  | Petroleum | Unleaded gasoline | Unleaded gasoline | Retail | Steel | Steel | Coated & cathodic protection (sti-P3) |  | Fiberglass reinforced plastic |  |  |  | Catchment Basin, Single walled catchment basin | Flow Rest 90% Full | Flow Rest 90% Full |  |  | Statistical Inventory Reconciliation (SIR) |  | Automatic flow restrictor (MLLD) | Automatic flow restrictor (MLLD) |  |  | Statistical inventory reconciliation (SIR) | Statistical inventory reconciliation (SIR) |  | UST Currently In Use: 5; UST Temp Close: 0; AST Currently In Use: 0; AST Temp Closed: 0 | 5 | 0 | 0 | 22318-101-006309 | PETER KHOTSOMBATH
4330 | Currently in Use |  | 1985-01-01 06:00 |  | Petroleum | Unleaded gasoline | Unleaded gasoline | Retail | Steel | Steel | Coated & cathodic protection (sti-P3) |  | Fiberglass reinforced plastic |  |  |  | Catchment Basin, Single walled catchment basin | Flow Rest 90% Full | Flow Rest 90% Full |  |  | Statistical Inventory Reconciliation (SIR) |  | Automatic flow restrictor (MLLD) | Automatic flow restrictor (MLLD) |  |  | Statistical inventory reconciliation (SIR) | Statistical inventory reconciliation (SIR) |  | UST Currently In Use: 5; UST Temp Close: 0; AST Currently In Use: 0; AST Temp Closed: 0 | 5 | 0 | 0 | 22318-101-006309 | PETER KHOTSOMBATH
4331 | Currently in Use |  | 1985-01-01 06:00 |  | Petroleum | Unleaded gasoline | Unleaded gasoline | Retail | Steel | Steel | Coated & cathodic protection (sti-P3) |  | Fiberglass reinforced plastic |  |  |  | Catchment Basin, Single walled catchment basin | Flow Rest 90% Full | Flow Rest 90% Full |  |  | Statistical Inventory Reconciliation (SIR) |  | Other, MANIFOLDED | Other | [5 empty] | UST Currently In Use: 5; UST Temp Close: 0; AST Currently In Use: 0; AST Temp Closed: 0 | 5 | 0 | 0 | 22318-101-006309 | PETER KHOTSOMBATH
4332 | Currently in Use |  | 1985-01-01 06:00 |  | Petroleum | On road diesel | On road diesel | Retail | Steel | Steel | Coated & cathodic protection (sti-P3) |  | Fiberglass reinforced plastic |  |  |  | Catchment Basin, Single walled catchment basin | Flow Rest 90% Full | Flow Rest 90% Full |  |  | Statistical Inventory Reconciliation (SIR) |  | Automatic flow restrictor (MLLD) | Automatic flow restrictor (MLLD) |  |  | Statistical inventory reconciliation (SIR) | Statistical inventory reconciliation (SIR) |  | UST Currently In Use: 5; UST Temp Close: 0; AST Currently In Use: 0; AST Temp Closed: 0 | 5 | 0 | 0 | 22318-101-006309 | PETER KHOTSOMBATH
4333 | Permanently Closed | 1990-01-24 06:00 | 1965-01-01 06:00 | 1990-01-24 06:00 | Petroleum | Unleaded gasoline | Unleaded gasoline |  | Steel | Steel |  | Painted or None | Steel |  | 1901-01-01 06:00 | [15 empty] | UST Currently In Use: 0; UST Temp Close: 0; AST Currently In Use: 0; AST Temp Closed: 1 | 0 | 0 | 4 | 22495-101-001368 | FORTERRA PIPE & PRECAST, LLC
4334 | Permanently Closed | 1990-01-24 06:00 | 1965-01-01 06:00 | 1990-01-24 06:00 | Petroleum | Unleaded gasoline | Unleaded gasoline |  | Steel | Steel |  | Painted or None | Steel |  | 1901-01-01 06:00 | [15 empty] | UST Currently In Use: 0; UST Temp Close: 0; AST Currently In Use: 0; AST Temp Closed: 1 | 0 | 0 | 4 | 22495-101-001368 | FORTERRA PIPE & PRECAST, LLC
4335 | Permanently Closed | 1991-11-19 06:00 | 1974-01-01 06:00 | 1991-11-19 06:00 | Petroleum | On road diesel | On road diesel |  | Steel | Steel |  | Painted or None | Steel |  | 1901-01-01 06:00 | [15 empty] | UST Currently In Use: 0; UST Temp Close: 0; AST Currently In Use: 0; AST Temp Closed: 1 | 0 | 0 | 4 | 22495-101-001368 | FORTERRA PIPE & PRECAST, LLC
4336 | Permanently Closed | 1990-01-24 06:00 | 1974-01-01 06:00 | 1990-01-24 06:00 | Petroleum | On road diesel | On road diesel |  | Steel | Steel |  | Painted or None | Steel |  | 1901-01-01 06:00 | [15 empty] | UST Currently In Use: 0; UST Temp Close: 0; AST Currently In Use: 0; AST Temp Closed: 1 | 0 | 0 | 4 | 22495-101-001368 | FORTERRA PIPE & PRECAST, LLC
4337 | Permanently Closed | 1990-01-24 06:00 | 1974-01-01 06:00 | 1990-01-24 06:00 | Petroleum | On road diesel | On road diesel |  | Steel | Steel |  |  | Steel |  | 1901-01-01 06:00 | [15 empty] | UST Currently In Use: 0; UST Temp Close: 0; AST Currently In Use: 0; AST Temp Closed: 0 | 0 | 0 | 1 | 10693-101-001369 | SHERMAN CONCRETE PIPE CO MONTG DIV
4338 | Permanently Closed | 1999-01-22 06:00 | 1901-01-01 06:00 | 1999-01-22 06:00 | Petroleum | Unleaded gasoline | Unleaded gasoline |  | Steel | Steel |  | Painted or None | Steel |  | 1901-01-01 06:00 | [15 empty] | UST Currently In Use: 0; UST Temp Close: 0; AST Currently In Use: 0; AST Temp Closed: 0 | 0 | 0 | 3 | 10697-045-005488 | BROWN REAL ESTATE
4339 | Permanently Closed | 1999-01-22 06:00 | 1901-01-01 06:00 | 1999-01-22 06:00 | Petroleum | Unleaded gasoline | Unleaded gasoline |  | Steel | Steel |  | Painted or None | Steel |  | 1901-01-01 06:00 | [15 empty] | UST Currently In Use: 0; UST Temp Close: 0; AST Currently In Use: 0; AST Temp Closed: 0 | 0 | 0 | 3 | 10697-045-005488 | BROWN REAL ESTATE
4340 | Permanently Closed | 1999-01-22 06:00 | 1901-01-01 06:00 | 1999-01-22 06:00 | Petroleum | Unleaded gasoline | Unleaded gasoline |  | Steel | Steel |  | Painted or None | Steel |  | 1901-01-01 06:00 | [15 empty] | UST Currently In Use: 0; UST Temp Close: 0; AST Currently In Use: 0; AST Temp Closed: 0 | 0 | 0 | 3 | 10697-045-005488 | BROWN REAL ESTATE
4341 | Cannot Locate or abandoned | 1989-10-25 06:00 | 1973-01-01 06:00 |  | Petroleum | Unleaded gasoline | Unleaded gasoline |  | Steel | Steel |  | Painted or None | Steel |  | 1901-01-01 06:00 | [15 empty] | UST Currently In Use: 0; UST Temp Close: 0; AST Currently In Use: 0; AST Temp Closed: 0 | 0 | 0 | 0 | 10698-127-009436 | BROWNS STATION
4342 | Cannot Locate or abandoned | 1989-10-25 06:00 | 1973-01-01 06:00 |  | Petroleum | Unleaded gasoline | Unleaded gasoline |  | Steel | Steel |  | Painted or None | Steel |  | 1901-01-01 06:00 | [15 empty] | UST Currently In Use: 0; UST Temp Close: 0; AST Currently In Use: 0; AST Temp Closed: 0 | 0 | 0 | 0 | 10698-127-009436 | BROWNS STATION
4343 | Permanently Closed | 1901-01-01 06:00 | 1974-01-01 06:00 | 1988-11-01 06:00 | Petroleum | Other, TRANSFLUID | Other |  | Steel | Steel |  |  |  |  | 1901-01-01 06:00 | [15 empty] | UST Currently In Use: 0; UST Temp Close: 0; AST Currently In Use: 0; AST Temp Closed: 0 | 0 | 0 | 1 | 10699-043-001056 | BROWNIE'S AUTO SERVICE
4344 | Permanently Closed | 1982-08-01 06:00 | 1977-01-01 06:00 | 1988-12-01 06:00 | Petroleum | Unleaded gasoline | Unleaded gasoline |  | Steel | Steel |  | Painted or None | Steel |  | 1901-01-01 06:00 | [15 empty] | UST Currently In Use: 0; UST Temp Close: 0; AST Currently In Use: 0; AST Temp Closed: 0 | 0 | 0 | 1 | 10700-037-010000 | BROWNING CONST & PAVING CO INC
4345 | Permanently Closed | 1993-09-01 06:00 | 1973-01-01 06:00 | 1993-09-09 06:00 | Petroleum | On road diesel | On road diesel | Industrial | [6 empty] | 1901-01-01 06:00 | [15 empty] | UST Currently In Use: 0; UST Temp Close: 0; AST Currently In Use: 1; AST Temp Closed: 0 | 0 | 0 | 2 | 10701-101-002821 | BROWNING FERRIS INDUSTRIES
4346 | Permanently Closed | 1991-01-01 06:00 | 1973-01-01 06:00 | 1991-01-03 06:00 | Petroleum | Unleaded gasoline | Unleaded gasoline | [7 empty] | 1901-01-01 06:00 | [15 empty] | UST Currently In Use: 0; UST Temp Close: 0; AST Currently In Use: 1; AST Temp Closed: 0 | 0 | 0 | 2 | 10701-101-002821 | BROWNING FERRIS INDUSTRIES
4347 | Permanently Closed | 1991-05-24 06:00 | 1962-01-01 06:00 | 1991-05-24 06:00 | Petroleum | Unleaded gasoline | Unleaded gasoline |  | Steel | Steel |  |  |  |  | 1901-01-01 06:00 | [15 empty] | UST Currently In Use: 0; UST Temp Close: 0; AST Currently In Use: 0; AST Temp Closed: 0 | 0 | 0 | 4 | 10702-073-002253 | BROWNING FERRIS INDUSTRIES
4348 | Permanently Closed | 1991-05-24 06:00 | 1962-01-01 06:00 | 1991-05-24 06:00 | Petroleum | On road diesel | On road diesel |  | Steel | Steel |  |  |  |  | 1901-01-01 06:00 | [15 empty] | UST Currently In Use: 0; UST Temp Close: 0; AST Currently In Use: 0; AST Temp Closed: 0 | 0 | 0 | 4 | 10702-073-002253 | BROWNING FERRIS INDUSTRIES
4349 | Permanently Closed | 1991-05-24 06:00 | 1962-01-01 06:00 | 1991-05-24 06:00 | Petroleum | On road diesel | On road diesel |  | Steel | Steel |  |  |  |  | 1901-01-01 06:00 | [15 empty] | UST Currently In Use: 0; UST Temp Close: 0; AST Currently In Use: 0; AST Temp Closed: 0 | 0 | 0 | 4 | 10702-073-002253 | BROWNING FERRIS INDUSTRIES
4350 | Permanently Closed | 1991-05-24 06:00 | 1962-01-01 06:00 | 1991-05-24 06:00 | Petroleum | On road diesel | On road diesel |  | Steel | Steel |  |  |  |  | 1901-01-01 06:00 | [15 empty] | UST Currently In Use: 0; UST Temp Close: 0; AST Currently In Use: 0; AST Temp Closed: 0 | 0 | 0 | 4 | 10702-073-002253 | BROWNING FERRIS INDUSTRIES
4351 | Permanently Closed | 1991-09-11 06:00 | 1981-01-01 06:00 | 1991-09-11 06:00 | Petroleum | Unleaded gasoline | Unleaded gasoline |  | Steel | Steel |  |  |  |  | 1901-01-01 06:00 | [15 empty] | UST Currently In Use: 2; UST Temp Close: 1; AST Currently In Use: 0; AST Temp Closed: 0 | 2 | 1 | 6 | 10702-073-002690 | BROWNING FERRIS INDUSTRIES
4352 | Permanently Closed | 1991-09-11 06:00 | 1975-01-01 06:00 | 1991-09-11 06:00 | Petroleum | On road diesel | On road diesel |  | Steel | Steel |  |  |  |  | 1901-01-01 06:00 | [15 empty] | UST Currently In Use: 2; UST Temp Close: 1; AST Currently In Use: 0; AST Temp Closed: 0 | 2 | 1 | 6 | 10702-073-002690 | BROWNING FERRIS INDUSTRIES
4353 | Permanently Closed | 1991-09-11 06:00 | 1975-01-01 06:00 | 1991-09-11 06:00 | Petroleum | On road diesel | On road diesel |  | Steel | Steel |  |  |  |  | 1901-01-01 06:00 | [15 empty] | UST Currently In Use: 2; UST Temp Close: 1; AST Currently In Use: 0; AST Temp Closed: 0 | 2 | 1 | 6 | 10702-073-002690 | BROWNING FERRIS INDUSTRIES
4354 | Permanently Closed | 1991-09-11 06:00 | 1975-01-01 06:00 | 1991-09-11 06:00 | Petroleum | On road diesel | On road diesel |  | Steel | Steel |  |  |  |  | 1901-01-01 06:00 | [15 empty] | UST Currently In Use: 2; UST Temp Close: 1; AST Currently In Use: 0; AST Temp Closed: 0 | 2 | 1 | 6 | 10702-073-002690 | BROWNING FERRIS INDUSTRIES
4355 | Permanently Closed | 1991-08-29 06:00 | 1974-01-01 06:00 | 1991-08-29 06:00 | Petroleum | On road diesel | On road diesel |  | Steel | Steel |  | Painted or None |  |  | 1901-01-01 06:00 | [15 empty] | UST Currently In Use: 1; UST Temp Close: 0; AST Currently In Use: 0; AST Temp Closed: 0 | 1 | 0 | 3 | 10703-089-000266 | BROWNING FERRIS INDUSTRIES OF AL INC
4356 | Permanently Closed | 1990-03-01 06:00 | 1974-01-01 06:00 | 1990-03-01 06:00 | Petroleum | Unleaded gasoline | Unleaded gasoline |  | Steel | Steel |  |  |  |  | 1901-01-01 06:00 | [15 empty] | UST Currently In Use: 1; UST Temp Close: 0; AST Currently In Use: 0; AST Temp Closed: 0 | 1 | 0 | 3 | 10703-089-000266 | BROWNING FERRIS INDUSTRIES OF AL INC
4357 | Permanently Closed | 1991-08-29 06:00 | 1978-01-01 06:00 | 1991-08-29 06:00 | Petroleum | Used oil | Used oil |  | Steel | Steel |  | Painted or None | Steel |  | 1901-01-01 06:00 | [15 empty] | UST Currently In Use: 1; UST Temp Close: 0; AST Currently In Use: 0; AST Temp Closed: 0 | 1 | 0 | 3 | 10703-089-000266 | BROWNING FERRIS INDUSTRIES OF AL INC
4358 | Permanently Closed | 1993-08-01 06:00 | 1979-01-01 06:00 | 1993-08-25 06:00 | Petroleum | On road diesel | On road diesel |  | Steel | Steel |  | Painted or None | Other, N/A |  | 1901-01-01 06:00 | [15 empty] | UST Currently In Use: 0; UST Temp Close: 0; AST Currently In Use: 0; AST Temp Closed: 0 | 0 | 0 | 3 | 10704-015-000503 | BROWNING-FERRIS INDUSTRIES
4359 | Permanently Closed | 1993-08-01 06:00 | 1979-01-01 06:00 | 1993-08-25 06:00 | Petroleum | On road diesel | On road diesel |  | Steel | Steel |  | Painted or None | Other, N/A |  | 1901-01-01 06:00 | [15 empty] | UST Currently In Use: 0; UST Temp Close: 0; AST Currently In Use: 0; AST Temp Closed: 0 | 0 | 0 | 3 | 10704-015-000503 | BROWNING-FERRIS INDUSTRIES
4360 | Permanently Closed | 1993-08-01 06:00 | 1979-01-01 06:00 | 1993-08-25 06:00 | Petroleum | On road diesel | On road diesel |  | Steel | Steel |  | Painted or None | Other, N/A |  | 1901-01-01 06:00 | [15 empty] | UST Currently In Use: 0; UST Temp Close: 0; AST Currently In Use: 0; AST Temp Closed: 0 | 0 | 0 | 3 | 10704-015-000503 | BROWNING-FERRIS INDUSTRIES
4361 | Permanently Closed | 1989-09-15 06:00 | 1982-01-01 06:00 | 1989-09-15 06:00 | Petroleum | Unleaded gasoline | Unleaded gasoline |  | Steel | Steel |  | Painted or None | Steel |  | 1901-01-01 06:00 | [15 empty] | UST Currently In Use: 0; UST Temp Close: 0; AST Currently In Use: 0; AST Temp Closed: 0 | 0 | 0 | 3 | 10706-095-011961 | BRUCE BISHOP
4362 | Permanently Closed | 1989-09-15 06:00 | 1982-01-01 06:00 | 1989-09-15 06:00 | Petroleum | Unleaded gasoline | Unleaded gasoline |  | Steel | Steel |  | Painted or None | Steel |  | 1901-01-01 06:00 | [15 empty] | UST Currently In Use: 0; UST Temp Close: 0; AST Currently In Use: 0; AST Temp Closed: 0 | 0 | 0 | 3 | 10706-095-011961 | BRUCE BISHOP
4363 | Permanently Closed | 1989-09-15 06:00 | 1982-01-01 06:00 | 1989-09-15 06:00 | Petroleum | Kerosene | Kerosene |  | Steel | Steel |  | Painted or None | Steel |  | 1901-01-01 06:00 | [15 empty] | UST Currently In Use: 0; UST Temp Close: 0; AST Currently In Use: 0; AST Temp Closed: 0 | 0 | 0 | 3 | 10706-095-011961 | BRUCE BISHOP
4364 | Permanently Closed | 1991-08-08 06:00 | 1983-01-01 06:00 | 1991-08-08 06:00 | Petroleum | Unleaded gasoline | Unleaded gasoline |  | Fiberglass coated steel | Fiberglass coated steel | Interior lined (not allowed as a standalone method of corrosion protection) |  | Steel |  | 1901-01-01 06:00 | [15 empty] | UST Currently In Use: 0; UST Temp Close: 0; AST Currently In Use: 0; AST Temp Closed: 0 | 0 | 0 | 1 | 10707-025-000580 | BRUCE COGLE FORD
4365 | Permanently Closed | 1995-08-15 06:00 | 1973-01-01 06:00 | 1995-08-15 06:00 | Petroleum | Used oil | Used oil |  | Steel | Steel |  | Painted or None | Steel |  | 1901-01-01 06:00 | [15 empty] | UST Currently In Use: 0; UST Temp Close: 0; AST Currently In Use: 0; AST Temp Closed: 0 | 0 | 0 | 7 | 21230-015-011865 | BRUCE & JANICE DEMPSEY
4366 | Permanently Closed | 1995-08-15 06:00 | 1901-01-01 06:00 | 1995-08-15 06:00 | Petroleum | Used oil | Used oil |  | Steel | Steel |  | Painted or None | Steel |  | 1901-01-01 06:00 | [15 empty] | UST Currently In Use: 0; UST Temp Close: 0; AST Currently In Use: 0; AST Temp Closed: 0 | 0 | 0 | 7 | 21230-015-011865 | BRUCE & JANICE DEMPSEY
4367 | Permanently Closed | 1995-08-15 06:00 | 1973-01-01 06:00 | 1995-08-15 06:00 | Petroleum | Used oil | Used oil |  | Steel | Steel |  | Painted or None | Steel |  | 1901-01-01 06:00 | [15 empty] | UST Currently In Use: 0; UST Temp Close: 0; AST Currently In Use: 0; AST Temp Closed: 0 | 0 | 0 | 7 | 21230-015-011865 | BRUCE & JANICE DEMPSEY
4368 | Permanently Closed | 1995-08-15 06:00 | 1973-01-01 06:00 | 1995-08-15 06:00 | Petroleum | Used oil | Used oil |  | Steel | Steel |  | Painted or None | Steel |  | 1901-01-01 06:00 | [15 empty] | UST Currently In Use: 0; UST Temp Close: 0; AST Currently In Use: 0; AST Temp Closed: 0 | 0 | 0 | 7 | 21230-015-011865 | BRUCE & JANICE DEMPSEY
4369 | Permanently Closed | 2008-12-01 06:00 | 1973-01-01 06:00 | 2010-11-04 06:00 | Petroleum | Unleaded gasoline | Unleaded gasoline | Retail | Steel | Steel | Field installed cathodic protection |  | Double Wall, Fiberglass reinforced plastic |  |  |  | Catchment Basin, Single walled catchment basin | Automatic shutoff device At 95% full | Automatic shutoff device At 95% full |  |  |  |  | Containment Sump | Containment Sump | Interstitial Monitoring within Secondary Containment |  | Annual line testing | Annual line testing |  | UST Currently In Use: 0; UST Temp Close: 0; AST Currently In Use: 0; AST Temp Closed: 0 | 0 | 0 | 7 | 21230-015-011865 | BRUCE & JANICE DEMPSEY
4371 | Permanently Closed | 2008-12-01 06:00 | 1973-01-01 06:00 | 2010-11-04 06:00 | Petroleum | Premium gasoline | Premium gasoline | Retail | Steel | Steel | Field installed cathodic protection |  | Double Wall, Fiberglass reinforced plastic |  |  |  | Catchment Basin, Single walled catchment basin | Automatic shutoff device At 95% full | Automatic shutoff device At 95% full |  |  |  |  | Containment Sump | Containment Sump | Interstitial Monitoring within Secondary Containment | SENSOR TO ATG | Annual line testing | Annual line testing |  | UST Currently In Use: 0; UST Temp Close: 0; AST Currently In Use: 0; AST Temp Closed: 0 | 0 | 0 | 7 | 21230-015-011865 | BRUCE & JANICE DEMPSEY
4373 | Permanently Closed | 1995-08-15 06:00 | 1973-01-01 06:00 | 1995-08-15 06:00 | Petroleum | Kerosene | Kerosene |  | Steel | Steel |  | Painted or None | Steel |  | 1901-01-01 06:00 | [15 empty] | UST Currently In Use: 0; UST Temp Close: 0; AST Currently In Use: 0; AST Temp Closed: 0 | 0 | 0 | 7 | 21230-015-011865 | BRUCE & JANICE DEMPSEY
4374 | Permanently Closed | 1901-01-01 06:00 | 1972-01-01 06:00 | 1990-11-02 06:00 | Petroleum | Unleaded gasoline | Unleaded gasoline |  | Steel | Steel |  |  |  |  | 1901-01-01 06:00 | [15 empty] | UST Currently In Use: 0; UST Temp Close: 0; AST Currently In Use: 0; AST Temp Closed: 0 | 0 | 0 | 2 | 10709-081-013233 | BRUCE WHATLEY
4375 | Permanently Closed | 1901-01-01 06:00 | 1972-01-01 06:00 | 1990-11-02 06:00 | Petroleum | Unleaded gasoline | Unleaded gasoline |  | Steel | Steel |  |  |  |  | 1901-01-01 06:00 | [15 empty] | UST Currently In Use: 0; UST Temp Close: 0; AST Currently In Use: 0; AST Temp Closed: 0 | 0 | 0 | 2 | 10709-081-013233 | BRUCE WHATLEY
4376 | Permanently Closed | 1997-06-27 06:00 | 1977-01-01 06:00 | 1997-06-27 06:00 | Petroleum | Unleaded gasoline | Unleaded gasoline |  | Steel | Steel | Interior lined (not allowed as a standalone method of corrosion protection) | Painted or None | Steel |  | 1901-01-01 06:00 | [15 empty] | UST Currently In Use: 0; UST Temp Close: 0; AST Currently In Use: 0; AST Temp Closed: 0 | 0 | 0 | 1 | 10710-089-001767 | BRUDERER INC
4377 | Permanently Closed | 1994-08-31 06:00 | 1979-01-01 06:00 | 1994-08-31 06:00 | Petroleum | Unleaded gasoline | Unleaded gasoline |  | Fiberglass reinforced plastic | Fiberglass reinforced plastic |  |  | Steel |  | 1901-01-01 06:00 | [15 empty] | UST Currently In Use: 0; UST Temp Close: 0; AST Currently In Use: 0; AST Temp Closed: 0 | 0 | 0 | 2 | 10711-073-008688 | BRUNGART EQUIP CO
4378 | Permanently Closed | 1994-08-31 06:00 | 1965-01-01 06:00 | 1994-08-31 06:00 | Petroleum | Used oil | Used oil |  | Steel | Steel |  | Painted or None | Steel |  | 1901-01-01 06:00 | [15 empty] | UST Currently In Use: 0; UST Temp Close: 0; AST Currently In Use: 0; AST Temp Closed: 0 | 0 | 0 | 2 | 10711-073-008688 | BRUNGART EQUIP CO
4379 | Permanently Closed | 1990-10-29 06:00 | 1965-01-01 06:00 | 1990-10-29 06:00 | Petroleum | Used oil | Used oil |  | Steel | Steel |  | Painted or None | Steel |  | 1901-01-01 06:00 | [15 empty] | UST Currently In Use: 0; UST Temp Close: 0; AST Currently In Use: 0; AST Temp Closed: 0 | 0 | 0 | 1 | 10711-097-008687 | BRUNGART EQUIP CO
4380 | Permanently Closed | 1990-09-24 06:00 | 1970-01-01 06:00 | 1990-09-24 06:00 | Petroleum | Used oil | Used oil |  | Steel | Steel |  | Painted or None | Steel |  | 1901-01-01 06:00 | [15 empty] | UST Currently In Use: 0; UST Temp Close: 0; AST Currently In Use: 0; AST Temp Closed: 0 | 0 | 0 | 1 | 10711-101-008690 | BRUNGART EQUIP CO
4381 | Permanently Closed | 1990-09-21 06:00 | 1974-01-01 06:00 | 1990-09-21 06:00 | Petroleum | Used oil | Used oil |  | Steel | Steel |  | Painted or None | Steel |  | 1901-01-01 06:00 | [15 empty] | UST Currently In Use: 0; UST Temp Close: 0; AST Currently In Use: 0; AST Temp Closed: 0 | 0 | 0 | 1 | 10711-103-008689 | BRUNGART EQUIP CO
4382 | Permanently Closed | 2014-04-28 06:00 | 1986-01-05 06:00 | 2020-05-18 06:00 | Petroleum | On road diesel | On road diesel | Industrial | Steel | Steel | Coated & cathodic protection (sti-P3) |  | Flexible | ENVIRON |  |  | Catchment Basin, Single walled catchment basin | Automatic shutoff device At 95% full, Flow Rest 90% Full | Flow Rest 90% Full |  |  | Continuous Automatic Tank Gauge |  | Automatic flow restrictor (MLLD) | Automatic flow restrictor (MLLD) | Interstitial Monitoring within Secondary Containment |  | Annual line testing | Annual line testing |  | UST Currently In Use: 0; UST Temp Close: 0; AST Currently In Use: 0; AST Temp Closed: 0 | 0 | 0 | 6 | 22747-073-011875 | BIRMINGHAM LOGISTICS LLC
4383 | Permanently Closed | 2014-04-28 06:00 | 1986-01-05 06:00 | 2020-05-18 06:00 | Petroleum | On road diesel | On road diesel | Industrial | Steel | Steel | Coated & cathodic protection (sti-P3) |  | Flexible | ENVIRON |  |  | Catchment Basin, Single walled catchment basin | Automatic shutoff device At 95% full, Flow Rest 90% Full | Flow Rest 90% Full |  |  | Continuous Automatic Tank Gauge |  | Automatic flow restrictor (MLLD) | Automatic flow restrictor (MLLD) | Interstitial Monitoring within Secondary Containment |  |  |  |  | UST Currently In Use: 0; UST Temp Close: 0; AST Currently In Use: 0; AST Temp Closed: 0 | 0 | 0 | 6 | 22747-073-011875 | BIRMINGHAM LOGISTICS LLC
4384 | Permanently Closed | 1997-10-08 06:00 | 1986-01-05 06:00 | 1997-10-10 06:00 | Petroleum | Unleaded gasoline | Unleaded gasoline | Industrial | Steel | Steel | Coated & cathodic protection (sti-P3) |  | Steel |  | 1901-01-01 06:00 | None | Catchment Basin, Single walled catchment basin | [13 empty] | UST Currently In Use: 0; UST Temp Close: 0; AST Currently In Use: 0; AST Temp Closed: 0 | 0 | 0 | 6 | 22747-073-011875 | BIRMINGHAM LOGISTICS LLC
4385 | Permanently Closed | 1997-10-10 06:00 | 1986-01-05 06:00 | 1997-10-10 06:00 | Petroleum | Other, MOTOR OIL | Other | Industrial | Steel | Steel | Coated & cathodic protection (sti-P3) |  | Steel |  | 1901-01-01 06:00 | None | Catchment Basin, Single walled catchment basin | [13 empty] | UST Currently In Use: 0; UST Temp Close: 0; AST Currently In Use: 0; AST Temp Closed: 0 | 0 | 0 | 6 | 22747-073-011875 | BIRMINGHAM LOGISTICS LLC
4386 | Permanently Closed | 1995-10-10 06:00 | 1986-01-05 06:00 | 1997-10-10 06:00 | Hazardous Substance |  |  | Industrial | Steel | Steel | Coated & cathodic protection (sti-P3) |  | Steel |  | 1901-01-01 06:00 | None | [14 empty] | UST Currently In Use: 0; UST Temp Close: 0; AST Currently In Use: 0; AST Temp Closed: 0 | 0 | 0 | 6 | 22747-073-011875 | BIRMINGHAM LOGISTICS LLC
4387 | Permanently Closed | 1997-10-10 06:00 | 1986-01-05 06:00 |  | Petroleum | Used oil | Used oil | Industrial | Steel | Steel | Coated & cathodic protection (sti-P3) |  | Steel |  | 1901-01-01 06:00 | None | [5 empty] | Manual Tank Gauging (only tanks 1000 gal. or less and 48” or 64” in diameter) | [8 empty] | UST Currently In Use: 0; UST Temp Close: 0; AST Currently In Use: 0; AST Temp Closed: 0 | 0 | 0 | 6 | 22747-073-011875 | BIRMINGHAM LOGISTICS LLC
4388 | Permanently Closed | 2001-05-25 06:00 | 1983-01-01 06:00 | 2001-05-25 06:00 | Petroleum | On road diesel | On road diesel |  | Steel | Steel |  | Painted or None | Steel |  | 1901-01-01 06:00 | [15 empty] | UST Currently In Use: 0; UST Temp Close: 0; AST Currently In Use: 1; AST Temp Closed: 0 | 0 | 0 | 1 | 10713-073-014300 | BRUNOS SUPERMARKETS INC
4389 | Permanently Closed | 2001-05-25 06:00 | 1984-01-01 06:00 | 2001-05-25 06:00 | Petroleum | On road diesel | On road diesel | Emergency power generator | Steel | Steel |  | Painted or None | Steel |  | 1901-01-01 06:00 | [15 empty] | UST Currently In Use: 0; UST Temp Close: 0; AST Currently In Use: 1; AST Temp Closed: 0 | 0 | 0 | 1 | 10713-073-014302 | BRUNOS SUPERMARKETS INC
4390 | Permanently Closed | 1992-01-01 06:00 | 1985-01-01 06:00 | 1992-01-01 06:00 | Petroleum | On road diesel | On road diesel |  | Steel | Steel |  | Painted or None | Steel |  | 1901-01-01 06:00 | [15 empty] | UST Currently In Use: 0; UST Temp Close: 0; AST Currently In Use: 0; AST Temp Closed: 0 | 0 | 0 | 1 | 10713-101-014301 | BRUNOS SUPERMARKETS INC
4391 | Permanently Closed | 1993-03-10 06:00 | 1978-01-01 06:00 | 1993-03-10 06:00 | Petroleum | On road diesel | On road diesel |  | Steel | Steel |  | Painted or None | Steel |  | 1901-01-01 06:00 | [15 empty] | UST Currently In Use: 0; UST Temp Close: 0; AST Currently In Use: 0; AST Temp Closed: 0 | 0 | 0 | 8 | 10714-073-002087 | BRUNOS INC
4392 | Permanently Closed | 1993-03-10 06:00 | 1978-01-01 06:00 | 1993-03-10 06:00 | Petroleum | On road diesel | On road diesel |  | Steel | Steel |  | Painted or None | Steel |  | 1901-01-01 06:00 | [15 empty] | UST Currently In Use: 0; UST Temp Close: 0; AST Currently In Use: 0; AST Temp Closed: 0 | 0 | 0 | 8 | 10714-073-002087 | BRUNOS INC
4393 | Permanently Closed | 1993-03-10 06:00 | 1978-01-01 06:00 | 1993-03-10 06:00 | Petroleum | On road diesel | On road diesel |  | Steel | Steel |  | Painted or None | Steel |  | 1901-01-01 06:00 | [15 empty] | UST Currently In Use: 0; UST Temp Close: 0; AST Currently In Use: 0; AST Temp Closed: 0 | 0 | 0 | 8 | 10714-073-002087 | BRUNOS INC
4394 | Permanently Closed | 1993-03-10 06:00 | 1978-01-01 06:00 | 1993-03-10 06:00 | Petroleum | On road diesel | On road diesel |  | Steel | Steel |  | Painted or None | Steel |  | 1901-01-01 06:00 | [15 empty] | UST Currently In Use: 0; UST Temp Close: 0; AST Currently In Use: 0; AST Temp Closed: 0 | 0 | 0 | 8 | 10714-073-002087 | BRUNOS INC
4395 | Permanently Closed | 1993-03-10 06:00 | 1978-01-01 06:00 | 1993-03-10 06:00 | Petroleum | On road diesel | On road diesel |  | Steel | Steel |  | Painted or None | Steel |  | 1901-01-01 06:00 | [15 empty] | UST Currently In Use: 0; UST Temp Close: 0; AST Currently In Use: 0; AST Temp Closed: 0 | 0 | 0 | 8 | 10714-073-002087 | BRUNOS INC
4396 | Permanently Closed | 1993-03-10 06:00 | 1964-01-01 06:00 | 1993-03-10 06:00 | Petroleum | Unleaded gasoline | Unleaded gasoline |  | Steel | Steel |  | Painted or None | Steel |  | 1901-01-01 06:00 | [15 empty] | UST Currently In Use: 0; UST Temp Close: 0; AST Currently In Use: 0; AST Temp Closed: 0 | 0 | 0 | 8 | 10714-073-002087 | BRUNOS INC
4397 | Permanently Closed | 1980-07-01 06:00 | 1964-01-01 06:00 | 1993-03-10 06:00 | Petroleum | On road diesel | On road diesel |  | Steel | Steel |  | Painted or None | Steel |  | 1901-01-01 06:00 | [15 empty] | UST Currently In Use: 0; UST Temp Close: 0; AST Currently In Use: 0; AST Temp Closed: 0 | 0 | 0 | 8 | 10714-073-002087 | BRUNOS INC
4398 | Permanently Closed | 1993-03-10 06:00 | 1964-01-01 06:00 | 1993-03-10 06:00 | Petroleum | Used oil | Used oil |  | Steel | Steel |  |  | Steel |  | 1901-01-01 06:00 | [15 empty] | UST Currently In Use: 0; UST Temp Close: 0; AST Currently In Use: 0; AST Temp Closed: 0 | 0 | 0 | 8 | 10714-073-002087 | BRUNOS INC
4399 | Temporary Closed | 1992-01-01 06:00 | 1980-01-01 06:00 |  | Petroleum | On road diesel | On road diesel |  | Steel | Steel |  | Painted or None | Steel |  | 1901-01-01 06:00 | [15 empty] | UST Currently In Use: 0; UST Temp Close: 1; AST Currently In Use: 0; AST Temp Closed: 0 | 0 | 1 | 0 | 10660-073-008007 | BRADLEY REAL ESTATE INSURANCE CO
4401 | Retired | 1987-11-11 06:00 | 1973-01-01 06:00 |  | Petroleum | Other, OTHER | Other |  | Steel | Steel |  |  | Steel |  | 1901-01-01 06:00 | [15 empty] | UST Currently In Use: 3; UST Temp Close: 0; AST Currently In Use: 0; AST Temp Closed: 0 | 3 | 0 | 0 | 25677-069-002414 | 3D LLC DBA DILLARD COUNTRY STORE
4402 | Retired | 1987-11-11 06:00 | 1975-01-01 06:00 |  | Petroleum | Other, OTHER | Other |  | Steel | Steel |  |  | Steel |  | 1901-01-01 06:00 | [15 empty] | UST Currently In Use: 3; UST Temp Close: 0; AST Currently In Use: 0; AST Temp Closed: 0 | 3 | 0 | 0 | 25677-069-002414 | 3D LLC DBA DILLARD COUNTRY STORE
4403 | Retired | 1981-11-11 06:00 | 1973-01-01 06:00 |  | Petroleum | On road diesel | On road diesel | Retail | Steel | Steel |  |  | Steel |  | 1901-01-01 06:00 |  | Catchment Basin, Single walled catchment basin | [10 empty] | Annual line testing | Annual line testing |  | UST Currently In Use: 3; UST Temp Close: 0; AST Currently In Use: 0; AST Temp Closed: 0 | 3 | 0 | 0 | 25677-069-002414 | 3D LLC DBA DILLARD COUNTRY STORE
4404 | Currently in Use |  | 1986-03-18 06:00 |  | Petroleum | Premium gasoline | Premium gasoline | Retail | Steel | Steel | Coated & cathodic protection (sti-P3) |  | Fiberglass reinforced plastic |  |  |  | Catchment Basin, Single walled catchment basin | Automatic shutoff device At 95% full | Automatic shutoff device At 95% full |  |  | Statistical Inventory Reconciliation (SIR) |  | Automatic flow restrictor (MLLD) | Automatic flow restrictor (MLLD) |  |  | Annual line testing, Statistical inventory reconciliation (SIR) | Statistical inventory reconciliation (SIR) |  | UST Currently In Use: 3; UST Temp Close: 0; AST Currently In Use: 0; AST Temp Closed: 0 | 3 | 0 | 0 | 25677-069-002414 | 3D LLC DBA DILLARD COUNTRY STORE
4405 | Currently in Use |  | 1986-03-18 06:00 |  | Petroleum | On road diesel | On road diesel | Retail | Steel | Steel | Coated & cathodic protection (sti-P3) |  | Fiberglass reinforced plastic |  |  |  | Catchment Basin, Single walled catchment basin | Automatic shutoff device At 95% full | Automatic shutoff device At 95% full |  |  | Statistical Inventory Reconciliation (SIR) |  | Automatic flow restrictor (MLLD) | Automatic flow restrictor (MLLD) |  |  | Annual line testing, Statistical inventory reconciliation (SIR) | Statistical inventory reconciliation (SIR) |  | UST Currently In Use: 3; UST Temp Close: 0; AST Currently In Use: 0; AST Temp Closed: 0 | 3 | 0 | 0 | 25677-069-002414 | 3D LLC DBA DILLARD COUNTRY STORE
4406 | Permanently Closed | 1990-10-06 06:00 | 1964-01-01 06:00 | 1990-10-06 06:00 | Petroleum | Unleaded gasoline | Unleaded gasoline |  | Steel | Steel |  |  | Steel |  | 1901-01-01 06:00 | [15 empty] | UST Currently In Use: 0; UST Temp Close: 0; AST Currently In Use: 0; AST Temp Closed: 0 | 0 | 0 | 1 | 10716-089-012508 | BRYAN F BERGERON JR
4407 | Permanently Closed | 1988-09-10 06:00 | 1972-01-01 06:00 | 1988-09-10 06:00 | Petroleum | Unleaded gasoline | Unleaded gasoline |  | Steel | Steel |  | Painted or None | Steel |  | 1901-01-01 06:00 | [12 empty] | Annual line testing | Annual line testing |  | UST Currently In Use: 0; UST Temp Close: 0; AST Currently In Use: 0; AST Temp Closed: 0 | 0 | 0 | 3 | 10717-091-002453 | TOMBIGBEE HEALTHCARE AUTHORITY
4408 | Permanently Closed | 1997-03-01 06:00 | 1972-01-01 06:00 | 1997-03-28 06:00 | Petroleum | On road diesel | On road diesel |  | Steel | Steel |  | Painted or None | Steel |  | 1901-01-01 06:00 | [15 empty] | UST Currently In Use: 0; UST Temp Close: 0; AST Currently In Use: 0; AST Temp Closed: 0 | 0 | 0 | 3 | 10717-091-002453 | TOMBIGBEE HEALTHCARE AUTHORITY
4409 | Permanently Closed | 1995-12-08 06:00 | 1972-01-01 06:00 |  | Petroleum | On road diesel | On road diesel | Emergency Power Generator, Industrial | Steel | Steel |  | Painted or None | Steel |  | 1901-01-01 06:00 | [12 empty] | Annual line testing | Annual line testing |  | UST Currently In Use: 0; UST Temp Close: 0; AST Currently In Use: 0; AST Temp Closed: 0 | 0 | 0 | 3 | 10717-091-002453 | TOMBIGBEE HEALTHCARE AUTHORITY
4410 | Permanently Closed | 1987-03-01 06:00 | 1973-01-01 06:00 | 1987-03-01 06:00 | Petroleum | Unleaded gasoline | Unleaded gasoline |  | Steel | Steel |  |  | Steel |  | 1901-01-01 06:00 | [15 empty] | UST Currently In Use: 0; UST Temp Close: 0; AST Currently In Use: 0; AST Temp Closed: 0 | 0 | 0 | 1 | 10718-103-011916 | BRYANT WELDING & INDUSTRIAL MAINT
4411 | Permanently Closed | 1901-01-01 06:00 | 1967-01-01 06:00 | 1988-11-11 06:00 | Petroleum | On road diesel | On road diesel |  | Steel | Steel |  |  | Steel |  | 1901-01-01 06:00 | [15 empty] | UST Currently In Use: 0; UST Temp Close: 0; AST Currently In Use: 0; AST Temp Closed: 0 | 0 | 0 | 1 | 10719-109-000844 | BRYANT'S WELDING SHOP
4412 | Permanently Closed | 1992-10-07 06:00 | 1973-01-01 06:00 | 1992-09-07 06:00 | Petroleum | Unleaded gasoline | Unleaded gasoline |  | Steel | Steel |  | Painted or None | Steel |  | 1901-01-01 06:00 | [15 empty] | UST Currently In Use: 0; UST Temp Close: 0; AST Currently In Use: 0; AST Temp Closed: 0 | 0 | 0 | 1 | 10720-125-010312 | BUCHANAN CONTR CO INC
4413 | Permanently Closed | 1992-01-15 06:00 | 1967-01-01 06:00 | 1992-01-15 06:00 | Petroleum | On road diesel | On road diesel |  | Steel | Steel |  |  |  |  | 1901-01-01 06:00 | [15 empty] | UST Currently In Use: 0; UST Temp Close: 0; AST Currently In Use: 0; AST Temp Closed: 0 | 0 | 0 | 6 | 10721-101-010017 | BUCHANAN LUMBER CO
4414 | Permanently Closed | 1992-01-15 06:00 | 1967-01-01 06:00 | 1992-01-15 06:00 | Petroleum | Unleaded gasoline | Unleaded gasoline |  | Steel | Steel |  |  |  |  | 1901-01-01 06:00 | [15 empty] | UST Currently In Use: 0; UST Temp Close: 0; AST Currently In Use: 0; AST Temp Closed: 0 | 0 | 0 | 6 | 10721-101-010017 | BUCHANAN LUMBER CO
4415 | Permanently Closed | 1992-11-17 06:00 | 1967-01-01 06:00 | 1992-11-17 06:00 | Petroleum | On road diesel | On road diesel |  | Steel | Steel |  |  |  |  | 1901-01-01 06:00 | [15 empty] | UST Currently In Use: 0; UST Temp Close: 0; AST Currently In Use: 0; AST Temp Closed: 0 | 0 | 0 | 6 | 10721-101-010017 | BUCHANAN LUMBER CO
4416 | Permanently Closed | 1979-05-01 06:00 | 1965-01-01 06:00 |  | Petroleum | Other, EMPTY | Other |  | Steel | Steel |  |  |  |  | 1901-01-01 06:00 | [15 empty] | UST Currently In Use: 0; UST Temp Close: 0; AST Currently In Use: 0; AST Temp Closed: 0 | 0 | 0 | 6 | 10721-101-010017 | BUCHANAN LUMBER CO
4417 | Permanently Closed | 1979-05-01 06:00 | 1965-01-01 06:00 | 1987-10-01 06:00 | Petroleum | Other, EMPTY | Other |  | Steel | Steel |  |  |  |  | 1901-01-01 06:00 | [15 empty] | UST Currently In Use: 0; UST Temp Close: 0; AST Currently In Use: 0; AST Temp Closed: 0 | 0 | 0 | 6 | 10721-101-010017 | BUCHANAN LUMBER CO
4418 | Permanently Closed | 1979-05-01 06:00 | 1965-01-01 06:00 |  | Petroleum | Other, EMPTY | Other |  | Steel | Steel |  |  |  |  | 1901-01-01 06:00 | [15 empty] | UST Currently In Use: 0; UST Temp Close: 0; AST Currently In Use: 0; AST Temp Closed: 0 | 0 | 0 | 6 | 10721-101-010017 | BUCHANAN LUMBER CO
4419 | Currently in Use |  | 1983-01-01 06:00 |  | Petroleum | Unleaded gasoline | Unleaded gasoline |  | Fiberglass reinforced plastic, Single Wall | Single Wall |  |  | Double Wall, Fiberglass reinforced plastic |  | 1901-01-01 06:00 | None | Catchment Basin, Single walled catchment basin | Automatic shutoff device At 95% full | Automatic shutoff device At 95% full |  |  | Automatic Tank Gauge |  | Automatic flow restrictor (MLLD), Containment Sump | Containment Sump |  | SENSOR TO ATG | Annual line testing, Continuous alarm system | Continuous alarm system |  | UST Currently In Use: 2; UST Temp Close: 0; AST Currently In Use: 0; AST Temp Closed: 0 | 2 | 0 | 2 | 15094-073-002645 | UNITED PARCEL SERVICE
4420 | Permanently Closed | 1991-06-18 06:00 | 1983-01-01 06:00 | 1991-06-18 06:00 | Petroleum | Used oil | Used oil |  | Fiberglass reinforced plastic | Fiberglass reinforced plastic |  |  | Fiberglass reinforced plastic |  | 1901-01-01 06:00 | None | [7 empty] | Other, X | Other |  |  | Other, X | Other |  | UST Currently In Use: 2; UST Temp Close: 0; AST Currently In Use: 0; AST Temp Closed: 0 | 2 | 0 | 2 | 15094-073-002645 | UNITED PARCEL SERVICE
4421 | Permanently Closed | 1991-06-18 06:00 | 1983-01-01 06:00 | 1991-06-18 06:00 | Petroleum | Other, NEW OIL | Other |  | Fiberglass reinforced plastic | Fiberglass reinforced plastic |  |  | Fiberglass reinforced plastic |  | 1901-01-01 06:00 | None | Catchment Basin, Single walled catchment basin | [13 empty] | UST Currently In Use: 2; UST Temp Close: 0; AST Currently In Use: 0; AST Temp Closed: 0 | 2 | 0 | 2 | 15094-073-002645 | UNITED PARCEL SERVICE
4422 | Currently in Use |  | 1986-01-01 06:00 |  | Petroleum | On road diesel | On road diesel |  | Fiberglass reinforced plastic, Single Wall | Single Wall |  |  | Double Wall, Fiberglass reinforced plastic |  | 1901-01-01 06:00 | None | Catchment Basin, Single walled catchment basin | Automatic shutoff device At 95% full | Automatic shutoff device At 95% full |  |  | Automatic Tank Gauge |  | Automatic flow restrictor (MLLD), Containment Sump | Containment Sump |  | SENSOR TO ATG | Annual line testing, Continuous alarm system | Continuous alarm system |  | UST Currently In Use: 2; UST Temp Close: 0; AST Currently In Use: 0; AST Temp Closed: 0 | 2 | 0 | 2 | 15094-073-002645 | UNITED PARCEL SERVICE
4423 | Currently in Use |  | 1983-01-01 06:00 |  | Petroleum | Unleaded gasoline | Unleaded gasoline | Industrial | Fiberglass reinforced plastic, Single Wall | Single Wall |  |  | Double Wall, Fiberglass reinforced plastic |  | 1901-01-01 06:00 |  | Catchment Basin, Single walled catchment basin | Automatic shutoff device At 95% full | Automatic shutoff device At 95% full |  |  | Automatic Tank Gauge |  | Automatic flow restrictor (MLLD), Containment Sump | Containment Sump |  | SENSOR TO ATG | Annual line testing, Continuous alarm system | Continuous alarm system |  | UST Currently In Use: 1; UST Temp Close: 0; AST Currently In Use: 0; AST Temp Closed: 0 | 1 | 0 | 2 | 15094-089-002643 | UNITED PARCEL SERVICE
4424 | Permanently Closed | 1993-08-17 06:00 | 1983-01-01 06:00 | 1993-08-18 06:00 | Petroleum | Other, NEW OIL | Other |  | Fiberglass reinforced plastic | Fiberglass reinforced plastic |  |  | Fiberglass reinforced plastic |  | 1901-01-01 06:00 | [12 empty] | Annual line testing | Annual line testing |  | UST Currently In Use: 1; UST Temp Close: 0; AST Currently In Use: 0; AST Temp Closed: 0 | 1 | 0 | 2 | 15094-089-002643 | UNITED PARCEL SERVICE
4425 | Permanently Closed | 1993-08-17 06:00 | 1983-01-01 06:00 | 1993-08-18 06:00 | Petroleum | Used oil | Used oil |  | Fiberglass reinforced plastic | Fiberglass reinforced plastic |  |  | Fiberglass reinforced plastic |  | 1901-01-01 06:00 | [12 empty] | Annual line testing | Annual line testing |  | UST Currently In Use: 1; UST Temp Close: 0; AST Currently In Use: 0; AST Temp Closed: 0 | 1 | 0 | 2 | 15094-089-002643 | UNITED PARCEL SERVICE
4426 | Currently in Use |  | 1982-01-01 06:00 |  | Petroleum | On road diesel | On road diesel | Industrial | Fiberglass reinforced plastic | Fiberglass reinforced plastic |  |  | Fiberglass reinforced plastic |  | 1901-01-01 06:00 |  | Catchment Basin, Single walled catchment basin | Automatic shutoff device At 95% full | Automatic shutoff device At 95% full |  |  | Continuous Automatic Tank Gauge |  | Automatic flow restrictor (MLLD), Containment Sump, Sump sensor relayed to automatically shut off submersible pump | Sump sensor relayed to automatically shut off submersible pump |  |  | Annual line testing, Continuous alarm system | Continuous alarm system |  | UST Currently In Use: 4; UST Temp Close: 0; AST Currently In Use: 0; AST Temp Closed: 0 | 4 | 0 | 3 | 15094-101-012310 | UNITED PARCEL SERVICE
4427 | Currently in Use |  | 1982-01-01 06:00 |  | Petroleum | On road diesel | On road diesel | Retail | Fiberglass reinforced plastic | Fiberglass reinforced plastic |  |  | Fiberglass reinforced plastic |  | 1901-01-01 06:00 |  | Catchment Basin, Single walled catchment basin | Automatic shutoff device At 95% full | Automatic shutoff device At 95% full |  |  | Continuous Automatic Tank Gauge |  | Automatic flow restrictor (MLLD), Containment Sump, Sump sensor relayed to automatically shut off submersible pump | Sump sensor relayed to automatically shut off submersible pump |  |  | Annual line testing, Continuous alarm system | Continuous alarm system |  | UST Currently In Use: 4; UST Temp Close: 0; AST Currently In Use: 0; AST Temp Closed: 0 | 4 | 0 | 3 | 15094-101-012310 | UNITED PARCEL SERVICE
4428 | Currently in Use |  | 1982-01-01 06:00 |  | Petroleum | On road diesel | On road diesel | Retail | Fiberglass reinforced plastic | Fiberglass reinforced plastic |  |  | Fiberglass reinforced plastic |  | 1901-01-01 06:00 |  | Catchment Basin, Single walled catchment basin | Automatic shutoff device At 95% full | Automatic shutoff device At 95% full |  |  | Continuous Automatic Tank Gauge |  | Automatic flow restrictor (MLLD), Containment Sump, Sump sensor relayed to automatically shut off submersible pump | Sump sensor relayed to automatically shut off submersible pump |  |  | Annual line testing, Continuous alarm system | Continuous alarm system |  | UST Currently In Use: 4; UST Temp Close: 0; AST Currently In Use: 0; AST Temp Closed: 0 | 4 | 0 | 3 | 15094-101-012310 | UNITED PARCEL SERVICE
4429 | Currently in Use |  | 1982-01-01 06:00 |  | Petroleum | Unleaded gasoline | Unleaded gasoline | Retail | Fiberglass reinforced plastic | Fiberglass reinforced plastic |  |  | Fiberglass reinforced plastic |  | 1901-01-01 06:00 |  | Catchment Basin, Single walled catchment basin | Flow Rest 90% Full | Flow Rest 90% Full |  |  | Continuous Automatic Tank Gauge |  | Automatic flow restrictor (MLLD), Containment Sump | Containment Sump |  |  | Annual line testing, Continuous alarm system | Continuous alarm system |  | UST Currently In Use: 4; UST Temp Close: 0; AST Currently In Use: 0; AST Temp Closed: 0 | 4 | 0 | 3 | 15094-101-012310 | UNITED PARCEL SERVICE
4430 | Permanently Closed | 1993-10-01 06:00 | 1982-01-01 06:00 | 1993-10-27 06:00 | Petroleum | Other, NEW OIL | Other |  | Fiberglass reinforced plastic | Fiberglass reinforced plastic |  |  | Fiberglass reinforced plastic |  | 1901-01-01 06:00 | [8 empty] | Containment Sump | Containment Sump | [5 empty] | UST Currently In Use: 4; UST Temp Close: 0; AST Currently In Use: 0; AST Temp Closed: 0 | 4 | 0 | 3 | 15094-101-012310 | UNITED PARCEL SERVICE
4431 | Permanently Closed | 1994-04-01 06:00 | 1982-01-01 06:00 | 1994-04-29 06:00 | Petroleum | Used oil | Used oil |  | Fiberglass reinforced plastic | Fiberglass reinforced plastic |  |  | Fiberglass reinforced plastic |  | 1901-01-01 06:00 | [15 empty] | UST Currently In Use: 4; UST Temp Close: 0; AST Currently In Use: 0; AST Temp Closed: 0 | 4 | 0 | 3 | 15094-101-012310 | UNITED PARCEL SERVICE
4432 | Permanently Closed | 1994-04-01 06:00 | 1982-01-01 06:00 | 1994-04-29 06:00 | Petroleum | Other, NEW OIL | Other |  | Fiberglass reinforced plastic | Fiberglass reinforced plastic |  |  | Fiberglass reinforced plastic |  | 1901-01-01 06:00 | [15 empty] | UST Currently In Use: 4; UST Temp Close: 0; AST Currently In Use: 0; AST Temp Closed: 0 | 4 | 0 | 3 | 15094-101-012310 | UNITED PARCEL SERVICE
4433 | Permanently Closed | 1901-01-01 06:00 | 1982-01-01 06:00 | 1989-01-13 06:00 | Petroleum | Unleaded gasoline | Unleaded gasoline |  | Steel | Steel | Coated & cathodic protection (sti-P3) |  | Steel |  | 1901-01-01 06:00 | [15 empty] | UST Currently In Use: 0; UST Temp Close: 0; AST Currently In Use: 0; AST Temp Closed: 0 | 0 | 0 | 2 | 10725-013-009378 | BUD'S GROCERY CECIL BETTERTON
4434 | Permanently Closed | 1985-04-01 06:00 | 1965-01-01 06:00 | 1989-01-13 06:00 | Petroleum | Unleaded gasoline | Unleaded gasoline |  | Steel | Steel |  |  | Other, NONE |  | 1901-01-01 06:00 | [15 empty] | UST Currently In Use: 0; UST Temp Close: 0; AST Currently In Use: 0; AST Temp Closed: 0 | 0 | 0 | 2 | 10725-013-009378 | BUD'S GROCERY CECIL BETTERTON
4435 | Permanently Closed | 1998-12-22 06:00 | 1968-01-01 06:00 | 1999-06-25 06:00 | Petroleum | Unleaded gasoline | Unleaded gasoline |  | Steel | Steel |  | Painted or None | Steel |  | 1901-01-01 06:00 | [15 empty] | UST Currently In Use: 0; UST Temp Close: 1; AST Currently In Use: 0; AST Temp Closed: 0 | 0 | 1 | 5 | 23911-097-005984 | ROBERT H. MCMILLAN
4436 | Permanently Closed | 1998-12-22 06:00 | 1968-01-01 06:00 | 1999-06-02 06:00 | Petroleum | Unleaded gasoline | Unleaded gasoline |  | Steel | Steel |  | Painted or None | Steel |  | 1901-01-01 06:00 | [15 empty] | UST Currently In Use: 0; UST Temp Close: 1; AST Currently In Use: 0; AST Temp Closed: 0 | 0 | 1 | 5 | 23911-097-005984 | ROBERT H. MCMILLAN
4437 | Permanently Closed | 1998-12-22 06:00 | 1968-01-01 06:00 | 1999-06-02 06:00 | Petroleum | Unleaded gasoline | Unleaded gasoline |  | Steel | Steel |  | Painted or None | Steel |  | 1901-01-01 06:00 | [15 empty] | UST Currently In Use: 0; UST Temp Close: 1; AST Currently In Use: 0; AST Temp Closed: 0 | 0 | 1 | 5 | 23911-097-005984 | ROBERT H. MCMILLAN
4438 | Permanently Closed | 1998-12-22 06:00 | 1968-01-01 06:00 | 1999-06-02 06:00 | Petroleum | Unleaded gasoline | Unleaded gasoline |  | Steel | Steel |  | Painted or None | Steel |  | 1901-01-01 06:00 | [15 empty] | UST Currently In Use: 0; UST Temp Close: 1; AST Currently In Use: 0; AST Temp Closed: 0 | 0 | 1 | 5 | 23911-097-005984 | ROBERT H. MCMILLAN
4439 | Permanently Closed | 1998-12-22 06:00 | 1968-01-01 06:00 | 1999-06-02 06:00 | Petroleum | Other, OTHER | Other |  | Steel | Steel |  | Painted or None | Steel |  | 1901-01-01 06:00 | [15 empty] | UST Currently In Use: 0; UST Temp Close: 1; AST Currently In Use: 0; AST Temp Closed: 0 | 0 | 1 | 5 | 23911-097-005984 | ROBERT H. MCMILLAN
4440 | Permanently Closed | 1996-02-19 06:00 | 1982-01-01 06:00 | 1998-02-19 06:00 | Petroleum | Unleaded gasoline | Unleaded gasoline |  | Steel | Steel |  | Painted or None | Steel |  | 1901-01-01 06:00 |  | Catchment Basin, Single walled catchment basin | [10 empty] | Annual line testing | Annual line testing |  | UST Currently In Use: 2; UST Temp Close: 0; AST Currently In Use: 0; AST Temp Closed: 0 | 2 | 0 | 4 | 10727-117-009148 | BETTY H RINEHART
4441 | Permanently Closed | 1990-03-26 06:00 | 1974-01-01 06:00 | 1990-03-26 06:00 | Petroleum | Unleaded gasoline | Unleaded gasoline |  | Steel | Steel |  | Painted or None | Steel |  | 1901-01-01 06:00 |  | Catchment Basin, Single walled catchment basin | Automatic shutoff device At 95% full | Automatic shutoff device At 95% full | [11 empty] | UST Currently In Use: 2; UST Temp Close: 0; AST Currently In Use: 0; AST Temp Closed: 0 | 2 | 0 | 4 | 10727-117-009148 | BETTY H RINEHART
4442 | Permanently Closed | 1990-03-26 06:00 | 1974-01-01 06:00 | 1990-03-26 06:00 | Petroleum | Unleaded gasoline | Unleaded gasoline |  | Steel | Steel |  | Painted or None | Steel |  | 1901-01-01 06:00 |  | Catchment Basin, Single walled catchment basin | Automatic shutoff device At 95% full | Automatic shutoff device At 95% full | [11 empty] | UST Currently In Use: 2; UST Temp Close: 0; AST Currently In Use: 0; AST Temp Closed: 0 | 2 | 0 | 4 | 10727-117-009148 | BETTY H RINEHART
4443 | Permanently Closed | 1996-02-19 06:00 | 1901-01-01 06:00 | 1998-02-19 06:00 | Petroleum | Unleaded gasoline | Unleaded gasoline |  | Steel | Steel |  | Painted or None | Steel |  | 1901-01-01 06:00 | [15 empty] | UST Currently In Use: 2; UST Temp Close: 0; AST Currently In Use: 0; AST Temp Closed: 0 | 2 | 0 | 4 | 10727-117-009148 | BETTY H RINEHART
4444 | Currently in Use |  | 1990-03-21 06:00 |  | Petroleum | Premium gasoline | Premium gasoline | Retail | Fiberglass reinforced plastic | Fiberglass reinforced plastic |  |  | Fiberglass reinforced plastic |  | 1901-01-01 06:00 | None, FLXS ISOLA | Catchment Basin, Single walled catchment basin | Automatic shutoff device At 95% full | Automatic shutoff device At 95% full |  |  | Continuous Automatic Tank Gauge | [8 empty] | UST Currently In Use: 2; UST Temp Close: 0; AST Currently In Use: 0; AST Temp Closed: 0 | 2 | 0 | 4 | 10727-117-009148 | BETTY H RINEHART
4445 | Permanently Closed | 1993-11-30 06:00 | 1975-01-01 06:00 | 1993-11-30 06:00 | Petroleum | On road diesel | On road diesel |  | Steel | Steel |  |  | Steel |  | 1901-01-01 06:00 | [12 empty] | Annual line testing | Annual line testing |  | UST Currently In Use: 0; UST Temp Close: 0; AST Currently In Use: 1; AST Temp Closed: 0 | 0 | 0 | 2 | 10728-097-000509 | BUDWEISER BUSCH DIST CO
4446 | Permanently Closed | 1993-11-30 06:00 | 1975-01-01 06:00 | 1993-11-30 06:00 | Petroleum | On road diesel | On road diesel |  | Steel | Steel |  |  | Steel |  | 1901-01-01 06:00 | [12 empty] | Annual line testing | Annual line testing |  | UST Currently In Use: 0; UST Temp Close: 0; AST Currently In Use: 1; AST Temp Closed: 0 | 0 | 0 | 2 | 10728-097-000509 | BUDWEISER BUSCH DIST CO
4447 | Permanently Closed | 1999-01-05 06:00 | 1975-01-01 06:00 | 1999-01-05 06:00 | Petroleum | On road diesel | On road diesel |  | Steel | Steel |  | Painted or None | Steel |  | 1901-01-01 06:00 | [15 empty] | UST Currently In Use: 0; UST Temp Close: 0; AST Currently In Use: 0; AST Temp Closed: 0 | 0 | 0 | 2 | 10729-003-002479 | BUDWEISER BUSCH DIST CO
4448 | Permanently Closed | 1993-02-04 06:00 | 1968-01-01 06:00 | 1993-02-04 06:00 | Petroleum | Unleaded gasoline | Unleaded gasoline |  | Steel | Steel |  |  | Steel |  | 1901-01-01 06:00 | [15 empty] | UST Currently In Use: 0; UST Temp Close: 0; AST Currently In Use: 0; AST Temp Closed: 0 | 0 | 0 | 2 | 10729-003-002479 | BUDWEISER BUSCH DIST CO
4449 | Permanently Closed | 1986-02-01 06:00 | 1981-01-01 06:00 | 1986-02-06 06:00 | Petroleum | On road diesel | On road diesel |  | Fiberglass coated steel | Fiberglass coated steel |  |  | Steel |  | 1901-01-01 06:00 | [15 empty] | UST Currently In Use: 0; UST Temp Close: 0; AST Currently In Use: 0; AST Temp Closed: 0 | 0 | 0 | 5 | 10730-073-002786 | BUFFALO ROCK CO
4450 | Permanently Closed | 1986-03-01 06:00 | 1981-01-01 06:00 | 1986-04-03 06:00 | Petroleum | Unleaded gasoline | Unleaded gasoline |  | Fiberglass coated steel | Fiberglass coated steel |  |  | Steel |  | 1901-01-01 06:00 | [15 empty] | UST Currently In Use: 0; UST Temp Close: 0; AST Currently In Use: 0; AST Temp Closed: 0 | 0 | 0 | 5 | 10730-073-002786 | BUFFALO ROCK CO
4451 | Permanently Closed | 1990-07-26 06:00 | 1964-01-01 06:00 | 1990-07-26 06:00 | Petroleum | Unleaded gasoline | Unleaded gasoline |  | Steel | Steel |  | Painted or None | Steel |  | 1901-01-01 06:00 | [15 empty] | UST Currently In Use: 0; UST Temp Close: 0; AST Currently In Use: 0; AST Temp Closed: 0 | 0 | 0 | 5 | 10730-073-002786 | BUFFALO ROCK CO
4452 | Permanently Closed | 1995-03-01 06:00 | 1972-01-01 06:00 | 1995-03-02 06:00 | Petroleum | Other, NEW OIL | Other |  | Steel | Steel |  | Painted or None | Steel |  | 1901-01-01 06:00 | [15 empty] | UST Currently In Use: 0; UST Temp Close: 0; AST Currently In Use: 0; AST Temp Closed: 0 | 0 | 0 | 5 | 10730-073-002786 | BUFFALO ROCK CO
4453 | Permanently Closed | 1995-03-01 06:00 | 1972-01-01 06:00 | 1995-03-02 06:00 | Petroleum | Used oil | Used oil |  | Steel | Steel |  | Painted or None | Steel |  | 1901-01-01 06:00 | [15 empty] | UST Currently In Use: 0; UST Temp Close: 0; AST Currently In Use: 0; AST Temp Closed: 0 | 0 | 0 | 5 | 10730-073-002786 | BUFFALO ROCK CO
4454 | Permanently Closed | 1993-02-12 06:00 | 1973-01-01 06:00 | 1993-02-12 06:00 | Petroleum | Unleaded gasoline | Unleaded gasoline |  | Steel | Steel |  | Painted or None | Steel |  | 1901-01-01 06:00 | [15 empty] | UST Currently In Use: 0; UST Temp Close: 0; AST Currently In Use: 0; AST Temp Closed: 0 | 0 | 0 | 2 | 10731-073-002785 | BUFFALO ROCK CO
4455 | Permanently Closed | 1993-02-12 06:00 | 1973-01-01 06:00 | 1993-02-12 06:00 | Petroleum | Unleaded gasoline | Unleaded gasoline |  | Steel | Steel |  | Painted or None | Steel |  | 1901-01-01 06:00 | [15 empty] | UST Currently In Use: 0; UST Temp Close: 0; AST Currently In Use: 0; AST Temp Closed: 0 | 0 | 0 | 2 | 10731-073-002785 | BUFFALO ROCK CO
4456 | Permanently Closed | 1990-06-28 06:00 | 1973-01-01 06:00 | 1990-06-28 06:00 | Petroleum | Unleaded gasoline | Unleaded gasoline |  | Steel | Steel |  | Painted or None | Steel |  | 1901-01-01 06:00 | [15 empty] | UST Currently In Use: 0; UST Temp Close: 0; AST Currently In Use: 0; AST Temp Closed: 0 | 0 | 0 | 1 | 10732-097-001452 | BUFFALO ROCK CO
4457 | Permanently Closed | 1991-07-09 06:00 | 1970-01-01 06:00 | 1991-07-09 06:00 | Petroleum | Unleaded gasoline | Unleaded gasoline |  | Steel | Steel |  | Painted or None | Steel |  | 1901-01-01 06:00 | [15 empty] | UST Currently In Use: 0; UST Temp Close: 0; AST Currently In Use: 0; AST Temp Closed: 0 | 0 | 0 | 2 | 10733-069-002789 | BUFFALO ROCK CO
4458 | Permanently Closed | 1991-07-09 06:00 | 1983-01-01 06:00 | 1991-07-09 06:00 | Petroleum | On road diesel | On road diesel |  | Steel | Steel |  | Painted or None | Steel |  | 1901-01-01 06:00 | [15 empty] | UST Currently In Use: 0; UST Temp Close: 0; AST Currently In Use: 0; AST Temp Closed: 0 | 0 | 0 | 2 | 10733-069-002789 | BUFFALO ROCK CO
4459 | Permanently Closed | 1992-07-14 06:00 | 1976-01-01 06:00 | 1992-07-14 06:00 | Petroleum | Unleaded gasoline | Unleaded gasoline |  | Steel | Steel |  |  | Steel |  | 1901-01-01 06:00 | [15 empty] | UST Currently In Use: 0; UST Temp Close: 0; AST Currently In Use: 0; AST Temp Closed: 0 | 0 | 0 | 3 | 10734-089-004741 | BUFFALO ROCK CO
4460 | Permanently Closed | 1992-07-14 06:00 | 1976-01-01 06:00 | 1992-07-14 06:00 | Petroleum | Unleaded gasoline | Unleaded gasoline |  | Steel | Steel |  |  | Steel |  | 1901-01-01 06:00 | [15 empty] | UST Currently In Use: 0; UST Temp Close: 0; AST Currently In Use: 0; AST Temp Closed: 0 | 0 | 0 | 3 | 10734-089-004741 | BUFFALO ROCK CO
4461 | Permanently Closed | 1992-07-14 06:00 | 1982-01-01 06:00 | 1992-07-14 06:00 | Petroleum | On road diesel | On road diesel |  | Steel | Steel | Interior lined (not allowed as a standalone method of corrosion protection) | Painted or None | Steel |  | 1901-01-01 06:00 | [15 empty] | UST Currently In Use: 0; UST Temp Close: 0; AST Currently In Use: 0; AST Temp Closed: 0 | 0 | 0 | 3 | 10734-089-004741 | BUFFALO ROCK CO
4462 | Permanently Closed | 1991-11-13 06:00 | 1971-01-01 06:00 | 1991-11-13 06:00 | Petroleum | Unleaded gasoline | Unleaded gasoline |  | Steel | Steel |  | Painted or None | Steel |  | 1901-01-01 06:00 | [15 empty] | UST Currently In Use: 0; UST Temp Close: 0; AST Currently In Use: 0; AST Temp Closed: 0 | 0 | 0 | 2 | 10735-033-002788 | BUFFALO ROCK CO
4463 | Permanently Closed | 1991-11-13 06:00 | 1971-01-01 06:00 | 1991-11-13 06:00 | Petroleum | Unleaded gasoline | Unleaded gasoline |  | Steel | Steel |  | Painted or None | Steel |  | 1901-01-01 06:00 | [15 empty] | UST Currently In Use: 0; UST Temp Close: 0; AST Currently In Use: 0; AST Temp Closed: 0 | 0 | 0 | 2 | 10735-033-002788 | BUFFALO ROCK CO
4464 | Permanently Closed | 1989-11-02 06:00 | 1975-01-01 06:00 | 1989-11-02 06:00 | Petroleum | Unleaded gasoline | Unleaded gasoline |  | Steel | Steel |  | Painted or None | Steel |  | 1901-01-01 06:00 | [15 empty] | UST Currently In Use: 0; UST Temp Close: 0; AST Currently In Use: 0; AST Temp Closed: 0 | 0 | 0 | 1 | 10736-055-001293 | BUFFALO ROCK CO
4465 | Permanently Closed | 1995-10-31 06:00 | 1982-01-01 06:00 | 1996-10-30 06:00 | Petroleum | On road diesel | On road diesel | Industrial | Steel | Steel |  | Painted or None | Steel |  | 1901-01-01 06:00 | [12 empty] | Annual line testing | Annual line testing |  | UST Currently In Use: 0; UST Temp Close: 0; AST Currently In Use: 0; AST Temp Closed: 0 | 0 | 0 | 3 | 10738-073-000075 | SCHNEIDER NATL/BUILDERS TRANSPORT
4466 | Permanently Closed | 1995-10-31 06:00 | 1982-01-01 06:00 | 1996-10-30 06:00 | Petroleum | On road diesel | On road diesel | Industrial | Steel | Steel |  | Painted or None | Steel |  | 1901-01-01 06:00 | [12 empty] | Annual line testing | Annual line testing |  | UST Currently In Use: 0; UST Temp Close: 0; AST Currently In Use: 0; AST Temp Closed: 0 | 0 | 0 | 3 | 10738-073-000075 | SCHNEIDER NATL/BUILDERS TRANSPORT
4467 | Permanently Closed | 1995-06-07 06:00 | 1982-01-01 06:00 | 1995-06-07 06:00 | Petroleum | Used oil | Used oil |  | Steel | Steel |  | Painted or None | Steel |  | 1901-01-01 06:00 | [15 empty] | UST Currently In Use: 0; UST Temp Close: 0; AST Currently In Use: 0; AST Temp Closed: 0 | 0 | 0 | 3 | 10738-073-000075 | SCHNEIDER NATL/BUILDERS TRANSPORT
4468 | Permanently Closed | 1995-11-15 06:00 | 1975-01-01 06:00 | 1998-12-23 06:00 | Petroleum | On road diesel | On road diesel | Industrial | Steel | Steel |  | Painted or None | Steel |  | 1901-01-01 06:00 | [12 empty] | Annual line testing | Annual line testing |  | UST Currently In Use: 0; UST Temp Close: 0; AST Currently In Use: 0; AST Temp Closed: 0 | 0 | 0 | 4 | 10738-097-000073 | SCHNEIDER NATL/BUILDERS TRANSPORT
4469 | Permanently Closed | 1995-11-15 06:00 | 1975-01-01 06:00 | 1998-12-23 06:00 | Petroleum | On road diesel | On road diesel | Industrial | Steel | Steel |  | Painted or None | Steel |  | 1901-01-01 06:00 | [12 empty] | Annual line testing | Annual line testing |  | UST Currently In Use: 0; UST Temp Close: 0; AST Currently In Use: 0; AST Temp Closed: 0 | 0 | 0 | 4 | 10738-097-000073 | SCHNEIDER NATL/BUILDERS TRANSPORT
4470 | Permanently Closed | 1995-11-15 06:00 | 1975-01-01 06:00 | 1998-12-23 06:00 | Petroleum | On road diesel | On road diesel | Industrial | Steel | Steel |  | Painted or None | Steel |  | 1901-01-01 06:00 | [12 empty] | Annual line testing | Annual line testing |  | UST Currently In Use: 0; UST Temp Close: 0; AST Currently In Use: 0; AST Temp Closed: 0 | 0 | 0 | 4 | 10738-097-000073 | SCHNEIDER NATL/BUILDERS TRANSPORT
4471 | Permanently Closed | 1993-03-09 06:00 | 1975-01-01 06:00 | 1993-03-09 06:00 | Petroleum | Used oil | Used oil |  | Steel | Steel |  | Painted or None | Steel |  | 1901-01-01 06:00 | [15 empty] | UST Currently In Use: 0; UST Temp Close: 0; AST Currently In Use: 0; AST Temp Closed: 0 | 0 | 0 | 4 | 10738-097-000073 | SCHNEIDER NATL/BUILDERS TRANSPORT
4472 | Permanently Closed | 1901-01-01 06:00 | 1965-01-01 06:00 | 1988-06-01 06:00 | Petroleum | On road diesel | On road diesel |  | Steel | Steel |  | Painted or None | Steel |  | 1901-01-01 06:00 | [15 empty] | UST Currently In Use: 0; UST Temp Close: 0; AST Currently In Use: 0; AST Temp Closed: 0 | 0 | 0 | 3 | 10738-101-000074 | SCHNEIDER NATL/BUILDERS TRANSPORT
4473 | Permanently Closed | 1901-01-01 06:00 | 1961-01-01 06:00 | 1988-06-01 06:00 | Petroleum | On road diesel | On road diesel |  | Steel | Steel |  | Painted or None | Steel |  | 1901-01-01 06:00 | [15 empty] | UST Currently In Use: 0; UST Temp Close: 0; AST Currently In Use: 0; AST Temp Closed: 0 | 0 | 0 | 3 | 10738-101-000074 | SCHNEIDER NATL/BUILDERS TRANSPORT
4474 | Permanently Closed | 1980-12-01 06:00 | 1961-01-01 06:00 | 1988-06-01 06:00 | Petroleum | Unleaded gasoline | Unleaded gasoline |  | Steel | Steel |  | Painted or None | Steel |  | 1901-01-01 06:00 | [15 empty] | UST Currently In Use: 0; UST Temp Close: 0; AST Currently In Use: 0; AST Temp Closed: 0 | 0 | 0 | 3 | 10738-101-000074 | SCHNEIDER NATL/BUILDERS TRANSPORT
4475 | Permanently Closed | 1901-01-01 06:00 | 1982-01-01 06:00 | 1987-06-01 06:00 | Petroleum | Used oil | Used oil |  | Steel | Steel |  | Painted or None | Steel |  | 1901-01-01 06:00 | [15 empty] | UST Currently In Use: 0; UST Temp Close: 0; AST Currently In Use: 0; AST Temp Closed: 0 | 0 | 0 | 1 | 10738-119-000076 | SCHNEIDER NATL/BUILDERS TRANSPORT
4476 | Permanently Closed | 1992-02-15 06:00 | 1973-01-01 06:00 | 1992-05-07 06:00 | Petroleum | Unleaded gasoline | Unleaded gasoline |  | Steel | Steel |  | Painted or None | Steel |  | 1901-01-01 06:00 | [15 empty] | UST Currently In Use: 0; UST Temp Close: 0; AST Currently In Use: 0; AST Temp Closed: 0 | 0 | 0 | 3 | 11261-039-011906 | APAC MID-SOUTH, INC.
4477 | Permanently Closed | 1992-02-15 06:00 | 1973-01-01 06:00 | 1992-05-07 06:00 | Petroleum | On road diesel | On road diesel |  | Steel | Steel |  | Painted or None | Steel |  | 1901-01-01 06:00 | [15 empty] | UST Currently In Use: 0; UST Temp Close: 0; AST Currently In Use: 0; AST Temp Closed: 0 | 0 | 0 | 3 | 11261-039-011906 | APAC MID-SOUTH, INC.
4478 | Permanently Closed | 1991-04-01 06:00 | 1973-01-01 06:00 | 1992-05-07 06:00 | Petroleum | On road diesel | On road diesel |  | Steel | Steel |  | Painted or None | Steel |  | 1901-01-01 06:00 | [15 empty] | UST Currently In Use: 0; UST Temp Close: 0; AST Currently In Use: 0; AST Temp Closed: 0 | 0 | 0 | 3 | 11261-039-011906 | APAC MID-SOUTH, INC.
4479 | Retired | 1987-01-01 06:00 | 1973-01-01 06:00 |  | Petroleum | Other, OTHER | Other |  | Steel | Steel |  | Painted or None | Steel |  | 1901-01-01 06:00 | [15 empty] | UST Currently In Use: 0; UST Temp Close: 0; AST Currently In Use: 0; AST Temp Closed: 0 | 0 | 0 | 3 | 11261-039-011906 | APAC MID-SOUTH, INC.
4480 | Permanently Closed | 1991-03-20 06:00 | 1972-01-01 06:00 | 1991-03-20 06:00 | Petroleum | Unleaded gasoline | Unleaded gasoline |  | Steel | Steel |  | Painted or None | Steel |  | 1901-01-01 06:00 | [15 empty] | UST Currently In Use: 0; UST Temp Close: 0; AST Currently In Use: 9; AST Temp Closed: 0 | 0 | 0 | 2 | 10740-103-000092 | BUNGE CORP
4481 | Permanently Closed | 1991-03-20 06:00 | 1972-01-01 06:00 | 1991-03-20 06:00 | Petroleum | On road diesel | On road diesel |  | Steel | Steel |  | Painted or None | Steel |  | 1901-01-01 06:00 | [15 empty] | UST Currently In Use: 0; UST Temp Close: 0; AST Currently In Use: 9; AST Temp Closed: 0 | 0 | 0 | 2 | 10740-103-000092 | BUNGE CORP
4482 | Permanently Closed | 1991-09-04 06:00 | 1973-01-01 06:00 | 1991-09-04 06:00 | Petroleum | On road diesel | On road diesel |  | Steel | Steel |  | Painted or None | Steel |  | 1901-01-01 06:00 | [15 empty] | UST Currently In Use: 0; UST Temp Close: 0; AST Currently In Use: 0; AST Temp Closed: 0 | 0 | 0 | 3 | 10742-035-008626 | BURGESS WATERS
4483 | Permanently Closed | 1991-09-04 06:00 | 1973-01-01 06:00 | 1991-09-04 06:00 | Petroleum | Unleaded gasoline | Unleaded gasoline |  | Steel | Steel |  | Painted or None | Steel |  | 1901-01-01 06:00 | [15 empty] | UST Currently In Use: 0; UST Temp Close: 0; AST Currently In Use: 0; AST Temp Closed: 0 | 0 | 0 | 3 | 10742-035-008626 | BURGESS WATERS
4484 | Permanently Closed | 1991-09-04 06:00 | 1973-01-01 06:00 | 1991-09-04 06:00 | Petroleum | Unleaded gasoline | Unleaded gasoline |  | Steel | Steel |  | Painted or None | Steel |  | 1901-01-01 06:00 | [15 empty] | UST Currently In Use: 0; UST Temp Close: 0; AST Currently In Use: 0; AST Temp Closed: 0 | 0 | 0 | 3 | 10742-035-008626 | BURGESS WATERS
4485 | Permanently Closed | 1997-04-29 06:00 | 1979-01-01 06:00 | 1997-04-29 06:00 | Petroleum | Unleaded gasoline | Unleaded gasoline |  | Steel | Steel |  | Painted or None | Steel |  | 1901-01-01 06:00 | [15 empty] | UST Currently In Use: 0; UST Temp Close: 0; AST Currently In Use: 0; AST Temp Closed: 0 | 0 | 0 | 1 | 10743-111-010918 | BURLIN MEADOWS MARINA
4486 | Permanently Closed | 1995-10-13 06:00 | 1976-01-01 06:00 | 1995-10-13 06:00 | Petroleum | Unleaded gasoline | Unleaded gasoline |  | Steel | Steel |  | Painted or None | Steel |  | 1901-01-01 06:00 | [15 empty] | UST Currently In Use: 0; UST Temp Close: 0; AST Currently In Use: 0; AST Temp Closed: 0 | 0 | 0 | 2 | 10744-121-004376 | BURLISON OIL CO
4487 | Permanently Closed | 1995-10-13 06:00 | 1976-01-01 06:00 | 1995-10-13 06:00 | Petroleum | Unleaded gasoline | Unleaded gasoline |  | Steel | Steel |  | Painted or None | Steel |  | 1901-01-01 06:00 | [15 empty] | UST Currently In Use: 0; UST Temp Close: 0; AST Currently In Use: 0; AST Temp Closed: 0 | 0 | 0 | 2 | 10744-121-004376 | BURLISON OIL CO
4488 | Permanently Closed | 1990-03-16 06:00 | 1969-01-01 06:00 | 1990-03-16 06:00 | Petroleum | Unleaded gasoline | Unleaded gasoline |  | Steel | Steel |  | Painted or None | Steel |  | 1901-01-01 06:00 | [15 empty] | UST Currently In Use: 0; UST Temp Close: 0; AST Currently In Use: 0; AST Temp Closed: 0 | 0 | 0 | 3 | 10744-121-004377 | BURLISON OIL CO
4489 | Permanently Closed | 1990-03-16 06:00 | 1969-01-01 06:00 | 1990-03-16 06:00 | Petroleum | Unleaded gasoline | Unleaded gasoline |  | Steel | Steel |  | Painted or None | Steel |  | 1901-01-01 06:00 | [15 empty] | UST Currently In Use: 0; UST Temp Close: 0; AST Currently In Use: 0; AST Temp Closed: 0 | 0 | 0 | 3 | 10744-121-004377 | BURLISON OIL CO
4490 | Permanently Closed | 1990-03-16 06:00 | 1971-01-01 06:00 | 1990-03-16 06:00 | Petroleum | Unleaded gasoline | Unleaded gasoline |  | Steel | Steel |  | Painted or None | Steel |  | 1901-01-01 06:00 | [15 empty] | UST Currently In Use: 0; UST Temp Close: 0; AST Currently In Use: 0; AST Temp Closed: 0 | 0 | 0 | 3 | 10744-121-004377 | BURLISON OIL CO
4491 | Permanently Closed | 1994-10-31 06:00 | 1973-01-01 06:00 | 2000-07-07 06:00 | Petroleum | Unleaded gasoline | Unleaded gasoline |  | Steel | Steel |  | Painted or None | Steel |  | 1901-01-01 06:00 | [15 empty] | UST Currently In Use: 0; UST Temp Close: 0; AST Currently In Use: 0; AST Temp Closed: 0 | 0 | 0 | 2 | 10744-121-004378 | BURLISON OIL CO
4492 | Permanently Closed | 1994-10-31 06:00 | 1973-01-01 06:00 | 2000-07-07 06:00 | Petroleum | Unleaded gasoline | Unleaded gasoline |  | Steel | Steel |  | Painted or None | Steel |  | 1901-01-01 06:00 | [15 empty] | UST Currently In Use: 0; UST Temp Close: 0; AST Currently In Use: 0; AST Temp Closed: 0 | 0 | 0 | 2 | 10744-121-004378 | BURLISON OIL CO
4493 | Retired | 1983-11-01 06:00 | 1963-01-01 06:00 |  | Petroleum | Unleaded gasoline | Unleaded gasoline |  | Steel | Steel |  |  |  |  | 1901-01-01 06:00 | [15 empty] | UST Currently In Use: 0; UST Temp Close: 0; AST Currently In Use: 0; AST Temp Closed: 0 | 0 | 0 | 0 | 10745-069-011984 | BURN REEVES BROOKS (IND)
4494 | Retired | 1983-11-01 06:00 | 1963-01-01 06:00 |  | Petroleum | Unleaded gasoline | Unleaded gasoline |  | Steel | Steel |  |  |  |  | 1901-01-01 06:00 | [15 empty] | UST Currently In Use: 0; UST Temp Close: 0; AST Currently In Use: 0; AST Temp Closed: 0 | 0 | 0 | 0 | 10745-069-011984 | BURN REEVES BROOKS (IND)
4495 | Retired | 1983-11-01 06:00 | 1963-01-01 06:00 |  | Petroleum | Unleaded gasoline | Unleaded gasoline |  | Steel | Steel |  |  |  |  | 1901-01-01 06:00 | [15 empty] | UST Currently In Use: 0; UST Temp Close: 0; AST Currently In Use: 0; AST Temp Closed: 0 | 0 | 0 | 0 | 10745-069-011984 | BURN REEVES BROOKS (IND)
4496 | Temporary Closed | 2022-07-10 06:00 | 1984-04-05 05:00 |  | Petroleum | Unleaded gasoline | Unleaded gasoline | Retail | Steel | Steel | Field installed cathodic protection |  | Fiberglass reinforced plastic |  |  |  | Catchment Basin, Single walled catchment basin | Automatic shutoff device At 95% full | Automatic shutoff device At 95% full | [11 empty] | UST Currently In Use: 0; UST Temp Close: 3; AST Currently In Use: 0; AST Temp Closed: 0 | 0 | 3 | 1 | 10748-023-002757 | BURNS AND BURNS, INC.
4497 | Temporary Closed | 2022-07-10 06:00 | 1984-04-05 05:00 |  | Petroleum | Unleaded gasoline | Unleaded gasoline | Retail | Steel | Steel | Field installed cathodic protection |  | Fiberglass reinforced plastic |  |  |  | Catchment Basin, Single walled catchment basin | Automatic shutoff device At 95% full | Automatic shutoff device At 95% full | [11 empty] | UST Currently In Use: 0; UST Temp Close: 3; AST Currently In Use: 0; AST Temp Closed: 0 | 0 | 3 | 1 | 10748-023-002757 | BURNS AND BURNS, INC.
4498 | Temporary Closed | 2022-07-10 06:00 | 1984-04-05 05:00 |  | Petroleum | Premium gasoline | Premium gasoline | Retail | Steel | Steel | Field installed cathodic protection |  | Fiberglass reinforced plastic |  |  |  | Catchment Basin, Single walled catchment basin | Automatic shutoff device At 95% full | Automatic shutoff device At 95% full | [11 empty] | UST Currently In Use: 0; UST Temp Close: 3; AST Currently In Use: 0; AST Temp Closed: 0 | 0 | 3 | 1 | 10748-023-002757 | BURNS AND BURNS, INC.
4499 | Permanently Closed | 1990-01-01 06:00 | 1962-01-01 06:00 | 1990-01-01 06:00 | Petroleum | Unleaded gasoline | Unleaded gasoline |  | Steel | Steel |  | Painted or None | Steel |  | 1901-01-01 06:00 | [15 empty] | UST Currently In Use: 0; UST Temp Close: 3; AST Currently In Use: 0; AST Temp Closed: 0 | 0 | 3 | 1 | 10748-023-002757 | BURNS AND BURNS, INC.
4500 | Permanently Closed | 1995-01-01 06:00 | 1979-01-01 06:00 | 1995-02-09 06:00 | Petroleum | Unleaded gasoline | Unleaded gasoline |  | Steel | Steel |  | Painted or None | Steel |  | 1901-01-01 06:00 | [15 empty] | UST Currently In Use: 0; UST Temp Close: 0; AST Currently In Use: 0; AST Temp Closed: 0 | 0 | 0 | 4 | 10748-023-002758 | BURNS AND BURNS, INC.
4501 | Permanently Closed | 1995-01-01 06:00 | 1979-01-01 06:00 | 1995-02-09 06:00 | Petroleum | Unleaded gasoline | Unleaded gasoline |  | Steel | Steel |  | Painted or None | Steel |  | 1901-01-01 06:00 | [15 empty] | UST Currently In Use: 0; UST Temp Close: 0; AST Currently In Use: 0; AST Temp Closed: 0 | 0 | 0 | 4 | 10748-023-002758 | BURNS AND BURNS, INC.
4502 | Permanently Closed | 1995-01-01 06:00 | 1979-01-01 06:00 | 1995-02-09 06:00 | Petroleum | Unleaded gasoline | Unleaded gasoline |  | Steel | Steel |  | Painted or None | Steel |  | 1901-01-01 06:00 | [15 empty] | UST Currently In Use: 0; UST Temp Close: 0; AST Currently In Use: 0; AST Temp Closed: 0 | 0 | 0 | 4 | 10748-023-002758 | BURNS AND BURNS, INC.
4503 | Permanently Closed | 1995-01-01 06:00 | 1982-01-01 06:00 | 1995-02-09 06:00 | Petroleum | On road diesel | On road diesel |  | Steel | Steel | Coated & cathodic protection (sti-P3) |  |  |  | 1901-01-01 06:00 | Field installed cathodic protection | [14 empty] | UST Currently In Use: 0; UST Temp Close: 0; AST Currently In Use: 0; AST Temp Closed: 0 | 0 | 0 | 4 | 10748-023-002758 | BURNS AND BURNS, INC.
4504 | Permanently Closed | 1901-01-01 06:00 | 1972-01-01 06:00 | 1988-08-17 06:00 | Petroleum | Unleaded gasoline | Unleaded gasoline |  | Steel | Steel |  | Painted or None | Steel |  | 1901-01-01 06:00 | [15 empty] | UST Currently In Use: 0; UST Temp Close: 3; AST Currently In Use: 0; AST Temp Closed: 0 | 0 | 3 | 3 | 10748-023-002759 | BURNS AND BURNS, INC.
4505 | Permanently Closed | 1901-01-01 06:00 | 1972-01-01 06:00 | 1988-08-17 06:00 | Petroleum | Unleaded gasoline | Unleaded gasoline |  | Steel | Steel |  | Painted or None | Steel |  | 1901-01-01 06:00 | [15 empty] | UST Currently In Use: 0; UST Temp Close: 3; AST Currently In Use: 0; AST Temp Closed: 0 | 0 | 3 | 3 | 10748-023-002759 | BURNS AND BURNS, INC.
4506 | Permanently Closed | 1901-01-01 06:00 | 1972-01-01 06:00 | 1988-08-17 06:00 | Petroleum | Unleaded gasoline | Unleaded gasoline |  | Steel | Steel |  | Painted or None | Steel |  | 1901-01-01 06:00 | [15 empty] | UST Currently In Use: 0; UST Temp Close: 3; AST Currently In Use: 0; AST Temp Closed: 0 | 0 | 3 | 3 | 10748-023-002759 | BURNS AND BURNS, INC.
4507 | Temporary Closed | 2016-12-15 06:00 | 1988-01-01 06:00 |  | Petroleum | Unleaded gasoline | Unleaded gasoline | Retail | Steel | Steel | Coated & cathodic protection (sti-P3) |  | Steel, EPOXY COAT |  |  | Galvanic Cathodic, EPOXY COAT | Catchment Basin, Single walled catchment basin | Flow Rest 90% Full | Flow Rest 90% Full |  |  |  |  | Automatic flow restrictor (MLLD) | Automatic flow restrictor (MLLD) |  |  | Annual line testing | Annual line testing |  | UST Currently In Use: 0; UST Temp Close: 3; AST Currently In Use: 0; AST Temp Closed: 0 | 0 | 3 | 3 | 10748-023-002759 | BURNS AND BURNS, INC.
4508 | Temporary Closed | 2016-12-15 06:00 | 1988-01-01 06:00 |  | Petroleum | Mid-grade gasoline | Mid-grade gasoline | Retail | Steel | Steel | Coated & cathodic protection (sti-P3) |  | Steel, EPOXY COAT |  |  | Galvanic Cathodic, EPOXY COAT | Catchment Basin, Single walled catchment basin | Flow Rest 90% Full | Flow Rest 90% Full |  |  |  |  | Automatic flow restrictor (MLLD) | Automatic flow restrictor (MLLD) |  |  | Annual line testing | Annual line testing |  | UST Currently In Use: 0; UST Temp Close: 3; AST Currently In Use: 0; AST Temp Closed: 0 | 0 | 3 | 3 | 10748-023-002759 | BURNS AND BURNS, INC.
4509 | Temporary Closed | 2016-12-15 06:00 | 1988-01-01 06:00 |  | Petroleum | Premium gasoline | Premium gasoline | Retail | Steel | Steel | Coated & cathodic protection (sti-P3) |  | Steel, EPOXY COAT |  |  | Galvanic Cathodic, EPOXY COAT | Catchment Basin, Single walled catchment basin | Flow Rest 90% Full | Flow Rest 90% Full |  |  |  |  | Automatic flow restrictor (MLLD) | Automatic flow restrictor (MLLD) |  |  | Annual line testing | Annual line testing |  | UST Currently In Use: 0; UST Temp Close: 3; AST Currently In Use: 0; AST Temp Closed: 0 | 0 | 3 | 3 | 10748-023-002759 | BURNS AND BURNS, INC.
4510 | Permanently Closed | 1901-01-01 06:00 | 1981-01-01 06:00 | 1988-11-23 06:00 | Petroleum | Unleaded gasoline | Unleaded gasoline |  | Steel | Steel |  | Painted or None | Steel |  | 1901-01-01 06:00 | [15 empty] | UST Currently In Use: 0; UST Temp Close: 0; AST Currently In Use: 0; AST Temp Closed: 0 | 0 | 0 | 2 | 10748-023-002760 | BURNS AND BURNS, INC.
4511 | Permanently Closed | 1901-01-01 06:00 | 1981-01-01 06:00 | 1988-11-23 06:00 | Petroleum | Unleaded gasoline | Unleaded gasoline |  | Steel | Steel |  | Painted or None | Steel |  | 1901-01-01 06:00 | [15 empty] | UST Currently In Use: 0; UST Temp Close: 0; AST Currently In Use: 0; AST Temp Closed: 0 | 0 | 0 | 2 | 10748-023-002760 | BURNS AND BURNS, INC.
4512 | Permanently Closed | 1990-05-18 06:00 | 1963-01-01 06:00 | 1990-05-18 06:00 | Petroleum | Unleaded gasoline | Unleaded gasoline |  | Steel | Steel |  | Painted or None | Steel |  | 1901-01-01 06:00 | [15 empty] | UST Currently In Use: 0; UST Temp Close: 0; AST Currently In Use: 0; AST Temp Closed: 0 | 0 | 0 | 2 | 10748-023-005121 | BURNS AND BURNS, INC.
4513 | Permanently Closed | 1990-05-18 06:00 | 1963-01-01 06:00 | 1990-05-18 06:00 | Petroleum | Unleaded gasoline | Unleaded gasoline |  | Steel | Steel |  | Painted or None | Steel |  | 1901-01-01 06:00 | [15 empty] | UST Currently In Use: 0; UST Temp Close: 0; AST Currently In Use: 0; AST Temp Closed: 0 | 0 | 0 | 2 | 10748-023-005121 | BURNS AND BURNS, INC.
4514 | Permanently Closed | 1901-01-01 06:00 | 1978-01-01 06:00 | 1988-11-23 06:00 | Petroleum | On road diesel | On road diesel |  | Steel | Steel |  | Painted or None | Steel |  | 1901-01-01 06:00 | [15 empty] | UST Currently In Use: 0; UST Temp Close: 0; AST Currently In Use: 0; AST Temp Closed: 0 | 0 | 0 | 1 | 10748-023-005122 | BURNS AND BURNS, INC.
4515 | Permanently Closed | 1901-01-01 06:00 | 1981-01-01 06:00 | 1988-11-23 06:00 | Petroleum | Unleaded gasoline | Unleaded gasoline |  | Steel | Steel |  | Painted or None | Steel |  | 1901-01-01 06:00 | [15 empty] | UST Currently In Use: 0; UST Temp Close: 0; AST Currently In Use: 0; AST Temp Closed: 0 | 0 | 0 | 2 | 10748-023-005123 | BURNS AND BURNS, INC.
4516 | Permanently Closed | 1901-01-01 06:00 | 1981-01-01 06:00 | 1988-11-23 06:00 | Petroleum | Unleaded gasoline | Unleaded gasoline |  | Steel | Steel |  | Painted or None | Steel |  | 1901-01-01 06:00 | [15 empty] | UST Currently In Use: 0; UST Temp Close: 0; AST Currently In Use: 0; AST Temp Closed: 0 | 0 | 0 | 2 | 10748-023-005123 | BURNS AND BURNS, INC.
4517 | Permanently Closed | 1901-01-01 06:00 | 1971-01-01 06:00 | 1987-03-04 06:00 | Petroleum | Unleaded gasoline | Unleaded gasoline |  | Steel | Steel |  | Painted or None | Steel |  | 1901-01-01 06:00 | [15 empty] | UST Currently In Use: 0; UST Temp Close: 0; AST Currently In Use: 0; AST Temp Closed: 0 | 0 | 0 | 2 | 10748-023-005124 | BURNS AND BURNS, INC.
4518 | Permanently Closed | 1901-01-01 06:00 | 1971-01-01 06:00 | 1987-03-04 06:00 | Petroleum | Unleaded gasoline | Unleaded gasoline |  | Steel | Steel |  | Painted or None | Steel |  | 1901-01-01 06:00 | [15 empty] | UST Currently In Use: 0; UST Temp Close: 0; AST Currently In Use: 0; AST Temp Closed: 0 | 0 | 0 | 2 | 10748-023-005124 | BURNS AND BURNS, INC.
4519 | Permanently Closed | 1994-11-01 06:00 | 1974-01-01 06:00 | 1994-11-22 06:00 | Petroleum | Unleaded gasoline | Unleaded gasoline |  | Steel | Steel |  | Painted or None | Steel |  | 1901-01-01 06:00 | [15 empty] | UST Currently In Use: 0; UST Temp Close: 0; AST Currently In Use: 0; AST Temp Closed: 0 | 0 | 0 | 3 | 10748-023-005125 | BURNS AND BURNS, INC.
4520 | Permanently Closed | 1994-11-01 06:00 | 1974-01-01 06:00 | 1994-11-22 06:00 | Petroleum | Unleaded gasoline | Unleaded gasoline |  | Steel | Steel |  | Painted or None | Steel |  | 1901-01-01 06:00 | [15 empty] | UST Currently In Use: 0; UST Temp Close: 0; AST Currently In Use: 0; AST Temp Closed: 0 | 0 | 0 | 3 | 10748-023-005125 | BURNS AND BURNS, INC.
4521 | Permanently Closed | 1994-11-01 06:00 | 1974-01-01 06:00 | 1994-11-22 06:00 | Petroleum | Unleaded gasoline | Unleaded gasoline |  | Steel | Steel |  | Painted or None | Steel |  | 1901-01-01 06:00 | [15 empty] | UST Currently In Use: 0; UST Temp Close: 0; AST Currently In Use: 0; AST Temp Closed: 0 | 0 | 0 | 3 | 10748-023-005125 | BURNS AND BURNS, INC.
4522 | Permanently Closed | 2005-02-24 06:00 | 1983-01-01 06:00 | 2005-02-24 06:00 | Petroleum | Unleaded gasoline | Unleaded gasoline | Retail | Steel | Steel | Coated & cathodic protection (sti-P3) |  | Steel |  | 1901-01-01 06:00 | Field installed cathodic protection | Catchment Basin, Single walled catchment basin | Automatic shutoff device At 95% full | Automatic shutoff device At 95% full | [11 empty] | UST Currently In Use: 0; UST Temp Close: 0; AST Currently In Use: 0; AST Temp Closed: 0 | 0 | 0 | 3 | 10748-023-005126 | BURNS AND BURNS, INC.
4523 | Permanently Closed | 2005-02-24 06:00 | 1983-01-01 06:00 | 2005-02-24 06:00 | Petroleum | Mid-grade gasoline | Mid-grade gasoline | Retail | Steel | Steel | Coated & cathodic protection (sti-P3) |  | Steel |  | 1901-01-01 06:00 | Field installed cathodic protection | Catchment Basin, Single walled catchment basin | Automatic shutoff device At 95% full | Automatic shutoff device At 95% full | [11 empty] | UST Currently In Use: 0; UST Temp Close: 0; AST Currently In Use: 0; AST Temp Closed: 0 | 0 | 0 | 3 | 10748-023-005126 | BURNS AND BURNS, INC.
4524 | Permanently Closed | 2005-02-24 06:00 | 1983-01-01 06:00 | 2005-02-24 06:00 | Petroleum | Premium gasoline | Premium gasoline | Retail | Steel | Steel | Coated & cathodic protection (sti-P3) |  | Steel |  | 1901-01-01 06:00 | Field installed cathodic protection | Catchment Basin, Single walled catchment basin | Automatic shutoff device At 95% full | Automatic shutoff device At 95% full | [11 empty] | UST Currently In Use: 0; UST Temp Close: 0; AST Currently In Use: 0; AST Temp Closed: 0 | 0 | 0 | 3 | 10748-023-005126 | BURNS AND BURNS, INC.
4525 | Permanently Closed | 1988-12-01 06:00 | 1959-01-01 06:00 | 1988-12-01 06:00 | Petroleum | Unleaded gasoline | Unleaded gasoline |  | Steel | Steel |  | Painted or None | Steel |  | 1901-01-01 06:00 | [15 empty] | UST Currently In Use: 0; UST Temp Close: 0; AST Currently In Use: 0; AST Temp Closed: 0 | 0 | 0 | 1 | 10748-023-005127 | BURNS AND BURNS, INC.
4526 | Permanently Closed | 1901-01-01 06:00 | 1969-01-01 06:00 | 1988-11-23 06:00 | Petroleum | Unleaded gasoline | Unleaded gasoline |  | Steel | Steel |  | Painted or None | Steel |  | 1901-01-01 06:00 | [15 empty] | UST Currently In Use: 0; UST Temp Close: 0; AST Currently In Use: 0; AST Temp Closed: 0 | 0 | 0 | 3 | 10748-023-005128 | BURNS AND BURNS, INC.
4527 | Permanently Closed | 1901-01-01 06:00 | 1969-01-01 06:00 | 1988-11-23 06:00 | Petroleum | Unleaded gasoline | Unleaded gasoline |  | Steel | Steel |  | Painted or None | Steel |  | 1901-01-01 06:00 | [15 empty] | UST Currently In Use: 0; UST Temp Close: 0; AST Currently In Use: 0; AST Temp Closed: 0 | 0 | 0 | 3 | 10748-023-005128 | BURNS AND BURNS, INC.
4528 | Permanently Closed | 1901-01-01 06:00 | 1969-01-01 06:00 | 1988-11-23 06:00 | Petroleum | Unleaded gasoline | Unleaded gasoline |  | Steel | Steel |  | Painted or None | Steel |  | 1901-01-01 06:00 | [15 empty] | UST Currently In Use: 0; UST Temp Close: 0; AST Currently In Use: 0; AST Temp Closed: 0 | 0 | 0 | 3 | 10748-023-005128 | BURNS AND BURNS, INC.
4529 | Currently in Use |  | 1983-01-01 06:00 |  | Petroleum | Unleaded gasoline | Unleaded gasoline | Retail | Steel | Steel | Coated & cathodic protection (sti-P3) |  | Flexible |  |  |  | Catchment Basin, Single walled catchment basin | Automatic shutoff device At 95% full | Automatic shutoff device At 95% full |  |  | Statistical Inventory Reconciliation (SIR) |  | Automatic flow restrictor (MLLD) | Automatic flow restrictor (MLLD) |  |  | Statistical inventory reconciliation (SIR) | Statistical inventory reconciliation (SIR) |  | UST Currently In Use: 4; UST Temp Close: 0; AST Currently In Use: 0; AST Temp Closed: 0 | 4 | 0 | 0 | 13338-119-005120 | MCBRIDE OIL COMPANY, INC.
4530 | Currently in Use |  | 1983-01-01 06:00 |  | Petroleum | Premium gasoline | Premium gasoline | Retail | Steel | Steel | Coated & cathodic protection (sti-P3) |  | Flexible |  |  |  | Catchment Basin, Single walled catchment basin | Automatic shutoff device At 95% full | Automatic shutoff device At 95% full |  |  | Statistical Inventory Reconciliation (SIR) |  | Automatic flow restrictor (MLLD) | Automatic flow restrictor (MLLD) |  |  | Statistical inventory reconciliation (SIR) | Statistical inventory reconciliation (SIR) |  | UST Currently In Use: 4; UST Temp Close: 0; AST Currently In Use: 0; AST Temp Closed: 0 | 4 | 0 | 0 | 13338-119-005120 | MCBRIDE OIL COMPANY, INC.
4531 | Currently in Use |  | 1983-01-01 06:00 |  | Petroleum | On road diesel | On road diesel | Retail | Steel | Steel | Coated & cathodic protection (sti-P3) |  | Flexible |  |  |  | Catchment Basin, Single walled catchment basin | Automatic shutoff device At 95% full | Automatic shutoff device At 95% full |  |  | Statistical Inventory Reconciliation (SIR) |  | Automatic flow restrictor (MLLD) | Automatic flow restrictor (MLLD) |  |  | Statistical inventory reconciliation (SIR) | Statistical inventory reconciliation (SIR) |  | UST Currently In Use: 4; UST Temp Close: 0; AST Currently In Use: 0; AST Temp Closed: 0 | 4 | 0 | 0 | 13338-119-005120 | MCBRIDE OIL COMPANY, INC.
4532 | Currently in Use |  | 1983-01-01 06:00 |  | Petroleum | On road diesel | On road diesel | Retail | Steel | Steel | Coated & cathodic protection (sti-P3) |  | Flexible |  |  |  | Catchment Basin, Single walled catchment basin | Automatic shutoff device At 95% full | Automatic shutoff device At 95% full |  |  | Statistical Inventory Reconciliation (SIR) | [8 empty] | UST Currently In Use: 4; UST Temp Close: 0; AST Currently In Use: 0; AST Temp Closed: 0 | 4 | 0 | 0 | 13338-119-005120 | MCBRIDE OIL COMPANY, INC.
4533 | Permanently Closed | 1988-12-05 06:00 | 1983-01-01 06:00 | 1988-12-05 06:00 | Petroleum | Unleaded gasoline | Unleaded gasoline |  | Steel | Steel |  | Painted or None | Steel |  | 1901-01-01 06:00 | [15 empty] | UST Currently In Use: 4; UST Temp Close: 0; AST Currently In Use: 0; AST Temp Closed: 0 | 4 | 0 | 2 | 24237-119-012913 | AHMED HASSAN ELNAHAM
4534 | Permanently Closed | 1988-12-05 06:00 | 1983-01-01 06:00 | 1988-12-05 06:00 | Petroleum | Unleaded gasoline | Unleaded gasoline |  | Steel | Steel |  | Painted or None | Steel |  | 1901-01-01 06:00 | [15 empty] | UST Currently In Use: 4; UST Temp Close: 0; AST Currently In Use: 0; AST Temp Closed: 0 | 4 | 0 | 2 | 24237-119-012913 | AHMED HASSAN ELNAHAM
4535 | Currently in Use |  | 1988-01-01 06:00 |  | Petroleum | Unleaded gasoline | Unleaded gasoline | Retail | Single Wall, Steel | Steel | Coated & cathodic protection (sti-P3) |  | Single Wall, Steel |  |  | Galvanic Cathodic | Catchment Basin, Single walled catchment basin | Automatic shutoff device At 95% full | Automatic shutoff device At 95% full |  |  |  |  | Automatic flow restrictor (MLLD) | Automatic flow restrictor (MLLD) |  |  | Annual line testing | Annual line testing |  | UST Currently In Use: 4; UST Temp Close: 0; AST Currently In Use: 0; AST Temp Closed: 0 | 4 | 0 | 2 | 24237-119-012913 | AHMED HASSAN ELNAHAM
4536 | Currently in Use |  | 1988-01-01 06:00 |  | Petroleum | Unleaded gasoline | Unleaded gasoline | Retail | Single Wall, Steel | Steel | Coated & cathodic protection (sti-P3) |  | Single Wall, Steel |  |  | Galvanic Cathodic | Catchment Basin, Single walled catchment basin | Automatic shutoff device At 95% full | Automatic shutoff device At 95% full |  |  |  |  | Automatic flow restrictor (MLLD) | Automatic flow restrictor (MLLD) |  |  | Annual line testing | Annual line testing |  | UST Currently In Use: 4; UST Temp Close: 0; AST Currently In Use: 0; AST Temp Closed: 0 | 4 | 0 | 2 | 24237-119-012913 | AHMED HASSAN ELNAHAM
4537 | Currently in Use |  | 1988-01-01 06:00 |  | Petroleum | Premium gasoline | Premium gasoline | Retail | Single Wall, Steel | Steel | Coated & cathodic protection (sti-P3) |  | Single Wall, Steel |  |  | Galvanic Cathodic | Catchment Basin, Single walled catchment basin | Automatic shutoff device At 95% full | Automatic shutoff device At 95% full |  |  |  |  | Automatic flow restrictor (MLLD) | Automatic flow restrictor (MLLD) |  |  | Annual line testing | Annual line testing |  | UST Currently In Use: 4; UST Temp Close: 0; AST Currently In Use: 0; AST Temp Closed: 0 | 4 | 0 | 2 | 24237-119-012913 | AHMED HASSAN ELNAHAM
4538 | Currently in Use |  | 1988-01-01 06:00 |  | Petroleum | On road diesel | On road diesel | Retail | Single Wall, Steel | Steel | Coated & cathodic protection (sti-P3) |  | Single Wall, Steel |  |  | Galvanic Cathodic | Catchment Basin, Single walled catchment basin | Automatic shutoff device At 95% full | Automatic shutoff device At 95% full |  |  |  |  | Automatic flow restrictor (MLLD) | Automatic flow restrictor (MLLD) |  |  | Annual line testing | Annual line testing |  | UST Currently In Use: 4; UST Temp Close: 0; AST Currently In Use: 0; AST Temp Closed: 0 | 4 | 0 | 2 | 24237-119-012913 | AHMED HASSAN ELNAHAM
4539 | Permanently Closed | 2005-03-10 06:00 | 1989-05-18 06:00 | 2005-03-10 06:00 | Petroleum | Unleaded gasoline | Unleaded gasoline | Retail | Steel | Steel | Coated & cathodic protection (sti-P3) |  | Steel |  | 1901-01-01 06:00 | Field installed cathodic protection, GALVANIC | Catchment Basin, Single walled catchment basin | Flow Rest 90% Full | Flow Rest 90% Full |  |  | Continuous Automatic Tank Gauge | [5 empty] | Annual line testing | Annual line testing |  | UST Currently In Use: 0; UST Temp Close: 0; AST Currently In Use: 0; AST Temp Closed: 0 | 0 | 0 | 3 | 10749-003-014130 | BURNS OIL CO INC
4540 | Permanently Closed | 2005-03-10 06:00 | 1989-05-18 06:00 | 2005-03-10 06:00 | Petroleum | Mid-grade gasoline | Mid-grade gasoline | Retail | Steel | Steel | Coated & cathodic protection (sti-P3) |  | Steel |  | 1901-01-01 06:00 | Field installed cathodic protection, GALVANIC | Catchment Basin, Single walled catchment basin | Flow Rest 90% Full | Flow Rest 90% Full |  |  | Continuous Automatic Tank Gauge | [5 empty] | Annual line testing | Annual line testing |  | UST Currently In Use: 0; UST Temp Close: 0; AST Currently In Use: 0; AST Temp Closed: 0 | 0 | 0 | 3 | 10749-003-014130 | BURNS OIL CO INC
4541 | Permanently Closed | 2005-03-10 06:00 | 1989-05-18 06:00 | 2005-03-10 06:00 | Petroleum | Premium gasoline | Premium gasoline | Retail | Steel | Steel | Coated & cathodic protection (sti-P3) |  | Steel |  | 1901-01-01 06:00 | Field installed cathodic protection, GALVANIC | Catchment Basin, Single walled catchment basin | Flow Rest 90% Full | Flow Rest 90% Full |  |  | Continuous Automatic Tank Gauge | [5 empty] | Annual line testing | Annual line testing |  | UST Currently In Use: 0; UST Temp Close: 0; AST Currently In Use: 0; AST Temp Closed: 0 | 0 | 0 | 3 | 10749-003-014130 | BURNS OIL CO INC
4542 | Permanently Closed | 2007-10-01 06:00 | 1988-01-01 06:00 | 2014-09-15 06:00 | Petroleum | Unleaded gasoline | Unleaded gasoline | Retail | Steel | Steel | Coated & cathodic protection (sti-P3), Field installed cathodic protection |  | Steel, EPOXY COAT |  |  | Field installed cathodic protection, FLXS ISOLA | Catchment Basin, Single walled catchment basin | Automatic shutoff device At 95% full, Flow Rest 90% Full | Flow Rest 90% Full |  |  | Statistical Inventory Reconciliation (SIR) | [5 empty] | Annual line testing, Statistical inventory reconciliation (SIR) | Statistical inventory reconciliation (SIR) |  | UST Currently In Use: 0; UST Temp Close: 0; AST Currently In Use: 0; AST Temp Closed: 0 | 0 | 0 | 3 | 10749-097-012982 | BURNS OIL CO INC
4543 | Permanently Closed | 2007-10-01 06:00 | 1988-01-01 06:00 | 2014-09-15 06:00 | Petroleum | Mid-grade gasoline | Mid-grade gasoline | Retail | Steel | Steel | Coated & cathodic protection (sti-P3), Field installed cathodic protection |  | Steel, EPOXY COAT |  |  | Field installed cathodic protection, FLXS ISOLA | Catchment Basin, Single walled catchment basin | Automatic shutoff device At 95% full, Flow Rest 90% Full | Flow Rest 90% Full |  |  | Statistical Inventory Reconciliation (SIR) | [5 empty] | Annual line testing, Statistical inventory reconciliation (SIR) | Statistical inventory reconciliation (SIR) |  | UST Currently In Use: 0; UST Temp Close: 0; AST Currently In Use: 0; AST Temp Closed: 0 | 0 | 0 | 3 | 10749-097-012982 | BURNS OIL CO INC
4544 | Permanently Closed | 2007-10-01 06:00 | 1988-01-01 06:00 | 2014-09-15 06:00 | Petroleum | Premium gasoline | Premium gasoline | Retail | Steel | Steel | Coated & cathodic protection (sti-P3), Field installed cathodic protection |  | Steel, EPOXY COAT |  |  | Field installed cathodic protection, FLXS ISOLA | Catchment Basin, Single walled catchment basin | Automatic shutoff device At 95% full, Flow Rest 90% Full | Flow Rest 90% Full |  |  | Statistical Inventory Reconciliation (SIR) | [5 empty] | Annual line testing, Statistical inventory reconciliation (SIR) | Statistical inventory reconciliation (SIR) |  | UST Currently In Use: 0; UST Temp Close: 0; AST Currently In Use: 0; AST Temp Closed: 0 | 0 | 0 | 3 | 10749-097-012982 | BURNS OIL CO INC
4545 | Cannot Locate or abandoned | 1993-01-01 06:00 | 1982-01-01 06:00 |  | Petroleum | On road diesel | On road diesel |  | Steel | Steel |  | Painted or None | Steel |  | 1901-01-01 06:00 | [15 empty] | UST Currently In Use: 0; UST Temp Close: 0; AST Currently In Use: 0; AST Temp Closed: 0 | 0 | 0 | 0 | 19010-007-000857 | SONNY'S PIT BBQ & VIDEO
4546 | Cannot Locate or abandoned | 1993-01-01 06:00 | 1982-01-01 06:00 |  | Petroleum | Unleaded gasoline | Unleaded gasoline |  | Steel | Steel |  | Painted or None | Steel |  | 1901-01-01 06:00 | [15 empty] | UST Currently In Use: 0; UST Temp Close: 0; AST Currently In Use: 0; AST Temp Closed: 0 | 0 | 0 | 0 | 19010-007-000857 | SONNY'S PIT BBQ & VIDEO
4547 | Cannot Locate or abandoned | 1993-01-01 06:00 | 1982-01-01 06:00 |  | Petroleum | Unleaded gasoline | Unleaded gasoline |  | Steel | Steel |  | Painted or None | Steel |  | 1901-01-01 06:00 | [15 empty] | UST Currently In Use: 0; UST Temp Close: 0; AST Currently In Use: 0; AST Temp Closed: 0 | 0 | 0 | 0 | 19010-007-000857 | SONNY'S PIT BBQ & VIDEO
4548 | Temporary Closed | 2006-10-01 06:00 | 1978-01-01 06:00 |  | Petroleum | Unleaded gasoline | Unleaded gasoline | Retail | Single Wall, Steel | Steel | Field installed cathodic protection |  | Single Wall, Steel |  | 1901-01-01 06:00 | Field installed cathodic protection | Catchment Basin, Single walled catchment basin | Automatic shutoff device At 95% full | Automatic shutoff device At 95% full |  |  | Statistical Inventory Reconciliation (SIR) | [8 empty] | UST Currently In Use: 0; UST Temp Close: 2; AST Currently In Use: 0; AST Temp Closed: 0 | 0 | 2 | 0 | 10751-127-009439 | BURNWELL GROCERY
4549 | Temporary Closed | 2006-10-01 06:00 | 1978-01-01 06:00 |  | Petroleum | Premium gasoline | Premium gasoline | Retail | Single Wall, Steel | Steel | Field installed cathodic protection |  | Single Wall, Steel |  | 1901-01-01 06:00 | Field installed cathodic protection | Catchment Basin, Single walled catchment basin | Automatic shutoff device At 95% full | Automatic shutoff device At 95% full |  |  | Statistical Inventory Reconciliation (SIR) | [8 empty] | UST Currently In Use: 0; UST Temp Close: 2; AST Currently In Use: 0; AST Temp Closed: 0 | 0 | 2 | 0 | 10751-127-009439 | BURNWELL GROCERY
4553 | Retired | 1977-04-01 06:00 | 1970-01-01 06:00 |  | Petroleum | On road diesel | On road diesel |  | Steel | Steel |  |  | Steel |  | 1901-01-01 06:00 | [15 empty] | UST Currently In Use: 0; UST Temp Close: 0; AST Currently In Use: 0; AST Temp Closed: 0 | 0 | 0 | 0 | 10752-073-002752 | BUSBY TRUCKING CO INC
4554 | Permanently Closed | 1995-04-14 06:00 | 1979-01-01 06:00 | 1995-04-14 06:00 | Petroleum | Unleaded gasoline | Unleaded gasoline |  | Steel | Steel |  |  |  |  | 1901-01-01 06:00 | [15 empty] | UST Currently In Use: 0; UST Temp Close: 0; AST Currently In Use: 0; AST Temp Closed: 0 | 0 | 0 | 1 | 10753-097-001096 | BUSES FOR CHRIST INC
4555 | Permanently Closed | 1984-04-01 05:00 | 1963-01-01 06:00 |  | Petroleum | Other, OTHER | Other |  | Steel | Steel |  | Painted or None | Steel |  | 1901-01-01 06:00 | [15 empty] | UST Currently In Use: 0; UST Temp Close: 0; AST Currently In Use: 0; AST Temp Closed: 0 | 0 | 0 | 2 | 10754-047-008412 | BUSH HOG DIVISION OF ALLIED PRODUCTS
4556 | Permanently Closed | 1984-04-01 05:00 | 1963-01-01 06:00 | 1993-02-27 06:00 | Hazardous Substance |  |  |  | Steel | Steel |  | Painted or None | Steel |  | 1901-01-01 06:00 | [15 empty] | UST Currently In Use: 0; UST Temp Close: 0; AST Currently In Use: 0; AST Temp Closed: 0 | 0 | 0 | 2 | 10754-047-008412 | BUSH HOG DIVISION OF ALLIED PRODUCTS
4557 | Retired | 1985-04-01 06:00 | 1975-01-01 06:00 |  | Petroleum | Unleaded gasoline | Unleaded gasoline |  | Steel | Steel |  | Painted or None | Steel |  | 1901-01-01 06:00 | [15 empty] | UST Currently In Use: 0; UST Temp Close: 0; AST Currently In Use: 0; AST Temp Closed: 0 | 0 | 0 | 0 | 10756-121-004113 | BUSSIE OIL CO
4558 | Retired | 1985-04-01 06:00 | 1975-01-01 06:00 |  | Petroleum | Unleaded gasoline | Unleaded gasoline |  | Steel | Steel |  | Painted or None | Steel |  | 1901-01-01 06:00 | [15 empty] | UST Currently In Use: 0; UST Temp Close: 0; AST Currently In Use: 0; AST Temp Closed: 0 | 0 | 0 | 0 | 10756-121-004113 | BUSSIE OIL CO
4559 | Retired | 1985-04-01 06:00 | 1975-01-01 06:00 |  | Petroleum | Unleaded gasoline | Unleaded gasoline |  | Steel | Steel |  | Painted or None | Steel |  | 1901-01-01 06:00 | [15 empty] | UST Currently In Use: 0; UST Temp Close: 0; AST Currently In Use: 0; AST Temp Closed: 0 | 0 | 0 | 0 | 10756-121-004113 | BUSSIE OIL CO
4560 | Permanently Closed | 1993-03-22 06:00 | 1971-01-01 06:00 | 1995-04-03 06:00 | Petroleum | Unleaded gasoline | Unleaded gasoline |  | Steel | Steel |  |  | Steel |  | 1901-01-01 06:00 | [15 empty] | UST Currently In Use: 0; UST Temp Close: 0; AST Currently In Use: 0; AST Temp Closed: 0 | 0 | 0 | 2 | 10756-121-004114 | BUSSIE OIL CO
4561 | Permanently Closed | 1993-03-22 06:00 | 1980-01-01 06:00 | 1995-04-03 06:00 | Petroleum | Unleaded gasoline | Unleaded gasoline |  | Steel | Steel |  | Painted or None | Steel |  | 1901-01-01 06:00 | [15 empty] | UST Currently In Use: 0; UST Temp Close: 0; AST Currently In Use: 0; AST Temp Closed: 0 | 0 | 0 | 2 | 10756-121-004114 | BUSSIE OIL CO
4562 | Permanently Closed | 1901-01-01 06:00 | 1976-01-01 06:00 | 1987-06-01 06:00 | Petroleum | Unleaded gasoline | Unleaded gasoline |  | Steel | Steel |  | Painted or None | Steel |  | 1901-01-01 06:00 | [15 empty] | UST Currently In Use: 0; UST Temp Close: 3; AST Currently In Use: 0; AST Temp Closed: 0 | 0 | 3 | 3 | 10756-121-004115 | BUSSIE OIL CO
4563 | Permanently Closed | 1901-01-01 06:00 | 1976-01-01 06:00 | 1987-06-01 06:00 | Petroleum | Unleaded gasoline | Unleaded gasoline |  | Steel | Steel |  | Painted or None | Steel |  | 1901-01-01 06:00 | [15 empty] | UST Currently In Use: 0; UST Temp Close: 3; AST Currently In Use: 0; AST Temp Closed: 0 | 0 | 3 | 3 | 10756-121-004115 | BUSSIE OIL CO
4564 | Permanently Closed | 1987-06-01 06:00 | 1976-01-01 06:00 |  | Petroleum | Unleaded gasoline | Unleaded gasoline |  | Steel | Steel |  | Painted or None | Steel |  | 1901-01-01 06:00 | [15 empty] | UST Currently In Use: 0; UST Temp Close: 3; AST Currently In Use: 0; AST Temp Closed: 0 | 0 | 3 | 3 | 10756-121-004115 | BUSSIE OIL CO
4565 | Temporary Closed | 2020-07-13 06:00 | 1988-01-01 06:00 |  | Petroleum | Unleaded gasoline | Unleaded gasoline | Retail | Single Wall, Steel | Steel | Coated & cathodic protection (sti-P3) |  | Double Wall, Flexible | APT |  | Other, FLXS ISOLA | Catchment Basin, Single walled catchment basin | Automatic shutoff device At 95% full | Automatic shutoff device At 95% full |  |  | Statistical Inventory Reconciliation (SIR) | [8 empty] | UST Currently In Use: 0; UST Temp Close: 3; AST Currently In Use: 0; AST Temp Closed: 0 | 0 | 3 | 3 | 10756-121-004115 | BUSSIE OIL CO
4566 | Temporary Closed | 2020-07-13 06:00 | 1988-01-01 06:00 |  | Petroleum | On road diesel | On road diesel | Retail | Steel | Steel | Coated & cathodic protection (sti-P3) |  | Flexible |  |  | Other, FLXS ISOLA | Catchment Basin, Single walled catchment basin | Automatic shutoff device At 95% full | Automatic shutoff device At 95% full |  |  | Statistical Inventory Reconciliation (SIR) | [8 empty] | UST Currently In Use: 0; UST Temp Close: 3; AST Currently In Use: 0; AST Temp Closed: 0 | 0 | 3 | 3 | 10756-121-004115 | BUSSIE OIL CO
4567 | Temporary Closed | 2020-07-13 06:00 | 1988-01-01 06:00 |  | Petroleum | Other, OFFROAD | Other | Retail | Single Wall, Steel | Steel | Coated & cathodic protection (sti-P3) |  | Double Wall, Flexible | APT |  | Other, FLXS ISOLA | Catchment Basin, Single walled catchment basin | Automatic shutoff device At 95% full | Automatic shutoff device At 95% full |  |  | Statistical Inventory Reconciliation (SIR) | [8 empty] | UST Currently In Use: 0; UST Temp Close: 3; AST Currently In Use: 0; AST Temp Closed: 0 | 0 | 3 | 3 | 10756-121-004115 | BUSSIE OIL CO
4568 | Temporary Closed | 2013-10-04 06:00 | 1982-01-01 06:00 |  | Petroleum | Unleaded gasoline | Unleaded gasoline | Retail | Single Wall, Steel | Steel | Coated & cathodic protection (sti-P3) |  | Flexible, Single Wall | APT |  |  | Catchment Basin, Single walled catchment basin | Automatic shutoff device At 95% full | Automatic shutoff device At 95% full |  |  | Statistical Inventory Reconciliation (SIR) | [8 empty] | UST Currently In Use: 0; UST Temp Close: 2; AST Currently In Use: 1; AST Temp Closed: 0 | 0 | 2 | 0 | 10756-121-004116 | BUSSIE OIL CO
4569 | Temporary Closed | 2012-05-08 06:00 | 1982-01-01 06:00 |  | Petroleum | Premium gasoline | Premium gasoline | Retail | Single Wall, Steel | Steel | Coated & cathodic protection (sti-P3) |  | Flexible, Single Wall | APT |  |  | Catchment Basin, Single walled catchment basin | Automatic shutoff device At 95% full | Automatic shutoff device At 95% full |  |  | Statistical Inventory Reconciliation (SIR) | [8 empty] | UST Currently In Use: 0; UST Temp Close: 2; AST Currently In Use: 1; AST Temp Closed: 0 | 0 | 2 | 0 | 10756-121-004116 | BUSSIE OIL CO
4571 | Permanently Closed | 1986-01-01 06:00 | 1983-01-01 06:00 | 1988-01-01 06:00 | Petroleum | Unleaded gasoline | Unleaded gasoline |  | Steel | Steel |  | Painted or None | Steel |  | 1901-01-01 06:00 | [15 empty] | UST Currently In Use: 0; UST Temp Close: 0; AST Currently In Use: 0; AST Temp Closed: 0 | 0 | 0 | 2 | 10756-121-004117 | BUSSIE OIL CO
4572 | Permanently Closed | 1901-01-01 06:00 | 1983-01-01 06:00 | 1988-01-01 06:00 | Petroleum | Unleaded gasoline | Unleaded gasoline |  | Steel | Steel |  | Painted or None | Steel |  | 1901-01-01 06:00 | [15 empty] | UST Currently In Use: 0; UST Temp Close: 0; AST Currently In Use: 0; AST Temp Closed: 0 | 0 | 0 | 2 | 10756-121-004117 | BUSSIE OIL CO
4573 | Permanently Closed | 1998-12-22 06:00 | 1972-01-01 06:00 | 2000-02-15 06:00 | Petroleum | Unleaded gasoline | Unleaded gasoline | Retail | Steel | Steel |  | Painted or None | Steel |  | 1901-01-01 06:00 | [6 empty] | Statistical Inventory Reconciliation (SIR) | [8 empty] | UST Currently In Use: 0; UST Temp Close: 0; AST Currently In Use: 0; AST Temp Closed: 0 | 0 | 0 | 2 | 10756-121-004118 | BUSSIE OIL CO
4574 | Permanently Closed | 1998-12-22 06:00 | 1972-01-01 06:00 | 2000-02-15 06:00 | Petroleum | Mid-grade gasoline | Mid-grade gasoline | Retail | Steel | Steel |  | Painted or None | Steel |  | 1901-01-01 06:00 | [6 empty] | Statistical Inventory Reconciliation (SIR) | [8 empty] | UST Currently In Use: 0; UST Temp Close: 0; AST Currently In Use: 0; AST Temp Closed: 0 | 0 | 0 | 2 | 10756-121-004118 | BUSSIE OIL CO
4575 | Permanently Closed | 1998-12-22 06:00 | 1969-01-01 06:00 | 2000-02-23 06:00 | Petroleum | Unleaded gasoline | Unleaded gasoline | Retail | Steel | Steel |  | Painted or None | Steel |  | 1901-01-01 06:00 | [6 empty] | Statistical Inventory Reconciliation (SIR) | [5 empty] | Statistical inventory reconciliation (SIR) | Statistical inventory reconciliation (SIR) |  | UST Currently In Use: 3; UST Temp Close: 2; AST Currently In Use: 0; AST Temp Closed: 0 | 3 | 2 | 7 | 24639-121-004119 | KANAIYALAL R PATEL
4576 | Permanently Closed | 1998-12-22 06:00 | 1969-01-01 06:00 | 2000-02-23 06:00 | Petroleum | Mid-grade gasoline | Mid-grade gasoline | Retail | Steel | Steel |  | Painted or None | Steel |  | 1901-01-01 06:00 | [6 empty] | Statistical Inventory Reconciliation (SIR) | [5 empty] | Statistical inventory reconciliation (SIR) | Statistical inventory reconciliation (SIR) |  | UST Currently In Use: 3; UST Temp Close: 2; AST Currently In Use: 0; AST Temp Closed: 0 | 3 | 2 | 7 | 24639-121-004119 | KANAIYALAL R PATEL
4577 | Permanently Closed | 1998-12-22 06:00 | 1969-01-01 06:00 | 2000-02-23 06:00 | Petroleum | Premium gasoline | Premium gasoline | Retail | Steel | Steel |  | Painted or None | Steel |  | 1901-01-01 06:00 | [6 empty] | Statistical Inventory Reconciliation (SIR) | [5 empty] | Statistical inventory reconciliation (SIR) | Statistical inventory reconciliation (SIR) |  | UST Currently In Use: 3; UST Temp Close: 2; AST Currently In Use: 0; AST Temp Closed: 0 | 3 | 2 | 7 | 24639-121-004119 | KANAIYALAL R PATEL
4578 | Permanently Closed | 1998-12-22 06:00 | 1969-01-01 06:00 | 2000-02-23 06:00 | Petroleum | On road diesel | On road diesel |  | Steel | Steel |  | Painted or None | Steel |  | 1901-01-01 06:00 | [6 empty] | Statistical Inventory Reconciliation (SIR) | [5 empty] | Statistical inventory reconciliation (SIR) | Statistical inventory reconciliation (SIR) |  | UST Currently In Use: 3; UST Temp Close: 2; AST Currently In Use: 0; AST Temp Closed: 0 | 3 | 2 | 7 | 24639-121-004119 | KANAIYALAL R PATEL
4579 | Permanently Closed | 1998-12-22 06:00 | 1976-01-01 06:00 | 2000-02-23 06:00 | Petroleum | On road diesel | On road diesel |  | Steel | Steel |  | Painted or None | Steel |  | 1901-01-01 06:00 | [15 empty] | UST Currently In Use: 3; UST Temp Close: 2; AST Currently In Use: 0; AST Temp Closed: 0 | 3 | 2 | 7 | 24639-121-004119 | KANAIYALAL R PATEL
4580 | Permanently Closed | 1998-12-22 06:00 | 1976-01-01 06:00 | 2000-02-23 06:00 | Petroleum | Other, MINERAL | Other |  | Steel | Steel |  | Painted or None | Steel |  | 1901-01-01 06:00 | [15 empty] | UST Currently In Use: 3; UST Temp Close: 2; AST Currently In Use: 0; AST Temp Closed: 0 | 3 | 2 | 7 | 24639-121-004119 | KANAIYALAL R PATEL
4581 | Permanently Closed | 1998-12-22 06:00 | 1976-01-01 06:00 | 2000-02-23 06:00 | Petroleum | Other, MINERAL | Other |  | Steel | Steel |  | Painted or None | Steel |  | 1901-01-01 06:00 | [15 empty] | UST Currently In Use: 3; UST Temp Close: 2; AST Currently In Use: 0; AST Temp Closed: 0 | 3 | 2 | 7 | 24639-121-004119 | KANAIYALAL R PATEL
4582 | Retired | 1988-12-22 06:00 | 1976-01-01 06:00 |  | Petroleum | Other, OTHER | Other |  | Steel | Steel |  | Painted or None | Steel |  | 1901-01-01 06:00 | [15 empty] | UST Currently In Use: 3; UST Temp Close: 2; AST Currently In Use: 0; AST Temp Closed: 0 | 3 | 2 | 7 | 24639-121-004119 | KANAIYALAL R PATEL
4583 | Cannot Locate or abandoned | 1993-03-22 06:00 | 1975-01-01 06:00 |  | Petroleum | Unleaded gasoline | Unleaded gasoline |  | Steel | Steel |  | Painted or None | Steel |  | 1901-01-01 06:00 | [15 empty] | UST Currently In Use: 0; UST Temp Close: 0; AST Currently In Use: 0; AST Temp Closed: 0 | 0 | 0 | 0 | 10756-121-010289 | BUSSIE OIL CO
4584 | Cannot Locate or abandoned | 1993-03-22 06:00 | 1975-01-01 06:00 |  | Petroleum | Unleaded gasoline | Unleaded gasoline |  | Steel | Steel |  | Painted or None | Steel |  | 1901-01-01 06:00 | [15 empty] | UST Currently In Use: 0; UST Temp Close: 0; AST Currently In Use: 0; AST Temp Closed: 0 | 0 | 0 | 0 | 10756-121-010289 | BUSSIE OIL CO
4585 | Permanently Closed | 1996-02-22 06:00 | 1970-01-01 06:00 | 1996-02-22 06:00 | Petroleum | On road diesel | On road diesel |  | Steel | Steel |  | Painted or None | Steel |  | 1901-01-01 06:00 | [15 empty] | UST Currently In Use: 0; UST Temp Close: 0; AST Currently In Use: 0; AST Temp Closed: 0 | 0 | 0 | 4 | 10756-121-010384 | BUSSIE OIL CO
4586 | Permanently Closed | 1996-02-22 06:00 | 1970-01-01 06:00 | 1996-02-22 06:00 | Petroleum | On road diesel | On road diesel |  | Steel | Steel |  | Painted or None | Steel |  | 1901-01-01 06:00 | [15 empty] | UST Currently In Use: 0; UST Temp Close: 0; AST Currently In Use: 0; AST Temp Closed: 0 | 0 | 0 | 4 | 10756-121-010384 | BUSSIE OIL CO
4587 | Permanently Closed | 1996-02-22 06:00 | 1970-01-01 06:00 | 1996-02-22 06:00 | Petroleum | On road diesel | On road diesel |  | Steel | Steel |  | Painted or None | Steel |  | 1901-01-01 06:00 | [15 empty] | UST Currently In Use: 0; UST Temp Close: 0; AST Currently In Use: 0; AST Temp Closed: 0 | 0 | 0 | 4 | 10756-121-010384 | BUSSIE OIL CO
4588 | Permanently Closed | 1996-02-22 06:00 | 1901-01-01 06:00 | 1996-02-22 06:00 | Petroleum | On road diesel | On road diesel |  | Steel | Steel |  | Painted or None | Steel |  | 1901-01-01 06:00 | [15 empty] | UST Currently In Use: 0; UST Temp Close: 0; AST Currently In Use: 0; AST Temp Closed: 0 | 0 | 0 | 4 | 10756-121-010384 | BUSSIE OIL CO
4589 | Permanently Closed | 1998-12-22 06:00 | 1974-01-01 06:00 | 2000-02-02 06:00 | Petroleum | Unleaded gasoline | Unleaded gasoline |  | Steel | Steel |  | Painted or None | Steel |  | 1901-01-01 06:00 | [6 empty] | Statistical Inventory Reconciliation (SIR) | [8 empty] | UST Currently In Use: 0; UST Temp Close: 0; AST Currently In Use: 0; AST Temp Closed: 0 | 0 | 0 | 3 | 10756-121-010385 | BUSSIE OIL CO
4590 | Permanently Closed | 1998-12-22 06:00 | 1969-01-01 06:00 | 2000-02-02 06:00 | Petroleum | Unleaded gasoline | Unleaded gasoline |  | Steel | Steel |  | Painted or None | Steel |  | 1901-01-01 06:00 | [6 empty] | Statistical Inventory Reconciliation (SIR) | [8 empty] | UST Currently In Use: 0; UST Temp Close: 0; AST Currently In Use: 0; AST Temp Closed: 0 | 0 | 0 | 3 | 10756-121-010385 | BUSSIE OIL CO
4591 | Permanently Closed | 1998-12-22 06:00 | 1969-01-01 06:00 | 2000-02-02 06:00 | Petroleum | Unleaded gasoline | Unleaded gasoline |  | Steel | Steel |  | Painted or None | Steel |  | 1901-01-01 06:00 | [6 empty] | Statistical Inventory Reconciliation (SIR) | [8 empty] | UST Currently In Use: 0; UST Temp Close: 0; AST Currently In Use: 0; AST Temp Closed: 0 | 0 | 0 | 3 | 10756-121-010385 | BUSSIE OIL CO
4592 | Permanently Closed | 1998-10-30 06:00 | 1976-01-01 06:00 | 2000-01-25 06:00 | Petroleum | Unleaded gasoline | Unleaded gasoline | Retail | Steel | Steel |  | Painted or None | Steel |  | 1901-01-01 06:00 | [6 empty] | Statistical Inventory Reconciliation (SIR) | [8 empty] | UST Currently In Use: 0; UST Temp Close: 0; AST Currently In Use: 1; AST Temp Closed: 0 | 0 | 0 | 2 | 10756-121-010386 | BUSSIE OIL CO
4593 | Permanently Closed | 1998-10-30 06:00 | 1976-01-01 06:00 | 2000-01-25 06:00 | Petroleum | Mid-grade gasoline | Mid-grade gasoline | Retail | Steel | Steel |  | Painted or None | Steel |  | 1901-01-01 06:00 | [6 empty] | Statistical Inventory Reconciliation (SIR) | [8 empty] | UST Currently In Use: 0; UST Temp Close: 0; AST Currently In Use: 1; AST Temp Closed: 0 | 0 | 0 | 2 | 10756-121-010386 | BUSSIE OIL CO
4594 | Retired | 1984-06-01 06:00 | 1901-01-01 06:00 |  | Petroleum | Unleaded gasoline | Unleaded gasoline |  | Steel | Steel |  | Painted or None | Steel |  | 1901-01-01 06:00 | [15 empty] | UST Currently In Use: 0; UST Temp Close: 0; AST Currently In Use: 1; AST Temp Closed: 0 | 0 | 0 | 2 | 10756-121-010386 | BUSSIE OIL CO
4595 | Retired | 1988-12-22 06:00 | 1974-01-01 06:00 |  | Petroleum | Unleaded gasoline | Unleaded gasoline |  | Steel | Steel |  |  | Steel |  | 1901-01-01 06:00 | [15 empty] | UST Currently In Use: 0; UST Temp Close: 0; AST Currently In Use: 0; AST Temp Closed: 0 | 0 | 0 | 0 | 10756-121-010387 | BUSSIE OIL CO
4596 | Retired | 1988-12-22 06:00 | 1974-01-01 06:00 |  | Petroleum | Unleaded gasoline | Unleaded gasoline |  | Steel | Steel |  |  | Steel |  | 1901-01-01 06:00 | [15 empty] | UST Currently In Use: 0; UST Temp Close: 0; AST Currently In Use: 0; AST Temp Closed: 0 | 0 | 0 | 0 | 10756-121-010387 | BUSSIE OIL CO
4597 | Permanently Closed | 1998-12-22 06:00 | 1983-01-01 06:00 | 2000-01-21 06:00 | Petroleum | Unleaded gasoline | Unleaded gasoline | Retail | Steel | Steel | Coated & cathodic protection (sti-P3) |  | Steel |  | 1901-01-01 06:00 | [15 empty] | UST Currently In Use: 0; UST Temp Close: 0; AST Currently In Use: 0; AST Temp Closed: 0 | 0 | 0 | 2 | 10756-121-010390 | BUSSIE OIL CO
4598 | Permanently Closed | 1998-12-22 06:00 | 1983-01-01 06:00 | 2000-01-21 06:00 | Petroleum | Mid-grade gasoline | Mid-grade gasoline |  | Steel | Steel | Coated & cathodic protection (sti-P3) |  | Steel |  | 1901-01-01 06:00 | [15 empty] | UST Currently In Use: 0; UST Temp Close: 0; AST Currently In Use: 0; AST Temp Closed: 0 | 0 | 0 | 2 | 10756-121-010390 | BUSSIE OIL CO
4599 | Permanently Closed | 1993-03-22 06:00 | 1974-01-01 06:00 | 1995-04-08 06:00 | Petroleum | Unleaded gasoline | Unleaded gasoline |  | Steel | Steel |  | Painted or None | Steel |  | 1901-01-01 06:00 | [15 empty] | UST Currently In Use: 0; UST Temp Close: 0; AST Currently In Use: 0; AST Temp Closed: 0 | 0 | 0 | 3 | 10756-121-010391 | BUSSIE OIL CO
4600 | Permanently Closed | 1993-03-22 06:00 | 1974-01-01 06:00 | 1995-04-08 06:00 | Petroleum | Unleaded gasoline | Unleaded gasoline |  | Steel | Steel |  | Painted or None | Steel |  | 1901-01-01 06:00 | [15 empty] | UST Currently In Use: 0; UST Temp Close: 0; AST Currently In Use: 0; AST Temp Closed: 0 | 0 | 0 | 3 | 10756-121-010391 | BUSSIE OIL CO
4601 | Permanently Closed | 1993-03-22 06:00 | 1974-01-01 06:00 | 1995-04-08 06:00 | Petroleum | Unleaded gasoline | Unleaded gasoline |  | Steel | Steel |  | Painted or None | Steel |  | 1901-01-01 06:00 | [15 empty] | UST Currently In Use: 0; UST Temp Close: 0; AST Currently In Use: 0; AST Temp Closed: 0 | 0 | 0 | 3 | 10756-121-010391 | BUSSIE OIL CO
4602 | Retired | 1983-01-01 06:00 | 1964-01-01 06:00 |  | Petroleum | Unleaded gasoline | Unleaded gasoline |  | Steel | Steel |  |  | Steel |  | 1901-01-01 06:00 | [15 empty] | UST Currently In Use: 0; UST Temp Close: 0; AST Currently In Use: 0; AST Temp Closed: 0 | 0 | 0 | 0 | 10756-121-010392 | BUSSIE OIL CO
4603 | Retired | 1983-01-01 06:00 | 1964-01-01 06:00 |  | Petroleum | Unleaded gasoline | Unleaded gasoline |  | Steel | Steel |  |  | Steel |  | 1901-01-01 06:00 | [15 empty] | UST Currently In Use: 0; UST Temp Close: 0; AST Currently In Use: 0; AST Temp Closed: 0 | 0 | 0 | 0 | 10756-121-010392 | BUSSIE OIL CO
4604 | Retired | 1976-01-01 06:00 | 1964-01-01 06:00 |  | Petroleum | Unleaded gasoline | Unleaded gasoline |  | Steel | Steel |  |  |  |  | 1901-01-01 06:00 | [15 empty] | UST Currently In Use: 0; UST Temp Close: 0; AST Currently In Use: 0; AST Temp Closed: 0 | 0 | 0 | 0 | 10756-121-010393 | BUSSIE OIL CO
4605 | Retired | 1976-01-01 06:00 | 1964-01-01 06:00 |  | Petroleum | Unleaded gasoline | Unleaded gasoline |  | Steel | Steel |  |  |  |  | 1901-01-01 06:00 | [15 empty] | UST Currently In Use: 0; UST Temp Close: 0; AST Currently In Use: 0; AST Temp Closed: 0 | 0 | 0 | 0 | 10756-121-010393 | BUSSIE OIL CO
4606 | Retired | 1975-01-01 06:00 | 1970-01-01 06:00 |  | Petroleum | Other, EMPTY | Other |  | Steel | Steel |  |  |  |  | 1901-01-01 06:00 | [15 empty] | UST Currently In Use: 0; UST Temp Close: 0; AST Currently In Use: 0; AST Temp Closed: 0 | 0 | 0 | 0 | 10756-121-010394 | BUSSIE OIL CO
4607 | Retired | 1975-01-01 06:00 | 1970-01-01 06:00 |  | Petroleum | Other, EMPTY | Other |  | Steel | Steel |  |  |  |  | 1901-01-01 06:00 | [15 empty] | UST Currently In Use: 0; UST Temp Close: 0; AST Currently In Use: 0; AST Temp Closed: 0 | 0 | 0 | 0 | 10756-121-010394 | BUSSIE OIL CO
4608 | Permanently Closed | 1998-12-22 06:00 | 1978-01-01 06:00 | 2000-01-21 06:00 | Petroleum | Unleaded gasoline | Unleaded gasoline |  | Steel | Steel |  | Painted or None | Steel |  | 1901-01-01 06:00 | [15 empty] | UST Currently In Use: 0; UST Temp Close: 0; AST Currently In Use: 0; AST Temp Closed: 0 | 0 | 0 | 3 | 10756-121-010395 | BUSSIE OIL CO
4609 | Permanently Closed | 1998-12-22 06:00 | 1969-01-01 06:00 | 2000-01-21 06:00 | Petroleum | Unleaded gasoline | Unleaded gasoline |  | Steel | Steel |  | Painted or None | Steel |  | 1901-01-01 06:00 | [15 empty] | UST Currently In Use: 0; UST Temp Close: 0; AST Currently In Use: 0; AST Temp Closed: 0 | 0 | 0 | 3 | 10756-121-010395 | BUSSIE OIL CO
4610 | Permanently Closed | 1998-12-22 06:00 | 1969-01-01 06:00 | 2000-01-21 06:00 | Petroleum | Unleaded gasoline | Unleaded gasoline |  | Steel | Steel |  | Painted or None | Steel |  | 1901-01-01 06:00 | [15 empty] | UST Currently In Use: 0; UST Temp Close: 0; AST Currently In Use: 0; AST Temp Closed: 0 | 0 | 0 | 3 | 10756-121-010395 | BUSSIE OIL CO
4611 | Permanently Closed | 1989-05-01 06:00 | 1979-01-01 06:00 | 1989-05-01 06:00 | Petroleum | Unleaded gasoline | Unleaded gasoline |  | Steel | Steel |  | Painted or None | Steel |  | 1901-01-01 06:00 | [15 empty] | UST Currently In Use: 0; UST Temp Close: 0; AST Currently In Use: 0; AST Temp Closed: 0 | 0 | 0 | 5 | 10756-121-010396 | BUSSIE OIL CO
4612 | Permanently Closed | 1989-05-01 06:00 | 1982-01-01 06:00 | 1989-05-01 06:00 | Petroleum | Unleaded gasoline | Unleaded gasoline |  | Steel | Steel |  | Painted or None | Steel |  | 1901-01-01 06:00 | [15 empty] | UST Currently In Use: 0; UST Temp Close: 0; AST Currently In Use: 0; AST Temp Closed: 0 | 0 | 0 | 5 | 10756-121-010396 | BUSSIE OIL CO
4613 | Permanently Closed | 1989-05-01 06:00 | 1982-01-01 06:00 | 1989-05-01 06:00 | Petroleum | Unleaded gasoline | Unleaded gasoline |  | Steel | Steel |  | Painted or None | Steel |  | 1901-01-01 06:00 | [15 empty] | UST Currently In Use: 0; UST Temp Close: 0; AST Currently In Use: 0; AST Temp Closed: 0 | 0 | 0 | 5 | 10756-121-010396 | BUSSIE OIL CO
4614 | Permanently Closed | 1989-05-01 06:00 | 1976-01-01 06:00 | 1989-05-01 06:00 | Petroleum | On road diesel | On road diesel |  | Steel | Steel |  | Painted or None | Steel |  | 1901-01-01 06:00 | [15 empty] | UST Currently In Use: 0; UST Temp Close: 0; AST Currently In Use: 0; AST Temp Closed: 0 | 0 | 0 | 5 | 10756-121-010396 | BUSSIE OIL CO
4615 | Permanently Closed | 1901-01-01 06:00 | 1954-01-01 06:00 | 2011-11-11 06:00 | Petroleum | Unleaded gasoline | Unleaded gasoline |  | Steel | Steel |  | Painted or None | Steel |  | 1901-01-01 06:00 | [15 empty] | UST Currently In Use: 0; UST Temp Close: 0; AST Currently In Use: 0; AST Temp Closed: 0 | 0 | 0 | 5 | 10756-121-010396 | BUSSIE OIL CO
4616 | Permanently Closed | 1987-01-01 06:00 | 1980-01-01 06:00 | 1987-01-30 06:00 | Petroleum | Unleaded gasoline | Unleaded gasoline |  | Steel | Steel |  | Painted or None | Steel |  | 1901-01-01 06:00 | [15 empty] | UST Currently In Use: 0; UST Temp Close: 0; AST Currently In Use: 1; AST Temp Closed: 0 | 0 | 0 | 7 | 10756-121-010397 | BUSSIE OIL CO
4617 | Permanently Closed | 1987-01-01 06:00 | 1980-01-01 06:00 | 1987-01-30 06:00 | Petroleum | Unleaded gasoline | Unleaded gasoline |  | Steel | Steel |  | Painted or None | Steel |  | 1901-01-01 06:00 | [15 empty] | UST Currently In Use: 0; UST Temp Close: 0; AST Currently In Use: 1; AST Temp Closed: 0 | 0 | 0 | 7 | 10756-121-010397 | BUSSIE OIL CO
4618 | Permanently Closed | 1987-01-01 06:00 | 1974-01-01 06:00 | 1987-01-30 06:00 | Petroleum | Unleaded gasoline | Unleaded gasoline |  | Steel | Steel |  |  |  |  | 1901-01-01 06:00 | [15 empty] | UST Currently In Use: 0; UST Temp Close: 0; AST Currently In Use: 1; AST Temp Closed: 0 | 0 | 0 | 7 | 10756-121-010397 | BUSSIE OIL CO
4619 | Permanently Closed | 1987-01-01 06:00 | 1974-01-01 06:00 | 1987-01-30 06:00 | Petroleum | Unleaded gasoline | Unleaded gasoline |  | Steel | Steel |  |  |  |  | 1901-01-01 06:00 | [15 empty] | UST Currently In Use: 0; UST Temp Close: 0; AST Currently In Use: 1; AST Temp Closed: 0 | 0 | 0 | 7 | 10756-121-010397 | BUSSIE OIL CO
4620 | Permanently Closed | 1998-12-22 06:00 | 1985-01-01 06:00 | 2000-01-17 06:00 | Petroleum | Unleaded gasoline | Unleaded gasoline |  | Steel | Steel | Coated & cathodic protection (sti-P3) |  | Steel |  | 1901-01-01 06:00 | [15 empty] | UST Currently In Use: 0; UST Temp Close: 0; AST Currently In Use: 1; AST Temp Closed: 0 | 0 | 0 | 7 | 10756-121-010397 | BUSSIE OIL CO
4621 | Permanently Closed | 1998-12-22 06:00 | 1985-01-01 06:00 | 2000-01-17 06:00 | Petroleum | Unleaded gasoline | Unleaded gasoline |  | Steel | Steel | Coated & cathodic protection (sti-P3) |  | Steel |  | 1901-01-01 06:00 | [15 empty] | UST Currently In Use: 0; UST Temp Close: 0; AST Currently In Use: 1; AST Temp Closed: 0 | 0 | 0 | 7 | 10756-121-010397 | BUSSIE OIL CO
4622 | Permanently Closed | 1998-12-22 06:00 | 1985-01-01 06:00 | 2000-01-17 06:00 | Petroleum | Unleaded gasoline | Unleaded gasoline |  | Steel | Steel | Coated & cathodic protection (sti-P3) |  | Steel |  | 1901-01-01 06:00 | [15 empty] | UST Currently In Use: 0; UST Temp Close: 0; AST Currently In Use: 1; AST Temp Closed: 0 | 0 | 0 | 7 | 10756-121-010397 | BUSSIE OIL CO
4623 | Permanently Closed | 1991-12-20 06:00 | 1974-01-01 06:00 | 1991-12-20 06:00 | Petroleum | Unleaded gasoline | Unleaded gasoline |  | Steel | Steel |  | Painted or None | Steel |  | 1901-01-01 06:00 | [15 empty] | UST Currently In Use: 0; UST Temp Close: 0; AST Currently In Use: 0; AST Temp Closed: 0 | 0 | 0 | 4 | 10756-121-010398 | BUSSIE OIL CO
4624 | Permanently Closed | 1991-12-20 06:00 | 1974-01-01 06:00 | 1991-12-20 06:00 | Petroleum | Unleaded gasoline | Unleaded gasoline |  | Steel | Steel |  | Painted or None | Steel |  | 1901-01-01 06:00 | [15 empty] | UST Currently In Use: 0; UST Temp Close: 0; AST Currently In Use: 0; AST Temp Closed: 0 | 0 | 0 | 4 | 10756-121-010398 | BUSSIE OIL CO
4625 | Permanently Closed | 1991-12-20 06:00 | 1949-01-01 06:00 | 1991-12-20 06:00 | Petroleum | Unleaded gasoline | Unleaded gasoline |  | Steel | Steel |  |  | Steel |  | 1901-01-01 06:00 | [15 empty] | UST Currently In Use: 0; UST Temp Close: 0; AST Currently In Use: 0; AST Temp Closed: 0 | 0 | 0 | 4 | 10756-121-010398 | BUSSIE OIL CO
4626 | Permanently Closed | 1986-04-30 06:00 | 1949-01-01 06:00 | 1991-12-20 06:00 | Petroleum | Other, OTHER | Other |  | Steel | Steel |  |  | Steel |  | 1901-01-01 06:00 | [15 empty] | UST Currently In Use: 0; UST Temp Close: 0; AST Currently In Use: 0; AST Temp Closed: 0 | 0 | 0 | 4 | 10756-121-010398 | BUSSIE OIL CO
4627 | Retired | 1978-01-01 06:00 | 1972-01-01 06:00 |  | Petroleum | Other, EMPTY | Other | [7 empty] | 1901-01-01 06:00 | [15 empty] | UST Currently In Use: 0; UST Temp Close: 0; AST Currently In Use: 0; AST Temp Closed: 0 | 0 | 0 | 0 | 10756-121-010399 | BUSSIE OIL CO
4628 | Retired | 1978-01-01 06:00 | 1972-01-01 06:00 |  | Petroleum | Other, EMPTY | Other | [7 empty] | 1901-01-01 06:00 | [15 empty] | UST Currently In Use: 0; UST Temp Close: 0; AST Currently In Use: 0; AST Temp Closed: 0 | 0 | 0 | 0 | 10756-121-010399 | BUSSIE OIL CO
4629 | Retired | 1984-08-01 06:00 | 1977-01-01 06:00 |  | Petroleum | Other, OTHER | Other |  | Steel | Steel |  |  | Steel |  | 1901-01-01 06:00 | [15 empty] | UST Currently In Use: 0; UST Temp Close: 0; AST Currently In Use: 0; AST Temp Closed: 0 | 0 | 0 | 0 | 10756-121-011917 | BUSSIE OIL CO
4630 | Retired | 1984-08-01 06:00 | 1977-01-01 06:00 |  | Petroleum | Other, OTHER | Other |  | Steel | Steel |  |  | Steel |  | 1901-01-01 06:00 | [15 empty] | UST Currently In Use: 0; UST Temp Close: 0; AST Currently In Use: 0; AST Temp Closed: 0 | 0 | 0 | 0 | 10756-121-011917 | BUSSIE OIL CO
4631 | Retired | 1984-08-01 06:00 | 1977-01-01 06:00 |  | Petroleum | Other, OTHER | Other |  | Steel | Steel |  |  | Steel |  | 1901-01-01 06:00 | [15 empty] | UST Currently In Use: 0; UST Temp Close: 0; AST Currently In Use: 0; AST Temp Closed: 0 | 0 | 0 | 0 | 10756-121-011917 | BUSSIE OIL CO
4632 | Permanently Closed | 1993-03-29 06:00 | 1976-01-01 06:00 | 1993-03-29 06:00 | Petroleum | Unleaded gasoline | Unleaded gasoline |  | Steel | Steel |  | Painted or None | Steel |  | 1901-01-01 06:00 | [15 empty] | UST Currently In Use: 0; UST Temp Close: 0; AST Currently In Use: 3; AST Temp Closed: 0 | 0 | 0 | 4 | 10758-077-001090 | BUSTER THORNTON
4633 | Permanently Closed | 1993-03-29 06:00 | 1977-01-01 06:00 | 1993-03-29 06:00 | Petroleum | Unleaded gasoline | Unleaded gasoline |  | Steel | Steel |  | Painted or None | Steel |  | 1901-01-01 06:00 | [15 empty] | UST Currently In Use: 0; UST Temp Close: 0; AST Currently In Use: 3; AST Temp Closed: 0 | 0 | 0 | 4 | 10758-077-001090 | BUSTER THORNTON
4634 | Permanently Closed | 1993-12-20 06:00 | 1976-01-01 06:00 | 1993-12-20 06:00 | Petroleum | Unleaded gasoline | Unleaded gasoline |  | Steel | Steel |  | Painted or None | Steel |  | 1901-01-01 06:00 | [15 empty] | UST Currently In Use: 0; UST Temp Close: 0; AST Currently In Use: 3; AST Temp Closed: 0 | 0 | 0 | 4 | 10758-077-001090 | BUSTER THORNTON
4635 | Permanently Closed | 1993-12-20 06:00 | 1978-01-01 06:00 | 1993-12-20 06:00 | Petroleum | On road diesel | On road diesel |  | Steel | Steel |  | Painted or None | Steel |  | 1901-01-01 06:00 | [15 empty] | UST Currently In Use: 0; UST Temp Close: 0; AST Currently In Use: 3; AST Temp Closed: 0 | 0 | 0 | 4 | 10758-077-001090 | BUSTER THORNTON
4636 | Permanently Closed | 1988-03-01 06:00 | 1977-01-01 06:00 | 1988-03-01 06:00 | Petroleum | On road diesel | On road diesel |  | Steel | Steel |  | Painted or None | Steel |  | 1901-01-01 06:00 | [15 empty] | UST Currently In Use: 0; UST Temp Close: 0; AST Currently In Use: 1; AST Temp Closed: 0 | 0 | 0 | 1 | 10760-075-011910 | BUTLER & CO INC
4637 | Permanently Closed | 1901-01-01 06:00 | 1939-01-01 06:00 | 1989-07-31 06:00 | Petroleum | Unleaded gasoline | Unleaded gasoline | Local government | Steel | Steel |  | Painted or None | Steel |  | 1901-01-01 06:00 | [15 empty] | UST Currently In Use: 2; UST Temp Close: 0; AST Currently In Use: 0; AST Temp Closed: 0 | 2 | 0 | 1 | 10761-013-002562 | BUTLER COUNTY BOARD OF EDUCATION
4638 | Currently in Use |  | 1989-08-22 06:00 |  | Petroleum | Unleaded gasoline | Unleaded gasoline | Local government | Steel | Steel | Coated & cathodic protection (sti-P3) |  | Fiberglass reinforced plastic |  |  |  | Catchment Basin, Single walled catchment basin | Audible high level alarm At 90% full | Audible high level alarm At 90% full |  |  | Automatic Tank Gauge | [8 empty] | UST Currently In Use: 2; UST Temp Close: 0; AST Currently In Use: 0; AST Temp Closed: 0 | 2 | 0 | 1 | 10761-013-002562 | BUTLER COUNTY BOARD OF EDUCATION
4639 | Currently in Use |  | 1989-08-22 06:00 |  | Petroleum | On road diesel | On road diesel | Local government | Steel | Steel | Coated & cathodic protection (sti-P3) |  | Fiberglass reinforced plastic |  |  |  | Catchment Basin, Single walled catchment basin | Audible high level alarm At 90% full | Audible high level alarm At 90% full |  |  | Automatic Tank Gauge | [8 empty] | UST Currently In Use: 2; UST Temp Close: 0; AST Currently In Use: 0; AST Temp Closed: 0 | 2 | 0 | 1 | 10761-013-002562 | BUTLER COUNTY BOARD OF EDUCATION
4640 | Permanently Closed | 1998-06-17 06:00 | 1978-01-01 06:00 | 1998-06-19 06:00 | Petroleum | Unleaded gasoline | Unleaded gasoline | Local government | Steel | Steel |  | Painted or None | Steel |  | 1901-01-01 06:00 | [12 empty] | Annual line testing | Annual line testing |  | UST Currently In Use: 0; UST Temp Close: 0; AST Currently In Use: 0; AST Temp Closed: 0 | 0 | 0 | 2 | 10761-013-002563 | BUTLER COUNTY BOARD OF EDUCATION
4641 | Permanently Closed | 1980-06-01 06:00 | 1943-01-01 07:00 | 1989-07-31 06:00 | Petroleum | Unleaded gasoline | Unleaded gasoline | Local government | Steel | Steel |  | Painted or None | Steel |  | 1901-01-01 06:00 | [15 empty] | UST Currently In Use: 0; UST Temp Close: 0; AST Currently In Use: 0; AST Temp Closed: 0 | 0 | 0 | 2 | 10761-013-002563 | BUTLER COUNTY BOARD OF EDUCATION
4642 | Permanently Closed | 1994-12-01 06:00 | 1950-01-01 06:00 | 1994-12-12 06:00 | Petroleum | Unleaded gasoline | Unleaded gasoline | Local government | Steel | Steel |  | Painted or None | Steel |  | 1901-01-01 06:00 | [12 empty] | Annual line testing | Annual line testing |  | UST Currently In Use: 0; UST Temp Close: 0; AST Currently In Use: 1; AST Temp Closed: 0 | 0 | 0 | 1 | 10761-013-002564 | BUTLER COUNTY BOARD OF EDUCATION
4643 | Permanently Closed | 1901-01-01 06:00 | 1971-01-01 06:00 | 1989-07-31 06:00 | Petroleum | Other, HEATINGOIL | Other | Local government | Steel | Steel |  | Painted or None | Steel |  | 1901-01-01 06:00 | [15 empty] | UST Currently In Use: 0; UST Temp Close: 0; AST Currently In Use: 0; AST Temp Closed: 0 | 0 | 0 | 1 | 10761-013-002565 | BUTLER COUNTY BOARD OF EDUCATION
4644 | Permanently Closed | 1901-01-01 06:00 | 1958-01-01 06:00 | 1989-07-31 06:00 | Petroleum | Unleaded gasoline | Unleaded gasoline | Local government | Steel | Steel |  | Painted or None | Steel |  | 1901-01-01 06:00 | [15 empty] | UST Currently In Use: 0; UST Temp Close: 0; AST Currently In Use: 0; AST Temp Closed: 0 | 0 | 0 | 1 | 10761-013-002566 | BUTLER COUNTY BOARD OF EDUCATION
4645 | Permanently Closed | 1990-12-04 06:00 | 1969-01-01 06:00 | 1990-12-04 06:00 | Petroleum | Unleaded gasoline | Unleaded gasoline | Local government | Steel | Steel |  | Painted or None | Steel |  | 1901-01-01 06:00 | [15 empty] | UST Currently In Use: 0; UST Temp Close: 0; AST Currently In Use: 3; AST Temp Closed: 0 | 0 | 0 | 1 | 10762-013-001901 | BUTLER COUNTY COMMISSION
4646 | Permanently Closed | 1991-01-25 06:00 | 1969-01-01 06:00 | 1991-01-25 06:00 | Petroleum | Unleaded gasoline | Unleaded gasoline | Local government | Steel | Steel |  |  | Steel |  | 1901-01-01 06:00 | [15 empty] | UST Currently In Use: 0; UST Temp Close: 0; AST Currently In Use: 0; AST Temp Closed: 0 | 0 | 0 | 1 | 10762-013-013825 | BUTLER COUNTY COMMISSION
4647 | Permanently Closed | 1993-01-14 06:00 | 1977-01-01 06:00 | 1993-01-14 06:00 | Petroleum | Unleaded gasoline | Unleaded gasoline |  | Steel | Steel |  | Painted or None | Steel |  | 1901-01-01 06:00 | [15 empty] | UST Currently In Use: 0; UST Temp Close: 0; AST Currently In Use: 0; AST Temp Closed: 0 | 0 | 0 | 2 | 10763-073-008804 | BUTLER MANUFACTURING CO
4648 | Permanently Closed | 1979-08-01 06:00 | 1965-01-01 06:00 | 1993-01-14 06:00 | Petroleum | Other, OTHER | Other |  | Steel | Steel |  | Painted or None | Steel |  | 1901-01-01 06:00 | [15 empty] | UST Currently In Use: 0; UST Temp Close: 0; AST Currently In Use: 0; AST Temp Closed: 0 | 0 | 0 | 2 | 10763-073-008804 | BUTLER MANUFACTURING CO
4649 | Currently in Use |  | 1984-01-05 06:00 |  | Petroleum | Unleaded gasoline | Unleaded gasoline | Retail | Single Wall, Steel | Steel | Field installed cathodic protection |  | Fiberglass reinforced plastic, Single Wall |  |  |  | Catchment Basin, Single walled catchment basin | Automatic shutoff device At 95% full | Automatic shutoff device At 95% full |  |  | Continuous Automatic Tank Gauge | Direct Bury submersible pump | Automatic flow restrictor (MLLD) | Automatic flow restrictor (MLLD) |  |  | Annual line testing, Continuous alarm system | Continuous alarm system |  | UST Currently In Use: 2; UST Temp Close: 0; AST Currently In Use: 0; AST Temp Closed: 0 | 2 | 0 | 0 | 10764-043-008832 | ALAN WALKER
4651 | Currently in Use |  | 1984-01-05 06:00 |  | Petroleum | Premium gasoline | Premium gasoline | Retail | Single Wall, Steel | Steel | Field installed cathodic protection |  | Fiberglass reinforced plastic, Single Wall |  |  |  | Catchment Basin, Single walled catchment basin | Automatic shutoff device At 95% full | Automatic shutoff device At 95% full |  | SENSOR TO ATG | Continuous Automatic Tank Gauge | Direct Bury submersible pump | Automatic flow restrictor (MLLD) | Automatic flow restrictor (MLLD) |  |  | Annual line testing, Continuous alarm system | Continuous alarm system | Pressurized Piping | UST Currently In Use: 2; UST Temp Close: 0; AST Currently In Use: 0; AST Temp Closed: 0 | 2 | 0 | 0 | 10764-043-008832 | ALAN WALKER
4652 | Currently in Use |  | 1979-01-01 06:00 |  | Petroleum | Unleaded gasoline | Unleaded gasoline | Retail | Single Wall, Steel | Steel | Field installed cathodic protection |  | Single Wall, Steel |  |  | Field installed cathodic protection | Catchment Basin, Single walled catchment basin | Automatic shutoff device At 95% full | Automatic shutoff device At 95% full |  |  | Statistical Inventory Reconciliation (SIR) | [8 empty] | UST Currently In Use: 4; UST Temp Close: 1; AST Currently In Use: 0; AST Temp Closed: 0 | 4 | 1 | 0 | 25226-019-000777 | PRADIPKUMAR PANCHAL
4653 | Currently in Use |  | 1979-01-01 06:00 |  | Petroleum | Mid-grade gasoline | Mid-grade gasoline | Retail | Single Wall, Steel | Steel | Field installed cathodic protection |  | Single Wall, Steel |  |  | Field installed cathodic protection | Catchment Basin, Single walled catchment basin | Automatic shutoff device At 95% full | Automatic shutoff device At 95% full |  |  | Statistical Inventory Reconciliation (SIR) | [8 empty] | UST Currently In Use: 4; UST Temp Close: 1; AST Currently In Use: 0; AST Temp Closed: 0 | 4 | 1 | 0 | 25226-019-000777 | PRADIPKUMAR PANCHAL
4654 | Currently in Use |  | 1979-01-01 06:00 |  | Petroleum | Premium gasoline | Premium gasoline | Retail | Single Wall, Steel | Steel | Field installed cathodic protection |  | Single Wall, Steel |  |  | Field installed cathodic protection | Catchment Basin, Single walled catchment basin | Automatic shutoff device At 95% full | Automatic shutoff device At 95% full |  |  | Statistical Inventory Reconciliation (SIR) | [8 empty] | UST Currently In Use: 4; UST Temp Close: 1; AST Currently In Use: 0; AST Temp Closed: 0 | 4 | 1 | 0 | 25226-019-000777 | PRADIPKUMAR PANCHAL
4655 | Currently in Use |  | 1979-01-01 06:00 |  | Petroleum | On road diesel | On road diesel | Retail | Single Wall, Steel | Steel | Field installed cathodic protection |  | Single Wall, Steel |  |  | Field installed cathodic protection | Catchment Basin, Single walled catchment basin | Automatic shutoff device At 95% full | Automatic shutoff device At 95% full |  |  | Statistical Inventory Reconciliation (SIR) | [8 empty] | UST Currently In Use: 4; UST Temp Close: 1; AST Currently In Use: 0; AST Temp Closed: 0 | 4 | 1 | 0 | 25226-019-000777 | PRADIPKUMAR PANCHAL
4656 | Temporary Closed | 2017-06-20 06:00 | 1983-01-01 06:00 |  | Petroleum | Other, OFFROAD | Other | Retail | Single Wall, Steel | Steel | Field installed cathodic protection |  | Single Wall, Steel |  |  | Field installed cathodic protection | Catchment Basin, Single walled catchment basin | Automatic shutoff device At 95% full | Automatic shutoff device At 95% full |  |  | Statistical Inventory Reconciliation (SIR) | [8 empty] | UST Currently In Use: 4; UST Temp Close: 1; AST Currently In Use: 0; AST Temp Closed: 0 | 4 | 1 | 0 | 25226-019-000777 | PRADIPKUMAR PANCHAL
4657 | Retired | 1988-01-01 06:00 | 1981-01-01 06:00 |  | Petroleum | Unleaded gasoline | Unleaded gasoline |  | Steel | Steel |  | Painted or None | Steel |  | 1901-01-01 06:00 | [15 empty] | UST Currently In Use: 0; UST Temp Close: 0; AST Currently In Use: 0; AST Temp Closed: 0 | 0 | 0 | 0 | 10766-025-000680 | BYERS FORD INC
4658 | Permanently Closed | 1979-01-01 06:00 | 1969-01-01 06:00 | 1989-06-16 06:00 | Petroleum | Unleaded gasoline | Unleaded gasoline | [7 empty] | 1901-01-01 06:00 | [15 empty] | UST Currently In Use: 0; UST Temp Close: 0; AST Currently In Use: 0; AST Temp Closed: 0 | 0 | 0 | 3 | 10767-097-007230 | BYRD'S MUFFLER SHOP
4659 | Permanently Closed | 1979-01-01 06:00 | 1969-01-01 06:00 | 1989-06-16 06:00 | Petroleum | Unleaded gasoline | Unleaded gasoline | [7 empty] | 1901-01-01 06:00 | [15 empty] | UST Currently In Use: 0; UST Temp Close: 0; AST Currently In Use: 0; AST Temp Closed: 0 | 0 | 0 | 3 | 10767-097-007230 | BYRD'S MUFFLER SHOP
4660 | Permanently Closed | 1979-01-01 06:00 | 1969-01-01 06:00 | 1989-06-16 06:00 | Petroleum | Unleaded gasoline | Unleaded gasoline | [7 empty] | 1901-01-01 06:00 | [15 empty] | UST Currently In Use: 0; UST Temp Close: 0; AST Currently In Use: 0; AST Temp Closed: 0 | 0 | 0 | 3 | 10767-097-007230 | BYRD'S MUFFLER SHOP
4661 | Currently in Use |  | 1988-04-15 06:00 |  | Petroleum | Unleaded gasoline | Unleaded gasoline | Retail | Fiberglass coated steel | Fiberglass coated steel |  |  | Fiberglass reinforced plastic |  | 1901-01-01 06:00 |  | Catchment Basin, Single walled catchment basin | Automatic shutoff device At 95% full | Automatic shutoff device At 95% full |  |  | Statistical Inventory Reconciliation (SIR) |  | Automatic flow restrictor (MLLD) | Automatic flow restrictor (MLLD) |  |  | Annual line testing, Statistical inventory reconciliation (SIR) | Statistical inventory reconciliation (SIR) |  | UST Currently In Use: 4; UST Temp Close: 0; AST Currently In Use: 0; AST Temp Closed: 0 | 4 | 0 | 0 | 14801-071-013189 | OILOP, INC.
4662 | Currently in Use |  | 1988-04-15 06:00 |  | Petroleum | Unleaded gasoline | Unleaded gasoline | Retail | Fiberglass coated steel | Fiberglass coated steel |  |  | Fiberglass reinforced plastic |  | 1901-01-01 06:00 |  | Catchment Basin, Single walled catchment basin | Automatic shutoff device At 95% full | Automatic shutoff device At 95% full |  |  | Statistical Inventory Reconciliation (SIR) |  | Other, MANIFOLDED | Other |  |  | Other, MANIFOLDED | Other |  | UST Currently In Use: 4; UST Temp Close: 0; AST Currently In Use: 0; AST Temp Closed: 0 | 4 | 0 | 0 | 14801-071-013189 | OILOP, INC.
4663 | Currently in Use |  | 1988-04-15 06:00 |  | Petroleum | Premium gasoline | Premium gasoline | Retail | Fiberglass coated steel | Fiberglass coated steel |  |  | Fiberglass reinforced plastic |  | 1901-01-01 06:00 |  | Catchment Basin, Single walled catchment basin | Automatic shutoff device At 95% full | Automatic shutoff device At 95% full |  |  | Statistical Inventory Reconciliation (SIR) |  | Automatic flow restrictor (MLLD) | Automatic flow restrictor (MLLD) |  |  | Annual line testing, Statistical inventory reconciliation (SIR) | Statistical inventory reconciliation (SIR) |  | UST Currently In Use: 4; UST Temp Close: 0; AST Currently In Use: 0; AST Temp Closed: 0 | 4 | 0 | 0 | 14801-071-013189 | OILOP, INC.
4664 | Currently in Use |  | 1988-04-15 06:00 |  | Petroleum | On road diesel | On road diesel | Retail | Fiberglass coated steel | Fiberglass coated steel |  |  | Fiberglass reinforced plastic |  | 1901-01-01 06:00 |  | Catchment Basin, Single walled catchment basin | Automatic shutoff device At 95% full | Automatic shutoff device At 95% full |  |  | Statistical Inventory Reconciliation (SIR) | [8 empty] | UST Currently In Use: 4; UST Temp Close: 0; AST Currently In Use: 0; AST Temp Closed: 0 | 4 | 0 | 0 | 14801-071-013189 | OILOP, INC.
4665 | Permanently Closed | 1997-10-01 06:00 | 1988-01-01 06:00 | 1998-03-11 06:00 | Petroleum | Unleaded gasoline | Unleaded gasoline |  | Steel | Steel | Coated & cathodic protection (sti-P3) |  | Fiberglass reinforced plastic |  | 1901-01-01 06:00 |  | Catchment Basin, Single walled catchment basin |  |  |  |  | Statistical Inventory Reconciliation (SIR) | [5 empty] | Annual line testing, Statistical inventory reconciliation (SIR) | Statistical inventory reconciliation (SIR) |  | UST Currently In Use: 0; UST Temp Close: 0; AST Currently In Use: 0; AST Temp Closed: 0 | 0 | 0 | 4 | 10769-083-013715 | BYROM OIL CO INC
4666 | Permanently Closed | 1997-10-01 06:00 | 1988-01-01 06:00 | 1998-03-11 06:00 | Petroleum | Unleaded gasoline | Unleaded gasoline |  | Steel | Steel | Coated & cathodic protection (sti-P3) |  | Fiberglass reinforced plastic |  | 1901-01-01 06:00 |  | Catchment Basin, Single walled catchment basin |  |  |  |  | Statistical Inventory Reconciliation (SIR) | [5 empty] | Annual line testing, Statistical inventory reconciliation (SIR) | Statistical inventory reconciliation (SIR) |  | UST Currently In Use: 0; UST Temp Close: 0; AST Currently In Use: 0; AST Temp Closed: 0 | 0 | 0 | 4 | 10769-083-013715 | BYROM OIL CO INC
4667 | Permanently Closed | 1997-10-01 06:00 | 1988-01-01 06:00 | 1998-03-11 06:00 | Petroleum | Unleaded gasoline | Unleaded gasoline |  | Steel | Steel | Coated & cathodic protection (sti-P3) |  | Fiberglass reinforced plastic |  | 1901-01-01 06:00 |  | Catchment Basin, Single walled catchment basin |  |  |  |  | Statistical Inventory Reconciliation (SIR) | [5 empty] | Annual line testing, Statistical inventory reconciliation (SIR) | Statistical inventory reconciliation (SIR) |  | UST Currently In Use: 0; UST Temp Close: 0; AST Currently In Use: 0; AST Temp Closed: 0 | 0 | 0 | 4 | 10769-083-013715 | BYROM OIL CO INC
4668 | Permanently Closed | 1997-10-01 06:00 | 1988-01-01 06:00 | 1998-03-11 06:00 | Petroleum | Kerosene | Kerosene |  | Steel | Steel | Coated & cathodic protection (sti-P3) |  | Fiberglass reinforced plastic |  | 1901-01-01 06:00 |  | Catchment Basin, Single walled catchment basin |  |  |  |  | Statistical Inventory Reconciliation (SIR) | [5 empty] | Statistical inventory reconciliation (SIR) | Statistical inventory reconciliation (SIR) |  | UST Currently In Use: 0; UST Temp Close: 0; AST Currently In Use: 0; AST Temp Closed: 0 | 0 | 0 | 4 | 10769-083-013715 | BYROM OIL CO INC
4669 | Currently in Use |  | 1984-01-01 06:00 |  | Petroleum | Unleaded gasoline | Unleaded gasoline | Retail | Steel | Steel | Coated & cathodic protection (sti-P3) |  | Fiberglass reinforced plastic |  |  |  | Catchment Basin, Single walled catchment basin | Automatic shutoff device At 95% full, Flow Rest 90% Full | Flow Rest 90% Full |  |  | Statistical Inventory Reconciliation (SIR) |  | Automatic flow restrictor (MLLD) | Automatic flow restrictor (MLLD) |  |  | Annual line testing, Statistical inventory reconciliation (SIR) | Statistical inventory reconciliation (SIR) |  | UST Currently In Use: 2; UST Temp Close: 3; AST Currently In Use: 0; AST Temp Closed: 0 | 2 | 3 | 0 | 22813-089-007690 | HESAM, INC.
4670 | Currently in Use |  | 1984-01-01 06:00 |  | Petroleum | Premium gasoline | Premium gasoline | Retail | Steel | Steel | Coated & cathodic protection (sti-P3) |  | Fiberglass reinforced plastic |  |  |  | Catchment Basin, Single walled catchment basin | Automatic shutoff device At 95% full, Flow Rest 90% Full | Flow Rest 90% Full |  |  | Statistical Inventory Reconciliation (SIR) |  | Automatic flow restrictor (MLLD) | Automatic flow restrictor (MLLD) |  |  | Annual line testing, Statistical inventory reconciliation (SIR) | Statistical inventory reconciliation (SIR) |  | UST Currently In Use: 2; UST Temp Close: 3; AST Currently In Use: 0; AST Temp Closed: 0 | 2 | 3 | 0 | 22813-089-007690 | HESAM, INC.
4671 | Temporary Closed | 2014-02-01 06:00 | 1984-01-01 06:00 |  | Petroleum | Mid-grade gasoline | Mid-grade gasoline | Retail | Steel | Steel | Coated & cathodic protection (sti-P3) |  | Fiberglass reinforced plastic |  |  |  | Catchment Basin, Single walled catchment basin | Automatic shutoff device At 95% full, Flow Rest 90% Full | Flow Rest 90% Full |  |  | Statistical Inventory Reconciliation (SIR) |  | Automatic flow restrictor (MLLD) | Automatic flow restrictor (MLLD) |  |  | Statistical inventory reconciliation (SIR) | Statistical inventory reconciliation (SIR) |  | UST Currently In Use: 2; UST Temp Close: 3; AST Currently In Use: 0; AST Temp Closed: 0 | 2 | 3 | 0 | 22813-089-007690 | HESAM, INC.
4672 | Temporary Closed | 2014-02-01 06:00 | 1984-01-01 06:00 |  | Petroleum | Kerosene | Kerosene | Retail | Steel | Steel | Coated & cathodic protection (sti-P3) |  | Fiberglass reinforced plastic |  |  |  | Catchment Basin, Single walled catchment basin | Flow Rest 90% Full | Flow Rest 90% Full |  |  | Statistical Inventory Reconciliation (SIR) | [8 empty] | UST Currently In Use: 2; UST Temp Close: 3; AST Currently In Use: 0; AST Temp Closed: 0 | 2 | 3 | 0 | 22813-089-007690 | HESAM, INC.
4673 | Temporary Closed | 2019-01-08 06:00 | 1984-01-01 06:00 |  | Petroleum | On road diesel | On road diesel | Retail | Steel | Steel | Coated & cathodic protection (sti-P3) |  | Fiberglass reinforced plastic |  |  |  | Catchment Basin, Single walled catchment basin | Flow Rest 90% Full | Flow Rest 90% Full |  |  | Statistical Inventory Reconciliation (SIR) |  | Automatic flow restrictor (MLLD) | Automatic flow restrictor (MLLD) |  |  | Annual line testing, Statistical inventory reconciliation (SIR) | Statistical inventory reconciliation (SIR) |  | UST Currently In Use: 2; UST Temp Close: 3; AST Currently In Use: 0; AST Temp Closed: 0 | 2 | 3 | 0 | 22813-089-007690 | HESAM, INC.
4674 | Permanently Closed | 1901-01-01 06:00 | 1967-01-01 06:00 | 1988-08-01 06:00 | Petroleum | Used oil | Used oil |  | Steel | Steel |  | Painted or None | Steel |  | 1901-01-01 06:00 | [15 empty] | UST Currently In Use: 3; UST Temp Close: 1; AST Currently In Use: 0; AST Temp Closed: 0 | 3 | 1 | 6 | 20681-089-009849 | SRIPRADAN PROPERTIES LLC
4675 | Permanently Closed | 1901-01-01 06:00 | 1967-01-01 06:00 | 1988-08-01 06:00 | Petroleum | Unleaded gasoline | Unleaded gasoline |  | Steel | Steel | Other, GALVINIZED |  | Steel |  | 1901-01-01 06:00 | [15 empty] | UST Currently In Use: 3; UST Temp Close: 1; AST Currently In Use: 0; AST Temp Closed: 0 | 3 | 1 | 6 | 20681-089-009849 | SRIPRADAN PROPERTIES LLC
4676 | Permanently Closed | 1901-01-01 06:00 | 1967-01-01 06:00 | 1988-08-01 06:00 | Petroleum | Unleaded gasoline | Unleaded gasoline |  | Steel | Steel | Other, GALVINIZED |  | Steel |  | 1901-01-01 06:00 | [15 empty] | UST Currently In Use: 3; UST Temp Close: 1; AST Currently In Use: 0; AST Temp Closed: 0 | 3 | 1 | 6 | 20681-089-009849 | SRIPRADAN PROPERTIES LLC
4677 | Permanently Closed | 1901-01-01 06:00 | 1967-01-01 06:00 | 1988-08-01 06:00 | Petroleum | Unleaded gasoline | Unleaded gasoline |  | Steel | Steel | Other, GALVINIZED |  | Fiberglass reinforced plastic |  | 1901-01-01 06:00 | [15 empty] | UST Currently In Use: 3; UST Temp Close: 1; AST Currently In Use: 0; AST Temp Closed: 0 | 3 | 1 | 6 | 20681-089-009849 | SRIPRADAN PROPERTIES LLC
4678 | Permanently Closed | 1901-01-01 06:00 | 1967-01-01 06:00 | 1988-08-01 06:00 | Petroleum | Unleaded gasoline | Unleaded gasoline |  | Steel | Steel | Other, GALVINIZED |  | Fiberglass reinforced plastic |  | 1901-01-01 06:00 | [15 empty] | UST Currently In Use: 3; UST Temp Close: 1; AST Currently In Use: 0; AST Temp Closed: 0 | 3 | 1 | 6 | 20681-089-009849 | SRIPRADAN PROPERTIES LLC
4679 | Permanently Closed | 1901-01-01 06:00 | 1967-01-01 06:00 | 1988-08-01 06:00 | Petroleum | Unleaded gasoline | Unleaded gasoline |  | Steel | Steel | Other, GALVINIZED |  | Fiberglass reinforced plastic |  | 1901-01-01 06:00 | [15 empty] | UST Currently In Use: 3; UST Temp Close: 1; AST Currently In Use: 0; AST Temp Closed: 0 | 3 | 1 | 6 | 20681-089-009849 | SRIPRADAN PROPERTIES LLC
4680 | Currently in Use |  | 1988-09-28 06:00 |  | Petroleum | Unleaded gasoline | Unleaded gasoline | Retail | Fiberglass reinforced plastic, Single Wall | Single Wall |  |  | Fiberglass reinforced plastic, Single Wall |  | 1901-01-01 06:00 |  | Catchment Basin, Single walled catchment basin | Audible high level alarm At 90% full | Audible high level alarm At 90% full |  |  | Continuous Automatic Tank Gauge |  | Automatic shutoff device (AELLD) | Automatic shutoff device (AELLD) |  |  | Automatic electronic line leak detector (AELLD) | Automatic electronic line leak detector (AELLD) | Pressurized Piping | UST Currently In Use: 3; UST Temp Close: 1; AST Currently In Use: 0; AST Temp Closed: 0 | 3 | 1 | 6 | 20681-089-009849 | SRIPRADAN PROPERTIES LLC
4681 | Currently in Use |  | 1988-09-28 06:00 |  | Petroleum | On road diesel | On road diesel | Retail | Fiberglass reinforced plastic, Single Wall | Single Wall |  |  | Fiberglass reinforced plastic, Single Wall |  | 1901-01-01 06:00 |  | Catchment Basin, Single walled catchment basin | Audible high level alarm At 90% full | Audible high level alarm At 90% full |  |  | Continuous Automatic Tank Gauge |  | Automatic shutoff device (AELLD) | Automatic shutoff device (AELLD) |  |  | Automatic electronic line leak detector (AELLD) | Automatic electronic line leak detector (AELLD) | Pressurized Piping | UST Currently In Use: 3; UST Temp Close: 1; AST Currently In Use: 0; AST Temp Closed: 0 | 3 | 1 | 6 | 20681-089-009849 | SRIPRADAN PROPERTIES LLC
4682 | Currently in Use |  | 1988-09-28 06:00 |  | Petroleum | Premium gasoline | Premium gasoline | Retail | Fiberglass reinforced plastic, Single Wall | Single Wall |  |  | Fiberglass reinforced plastic, Single Wall |  | 1901-01-01 06:00 |  | Catchment Basin, Single walled catchment basin | Audible high level alarm At 90% full | Audible high level alarm At 90% full |  |  | Continuous Automatic Tank Gauge |  | Automatic shutoff device (AELLD) | Automatic shutoff device (AELLD) |  |  | Automatic electronic line leak detector (AELLD) | Automatic electronic line leak detector (AELLD) | Pressurized Piping | UST Currently In Use: 3; UST Temp Close: 1; AST Currently In Use: 0; AST Temp Closed: 0 | 3 | 1 | 6 | 20681-089-009849 | SRIPRADAN PROPERTIES LLC
4683 | Temporary Closed | 2013-07-09 06:00 | 1988-09-28 06:00 |  | Petroleum | On road diesel | On road diesel | Retail | Fiberglass reinforced plastic, Single Wall | Single Wall |  |  | Fiberglass reinforced plastic, Single Wall |  | 1901-01-01 06:00 |  | Catchment Basin, Single walled catchment basin | Automatic shutoff device At 95% full | Automatic shutoff device At 95% full |  |  | Continuous Automatic Tank Gauge | [8 empty] | UST Currently In Use: 3; UST Temp Close: 1; AST Currently In Use: 0; AST Temp Closed: 0 | 3 | 1 | 6 | 20681-089-009849 | SRIPRADAN PROPERTIES LLC
4684 | Temporary Closed | 2011-07-01 06:00 | 1967-01-01 06:00 |  | Petroleum | Unleaded gasoline | Unleaded gasoline | Retail | Steel | Steel | Field installed cathodic protection, Interior lined (not allowed as a standalone method of corrosion protection) |  | Flexible |  | 1901-01-01 06:00 |  | Catchment Basin, Single walled catchment basin | Automatic shutoff device At 95% full | Automatic shutoff device At 95% full |  |  | Continuous Automatic Tank Gauge |  | Automatic flow restrictor (MLLD), Containment Sump | Containment Sump | Interstitial Monitoring within Secondary Containment | SENSOR TO ATG | Continuous alarm system | Continuous alarm system |  | UST Currently In Use: 2; UST Temp Close: 1; AST Currently In Use: 0; AST Temp Closed: 0 | 2 | 1 | 1 | 24395-089-009850 | MOHAMED ABUHAMRA
4685 | Currently in Use |  | 1967-01-01 06:00 |  | Petroleum | Unleaded gasoline | Unleaded gasoline |  | Steel | Steel | Field installed cathodic protection |  | Flexible |  |  |  | Catchment Basin, Single walled catchment basin | Automatic shutoff device At 95% full | Automatic shutoff device At 95% full |  |  | Continuous Automatic Tank Gauge |  | Automatic flow restrictor (MLLD), Containment Sump | Containment Sump | Interstitial Monitoring within Secondary Containment | SENSOR TO ATG | Continuous alarm system | Continuous alarm system |  | UST Currently In Use: 2; UST Temp Close: 1; AST Currently In Use: 0; AST Temp Closed: 0 | 2 | 1 | 1 | 24395-089-009850 | MOHAMED ABUHAMRA
4686 | Currently in Use |  | 1967-01-01 06:00 |  | Petroleum | Premium gasoline | Premium gasoline | Retail | Steel | Steel | Field installed cathodic protection, Interior lined (not allowed as a standalone method of corrosion protection) |  | Flexible |  | 1901-01-01 06:00 |  | Catchment Basin, Single walled catchment basin | Automatic shutoff device At 95% full | Automatic shutoff device At 95% full |  |  | Continuous Automatic Tank Gauge |  | Automatic flow restrictor (MLLD), Containment Sump | Containment Sump | Interstitial Monitoring within Secondary Containment | SENSOR TO ATG | Continuous alarm system | Continuous alarm system |  | UST Currently In Use: 2; UST Temp Close: 1; AST Currently In Use: 0; AST Temp Closed: 0 | 2 | 1 | 1 | 24395-089-009850 | MOHAMED ABUHAMRA
4687 | Permanently Closed | 1982-12-01 06:00 | 1967-01-01 06:00 | 1988-08-10 06:00 | Petroleum | Used oil | Used oil |  | Steel | Steel |  | Painted or None | Steel |  | 1901-01-01 06:00 | [15 empty] | UST Currently In Use: 2; UST Temp Close: 1; AST Currently In Use: 0; AST Temp Closed: 0 | 2 | 1 | 1 | 24395-089-009850 | MOHAMED ABUHAMRA
4688 | Permanently Closed | 1996-07-01 06:00 | 1967-01-01 06:00 | 1998-11-08 06:00 | Petroleum | Unleaded gasoline | Unleaded gasoline |  | Steel | Steel |  | Painted or None | Steel |  | 1901-01-01 06:00 | [6 empty] | Statistical Inventory Reconciliation (SIR) | [5 empty] | Annual line testing, Statistical inventory reconciliation (SIR) | Statistical inventory reconciliation (SIR) |  | UST Currently In Use: 0; UST Temp Close: 0; AST Currently In Use: 0; AST Temp Closed: 0 | 0 | 0 | 5 | 15319-089-009851 | WAVAHO OIL COMPANY, INC.
4689 | Permanently Closed | 1996-07-01 06:00 | 1967-01-01 06:00 | 1998-11-08 06:00 | Petroleum | Unleaded gasoline | Unleaded gasoline |  | Steel | Steel |  | Painted or None | Steel |  | 1901-01-01 06:00 | [6 empty] | Statistical Inventory Reconciliation (SIR) | [5 empty] | Annual line testing, Statistical inventory reconciliation (SIR) | Statistical inventory reconciliation (SIR) |  | UST Currently In Use: 0; UST Temp Close: 0; AST Currently In Use: 0; AST Temp Closed: 0 | 0 | 0 | 5 | 15319-089-009851 | WAVAHO OIL COMPANY, INC.
4690 | Permanently Closed | 1996-07-01 06:00 | 1967-01-01 06:00 | 1998-11-08 06:00 | Petroleum | Unleaded gasoline | Unleaded gasoline |  | Steel | Steel |  | Painted or None | Steel |  | 1901-01-01 06:00 | [6 empty] | Statistical Inventory Reconciliation (SIR) | [5 empty] | Statistical inventory reconciliation (SIR) | Statistical inventory reconciliation (SIR) |  | UST Currently In Use: 0; UST Temp Close: 0; AST Currently In Use: 0; AST Temp Closed: 0 | 0 | 0 | 5 | 15319-089-009851 | WAVAHO OIL COMPANY, INC.
4691 | Permanently Closed | 1996-07-01 06:00 | 1967-01-01 06:00 | 1998-11-08 06:00 | Petroleum | Kerosene | Kerosene |  | Steel | Steel |  | Painted or None | Steel |  | 1901-01-01 06:00 | [6 empty] | Statistical Inventory Reconciliation (SIR) | [8 empty] | UST Currently In Use: 0; UST Temp Close: 0; AST Currently In Use: 0; AST Temp Closed: 0 | 0 | 0 | 5 | 15319-089-009851 | WAVAHO OIL COMPANY, INC.
4692 | Permanently Closed | 1996-07-01 06:00 | 1967-01-01 06:00 | 1998-11-08 06:00 | Petroleum | Used oil | Used oil |  | Steel | Steel |  | Painted or None | Steel |  | 1901-01-01 06:00 | [6 empty] | Statistical Inventory Reconciliation (SIR) | [8 empty] | UST Currently In Use: 0; UST Temp Close: 0; AST Currently In Use: 0; AST Temp Closed: 0 | 0 | 0 | 5 | 15319-089-009851 | WAVAHO OIL COMPANY, INC.
4693 | Permanently Closed | 1996-07-01 06:00 | 1974-01-01 06:00 | 1998-04-27 06:00 | Petroleum | Unleaded gasoline | Unleaded gasoline |  | Steel | Steel |  | Painted or None | Steel | [8 empty] | Statistical Inventory Reconciliation (SIR) | [5 empty] | Annual line testing, Statistical inventory reconciliation (SIR) | Statistical inventory reconciliation (SIR) |  | UST Currently In Use: 3; UST Temp Close: 0; AST Currently In Use: 0; AST Temp Closed: 0 | 3 | 0 | 4 | 13284-089-009852 | H.L. MARTIN DISTRIBUTING CO.
4694 | Permanently Closed | 1996-07-01 06:00 | 1974-01-01 06:00 | 1998-04-27 06:00 | Petroleum | Unleaded gasoline | Unleaded gasoline |  | Steel | Steel |  | Painted or None | Steel |  | 1901-01-01 06:00 | [6 empty] | Statistical Inventory Reconciliation (SIR) | [5 empty] | Annual line testing, Statistical inventory reconciliation (SIR) | Statistical inventory reconciliation (SIR) |  | UST Currently In Use: 3; UST Temp Close: 0; AST Currently In Use: 0; AST Temp Closed: 0 | 3 | 0 | 4 | 13284-089-009852 | H.L. MARTIN DISTRIBUTING CO.
4695 | Permanently Closed | 1996-07-01 06:00 | 1974-01-01 06:00 | 1998-04-27 06:00 | Petroleum | Unleaded gasoline | Unleaded gasoline |  | Steel | Steel |  | Painted or None | Steel |  | 1901-01-01 06:00 | [6 empty] | Statistical Inventory Reconciliation (SIR) | [5 empty] | Annual line testing, Statistical inventory reconciliation (SIR) | Statistical inventory reconciliation (SIR) |  | UST Currently In Use: 3; UST Temp Close: 0; AST Currently In Use: 0; AST Temp Closed: 0 | 3 | 0 | 4 | 13284-089-009852 | H.L. MARTIN DISTRIBUTING CO.
4696 | Permanently Closed | 1996-07-01 06:00 | 1972-01-01 06:00 | 1998-06-05 06:00 | Petroleum | Used oil | Used oil |  | Steel | Steel |  | Painted or None | Steel |  | 1901-01-01 06:00 | [6 empty] | Statistical Inventory Reconciliation (SIR) | [8 empty] | UST Currently In Use: 3; UST Temp Close: 0; AST Currently In Use: 0; AST Temp Closed: 0 | 3 | 0 | 4 | 13284-089-009852 | H.L. MARTIN DISTRIBUTING CO.
4697 | Permanently Closed | 1996-10-23 06:00 | 1986-01-01 06:00 | 1996-10-23 06:00 | Petroleum | Unleaded gasoline | Unleaded gasoline |  | Steel | Steel | Other, STIP-3 |  | Fiberglass reinforced plastic, Steel |  | 1901-01-01 06:00 | [6 empty] | Statistical Inventory Reconciliation (SIR) | [5 empty] | Annual line testing, Statistical inventory reconciliation (SIR) | Statistical inventory reconciliation (SIR) |  | UST Currently In Use: 3; UST Temp Close: 0; AST Currently In Use: 0; AST Temp Closed: 0 | 3 | 0 | 6 | 13284-089-009853 | H.L. MARTIN DISTRIBUTING CO.
4698 | Permanently Closed | 1996-10-23 06:00 | 1986-03-01 06:00 | 1996-10-23 06:00 | Petroleum | Unleaded gasoline | Unleaded gasoline |  | Steel | Steel | Other, STIP-3 |  | Fiberglass reinforced plastic, Steel |  | 1901-01-01 06:00 | [6 empty] | Statistical Inventory Reconciliation (SIR) | [5 empty] | Annual line testing, Statistical inventory reconciliation (SIR) | Statistical inventory reconciliation (SIR) |  | UST Currently In Use: 3; UST Temp Close: 0; AST Currently In Use: 0; AST Temp Closed: 0 | 3 | 0 | 6 | 13284-089-009853 | H.L. MARTIN DISTRIBUTING CO.
4699 | Permanently Closed | 1996-10-23 06:00 | 1986-01-01 06:00 | 1996-10-23 06:00 | Petroleum | Unleaded gasoline | Unleaded gasoline |  | Steel | Steel | Other, STIP-3 |  | Fiberglass reinforced plastic, Steel |  | 1901-01-01 06:00 | [6 empty] | Statistical Inventory Reconciliation (SIR) | [5 empty] | Annual line testing, Statistical inventory reconciliation (SIR) | Statistical inventory reconciliation (SIR) |  | UST Currently In Use: 3; UST Temp Close: 0; AST Currently In Use: 0; AST Temp Closed: 0 | 3 | 0 | 6 | 13284-089-009853 | H.L. MARTIN DISTRIBUTING CO.
4700 | Permanently Closed | 1983-08-01 06:00 | 1967-01-01 06:00 | 1988-04-01 06:00 | Petroleum | Other, OTHER | Other |  | Steel | Steel |  | Painted or None | Steel |  | 1901-01-01 06:00 | [15 empty] | UST Currently In Use: 3; UST Temp Close: 0; AST Currently In Use: 0; AST Temp Closed: 0 | 3 | 0 | 6 | 13284-089-009853 | H.L. MARTIN DISTRIBUTING CO.
4701 | Permanently Closed | 1983-08-01 06:00 | 1967-01-01 06:00 | 1988-04-01 06:00 | Petroleum | Kerosene | Kerosene |  | Steel | Steel |  | Painted or None | Steel |  | 1901-01-01 06:00 | [15 empty] | UST Currently In Use: 3; UST Temp Close: 0; AST Currently In Use: 0; AST Temp Closed: 0 | 3 | 0 | 6 | 13284-089-009853 | H.L. MARTIN DISTRIBUTING CO.
4702 | Permanently Closed | 1996-07-01 06:00 | 1986-03-01 06:00 | 1996-11-21 06:00 | Petroleum | Kerosene | Kerosene |  | Steel | Steel |  |  | Steel |  | 1901-01-01 06:00 | Other, STP3 | [5 empty] | Statistical Inventory Reconciliation (SIR) | [5 empty] | Annual line testing, Statistical inventory reconciliation (SIR) | Statistical inventory reconciliation (SIR) |  | UST Currently In Use: 3; UST Temp Close: 0; AST Currently In Use: 0; AST Temp Closed: 0 | 3 | 0 | 6 | 13284-089-009853 | H.L. MARTIN DISTRIBUTING CO.
4703 | Permanently Closed | 1999-09-29 06:00 | 1967-01-01 06:00 | 1999-09-29 06:00 | Petroleum | Unleaded gasoline | Unleaded gasoline | Retail | Steel | Steel | Interior lined (not allowed as a standalone method of corrosion protection) | Painted or None | Steel |  | 1901-01-01 06:00 |  | Catchment Basin, Single walled catchment basin | Automatic shutoff device At 95% full | Automatic shutoff device At 95% full |  |  | Statistical Inventory Reconciliation (SIR) | [8 empty] | UST Currently In Use: 0; UST Temp Close: 0; AST Currently In Use: 0; AST Temp Closed: 0 | 0 | 0 | 5 | 10769-089-009854 | BYROM OIL CO INC
4704 | Permanently Closed | 1999-09-29 06:00 | 1967-01-01 06:00 | 1999-09-29 06:00 | Petroleum | Unleaded gasoline | Unleaded gasoline | Retail | Steel | Steel | Interior lined (not allowed as a standalone method of corrosion protection) | Painted or None | Steel |  | 1901-01-01 06:00 |  | Catchment Basin, Single walled catchment basin | Automatic shutoff device At 95% full | Automatic shutoff device At 95% full |  |  | Statistical Inventory Reconciliation (SIR) | [5 empty] | Annual line testing, Statistical inventory reconciliation (SIR) | Statistical inventory reconciliation (SIR) |  | UST Currently In Use: 0; UST Temp Close: 0; AST Currently In Use: 0; AST Temp Closed: 0 | 0 | 0 | 5 | 10769-089-009854 | BYROM OIL CO INC
4705 | Permanently Closed | 1999-09-29 06:00 | 1967-01-01 06:00 | 1999-09-29 06:00 | Petroleum | Unleaded gasoline | Unleaded gasoline | Retail | Steel | Steel | Interior lined (not allowed as a standalone method of corrosion protection) | Painted or None | Steel |  | 1901-01-01 06:00 |  | Catchment Basin, Single walled catchment basin | Automatic shutoff device At 95% full | Automatic shutoff device At 95% full |  |  | Statistical Inventory Reconciliation (SIR) | [5 empty] | Annual line testing, Statistical inventory reconciliation (SIR) | Statistical inventory reconciliation (SIR) |  | UST Currently In Use: 0; UST Temp Close: 0; AST Currently In Use: 0; AST Temp Closed: 0 | 0 | 0 | 5 | 10769-089-009854 | BYROM OIL CO INC
4706 | Permanently Closed | 1999-09-29 06:00 | 1967-01-01 06:00 | 1999-09-29 06:00 | Petroleum | Unleaded gasoline | Unleaded gasoline | Retail | Steel | Steel | Interior lined (not allowed as a standalone method of corrosion protection) | Painted or None | Steel |  | 1901-01-01 06:00 |  | Catchment Basin, Single walled catchment basin | Automatic shutoff device At 95% full | Automatic shutoff device At 95% full |  |  | Statistical Inventory Reconciliation (SIR) | [5 empty] | Annual line testing, Statistical inventory reconciliation (SIR) | Statistical inventory reconciliation (SIR) |  | UST Currently In Use: 0; UST Temp Close: 0; AST Currently In Use: 0; AST Temp Closed: 0 | 0 | 0 | 5 | 10769-089-009854 | BYROM OIL CO INC
4707 | Permanently Closed | 1989-12-22 06:00 | 1967-01-01 06:00 | 1989-12-22 06:00 | Petroleum | Used oil | Used oil |  | Steel | Steel |  | Painted or None | Steel |  | 1901-01-01 06:00 | [15 empty] | UST Currently In Use: 0; UST Temp Close: 0; AST Currently In Use: 0; AST Temp Closed: 0 | 0 | 0 | 5 | 10769-089-009854 | BYROM OIL CO INC
4708 | Permanently Closed | 1901-01-01 06:00 | 1973-01-01 06:00 | 1988-07-10 06:00 | Petroleum | Unleaded gasoline | Unleaded gasoline |  | Steel | Steel |  | Painted or None | Steel |  | 1901-01-01 06:00 | [15 empty] | UST Currently In Use: 0; UST Temp Close: 0; AST Currently In Use: 0; AST Temp Closed: 0 | 0 | 0 | 3 | 10769-089-009855 | BYROM OIL CO INC
4709 | Permanently Closed | 1994-11-01 06:00 | 1988-01-01 06:00 | 1994-11-01 06:00 | Petroleum | On road diesel | On road diesel |  | Steel | Steel | Coated & cathodic protection (sti-P3) |  | Fiberglass reinforced plastic, Steel |  | 1901-01-01 06:00 | [6 empty] | Statistical Inventory Reconciliation (SIR) | [8 empty] | UST Currently In Use: 0; UST Temp Close: 0; AST Currently In Use: 0; AST Temp Closed: 0 | 0 | 0 | 3 | 10769-089-009855 | BYROM OIL CO INC
4710 | Permanently Closed | 1994-11-01 06:00 | 1988-01-01 06:00 | 1994-11-01 06:00 | Petroleum | Unleaded gasoline | Unleaded gasoline |  | Steel | Steel | Coated & cathodic protection (sti-P3) |  | Fiberglass reinforced plastic, Steel |  | 1901-01-01 06:00 | [6 empty] | Statistical Inventory Reconciliation (SIR) | [8 empty] | UST Currently In Use: 0; UST Temp Close: 0; AST Currently In Use: 0; AST Temp Closed: 0 | 0 | 0 | 3 | 10769-089-009855 | BYROM OIL CO INC
4711 | Permanently Closed | 1998-08-01 06:00 | 1967-01-01 06:00 | 1998-09-22 06:00 | Petroleum | Unleaded gasoline | Unleaded gasoline |  | Steel | Steel |  | Painted or None | Steel |  | 1901-01-01 06:00 | [6 empty] | Statistical Inventory Reconciliation (SIR) | [5 empty] | Annual line testing, Statistical inventory reconciliation (SIR) | Statistical inventory reconciliation (SIR) |  | UST Currently In Use: 2; UST Temp Close: 0; AST Currently In Use: 0; AST Temp Closed: 0 | 2 | 0 | 5 | 11576-089-009930 | DUTCH OIL COMPANY
4712 | Permanently Closed | 1998-08-01 06:00 | 1967-01-01 06:00 | 1998-09-22 06:00 | Petroleum | Unleaded gasoline | Unleaded gasoline |  | Steel | Steel |  | Painted or None | Steel |  | 1901-01-01 06:00 | [6 empty] | Statistical Inventory Reconciliation (SIR) | [5 empty] | Annual line testing, Statistical inventory reconciliation (SIR) | Statistical inventory reconciliation (SIR) |  | UST Currently In Use: 2; UST Temp Close: 0; AST Currently In Use: 0; AST Temp Closed: 0 | 2 | 0 | 5 | 11576-089-009930 | DUTCH OIL COMPANY
4713 | Permanently Closed | 1998-08-01 06:00 | 1967-01-01 06:00 | 1998-09-22 06:00 | Petroleum | Unleaded gasoline | Unleaded gasoline |  | Steel | Steel |  | Painted or None | Steel |  | 1901-01-01 06:00 | [6 empty] | Statistical Inventory Reconciliation (SIR) | [5 empty] | Annual line testing, Statistical inventory reconciliation (SIR) | Statistical inventory reconciliation (SIR) |  | UST Currently In Use: 2; UST Temp Close: 0; AST Currently In Use: 0; AST Temp Closed: 0 | 2 | 0 | 5 | 11576-089-009930 | DUTCH OIL COMPANY
4714 | Permanently Closed | 1901-01-01 06:00 | 1967-01-01 06:00 | 1988-11-07 06:00 | Petroleum | Used oil | Used oil |  | Steel | Steel |  | Painted or None | Steel |  | 1901-01-01 06:00 | [15 empty] | UST Currently In Use: 2; UST Temp Close: 0; AST Currently In Use: 0; AST Temp Closed: 0 | 2 | 0 | 5 | 11576-089-009930 | DUTCH OIL COMPANY
4715 | Permanently Closed | 1988-11-07 06:00 | 1967-01-01 06:00 | 1988-11-07 06:00 | Petroleum | Used oil | Used oil |  | Steel | Steel |  | Painted or None | Steel |  | 1901-01-01 06:00 | [6 empty] | Statistical Inventory Reconciliation (SIR) | [8 empty] | UST Currently In Use: 2; UST Temp Close: 0; AST Currently In Use: 0; AST Temp Closed: 0 | 2 | 0 | 5 | 11576-089-009930 | DUTCH OIL COMPANY
4716 | Cannot Locate or abandoned | 2005-02-24 06:00 | 1982-01-01 06:00 |  | Petroleum | Unleaded gasoline | Unleaded gasoline | Retail | Steel | Steel | Field installed cathodic protection |  | Flexible |  | 1901-01-01 06:00 | Field installed cathodic protection | Catchment Basin, Single walled catchment basin | Automatic shutoff device At 95% full | Automatic shutoff device At 95% full |  |  | Statistical Inventory Reconciliation (SIR) |  |  |  | Interstitial Monitoring within Secondary Containment |  | Statistical inventory reconciliation (SIR) | Statistical inventory reconciliation (SIR) |  | UST Currently In Use: 0; UST Temp Close: 0; AST Currently In Use: 0; AST Temp Closed: 0 | 0 | 0 | 0 | 22132-089-010585 | SOK KYE KIM
4717 | Cannot Locate or abandoned | 2005-02-24 06:00 | 1982-01-01 06:00 |  | Petroleum | Unleaded gasoline | Unleaded gasoline | Retail | Steel | Steel | Field installed cathodic protection |  | Flexible |  | 1901-01-01 06:00 | Field installed cathodic protection | Catchment Basin, Single walled catchment basin | Automatic shutoff device At 95% full | Automatic shutoff device At 95% full |  |  | Statistical Inventory Reconciliation (SIR) |  | Other, MANIFOLDED | Other |  |  | Other, Statistical inventory reconciliation (SIR), MANIFOLDED | Statistical inventory reconciliation (SIR) |  | UST Currently In Use: 0; UST Temp Close: 0; AST Currently In Use: 0; AST Temp Closed: 0 | 0 | 0 | 0 | 22132-089-010585 | SOK KYE KIM
4718 | Cannot Locate or abandoned | 2005-02-24 06:00 | 1981-01-01 06:00 |  | Petroleum | Premium gasoline | Premium gasoline | Retail | Steel | Steel | Field installed cathodic protection |  | Flexible |  | 1901-01-01 06:00 | Field installed cathodic protection | Catchment Basin, Single walled catchment basin | Automatic shutoff device At 95% full | Automatic shutoff device At 95% full |  |  | Statistical Inventory Reconciliation (SIR) |  |  |  | Interstitial Monitoring within Secondary Containment |  | Statistical inventory reconciliation (SIR) | Statistical inventory reconciliation (SIR) |  | UST Currently In Use: 0; UST Temp Close: 0; AST Currently In Use: 0; AST Temp Closed: 0 | 0 | 0 | 0 | 22132-089-010585 | SOK KYE KIM
4719 | Cannot Locate or abandoned | 1996-12-19 06:00 | 1982-01-01 06:00 |  | Petroleum | Unleaded gasoline | Unleaded gasoline |  | Single Wall, Steel | Steel | Other, STIP-3 |  | Single Wall, STIP-3 |  | 1901-01-01 06:00 | [6 empty] | Statistical Inventory Reconciliation (SIR) | [8 empty] | UST Currently In Use: 0; UST Temp Close: 0; AST Currently In Use: 0; AST Temp Closed: 0 | 0 | 0 | 0 | 10769-089-011911 | BYROM OIL CO INC
4720 | Cannot Locate or abandoned | 1996-12-19 06:00 | 1982-01-01 06:00 |  | Petroleum | Unleaded gasoline | Unleaded gasoline |  | Single Wall, Steel | Steel | Other, STIP-3 |  | Single Wall, STIP-3 |  | 1901-01-01 06:00 | [6 empty] | Statistical Inventory Reconciliation (SIR) | [8 empty] | UST Currently In Use: 0; UST Temp Close: 0; AST Currently In Use: 0; AST Temp Closed: 0 | 0 | 0 | 0 | 10769-089-011911 | BYROM OIL CO INC
4721 | Cannot Locate or abandoned | 1996-12-19 06:00 | 1982-01-01 06:00 |  | Petroleum | Unleaded gasoline | Unleaded gasoline |  | Single Wall, Steel | Steel | Other, STIP-3 |  | Single Wall, STIP-3 |  | 1901-01-01 06:00 | [6 empty] | Statistical Inventory Reconciliation (SIR) | [8 empty] | UST Currently In Use: 0; UST Temp Close: 0; AST Currently In Use: 0; AST Temp Closed: 0 | 0 | 0 | 0 | 10769-089-011911 | BYROM OIL CO INC
4722 | Currently in Use |  | 1986-08-01 06:00 |  | Petroleum | Unleaded gasoline | Unleaded gasoline | Retail | Single Wall, Steel | Steel | Coated & cathodic protection (sti-P3) |  | Fiberglass reinforced plastic, Single Wall |  |  | Galvanic Cathodic, FLEX CONNS | Catchment Basin, Single walled catchment basin | Automatic shutoff device At 95% full | Automatic shutoff device At 95% full |  |  | Statistical Inventory Reconciliation (SIR) |  | Automatic flow restrictor (MLLD) | Automatic flow restrictor (MLLD) |  |  | Annual line testing, Statistical inventory reconciliation (SIR) | Statistical inventory reconciliation (SIR) |  | UST Currently In Use: 4; UST Temp Close: 0; AST Currently In Use: 0; AST Temp Closed: 0 | 4 | 0 | 1 | 22472-089-011912 | SOON KI JEONG
4723 | Currently in Use |  | 1986-08-01 06:00 |  | Petroleum | Unleaded gasoline | Unleaded gasoline | Retail | Single Wall, Steel | Steel | Coated & cathodic protection (sti-P3) |  | Fiberglass reinforced plastic, Single Wall |  |  | Galvanic Cathodic, FLEX CONNS | Catchment Basin, Single walled catchment basin | Automatic shutoff device At 95% full | Automatic shutoff device At 95% full |  |  | Statistical Inventory Reconciliation (SIR) |  | Other, MANIFOLDED | Other |  |  | Other, Statistical inventory reconciliation (SIR), MANIFOLDED | Statistical inventory reconciliation (SIR) |  | UST Currently In Use: 4; UST Temp Close: 0; AST Currently In Use: 0; AST Temp Closed: 0 | 4 | 0 | 1 | 22472-089-011912 | SOON KI JEONG
4724 | Currently in Use |  | 1986-08-01 06:00 |  | Petroleum | Premium gasoline | Premium gasoline | Retail | Single Wall, Steel | Steel | Coated & cathodic protection (sti-P3) |  | Fiberglass reinforced plastic, Single Wall |  |  | Galvanic Cathodic, FLEX CONNS | Catchment Basin, Single walled catchment basin | Automatic shutoff device At 95% full | Automatic shutoff device At 95% full |  |  | Statistical Inventory Reconciliation (SIR) |  | Automatic flow restrictor (MLLD) | Automatic flow restrictor (MLLD) |  |  | Annual line testing, Statistical inventory reconciliation (SIR) | Statistical inventory reconciliation (SIR) |  | UST Currently In Use: 4; UST Temp Close: 0; AST Currently In Use: 0; AST Temp Closed: 0 | 4 | 0 | 1 | 22472-089-011912 | SOON KI JEONG
4725 | Permanently Closed | 2013-05-23 06:00 | 1986-08-01 06:00 |  | Petroleum | Kerosene | Kerosene | Retail | Single Wall, Steel | Steel | Coated & cathodic protection (sti-P3) |  | Fiberglass reinforced plastic, Single Wall |  |  |  | Catchment Basin, Single walled catchment basin | Flow Rest 90% Full | Flow Rest 90% Full |  |  | Continuous Automatic Tank Gauge | [8 empty] | UST Currently In Use: 4; UST Temp Close: 0; AST Currently In Use: 0; AST Temp Closed: 0 | 4 | 0 | 1 | 22472-089-011912 | SOON KI JEONG
4726 | Currently in Use |  | 1986-08-01 06:00 |  | Petroleum | On road diesel | On road diesel | Retail | Single Wall, Steel | Steel | Coated & cathodic protection (sti-P3) |  | Double Wall, Flexible | OPW |  | Other, FLEX ISO | Catchment Basin, Single walled catchment basin | Flow Rest 90% Full | Flow Rest 90% Full |  |  | Statistical Inventory Reconciliation (SIR) |  | Automatic flow restrictor (MLLD) | Automatic flow restrictor (MLLD) |  |  | Annual line testing, Statistical inventory reconciliation (SIR) | Statistical inventory reconciliation (SIR) |  | UST Currently In Use: 4; UST Temp Close: 0; AST Currently In Use: 0; AST Temp Closed: 0 | 4 | 0 | 1 | 22472-089-011912 | SOON KI JEONG
4727 | Permanently Closed | 1901-01-01 06:00 | 1967-01-01 06:00 | 1988-12-01 06:00 | Petroleum | On road diesel | On road diesel |  | Steel | Steel |  |  | Steel |  | 1901-01-01 06:00 | [15 empty] | UST Currently In Use: 0; UST Temp Close: 0; AST Currently In Use: 0; AST Temp Closed: 0 | 0 | 0 | 6 | 10769-089-012661 | BYROM OIL CO INC
4728 | Permanently Closed | 1901-01-01 06:00 | 1967-01-01 06:00 | 1988-12-01 06:00 | Petroleum | Unleaded gasoline | Unleaded gasoline |  | Steel | Steel |  |  | Steel |  | 1901-01-01 06:00 | [15 empty] | UST Currently In Use: 0; UST Temp Close: 0; AST Currently In Use: 0; AST Temp Closed: 0 | 0 | 0 | 6 | 10769-089-012661 | BYROM OIL CO INC
4729 | Permanently Closed | 1901-01-01 06:00 | 1967-01-01 06:00 | 1988-12-01 06:00 | Petroleum | Unleaded gasoline | Unleaded gasoline |  | Steel | Steel |  |  | Steel |  | 1901-01-01 06:00 | [15 empty] | UST Currently In Use: 0; UST Temp Close: 0; AST Currently In Use: 0; AST Temp Closed: 0 | 0 | 0 | 6 | 10769-089-012661 | BYROM OIL CO INC
4730 | Permanently Closed | 1901-01-01 06:00 | 1967-01-01 06:00 | 1988-12-01 06:00 | Petroleum | Unleaded gasoline | Unleaded gasoline |  | Steel | Steel |  |  | Steel |  | 1901-01-01 06:00 | [15 empty] | UST Currently In Use: 0; UST Temp Close: 0; AST Currently In Use: 0; AST Temp Closed: 0 | 0 | 0 | 6 | 10769-089-012661 | BYROM OIL CO INC
4731 | Permanently Closed | 1901-01-01 06:00 | 1967-01-01 06:00 | 1988-12-01 06:00 | Petroleum | Used oil | Used oil |  | Steel | Steel |  |  | Steel |  | 1901-01-01 06:00 | [8 empty] | Other, X | Other |  |  | Other, X | Other |  | UST Currently In Use: 0; UST Temp Close: 0; AST Currently In Use: 0; AST Temp Closed: 0 | 0 | 0 | 6 | 10769-089-012661 | BYROM OIL CO INC
4732 | Permanently Closed | 1982-07-01 06:00 | 1967-01-01 06:00 | 1988-12-01 06:00 | Petroleum | Unleaded gasoline | Unleaded gasoline |  | Steel | Steel |  | Painted or None | Steel |  | 1901-01-01 06:00 | [15 empty] | UST Currently In Use: 0; UST Temp Close: 0; AST Currently In Use: 0; AST Temp Closed: 0 | 0 | 0 | 6 | 10769-089-012661 | BYROM OIL CO INC
4734 | Permanently Closed | 2016-01-01 06:00 | 1984-01-01 06:00 |  | Petroleum | Unleaded gasoline | Unleaded gasoline | Retail | Steel | Steel | Coated & cathodic protection (sti-P3), Field installed cathodic protection |  | Steel, IN FIBERGL |  | 1901-01-01 06:00 | Field installed cathodic protection | Catchment Basin, Single walled catchment basin | Flow Rest 90% Full | Flow Rest 90% Full |  |  | Statistical Inventory Reconciliation (SIR) |  | Containment Sump, MANIFOLDED | Containment Sump |  |  | Statistical inventory reconciliation (SIR) | Statistical inventory reconciliation (SIR) |  | UST Currently In Use: 0; UST Temp Close: 0; AST Currently In Use: 0; AST Temp Closed: 0 | 0 | 0 | 2 | 24856-089-012673 | APOSTOLOS FAMILY ESTATE
4735 | Permanently Closed | 2016-01-01 06:00 | 1984-01-01 06:00 |  | Petroleum | Premium gasoline | Premium gasoline | Retail | Steel | Steel | Coated & cathodic protection (sti-P3), Field installed cathodic protection |  | Steel, IN FIBERGL |  | 1901-01-01 06:00 | Field installed cathodic protection | Catchment Basin, Single walled catchment basin | Flow Rest 90% Full | Flow Rest 90% Full |  |  | Statistical Inventory Reconciliation (SIR) |  | Containment Sump | Containment Sump |  |  | Statistical inventory reconciliation (SIR) | Statistical inventory reconciliation (SIR) |  | UST Currently In Use: 0; UST Temp Close: 0; AST Currently In Use: 0; AST Temp Closed: 0 | 0 | 0 | 2 | 24856-089-012673 | APOSTOLOS FAMILY ESTATE
4736 | Temporary Closed | 2024-08-13 06:00 | 1988-01-01 06:00 |  | Petroleum | Unleaded gasoline | Unleaded gasoline | Retail | Fiberglass reinforced plastic, Single Wall | Single Wall |  |  | Fiberglass reinforced plastic, Single Wall |  | 1901-01-01 06:00 |  | Catchment Basin, Single walled catchment basin | Automatic shutoff device At 95% full, Flow Rest 90% Full | Flow Rest 90% Full |  |  | Automatic Tank Gauge |  | Automatic flow restrictor (MLLD) | Automatic flow restrictor (MLLD) |  |  | Annual line testing | Annual line testing |  | UST Currently In Use: 0; UST Temp Close: 4; AST Currently In Use: 0; AST Temp Closed: 0 | 0 | 4 | 0 | 26035-089-013283 | SL ALABAMA LLC
4737 | Temporary Closed | 2024-08-13 06:00 | 1988-01-01 06:00 |  | Petroleum | Ethanol free gasoline | Ethanol free gasoline | Retail | Fiberglass reinforced plastic, Single Wall | Single Wall |  |  | Fiberglass reinforced plastic, Single Wall |  | 1901-01-01 06:00 |  | Catchment Basin, Single walled catchment basin | Automatic shutoff device At 95% full, Flow Rest 90% Full | Flow Rest 90% Full |  |  |  |  | Automatic flow restrictor (MLLD) | Automatic flow restrictor (MLLD) |  |  | Annual line testing | Annual line testing |  | UST Currently In Use: 0; UST Temp Close: 4; AST Currently In Use: 0; AST Temp Closed: 0 | 0 | 4 | 0 | 26035-089-013283 | SL ALABAMA LLC
4738 | Temporary Closed | 2024-08-13 06:00 | 1988-01-01 06:00 |  | Petroleum | Premium gasoline | Premium gasoline | Retail | Fiberglass reinforced plastic, Single Wall | Single Wall |  |  | Fiberglass reinforced plastic, Single Wall |  | 1901-01-01 06:00 |  | Catchment Basin, Single walled catchment basin | Automatic shutoff device At 95% full, Flow Rest 90% Full | Flow Rest 90% Full |  |  |  |  | Automatic flow restrictor (MLLD) | Automatic flow restrictor (MLLD) |  |  | Annual line testing | Annual line testing |  | UST Currently In Use: 0; UST Temp Close: 4; AST Currently In Use: 0; AST Temp Closed: 0 | 0 | 4 | 0 | 26035-089-013283 | SL ALABAMA LLC
4739 | Temporary Closed | 2024-08-13 06:00 | 1988-01-01 06:00 |  | Petroleum | On road diesel | On road diesel | Retail | Fiberglass reinforced plastic, Single Wall | Single Wall |  |  | Fiberglass reinforced plastic, Single Wall |  | 1901-01-01 06:00 |  | Catchment Basin, Single walled catchment basin | Automatic shutoff device At 95% full, Flow Rest 90% Full | Flow Rest 90% Full | [11 empty] | UST Currently In Use: 0; UST Temp Close: 4; AST Currently In Use: 0; AST Temp Closed: 0 | 0 | 4 | 0 | 26035-089-013283 | SL ALABAMA LLC
4740 | Permanently Closed | 2004-01-06 06:00 | 1989-01-01 06:00 | 2004-01-06 06:00 | Petroleum | Unleaded gasoline | Unleaded gasoline | Retail | Fiberglass reinforced plastic | Fiberglass reinforced plastic |  |  | Fiberglass reinforced plastic |  | 1901-01-01 06:00 |  | Catchment Basin, Single walled catchment basin | Automatic shutoff device At 95% full, Flow Rest 90% Full | Flow Rest 90% Full |  |  | Automatic Tank Gauge, Statistical Inventory Reconciliation (SIR) | [5 empty] | Annual line testing, Statistical inventory reconciliation (SIR) | Statistical inventory reconciliation (SIR) |  | UST Currently In Use: 0; UST Temp Close: 0; AST Currently In Use: 0; AST Temp Closed: 0 | 0 | 0 | 4 | 22554-089-013815 | WP INVESTMENTS - MADISON, LLC
4741 | Permanently Closed | 2004-01-06 06:00 | 1989-01-01 06:00 | 2004-01-06 06:00 | Petroleum | Mid-grade gasoline | Mid-grade gasoline | Retail | Fiberglass reinforced plastic | Fiberglass reinforced plastic |  |  | Fiberglass reinforced plastic |  | 1901-01-01 06:00 |  | Catchment Basin, Single walled catchment basin | Automatic shutoff device At 95% full, Flow Rest 90% Full | Flow Rest 90% Full |  |  | Automatic Tank Gauge, Statistical Inventory Reconciliation (SIR) | [5 empty] | Annual line testing, Statistical inventory reconciliation (SIR) | Statistical inventory reconciliation (SIR) |  | UST Currently In Use: 0; UST Temp Close: 0; AST Currently In Use: 0; AST Temp Closed: 0 | 0 | 0 | 4 | 22554-089-013815 | WP INVESTMENTS - MADISON, LLC
4742 | Permanently Closed | 2004-01-06 06:00 | 1989-01-01 06:00 | 2004-01-06 06:00 | Petroleum | Premium gasoline | Premium gasoline | Retail | Fiberglass reinforced plastic | Fiberglass reinforced plastic |  |  | Fiberglass reinforced plastic |  | 1901-01-01 06:00 |  | Catchment Basin, Single walled catchment basin | Automatic shutoff device At 95% full, Flow Rest 90% Full | Flow Rest 90% Full |  |  | Automatic Tank Gauge, Statistical Inventory Reconciliation (SIR) | [5 empty] | Annual line testing, Statistical inventory reconciliation (SIR) | Statistical inventory reconciliation (SIR) |  | UST Currently In Use: 0; UST Temp Close: 0; AST Currently In Use: 0; AST Temp Closed: 0 | 0 | 0 | 4 | 22554-089-013815 | WP INVESTMENTS - MADISON, LLC
4743 | Permanently Closed | 2004-01-06 06:00 | 1989-01-01 06:00 | 2004-01-06 06:00 | Petroleum | On road diesel | On road diesel | Retail | Fiberglass reinforced plastic | Fiberglass reinforced plastic |  |  | Fiberglass reinforced plastic |  | 1901-01-01 06:00 |  | Catchment Basin, Single walled catchment basin | Flow Rest 90% Full | Flow Rest 90% Full |  |  | Automatic Tank Gauge, Statistical Inventory Reconciliation (SIR) | [8 empty] | UST Currently In Use: 0; UST Temp Close: 0; AST Currently In Use: 0; AST Temp Closed: 0 | 0 | 0 | 4 | 22554-089-013815 | WP INVESTMENTS - MADISON, LLC
4744 | Temporary Closed | 2010-02-01 06:00 | 1984-01-01 06:00 |  | Petroleum | On road diesel | On road diesel | Retail | Steel | Steel | Coated & cathodic protection (sti-P3), Field installed cathodic protection |  | Steel |  |  | Field installed cathodic protection | Catchment Basin, Single walled catchment basin | Automatic shutoff device At 95% full | Automatic shutoff device At 95% full |  |  | Statistical Inventory Reconciliation (SIR) | [8 empty] | UST Currently In Use: 0; UST Temp Close: 1; AST Currently In Use: 0; AST Temp Closed: 0 | 0 | 1 | 0 | 17612-089-013830 | ROBERTSON ENTERPRISES, INC.
4745 | Currently in Use |  | 1988-01-01 06:00 |  | Petroleum | Unleaded gasoline | Unleaded gasoline | Retail | Fiberglass reinforced plastic | Fiberglass reinforced plastic |  |  | Fiberglass reinforced plastic |  | 1901-01-01 06:00 |  | Catchment Basin, Single walled catchment basin | Automatic shutoff device At 95% full | Automatic shutoff device At 95% full |  |  | Continuous Automatic Tank Gauge |  | Automatic shutoff device (AELLD) | Automatic shutoff device (AELLD) | [5 empty] | UST Currently In Use: 3; UST Temp Close: 0; AST Currently In Use: 0; AST Temp Closed: 0 | 3 | 0 | 0 | 25589-089-014441 | FAWAZ ALRADI
4746 | Currently in Use |  | 1988-01-01 06:00 |  | Petroleum | On road diesel | On road diesel | Retail | Fiberglass reinforced plastic | Fiberglass reinforced plastic |  |  | Fiberglass reinforced plastic |  | 1901-01-01 06:00 |  | Catchment Basin, Single walled catchment basin | Automatic shutoff device At 95% full | Automatic shutoff device At 95% full |  |  | Continuous Automatic Tank Gauge |  | Automatic shutoff device (AELLD) | Automatic shutoff device (AELLD) | [5 empty] | UST Currently In Use: 3; UST Temp Close: 0; AST Currently In Use: 0; AST Temp Closed: 0 | 3 | 0 | 0 | 25589-089-014441 | FAWAZ ALRADI
4747 | Currently in Use |  | 1988-01-01 06:00 |  | Petroleum | Premium gasoline | Premium gasoline | Retail | Fiberglass reinforced plastic | Fiberglass reinforced plastic |  |  | Fiberglass reinforced plastic |  | 1901-01-01 06:00 |  | Catchment Basin, Single walled catchment basin | Automatic shutoff device At 95% full | Automatic shutoff device At 95% full |  |  | Continuous Automatic Tank Gauge |  | Automatic shutoff device (AELLD) | Automatic shutoff device (AELLD) | [5 empty] | UST Currently In Use: 3; UST Temp Close: 0; AST Currently In Use: 0; AST Temp Closed: 0 | 3 | 0 | 0 | 25589-089-014441 | FAWAZ ALRADI
4749 | Permanently Closed | 1987-11-11 06:00 | 1961-01-01 06:00 | 1987-03-01 06:00 | Petroleum | Used oil | Used oil |  | Steel | Steel |  |  |  |  | 1901-01-01 06:00 | [8 empty] | Other, X | Other |  |  | Other, X | Other |  | UST Currently In Use: 0; UST Temp Close: 0; AST Currently In Use: 0; AST Temp Closed: 0 | 0 | 0 | 3 | 10771-103-013169 | C & E PROPERTIES / SEARS
4750 | Permanently Closed | 1979-06-01 06:00 | 1962-01-01 06:00 | 1987-03-01 06:00 | Petroleum | Unleaded gasoline | Unleaded gasoline |  | Steel | Steel |  |  |  |  | 1901-01-01 06:00 | [15 empty] | UST Currently In Use: 0; UST Temp Close: 0; AST Currently In Use: 0; AST Temp Closed: 0 | 0 | 0 | 3 | 10771-103-013169 | C & E PROPERTIES / SEARS
4751 | Permanently Closed | 1987-11-11 06:00 | 1962-01-01 06:00 | 1987-03-01 06:00 | Petroleum | Used oil | Used oil |  | Steel | Steel |  |  |  |  | 1901-01-01 06:00 | [8 empty] | Other, X | Other |  |  | Other, X | Other |  | UST Currently In Use: 0; UST Temp Close: 0; AST Currently In Use: 0; AST Temp Closed: 0 | 0 | 0 | 3 | 10771-103-013169 | C & E PROPERTIES / SEARS
4752 | Retired | 1986-12-31 06:00 | 1977-01-01 06:00 |  | Petroleum | Unleaded gasoline | Unleaded gasoline |  | Steel | Steel |  |  | Steel |  | 1901-01-01 06:00 | [15 empty] | UST Currently In Use: 0; UST Temp Close: 0; AST Currently In Use: 0; AST Temp Closed: 0 | 0 | 0 | 0 | 10772-121-008904 | C & H AUTO SALES
4753 | Retired | 1986-12-31 06:00 | 1977-01-01 06:00 |  | Petroleum | Unleaded gasoline | Unleaded gasoline |  | Steel | Steel |  |  | Steel |  | 1901-01-01 06:00 | [15 empty] | UST Currently In Use: 0; UST Temp Close: 0; AST Currently In Use: 0; AST Temp Closed: 0 | 0 | 0 | 0 | 10772-121-008904 | C & H AUTO SALES
4754 | Retired | 1986-12-31 06:00 | 1977-01-01 06:00 |  | Petroleum | Unleaded gasoline | Unleaded gasoline |  | Steel | Steel |  |  | Steel |  | 1901-01-01 06:00 | [15 empty] | UST Currently In Use: 0; UST Temp Close: 0; AST Currently In Use: 0; AST Temp Closed: 0 | 0 | 0 | 0 | 10772-121-008904 | C & H AUTO SALES
4755 | Retired | 1986-12-31 06:00 | 1977-01-01 06:00 |  | Petroleum | On road diesel | On road diesel |  | Steel | Steel |  |  | Steel |  | 1901-01-01 06:00 | [15 empty] | UST Currently In Use: 0; UST Temp Close: 0; AST Currently In Use: 0; AST Temp Closed: 0 | 0 | 0 | 0 | 10772-121-008904 | C & H AUTO SALES
4756 | Permanently Closed | 1978-01-01 06:00 | 1964-01-01 06:00 | 1991-03-28 06:00 | Petroleum | Unleaded gasoline | Unleaded gasoline | [7 empty] | 1901-01-01 06:00 | [15 empty] | UST Currently In Use: 0; UST Temp Close: 0; AST Currently In Use: 0; AST Temp Closed: 0 | 0 | 0 | 1 | 10773-077-001829 | C & H ENGINEERS INC
4757 | Retired | 1988-08-08 06:00 | 1959-01-01 06:00 |  | Petroleum | On road diesel | On road diesel |  | Steel | Steel |  |  | Steel |  | 1901-01-01 06:00 | [15 empty] | UST Currently In Use: 0; UST Temp Close: 0; AST Currently In Use: 0; AST Temp Closed: 0 | 0 | 0 | 0 | 10774-073-008255 | C & H TRANSPORTATION CO
4758 | Retired | 1988-08-08 06:00 | 1959-01-01 06:00 |  | Petroleum | On road diesel | On road diesel |  | Steel | Steel |  |  | Steel |  | 1901-01-01 06:00 | [15 empty] | UST Currently In Use: 0; UST Temp Close: 0; AST Currently In Use: 0; AST Temp Closed: 0 | 0 | 0 | 0 | 10774-073-008255 | C & H TRANSPORTATION CO
4759 | Permanently Closed | 1992-01-10 06:00 | 1979-01-01 06:00 | 1992-01-10 06:00 | Petroleum | Unleaded gasoline | Unleaded gasoline |  | Steel | Steel |  | Painted or None | Steel |  | 1901-01-01 06:00 | [15 empty] | UST Currently In Use: 0; UST Temp Close: 0; AST Currently In Use: 0; AST Temp Closed: 0 | 0 | 0 | 2 | 10775-103-006732 | C & L WOOD PRODUCTS INC
4760 | Permanently Closed | 1992-01-10 06:00 | 1981-01-01 06:00 | 1992-01-10 06:00 | Petroleum | On road diesel | On road diesel |  | Steel | Steel |  | Painted or None | Steel |  | 1901-01-01 06:00 | [15 empty] | UST Currently In Use: 0; UST Temp Close: 0; AST Currently In Use: 0; AST Temp Closed: 0 | 0 | 0 | 2 | 10775-103-006732 | C & L WOOD PRODUCTS INC
4761 | Permanently Closed | 1998-12-17 06:00 | 1901-01-01 06:00 | 1999-01-12 06:00 | Petroleum | Unleaded gasoline | Unleaded gasoline | Retail | Steel | Steel |  |  | Steel |  | 1901-01-01 06:00 | [15 empty] | UST Currently In Use: 0; UST Temp Close: 0; AST Currently In Use: 0; AST Temp Closed: 0 | 0 | 0 | 2 | 10776-067-012884 | C AND M GROCERY
4762 | Permanently Closed | 1998-12-17 06:00 | 1901-01-01 06:00 | 1999-01-12 06:00 | Petroleum | Unleaded gasoline | Unleaded gasoline | Retail | Steel | Steel |  |  | Steel |  | 1901-01-01 06:00 | [15 empty] | UST Currently In Use: 0; UST Temp Close: 0; AST Currently In Use: 0; AST Temp Closed: 0 | 0 | 0 | 2 | 10776-067-012884 | C AND M GROCERY
4763 | Retired | 1988-08-08 06:00 | 1901-01-01 06:00 |  | Petroleum | Unleaded gasoline | Unleaded gasoline |  | Steel | Steel |  |  | Steel |  | 1901-01-01 06:00 | [15 empty] | UST Currently In Use: 0; UST Temp Close: 0; AST Currently In Use: 0; AST Temp Closed: 0 | 0 | 0 | 2 | 10776-067-012884 | C AND M GROCERY
4764 | Permanently Closed | 1989-07-01 06:00 | 1978-01-01 06:00 | 1989-07-01 06:00 | Petroleum | On road diesel | On road diesel |  | Steel | Steel |  | Painted or None | Steel |  | 1901-01-01 06:00 | [15 empty] | UST Currently In Use: 0; UST Temp Close: 0; AST Currently In Use: 0; AST Temp Closed: 0 | 0 | 0 | 1 | 10777-035-003678 | DIXIE CHIPS INC
4765 | Permanently Closed | 1998-12-31 06:00 | 1982-01-01 06:00 | 2005-08-16 06:00 | Petroleum | On road diesel | On road diesel |  |  |  | Interior lined (not allowed as a standalone method of corrosion protection) | Painted or None | Fiberglass reinforced plastic, Steel |  | 1901-01-01 06:00 |  | Catchment Basin, Single walled catchment basin |  |  |  |  | Automatic Tank Gauge | [5 empty] | Annual line testing | Annual line testing |  | UST Currently In Use: 0; UST Temp Close: 0; AST Currently In Use: 0; AST Temp Closed: 0 | 0 | 0 | 1 | 22219-073-010948 | J. RODWEY SEAY & TROY CROCKER
4767 | Permanently Closed | 1991-05-20 06:00 | 1977-01-01 06:00 | 1991-05-20 06:00 | Petroleum | On road diesel | On road diesel |  | Steel | Steel |  | Painted or None | Steel |  | 1901-01-01 06:00 | [15 empty] | UST Currently In Use: 0; UST Temp Close: 0; AST Currently In Use: 0; AST Temp Closed: 0 | 0 | 0 | 2 | 14325-073-007977 | RYDER TRUCK RENTAL INC
4768 | Permanently Closed | 1991-05-20 06:00 | 1977-01-01 06:00 | 1991-05-20 06:00 | Petroleum | Used oil | Used oil |  | Steel | Steel |  | Painted or None | Steel |  | 1901-01-01 06:00 | [15 empty] | UST Currently In Use: 0; UST Temp Close: 0; AST Currently In Use: 0; AST Temp Closed: 0 | 0 | 0 | 2 | 14325-073-007977 | RYDER TRUCK RENTAL INC
4769 | Permanently Closed | 1901-01-01 06:00 | 1969-01-01 06:00 | 1988-01-01 06:00 | Petroleum | Unleaded gasoline | Unleaded gasoline |  | Steel | Steel |  |  |  |  | 1901-01-01 06:00 | [15 empty] | UST Currently In Use: 0; UST Temp Close: 0; AST Currently In Use: 3; AST Temp Closed: 0 | 0 | 0 | 1 | 10781-095-002342 | C A LANGFORD CO INC
4770 | Permanently Closed | 1998-12-21 06:00 | 1965-01-01 06:00 | 2000-04-27 06:00 | Petroleum | Unleaded gasoline | Unleaded gasoline |  | Steel | Steel |  |  | Steel |  | 1901-01-01 06:00 | [6 empty] | Statistical Inventory Reconciliation (SIR) | [8 empty] | UST Currently In Use: 0; UST Temp Close: 0; AST Currently In Use: 0; AST Temp Closed: 0 | 0 | 0 | 3 | 10782-025-013250 | C E SMITH
4771 | Permanently Closed | 1998-12-21 06:00 | 1965-01-01 06:00 | 2000-04-27 06:00 | Petroleum | Unleaded gasoline | Unleaded gasoline |  | Steel | Steel |  |  | Steel |  | 1901-01-01 06:00 | [6 empty] | Statistical Inventory Reconciliation (SIR) | [8 empty] | UST Currently In Use: 0; UST Temp Close: 0; AST Currently In Use: 0; AST Temp Closed: 0 | 0 | 0 | 3 | 10782-025-013250 | C E SMITH
4772 | Permanently Closed | 1975-01-01 06:00 | 1965-01-01 06:00 | 1975-01-01 06:00 | Petroleum | Other, OTHER | Other |  | Steel | Steel |  |  | Steel |  | 1901-01-01 06:00 | [15 empty] | UST Currently In Use: 0; UST Temp Close: 0; AST Currently In Use: 0; AST Temp Closed: 0 | 0 | 0 | 3 | 10782-025-013250 | C E SMITH
4773 | Permanently Closed | 1901-01-01 06:00 | 1965-01-01 06:00 |  | Petroleum | Unleaded gasoline | Unleaded gasoline |  | Steel | Steel |  | Painted or None | Steel |  | 1901-01-01 06:00 | [15 empty] | UST Currently In Use: 0; UST Temp Close: 0; AST Currently In Use: 0; AST Temp Closed: 0 | 0 | 0 | 3 | 10783-015-002001 | C E THORNHILL
4774 | Permanently Closed | 1901-01-01 06:00 | 1965-01-01 06:00 |  | Petroleum | Unleaded gasoline | Unleaded gasoline |  | Steel | Steel |  | Painted or None | Steel |  | 1901-01-01 06:00 | [15 empty] | UST Currently In Use: 0; UST Temp Close: 0; AST Currently In Use: 0; AST Temp Closed: 0 | 0 | 0 | 3 | 10783-015-002001 | C E THORNHILL
4775 | Permanently Closed | 1901-01-01 06:00 | 1965-01-01 06:00 |  | Petroleum | Unleaded gasoline | Unleaded gasoline |  | Steel | Steel |  | Painted or None | Steel |  | 1901-01-01 06:00 | [15 empty] | UST Currently In Use: 0; UST Temp Close: 0; AST Currently In Use: 0; AST Temp Closed: 0 | 0 | 0 | 3 | 10783-015-002001 | C E THORNHILL
4776 | Permanently Closed | 1972-01-01 06:00 | 1957-01-01 06:00 | 1988-12-12 06:00 | Petroleum | Unleaded gasoline | Unleaded gasoline |  | Steel | Steel |  | Painted or None |  |  | 1901-01-01 06:00 | [15 empty] | UST Currently In Use: 0; UST Temp Close: 0; AST Currently In Use: 0; AST Temp Closed: 0 | 0 | 0 | 1 | 10784-097-004613 | C E VACALIS DBA AMERICAN FOODS INC
4777 | Permanently Closed | 1980-01-01 06:00 | 1968-01-01 06:00 |  | Petroleum | On road diesel | On road diesel |  | Steel | Steel |  | Painted or None | Steel |  | 1901-01-01 06:00 | [15 empty] | UST Currently In Use: 0; UST Temp Close: 0; AST Currently In Use: 0; AST Temp Closed: 0 | 0 | 0 | 1 | 10785-045-008009 | C F & E M HOLMES
4778 | Permanently Closed | 1992-10-28 06:00 | 1980-01-01 06:00 | 1992-10-28 06:00 | Petroleum | Unleaded gasoline | Unleaded gasoline |  | Steel | Steel | Coated & cathodic protection (sti-P3) |  | Steel |  | 1901-01-01 06:00 | [15 empty] | UST Currently In Use: 0; UST Temp Close: 0; AST Currently In Use: 0; AST Temp Closed: 0 | 0 | 0 | 2 | 10786-101-000549 | KILLYHEVLIN
4779 | Permanently Closed | 1992-10-28 06:00 | 1980-01-01 06:00 | 1992-10-28 06:00 | Petroleum | Unleaded gasoline | Unleaded gasoline |  | Steel | Steel | Coated & cathodic protection (sti-P3) |  | Steel |  | 1901-01-01 06:00 | [15 empty] | UST Currently In Use: 0; UST Temp Close: 0; AST Currently In Use: 0; AST Temp Closed: 0 | 0 | 0 | 2 | 10786-101-000549 | KILLYHEVLIN
4780 | Permanently Closed | 1978-10-01 06:00 | 1974-01-01 06:00 | 1991-01-18 06:00 | Petroleum | On road diesel | On road diesel |  | Steel | Steel |  |  | Steel |  | 1901-01-01 06:00 | [15 empty] | UST Currently In Use: 0; UST Temp Close: 0; AST Currently In Use: 0; AST Temp Closed: 0 | 0 | 0 | 1 | 17316-033-000717 | BOBBY EUGENE ARCHER
4781 | Permanently Closed | 1982-01-01 06:00 | 1966-01-01 06:00 | 1988-08-02 06:00 | Petroleum | On road diesel | On road diesel |  | Steel | Steel |  |  | Steel |  | 1901-01-01 06:00 | [15 empty] | UST Currently In Use: 0; UST Temp Close: 0; AST Currently In Use: 0; AST Temp Closed: 0 | 0 | 0 | 1 | 10788-053-000100 | C H MASLAND & SONS
4782 | Permanently Closed | 1989-11-01 06:00 | 1965-01-01 06:00 | 1989-11-01 06:00 | Petroleum | Unleaded gasoline | Unleaded gasoline |  | Steel | Steel |  |  | Steel |  | 1901-01-01 06:00 | [15 empty] | UST Currently In Use: 0; UST Temp Close: 0; AST Currently In Use: 0; AST Temp Closed: 0 | 0 | 0 | 1 | 10789-073-004422 | C J ELTZ CONST CO INC
4783 | Permanently Closed | 1997-04-21 06:00 | 1940-01-01 06:00 | 1997-04-21 06:00 | Petroleum | Unleaded gasoline | Unleaded gasoline | Retail | Steel | Steel |  | Painted or None | Steel |  | 1901-01-01 06:00 | [6 empty] | Statistical Inventory Reconciliation (SIR) | [8 empty] | UST Currently In Use: 0; UST Temp Close: 0; AST Currently In Use: 0; AST Temp Closed: 0 | 0 | 0 | 3 | 10791-081-012812 | C J PLOTT
4784 | Permanently Closed | 1985-01-01 06:00 | 1940-01-01 06:00 | 1997-04-21 06:00 | Petroleum | Unleaded gasoline | Unleaded gasoline | Retail | Steel | Steel |  | Painted or None | Steel |  | 1901-01-01 06:00 | [6 empty] | Statistical Inventory Reconciliation (SIR) | [8 empty] | UST Currently In Use: 0; UST Temp Close: 0; AST Currently In Use: 0; AST Temp Closed: 0 | 0 | 0 | 3 | 10791-081-012812 | C J PLOTT
4785 | Permanently Closed | 1997-04-21 06:00 | 1940-01-01 06:00 | 1997-04-21 06:00 | Petroleum | Unleaded gasoline | Unleaded gasoline | Retail | Steel | Steel |  | Painted or None | Steel |  | 1901-01-01 06:00 | [6 empty] | Statistical Inventory Reconciliation (SIR) | [8 empty] | UST Currently In Use: 0; UST Temp Close: 0; AST Currently In Use: 0; AST Temp Closed: 0 | 0 | 0 | 3 | 10791-081-012812 | C J PLOTT
4786 | Temporary Closed | 2006-03-24 06:00 | 1969-01-01 06:00 |  | Petroleum | Premium gasoline | Premium gasoline | Retail | Single Wall, Steel | Steel | Field installed cathodic protection |  | Single Wall, Steel |  | 1901-01-01 06:00 | Field installed cathodic protection | Catchment Basin, Single walled catchment basin | Automatic shutoff device At 95% full | Automatic shutoff device At 95% full | [11 empty] | UST Currently In Use: 0; UST Temp Close: 3; AST Currently In Use: 0; AST Temp Closed: 0 | 0 | 3 | 0 | 22003-077-000582 | EDWIN WEIR
4788 | Temporary Closed | 2006-03-24 06:00 | 1969-01-01 06:00 |  | Petroleum | On road diesel | On road diesel | Retail | Single Wall, Steel | Steel | Field installed cathodic protection |  | Single Wall, Steel |  | 1901-01-01 06:00 | Field installed cathodic protection | Catchment Basin, Single walled catchment basin | Automatic shutoff device At 95% full | Automatic shutoff device At 95% full | [11 empty] | UST Currently In Use: 0; UST Temp Close: 3; AST Currently In Use: 0; AST Temp Closed: 0 | 0 | 3 | 0 | 22003-077-000582 | EDWIN WEIR
4789 | Temporary Closed | 2006-03-24 06:00 | 1984-01-01 06:00 |  | Petroleum | Unleaded gasoline | Unleaded gasoline | Retail | Single Wall, Steel | Steel | Field installed cathodic protection |  | Single Wall, Steel |  | 1901-01-01 06:00 | Field installed cathodic protection | Catchment Basin, Single walled catchment basin | Automatic shutoff device At 95% full | Automatic shutoff device At 95% full | [11 empty] | UST Currently In Use: 0; UST Temp Close: 3; AST Currently In Use: 0; AST Temp Closed: 0 | 0 | 3 | 0 | 22003-077-000582 | EDWIN WEIR
4790 | Permanently Closed | 1997-06-21 06:00 | 1974-01-01 06:00 | 1997-12-08 06:00 | Petroleum | Unleaded gasoline | Unleaded gasoline | Retail | Steel | Steel |  | Painted or None | Steel |  | 1901-01-01 06:00 | [15 empty] | UST Currently In Use: 0; UST Temp Close: 0; AST Currently In Use: 0; AST Temp Closed: 0 | 0 | 0 | 2 | 10793-075-000640 | C L HARRISON
4791 | Permanently Closed | 1996-11-29 06:00 | 1974-01-01 06:00 | 1997-12-08 06:00 | Petroleum | On road diesel | On road diesel | Retail | Steel | Steel |  | Painted or None | Steel |  | 1901-01-01 06:00 | [15 empty] | UST Currently In Use: 0; UST Temp Close: 0; AST Currently In Use: 0; AST Temp Closed: 0 | 0 | 0 | 2 | 10793-075-000640 | C L HARRISON
4792 | Permanently Closed | 1991-03-12 06:00 | 1969-01-01 06:00 | 1991-03-12 06:00 | Petroleum | On road diesel | On road diesel |  | Steel | Steel |  | Painted or None | Steel |  | 1901-01-01 06:00 | [15 empty] | UST Currently In Use: 0; UST Temp Close: 0; AST Currently In Use: 0; AST Temp Closed: 0 | 0 | 0 | 3 | 10794-017-012856 | C L HINKLE
4793 | Permanently Closed | 1991-03-12 06:00 | 1969-01-01 06:00 | 1991-03-12 06:00 | Petroleum | Unleaded gasoline | Unleaded gasoline |  | Steel | Steel |  | Painted or None | Steel |  | 1901-01-01 06:00 | [15 empty] | UST Currently In Use: 0; UST Temp Close: 0; AST Currently In Use: 0; AST Temp Closed: 0 | 0 | 0 | 3 | 10794-017-012856 | C L HINKLE
4794 | Permanently Closed | 1991-03-12 06:00 | 1969-01-01 06:00 | 1991-03-12 06:00 | Petroleum | Unleaded gasoline | Unleaded gasoline |  | Steel | Steel |  | Painted or None | Steel |  | 1901-01-01 06:00 | [15 empty] | UST Currently In Use: 0; UST Temp Close: 0; AST Currently In Use: 0; AST Temp Closed: 0 | 0 | 0 | 3 | 10794-017-012856 | C L HINKLE
4795 | Permanently Closed | 1993-10-01 06:00 | 1979-01-01 06:00 | 1995-10-01 06:00 | Petroleum | Unleaded gasoline | Unleaded gasoline |  | Steel | Steel |  |  | Steel |  | 1901-01-01 06:00 | [15 empty] | UST Currently In Use: 0; UST Temp Close: 0; AST Currently In Use: 0; AST Temp Closed: 0 | 0 | 0 | 1 | 10795-097-000421 | MOBILE VENDING CO
4801 | Permanently Closed | 2006-01-11 06:00 | 1976-01-01 06:00 | 2006-01-11 06:00 | Petroleum | Unleaded gasoline | Unleaded gasoline | Retail | Steel | Steel | Field installed cathodic protection |  | Steel |  | 1901-01-01 06:00 | Field installed cathodic protection | Catchment Basin, Single walled catchment basin | Automatic shutoff device At 95% full | Automatic shutoff device At 95% full |  |  | Statistical Inventory Reconciliation (SIR) | [8 empty] | UST Currently In Use: 0; UST Temp Close: 0; AST Currently In Use: 0; AST Temp Closed: 0 | 0 | 0 | 6 | 17046-101-012938 | MICHAEL A MAXEY
4802 | Permanently Closed | 2006-01-11 06:00 | 1976-01-01 06:00 | 2006-01-11 06:00 | Petroleum | Unleaded gasoline | Unleaded gasoline | Retail | Steel | Steel | Field installed cathodic protection |  | Steel |  | 1901-01-01 06:00 | Field installed cathodic protection | Catchment Basin, Single walled catchment basin | Automatic shutoff device At 95% full | Automatic shutoff device At 95% full |  |  | Statistical Inventory Reconciliation (SIR) | [8 empty] | UST Currently In Use: 0; UST Temp Close: 0; AST Currently In Use: 0; AST Temp Closed: 0 | 0 | 0 | 6 | 17046-101-012938 | MICHAEL A MAXEY
4803 | Permanently Closed | 2006-01-11 06:00 | 1976-01-01 06:00 | 2006-01-11 06:00 | Petroleum | Unleaded gasoline | Unleaded gasoline | Retail | Steel | Steel | Field installed cathodic protection |  | Steel |  | 1901-01-01 06:00 | Field installed cathodic protection | Catchment Basin, Single walled catchment basin | Automatic shutoff device At 95% full | Automatic shutoff device At 95% full |  |  | Statistical Inventory Reconciliation (SIR) | [8 empty] | UST Currently In Use: 0; UST Temp Close: 0; AST Currently In Use: 0; AST Temp Closed: 0 | 0 | 0 | 6 | 17046-101-012938 | MICHAEL A MAXEY
4804 | Permanently Closed | 2006-01-11 06:00 | 1976-01-01 06:00 | 2006-01-11 06:00 | Petroleum | Unleaded gasoline | Unleaded gasoline | Retail | Steel | Steel | Field installed cathodic protection |  | Steel |  | 1901-01-01 06:00 | Field installed cathodic protection | Catchment Basin, Single walled catchment basin | Automatic shutoff device At 95% full | Automatic shutoff device At 95% full |  |  | Statistical Inventory Reconciliation (SIR) |  | Automatic shutoff device (AELLD) | Automatic shutoff device (AELLD) | [5 empty] | UST Currently In Use: 0; UST Temp Close: 0; AST Currently In Use: 0; AST Temp Closed: 0 | 0 | 0 | 6 | 17046-101-012938 | MICHAEL A MAXEY
4805 | Permanently Closed | 2006-01-11 06:00 | 1976-01-01 06:00 | 2006-01-11 06:00 | Petroleum | On road diesel | On road diesel | Retail | Steel | Steel | Field installed cathodic protection |  | Steel |  | 1901-01-01 06:00 | Field installed cathodic protection | Catchment Basin, Single walled catchment basin | Automatic shutoff device At 95% full | Automatic shutoff device At 95% full |  |  | Statistical Inventory Reconciliation (SIR) | [8 empty] | UST Currently In Use: 0; UST Temp Close: 0; AST Currently In Use: 0; AST Temp Closed: 0 | 0 | 0 | 6 | 17046-101-012938 | MICHAEL A MAXEY
4806 | Permanently Closed | 2006-01-11 06:00 | 1976-01-01 06:00 | 2006-01-11 06:00 | Petroleum | Kerosene | Kerosene | Retail | Steel | Steel | Field installed cathodic protection |  | Steel |  | 1901-01-01 06:00 | Field installed cathodic protection | Catchment Basin, Single walled catchment basin | Flow Rest 90% Full | Flow Rest 90% Full |  |  | Statistical Inventory Reconciliation (SIR) | [8 empty] | UST Currently In Use: 0; UST Temp Close: 0; AST Currently In Use: 0; AST Temp Closed: 0 | 0 | 0 | 6 | 17046-101-012938 | MICHAEL A MAXEY
4807 | Permanently Closed | 1992-09-14 06:00 | 1972-01-01 06:00 | 1992-09-14 06:00 | Petroleum | Unleaded gasoline | Unleaded gasoline |  | Steel | Steel |  | Painted or None | Steel |  | 1901-01-01 06:00 | [15 empty] | UST Currently In Use: 0; UST Temp Close: 0; AST Currently In Use: 0; AST Temp Closed: 0 | 0 | 0 | 5 | 10798-027-001941 | C N HAWTHORNE TEXACO STATION
4808 | Permanently Closed | 1992-09-14 06:00 | 1972-01-01 06:00 | 1992-09-14 06:00 | Petroleum | Unleaded gasoline | Unleaded gasoline |  | Steel | Steel |  | Painted or None | Steel |  | 1901-01-01 06:00 | [15 empty] | UST Currently In Use: 0; UST Temp Close: 0; AST Currently In Use: 0; AST Temp Closed: 0 | 0 | 0 | 5 | 10798-027-001941 | C N HAWTHORNE TEXACO STATION
4809 | Permanently Closed | 1992-09-14 06:00 | 1972-01-01 06:00 | 1992-09-14 06:00 | Petroleum | Unleaded gasoline | Unleaded gasoline |  | Steel | Steel |  | Painted or None | Steel |  | 1901-01-01 06:00 | [15 empty] | UST Currently In Use: 0; UST Temp Close: 0; AST Currently In Use: 0; AST Temp Closed: 0 | 0 | 0 | 5 | 10798-027-001941 | C N HAWTHORNE TEXACO STATION
4810 | Permanently Closed | 1992-09-14 06:00 | 1944-01-01 07:00 | 1992-09-14 06:00 | Petroleum | Unleaded gasoline | Unleaded gasoline |  | Steel | Steel |  | Painted or None | Steel |  | 1901-01-01 06:00 | [15 empty] | UST Currently In Use: 0; UST Temp Close: 0; AST Currently In Use: 0; AST Temp Closed: 0 | 0 | 0 | 5 | 10798-027-001941 | C N HAWTHORNE TEXACO STATION
4811 | Permanently Closed | 1992-09-14 06:00 | 1944-01-01 07:00 | 1992-09-14 06:00 | Petroleum | Unleaded gasoline | Unleaded gasoline |  | Steel | Steel |  | Painted or None | Steel |  | 1901-01-01 06:00 | [15 empty] | UST Currently In Use: 0; UST Temp Close: 0; AST Currently In Use: 0; AST Temp Closed: 0 | 0 | 0 | 5 | 10798-027-001941 | C N HAWTHORNE TEXACO STATION
4812 | Permanently Closed | 1901-01-01 06:00 | 1965-01-01 06:00 | 1988-12-22 06:00 | Petroleum | Unleaded gasoline | Unleaded gasoline |  | Steel | Steel |  | Painted or None | Steel |  | 1901-01-01 06:00 | [15 empty] | UST Currently In Use: 0; UST Temp Close: 0; AST Currently In Use: 0; AST Temp Closed: 0 | 0 | 0 | 3 | 10800-071-010107 | C S ROBERTS
4813 | Permanently Closed | 1901-01-01 06:00 | 1965-01-01 06:00 | 1988-12-22 06:00 | Petroleum | Unleaded gasoline | Unleaded gasoline |  | Steel | Steel |  | Painted or None | Steel |  | 1901-01-01 06:00 | [15 empty] | UST Currently In Use: 0; UST Temp Close: 0; AST Currently In Use: 0; AST Temp Closed: 0 | 0 | 0 | 3 | 10800-071-010107 | C S ROBERTS
4814 | Permanently Closed | 1901-01-01 06:00 | 1965-01-01 06:00 | 1988-12-22 06:00 | Petroleum | Unleaded gasoline | Unleaded gasoline |  | Steel | Steel |  | Painted or None | Steel |  | 1901-01-01 06:00 | [15 empty] | UST Currently In Use: 0; UST Temp Close: 0; AST Currently In Use: 0; AST Temp Closed: 0 | 0 | 0 | 3 | 10800-071-010107 | C S ROBERTS
4815 | Permanently Closed | 1989-09-21 06:00 | 1969-01-01 06:00 | 1989-09-21 06:00 | Petroleum | Unleaded gasoline | Unleaded gasoline |  | Steel | Steel |  | Painted or None | Steel |  | 1901-01-01 06:00 | [15 empty] | UST Currently In Use: 0; UST Temp Close: 0; AST Currently In Use: 0; AST Temp Closed: 0 | 0 | 0 | 2 | 10800-089-010104 | C S ROBERTS
4816 | Permanently Closed | 1989-09-21 06:00 | 1969-01-01 06:00 | 1989-09-21 06:00 | Petroleum | Unleaded gasoline | Unleaded gasoline |  | Steel | Steel |  | Painted or None | Steel |  | 1901-01-01 06:00 | [15 empty] | UST Currently In Use: 0; UST Temp Close: 0; AST Currently In Use: 0; AST Temp Closed: 0 | 0 | 0 | 2 | 10800-089-010104 | C S ROBERTS
4817 | Permanently Closed | 1990-12-26 06:00 | 1962-01-01 06:00 | 1991-09-06 06:00 | Petroleum | Unleaded gasoline | Unleaded gasoline |  | Steel | Steel |  | Painted or None | Steel |  | 1901-01-01 06:00 | [15 empty] | UST Currently In Use: 0; UST Temp Close: 0; AST Currently In Use: 0; AST Temp Closed: 0 | 0 | 0 | 3 | 10800-089-010105 | C S ROBERTS
4818 | Permanently Closed | 1990-12-26 06:00 | 1962-01-01 06:00 | 1991-09-06 06:00 | Petroleum | Unleaded gasoline | Unleaded gasoline |  | Steel | Steel |  | Painted or None | Steel |  | 1901-01-01 06:00 | [15 empty] | UST Currently In Use: 0; UST Temp Close: 0; AST Currently In Use: 0; AST Temp Closed: 0 | 0 | 0 | 3 | 10800-089-010105 | C S ROBERTS
4819 | Permanently Closed | 1990-12-26 06:00 | 1962-01-01 06:00 | 1991-09-06 06:00 | Petroleum | Unleaded gasoline | Unleaded gasoline |  | Steel | Steel |  | Painted or None | Steel |  | 1901-01-01 06:00 | [15 empty] | UST Currently In Use: 0; UST Temp Close: 0; AST Currently In Use: 0; AST Temp Closed: 0 | 0 | 0 | 3 | 10800-089-010105 | C S ROBERTS
4820 | Permanently Closed | 1993-01-21 06:00 | 1963-01-01 06:00 | 1993-01-21 06:00 | Petroleum | Unleaded gasoline | Unleaded gasoline |  | Steel | Steel |  | Painted or None | Steel |  | 1901-01-01 06:00 | [6 empty] | Manual Tank Gauging (only tanks 1000 gal. or less and 48” or 64” in diameter) | [8 empty] | UST Currently In Use: 0; UST Temp Close: 0; AST Currently In Use: 0; AST Temp Closed: 0 | 0 | 0 | 3 | 17605-089-010106 | CLYDE R BRADFORD
4821 | Permanently Closed | 1993-01-21 06:00 | 1973-01-01 06:00 | 1993-01-21 06:00 | Petroleum | Unleaded gasoline | Unleaded gasoline |  | Steel | Steel |  | Painted or None | Steel |  | 1901-01-01 06:00 | [6 empty] | Manual Tank Gauging (only tanks 1000 gal. or less and 48” or 64” in diameter) | [8 empty] | UST Currently In Use: 0; UST Temp Close: 0; AST Currently In Use: 0; AST Temp Closed: 0 | 0 | 0 | 3 | 17605-089-010106 | CLYDE R BRADFORD
4822 | Permanently Closed | 1993-01-21 06:00 | 1963-01-01 06:00 | 1993-01-21 06:00 | Petroleum | Unleaded gasoline | Unleaded gasoline |  | Steel | Steel |  | Painted or None | Steel |  | 1901-01-01 06:00 | [15 empty] | UST Currently In Use: 0; UST Temp Close: 0; AST Currently In Use: 0; AST Temp Closed: 0 | 0 | 0 | 3 | 17605-089-010106 | CLYDE R BRADFORD
4823 | Permanently Closed | 1995-01-01 06:00 | 1965-01-01 06:00 | 1995-02-21 06:00 | Petroleum | Unleaded gasoline | Unleaded gasoline | Retail | Steel | Steel |  | Painted or None | Steel |  | 1901-01-01 06:00 |  | Catchment Basin, Single walled catchment basin | [10 empty] | Annual line testing | Annual line testing |  | UST Currently In Use: 2; UST Temp Close: 0; AST Currently In Use: 0; AST Temp Closed: 0 | 2 | 0 | 5 | 22963-101-006870 | AEHNLICH AUTOMOTIVE INC
4824 | Permanently Closed | 1995-01-01 06:00 | 1965-01-01 06:00 | 1995-02-21 06:00 | Petroleum | Unleaded gasoline | Unleaded gasoline | Retail | Steel | Steel |  | Painted or None | Steel |  | 1901-01-01 06:00 | [12 empty] | Annual line testing | Annual line testing |  | UST Currently In Use: 2; UST Temp Close: 0; AST Currently In Use: 0; AST Temp Closed: 0 | 2 | 0 | 5 | 22963-101-006870 | AEHNLICH AUTOMOTIVE INC
4825 | Permanently Closed | 1995-01-01 06:00 | 1965-01-01 06:00 | 1995-02-21 06:00 | Petroleum | Unleaded gasoline | Unleaded gasoline | Retail | Steel | Steel |  | Painted or None | Steel |  | 1901-01-01 06:00 | [12 empty] | Annual line testing | Annual line testing |  | UST Currently In Use: 2; UST Temp Close: 0; AST Currently In Use: 0; AST Temp Closed: 0 | 2 | 0 | 5 | 22963-101-006870 | AEHNLICH AUTOMOTIVE INC
4826 | Permanently Closed | 1995-01-01 06:00 | 1965-01-01 06:00 | 1995-02-21 06:00 | Petroleum | Unleaded gasoline | Unleaded gasoline | Retail | Steel | Steel |  | Painted or None | Steel |  | 1901-01-01 06:00 | [15 empty] | UST Currently In Use: 2; UST Temp Close: 0; AST Currently In Use: 0; AST Temp Closed: 0 | 2 | 0 | 5 | 22963-101-006870 | AEHNLICH AUTOMOTIVE INC
4827 | Permanently Closed | 1995-01-01 06:00 | 1965-01-01 06:00 | 1995-04-07 06:00 | Petroleum | Used oil | Used oil | Retail | Steel | Steel |  | Painted or None | Steel |  | 1901-01-01 06:00 | [15 empty] | UST Currently In Use: 2; UST Temp Close: 0; AST Currently In Use: 0; AST Temp Closed: 0 | 2 | 0 | 5 | 22963-101-006870 | AEHNLICH AUTOMOTIVE INC
4828 | Permanently Closed | 1901-01-01 06:00 | 1978-01-01 06:00 | 1988-11-29 06:00 | Petroleum | Unleaded gasoline | Unleaded gasoline |  | Steel | Steel |  | Painted or None | Steel |  | 1901-01-01 06:00 | [15 empty] | UST Currently In Use: 0; UST Temp Close: 0; AST Currently In Use: 0; AST Temp Closed: 0 | 0 | 0 | 4 | 10802-053-010307 | C W HELTON
4829 | Permanently Closed | 1901-01-01 06:00 | 1978-01-01 06:00 | 1988-11-29 06:00 | Petroleum | On road diesel | On road diesel |  | Steel | Steel |  | Painted or None | Steel |  | 1901-01-01 06:00 | [15 empty] | UST Currently In Use: 0; UST Temp Close: 0; AST Currently In Use: 0; AST Temp Closed: 0 | 0 | 0 | 4 | 10802-053-010307 | C W HELTON
4830 | Permanently Closed | 1980-01-01 06:00 | 1978-01-01 06:00 | 1988-11-29 06:00 | Petroleum | Unleaded gasoline | Unleaded gasoline |  | Steel | Steel |  | Painted or None | Steel |  | 1901-01-01 06:00 | [15 empty] | UST Currently In Use: 0; UST Temp Close: 0; AST Currently In Use: 0; AST Temp Closed: 0 | 0 | 0 | 4 | 10802-053-010307 | C W HELTON
4831 | Permanently Closed | 1980-01-01 06:00 | 1978-01-01 06:00 | 1988-11-29 06:00 | Petroleum | On road diesel | On road diesel |  | Steel | Steel |  | Painted or None | Steel |  | 1901-01-01 06:00 | [15 empty] | UST Currently In Use: 0; UST Temp Close: 0; AST Currently In Use: 0; AST Temp Closed: 0 | 0 | 0 | 4 | 10802-053-010307 | C W HELTON
4832 | Permanently Closed | 1998-09-01 06:00 | 1950-01-01 06:00 | 1998-09-01 06:00 | Petroleum | Unleaded gasoline | Unleaded gasoline |  | Steel | Steel |  | Painted or None | Steel |  | 1901-01-01 06:00 | [12 empty] | Annual line testing | Annual line testing |  | UST Currently In Use: 0; UST Temp Close: 0; AST Currently In Use: 0; AST Temp Closed: 0 | 0 | 0 | 6 | 10803-049-013296 | C W MCCLAIN JR
4833 | Permanently Closed | 1998-08-01 06:00 | 1950-01-01 06:00 | 1998-09-01 06:00 | Petroleum | Unleaded gasoline | Unleaded gasoline |  | Steel | Steel |  | Painted or None | Steel |  | 1901-01-01 06:00 | [12 empty] | Annual line testing | Annual line testing |  | UST Currently In Use: 0; UST Temp Close: 0; AST Currently In Use: 0; AST Temp Closed: 0 | 0 | 0 | 6 | 10803-049-013296 | C W MCCLAIN JR
4834 | Permanently Closed | 1998-09-01 06:00 | 1970-01-01 06:00 | 1998-09-01 06:00 | Petroleum | On road diesel | On road diesel |  | Steel | Steel |  | Painted or None | Steel |  | 1901-01-01 06:00 | [12 empty] | Annual line testing | Annual line testing |  | UST Currently In Use: 0; UST Temp Close: 0; AST Currently In Use: 0; AST Temp Closed: 0 | 0 | 0 | 6 | 10803-049-013296 | C W MCCLAIN JR
4835 | Permanently Closed | 1998-09-01 06:00 | 1973-01-01 06:00 | 1998-09-01 06:00 | Petroleum | Unleaded gasoline | Unleaded gasoline |  | Steel | Steel |  | Painted or None | Steel |  | 1901-01-01 06:00 | [12 empty] | Annual line testing | Annual line testing |  | UST Currently In Use: 0; UST Temp Close: 0; AST Currently In Use: 0; AST Temp Closed: 0 | 0 | 0 | 6 | 10803-049-013296 | C W MCCLAIN JR
4836 | Permanently Closed | 1998-09-01 06:00 | 1976-01-01 06:00 | 1998-09-01 06:00 | Petroleum | On road diesel | On road diesel |  | Steel | Steel |  | Painted or None | Steel |  | 1901-01-01 06:00 | [12 empty] | Annual line testing | Annual line testing |  | UST Currently In Use: 0; UST Temp Close: 0; AST Currently In Use: 0; AST Temp Closed: 0 | 0 | 0 | 6 | 10803-049-013296 | C W MCCLAIN JR
4837 | Permanently Closed | 1998-09-01 06:00 | 1980-01-01 06:00 | 1998-09-01 06:00 | Petroleum | Kerosene | Kerosene |  | Steel | Steel |  | Painted or None | Steel |  | 1901-01-01 06:00 | [12 empty] | Annual line testing | Annual line testing |  | UST Currently In Use: 0; UST Temp Close: 0; AST Currently In Use: 0; AST Temp Closed: 0 | 0 | 0 | 6 | 10803-049-013296 | C W MCCLAIN JR
4838 | Permanently Closed | 1901-01-01 06:00 | 1978-01-01 06:00 | 1988-12-08 06:00 | Petroleum | Unleaded gasoline | Unleaded gasoline |  | Steel | Steel | Interior lined (not allowed as a standalone method of corrosion protection) | Painted or None | Steel |  | 1901-01-01 06:00 | [15 empty] | UST Currently In Use: 0; UST Temp Close: 0; AST Currently In Use: 0; AST Temp Closed: 0 | 0 | 0 | 3 | 10804-053-010011 | C WILSON JOHNSON
4839 | Permanently Closed | 1901-01-01 06:00 | 1978-01-01 06:00 | 1988-12-08 06:00 | Petroleum | Unleaded gasoline | Unleaded gasoline |  | Steel | Steel | Interior lined (not allowed as a standalone method of corrosion protection) | Painted or None | Steel |  | 1901-01-01 06:00 | [15 empty] | UST Currently In Use: 0; UST Temp Close: 0; AST Currently In Use: 0; AST Temp Closed: 0 | 0 | 0 | 3 | 10804-053-010011 | C WILSON JOHNSON
4840 | Permanently Closed | 1901-01-01 06:00 | 1978-01-01 06:00 | 1988-12-08 06:00 | Petroleum | On road diesel | On road diesel |  | Steel | Steel | Interior lined (not allowed as a standalone method of corrosion protection) | Painted or None | Steel |  | 1901-01-01 06:00 | [15 empty] | UST Currently In Use: 0; UST Temp Close: 0; AST Currently In Use: 0; AST Temp Closed: 0 | 0 | 0 | 3 | 10804-053-010011 | C WILSON JOHNSON
4841 | Permanently Closed | 1991-11-25 06:00 | 1981-01-01 06:00 | 1991-11-25 06:00 | Petroleum | Unleaded gasoline | Unleaded gasoline |  | Steel | Steel |  | Painted or None | Steel |  | 1901-01-01 06:00 | [15 empty] | UST Currently In Use: 0; UST Temp Close: 0; AST Currently In Use: 0; AST Temp Closed: 0 | 0 | 0 | 3 | 10805-125-000545 | CABINESS PLG CO OF TUSC INC
4842 | Permanently Closed | 1978-03-01 06:00 | 1976-01-01 06:00 | 1988-11-03 06:00 | Petroleum | Unleaded gasoline | Unleaded gasoline |  | Steel | Steel |  | Painted or None | Steel |  | 1901-01-01 06:00 | [15 empty] | UST Currently In Use: 0; UST Temp Close: 0; AST Currently In Use: 0; AST Temp Closed: 0 | 0 | 0 | 3 | 10805-125-000545 | CABINESS PLG CO OF TUSC INC
4843 | Permanently Closed | 1976-03-01 06:00 | 1974-01-01 06:00 | 1988-11-03 06:00 | Petroleum | Unleaded gasoline | Unleaded gasoline |  | Steel | Steel |  | Painted or None | Steel |  | 1901-01-01 06:00 | [15 empty] | UST Currently In Use: 0; UST Temp Close: 0; AST Currently In Use: 0; AST Temp Closed: 0 | 0 | 0 | 3 | 10805-125-000545 | CABINESS PLG CO OF TUSC INC
4844 | Permanently Closed | 1988-05-05 06:00 | 1971-01-01 06:00 | 1988-05-05 06:00 | Petroleum | On road diesel | On road diesel |  | Steel | Steel |  | Painted or None | Steel |  | 1901-01-01 06:00 | [15 empty] | UST Currently In Use: 0; UST Temp Close: 0; AST Currently In Use: 0; AST Temp Closed: 0 | 0 | 0 | 1 | 10806-049-004614 | CAGLE'S INC
4845 | Permanently Closed | 1997-06-12 06:00 | 1985-01-01 06:00 | 1997-06-12 06:00 | Petroleum | Used oil | Used oil |  | Steel | Steel | Coated & cathodic protection (sti-P3), Interior lined (not allowed as a standalone method of corrosion protection) |  | Steel |  | 1901-01-01 06:00 | [6 empty] | Manual Tank Gauging (only tanks 1000 gal. or less and 48” or 64” in diameter) | [8 empty] | UST Currently In Use: 0; UST Temp Close: 0; AST Currently In Use: 0; AST Temp Closed: 0 | 0 | 0 | 1 | 10807-073-012579 | CAHABA PARK TIRE CENTER INC
4846 | Temporary Closed | 2016-06-01 06:00 | 1988-12-01 06:00 |  | Petroleum | Unleaded gasoline | Unleaded gasoline | Retail | Fiberglass reinforced plastic | Fiberglass reinforced plastic |  |  | Fiberglass reinforced plastic |  | 1901-01-01 06:00 |  | Catchment Basin, Single walled catchment basin | Automatic shutoff device At 95% full | Automatic shutoff device At 95% full |  |  | Continuous Automatic Tank Gauge |  | Automatic shutoff device (AELLD) | Automatic shutoff device (AELLD) | [5 empty] | UST Currently In Use: 0; UST Temp Close: 3; AST Currently In Use: 0; AST Temp Closed: 0 | 0 | 3 | 2 | 22165-097-006883 | CHRISTINA VU
4847 | Temporary Closed | 2014-09-01 06:00 | 1988-12-01 06:00 |  | Petroleum | Unleaded gasoline | Unleaded gasoline | Retail | Fiberglass reinforced plastic | Fiberglass reinforced plastic |  |  | Fiberglass reinforced plastic |  | 1901-01-01 06:00 |  | Catchment Basin, Single walled catchment basin | Automatic shutoff device At 95% full | Automatic shutoff device At 95% full |  |  | Continuous Automatic Tank Gauge |  | Automatic shutoff device (AELLD) | Automatic shutoff device (AELLD) | [5 empty] | UST Currently In Use: 0; UST Temp Close: 3; AST Currently In Use: 0; AST Temp Closed: 0 | 0 | 3 | 2 | 22165-097-006883 | CHRISTINA VU
4848 | Temporary Closed | 2016-06-01 06:00 | 1988-12-01 06:00 |  | Petroleum | Premium gasoline | Premium gasoline | Retail | Fiberglass reinforced plastic | Fiberglass reinforced plastic |  |  | Fiberglass reinforced plastic |  | 1901-01-01 06:00 |  | Catchment Basin, Single walled catchment basin | Automatic shutoff device At 95% full | Automatic shutoff device At 95% full |  |  | Continuous Automatic Tank Gauge |  | Automatic shutoff device (AELLD) | Automatic shutoff device (AELLD) | [5 empty] | UST Currently In Use: 0; UST Temp Close: 3; AST Currently In Use: 0; AST Temp Closed: 0 | 0 | 3 | 2 | 22165-097-006883 | CHRISTINA VU
4849 | Permanently Closed | 1981-06-01 06:00 | 1901-01-01 06:00 | 1988-10-01 06:00 | Petroleum | Other, OTHER | Other |  |  |  |  | Painted or None | Steel |  | 1901-01-01 06:00 | [15 empty] | UST Currently In Use: 0; UST Temp Close: 3; AST Currently In Use: 0; AST Temp Closed: 0 | 0 | 3 | 2 | 22165-097-006883 | CHRISTINA VU
4850 | Permanently Closed | 1981-06-01 06:00 | 1901-01-01 06:00 | 1988-10-01 06:00 | Petroleum | Other, OTHER | Other |  |  |  |  | Painted or None | Steel |  | 1901-01-01 06:00 | [15 empty] | UST Currently In Use: 0; UST Temp Close: 3; AST Currently In Use: 0; AST Temp Closed: 0 | 0 | 3 | 2 | 22165-097-006883 | CHRISTINA VU
4851 | Permanently Closed | 1974-10-01 06:00 | 1955-01-01 06:00 |  | Petroleum | Unleaded gasoline | Unleaded gasoline |  | Steel | Steel |  | Painted or None | Steel |  | 1901-01-01 06:00 | [15 empty] | UST Currently In Use: 0; UST Temp Close: 0; AST Currently In Use: 0; AST Temp Closed: 0 | 0 | 0 | 2 | 10810-117-005945 | CALERA BAPTIST CHURCH
4852 | Permanently Closed | 1974-10-01 06:00 | 1955-01-01 06:00 |  | Petroleum | Unleaded gasoline | Unleaded gasoline |  | Steel | Steel |  | Painted or None | Steel |  | 1901-01-01 06:00 | [15 empty] | UST Currently In Use: 0; UST Temp Close: 0; AST Currently In Use: 0; AST Temp Closed: 0 | 0 | 0 | 2 | 10810-117-005945 | CALERA BAPTIST CHURCH
4853 | Permanently Closed | 1992-10-18 06:00 | 1980-01-01 06:00 | 1992-10-18 06:00 | Petroleum | On road diesel | On road diesel | Local government | Steel | Steel | Coated & cathodic protection (sti-P3) |  | Steel |  | 1901-01-01 06:00 | [15 empty] | UST Currently In Use: 0; UST Temp Close: 0; AST Currently In Use: 1; AST Temp Closed: 0 | 0 | 0 | 2 | 10811-015-011867 | CALHOUN CO COMMISSION
4854 | Permanently Closed | 1992-10-18 06:00 | 1980-01-01 06:00 | 1992-10-18 06:00 | Petroleum | Unleaded gasoline | Unleaded gasoline | Local government | Steel | Steel | Coated & cathodic protection (sti-P3) |  | Steel |  | 1901-01-01 06:00 | [15 empty] | UST Currently In Use: 0; UST Temp Close: 0; AST Currently In Use: 1; AST Temp Closed: 0 | 0 | 0 | 2 | 10811-015-011867 | CALHOUN CO COMMISSION
4856 | Permanently Closed | 1992-10-18 06:00 | 1963-01-01 06:00 | 1992-10-18 06:00 | Petroleum | Unleaded gasoline | Unleaded gasoline | Local government | Steel | Steel |  |  | Steel |  | 1901-01-01 06:00 | [15 empty] | UST Currently In Use: 0; UST Temp Close: 0; AST Currently In Use: 1; AST Temp Closed: 0 | 0 | 0 | 1 | 10811-015-011868 | CALHOUN CO COMMISSION
4857 | Permanently Closed | 1998-12-03 06:00 | 1979-01-01 06:00 | 1998-12-03 06:00 | Petroleum | On road diesel | On road diesel | Local government | Steel | Steel | Coated & cathodic protection (sti-P3) |  | Steel |  | 1901-01-01 06:00 | [12 empty] | Annual line testing | Annual line testing |  | UST Currently In Use: 0; UST Temp Close: 0; AST Currently In Use: 0; AST Temp Closed: 0 | 0 | 0 | 2 | 10811-015-011869 | CALHOUN CO COMMISSION
4858 | Permanently Closed | 1998-12-03 06:00 | 1973-01-01 06:00 | 1998-12-03 06:00 | Petroleum | Unleaded gasoline | Unleaded gasoline | Local government | Steel | Steel |  |  | Steel |  | 1901-01-01 06:00 | [12 empty] | Annual line testing | Annual line testing |  | UST Currently In Use: 0; UST Temp Close: 0; AST Currently In Use: 0; AST Temp Closed: 0 | 0 | 0 | 2 | 10811-015-011869 | CALHOUN CO COMMISSION
4859 | Permanently Closed | 1998-12-22 06:00 | 1966-01-01 06:00 | 1999-04-20 06:00 | Petroleum | On road diesel | On road diesel | Local government | Steel | Steel |  |  | Steel |  | 1901-01-01 06:00 | [15 empty] | UST Currently In Use: 0; UST Temp Close: 0; AST Currently In Use: 0; AST Temp Closed: 0 | 0 | 0 | 3 | 10811-015-011870 | CALHOUN CO COMMISSION
4860 | Permanently Closed | 1998-12-22 06:00 | 1982-01-01 06:00 | 1999-04-20 06:00 | Petroleum | Unleaded gasoline | Unleaded gasoline | Local government | Steel | Steel | Coated & cathodic protection (sti-P3) |  | Steel |  | 1901-01-01 06:00 | [15 empty] | UST Currently In Use: 0; UST Temp Close: 0; AST Currently In Use: 0; AST Temp Closed: 0 | 0 | 0 | 3 | 10811-015-011870 | CALHOUN CO COMMISSION
4861 | Permanently Closed | 1998-12-22 06:00 | 1982-01-01 06:00 | 1999-04-20 06:00 | Petroleum | Unleaded gasoline | Unleaded gasoline | Local government | Steel | Steel | Coated & cathodic protection (sti-P3) |  | Steel |  | 1901-01-01 06:00 | [15 empty] | UST Currently In Use: 0; UST Temp Close: 0; AST Currently In Use: 0; AST Temp Closed: 0 | 0 | 0 | 3 | 10811-015-011870 | CALHOUN CO COMMISSION
4862 | Permanently Closed | 1998-11-17 06:00 | 1982-01-01 06:00 | 1998-11-17 06:00 | Petroleum | On road diesel | On road diesel | Local government | Steel | Steel | Coated & cathodic protection (sti-P3) |  | Steel |  | 1901-01-01 06:00 | [12 empty] | Annual line testing | Annual line testing |  | UST Currently In Use: 0; UST Temp Close: 0; AST Currently In Use: 0; AST Temp Closed: 0 | 0 | 0 | 2 | 10811-015-011871 | CALHOUN CO COMMISSION
4863 | Permanently Closed | 1998-11-17 06:00 | 1982-01-01 06:00 | 1998-11-17 06:00 | Petroleum | Unleaded gasoline | Unleaded gasoline | Local government | Steel | Steel | Coated & cathodic protection (sti-P3) |  | Steel |  | 1901-01-01 06:00 | [15 empty] | UST Currently In Use: 0; UST Temp Close: 0; AST Currently In Use: 0; AST Temp Closed: 0 | 0 | 0 | 2 | 10811-015-011871 | CALHOUN CO COMMISSION
4864 | Permanently Closed | 1998-11-18 06:00 | 1982-01-01 06:00 | 1998-11-18 06:00 | Petroleum | On road diesel | On road diesel | Local government | Steel | Steel | Coated & cathodic protection (sti-P3) |  | Steel |  | 1901-01-01 06:00 | [15 empty] | UST Currently In Use: 0; UST Temp Close: 0; AST Currently In Use: 0; AST Temp Closed: 0 | 0 | 0 | 2 | 10811-015-011872 | CALHOUN CO COMMISSION
4865 | Permanently Closed | 1998-11-18 06:00 | 1982-01-01 06:00 | 1998-11-18 06:00 | Petroleum | Unleaded gasoline | Unleaded gasoline | Local government | Steel | Steel | Coated & cathodic protection (sti-P3) |  | Steel |  | 1901-01-01 06:00 | [15 empty] | UST Currently In Use: 0; UST Temp Close: 0; AST Currently In Use: 0; AST Temp Closed: 0 | 0 | 0 | 2 | 10811-015-011872 | CALHOUN CO COMMISSION
4866 | Permanently Closed | 1990-01-22 06:00 | 1954-01-01 06:00 | 1990-01-22 06:00 | Petroleum | Unleaded gasoline | Unleaded gasoline | Local government | Fiberglass reinforced plastic | Fiberglass reinforced plastic |  |  |  |  | 1901-01-01 06:00 | [15 empty] | UST Currently In Use: 0; UST Temp Close: 2; AST Currently In Use: 0; AST Temp Closed: 0 | 0 | 2 | 1 | 10812-015-002128 | CALHOUN COUNTY BOARD OF EDUCATION
4867 | Temporary Closed | 2011-09-01 06:00 | 1989-01-01 06:00 |  | Petroleum | Unleaded gasoline | Unleaded gasoline | Local government | Single Wall, Steel | Steel | Coated & cathodic protection (sti-P3) |  | Fiberglass reinforced plastic, Single Wall |  |  | Other, FLXS ISOLA | Catchment Basin, Single walled catchment basin | Automatic shutoff device At 95% full, Flow Rest 90% Full | Flow Rest 90% Full |  |  | Statistical Inventory Reconciliation (SIR) | [8 empty] | UST Currently In Use: 0; UST Temp Close: 2; AST Currently In Use: 0; AST Temp Closed: 0 | 0 | 2 | 1 | 10812-015-002128 | CALHOUN COUNTY BOARD OF EDUCATION
4868 | Temporary Closed | 2011-09-01 06:00 | 1989-01-01 06:00 |  | Petroleum | On road diesel | On road diesel | Local government | Single Wall, Steel | Steel | Coated & cathodic protection (sti-P3) |  | Fiberglass reinforced plastic, Single Wall |  |  | Other, FLXS ISOLA | Catchment Basin, Single walled catchment basin | Automatic shutoff device At 95% full, Flow Rest 90% Full | Flow Rest 90% Full |  |  | Statistical Inventory Reconciliation (SIR) | [8 empty] | UST Currently In Use: 0; UST Temp Close: 2; AST Currently In Use: 0; AST Temp Closed: 0 | 0 | 2 | 1 | 10812-015-002128 | CALHOUN COUNTY BOARD OF EDUCATION
4869 | Temporary Closed | 2012-03-01 06:00 | 1954-01-01 06:00 |  | Petroleum | Premium gasoline | Premium gasoline | Local government | Single Wall, Steel | Steel | Field installed cathodic protection |  | Single Wall, Steel |  |  | Field installed cathodic protection | Catchment Basin, Single walled catchment basin | Flow Rest 90% Full | Flow Rest 90% Full |  |  | Statistical Inventory Reconciliation (SIR) | [8 empty] | UST Currently In Use: 0; UST Temp Close: 3; AST Currently In Use: 0; AST Temp Closed: 0 | 0 | 3 | 0 | 10812-015-002129 | CALHOUN COUNTY BOARD OF EDUCATION
4871 | Temporary Closed | 2011-07-01 06:00 | 1979-01-01 06:00 |  | Petroleum | On road diesel | On road diesel | Local government | Single Wall, Steel | Steel | Field installed cathodic protection |  | Single Wall, Steel |  |  | Field installed cathodic protection | Catchment Basin, Single walled catchment basin | Automatic shutoff device At 95% full, Flow Rest 90% Full | Flow Rest 90% Full |  |  | Statistical Inventory Reconciliation (SIR) | [8 empty] | UST Currently In Use: 0; UST Temp Close: 3; AST Currently In Use: 0; AST Temp Closed: 0 | 0 | 3 | 0 | 10812-015-002129 | CALHOUN COUNTY BOARD OF EDUCATION
4872 | Temporary Closed | 2011-09-01 06:00 | 1983-01-01 06:00 |  | Petroleum | On road diesel | On road diesel | Local government | Single Wall, Steel | Steel | Field installed cathodic protection |  | Single Wall, Steel |  |  | Field installed cathodic protection | Catchment Basin, Single walled catchment basin | Automatic shutoff device At 95% full | Automatic shutoff device At 95% full |  |  | Statistical Inventory Reconciliation (SIR) | [8 empty] | UST Currently In Use: 0; UST Temp Close: 3; AST Currently In Use: 0; AST Temp Closed: 0 | 0 | 3 | 0 | 10812-015-002129 | CALHOUN COUNTY BOARD OF EDUCATION
4873 | Permanently Closed | 1901-01-01 06:00 | 1954-01-01 06:00 | 1989-06-01 06:00 | Petroleum | Unleaded gasoline | Unleaded gasoline | Local government | Steel | Steel |  | Painted or None |  |  | 1901-01-01 06:00 | [15 empty] | UST Currently In Use: 0; UST Temp Close: 0; AST Currently In Use: 0; AST Temp Closed: 0 | 0 | 0 | 3 | 21735-015-002130 | OXFORD CITY BOARD OF EDUCATION
4874 | Permanently Closed | 2010-06-30 06:00 | 1989-01-01 06:00 | 2011-09-29 06:00 | Petroleum | Unleaded gasoline | Unleaded gasoline | Local government | Steel | Steel | Coated & cathodic protection (sti-P3) |  | Fiberglass reinforced plastic |  |  |  | Catchment Basin, Single walled catchment basin | Flow Rest 90% Full | Flow Rest 90% Full |  |  | Continuous Automatic Tank Gauge | [8 empty] | UST Currently In Use: 0; UST Temp Close: 0; AST Currently In Use: 0; AST Temp Closed: 0 | 0 | 0 | 3 | 21735-015-002130 | OXFORD CITY BOARD OF EDUCATION
4875 | Permanently Closed | 2010-06-30 06:00 | 1989-01-01 06:00 | 2011-09-29 06:00 | Petroleum | On road diesel | On road diesel | Local Government, Retail | Steel | Steel | Coated & cathodic protection (sti-P3) |  | Fiberglass reinforced plastic |  |  |  | Catchment Basin, Single walled catchment basin | Flow Rest 90% Full | Flow Rest 90% Full |  |  | Continuous Automatic Tank Gauge | [8 empty] | UST Currently In Use: 0; UST Temp Close: 0; AST Currently In Use: 0; AST Temp Closed: 0 | 0 | 0 | 3 | 21735-015-002130 | OXFORD CITY BOARD OF EDUCATION
4876 | Currently in Use |  | 1982-01-01 06:00 |  | Petroleum | Unleaded gasoline | Unleaded gasoline | Local government | Fiberglass reinforced plastic, Single Wall | Single Wall |  |  | Fiberglass reinforced plastic |  | 1901-01-01 06:00 |  | Catchment Basin, Single walled catchment basin | Automatic shutoff device At 95% full | Automatic shutoff device At 95% full |  | SENSOR TO ATG | Continuous Automatic Tank Gauge | [8 empty] | UST Currently In Use: 2; UST Temp Close: 0; AST Currently In Use: 0; AST Temp Closed: 0 | 2 | 0 | 0 | 10814-015-011873 | CALHOUN CO SHERIFF DEPT MAINTENANCE
4877 | Currently in Use |  | 1982-01-01 06:00 |  | Petroleum | On road diesel | On road diesel | Emergency Power Generator, Local Government | Fiberglass coated steel | Fiberglass coated steel |  |  | Fiberglass reinforced plastic |  | 1901-01-01 06:00 |  | Catchment Basin, Single walled catchment basin | Automatic shutoff device At 95% full | Automatic shutoff device At 95% full |  |  | Other | [8 empty] | UST Currently In Use: 2; UST Temp Close: 0; AST Currently In Use: 0; AST Temp Closed: 0 | 2 | 0 | 0 | 10814-015-011873 | CALHOUN CO SHERIFF DEPT MAINTENANCE
4878 | Retired | 1986-08-01 06:00 | 1963-01-01 06:00 |  | Petroleum | Unleaded gasoline | Unleaded gasoline | Local government | Steel | Steel |  |  |  |  | 1901-01-01 06:00 | [15 empty] | UST Currently In Use: 2; UST Temp Close: 0; AST Currently In Use: 0; AST Temp Closed: 0 | 2 | 0 | 0 | 10814-015-011873 | CALHOUN CO SHERIFF DEPT MAINTENANCE
4879 | Permanently Closed | 1990-10-12 06:00 | 1969-01-01 06:00 | 1990-10-12 06:00 | Petroleum | Unleaded gasoline | Unleaded gasoline |  | Steel | Steel |  | Painted or None | Steel |  | 1901-01-01 06:00 | [15 empty] | UST Currently In Use: 0; UST Temp Close: 0; AST Currently In Use: 0; AST Temp Closed: 0 | 0 | 0 | 2 | 14379-113-002601 | ARGOS READY MIX LLC
4880 | Permanently Closed | 1990-10-12 06:00 | 1959-01-01 06:00 | 1990-10-12 06:00 | Petroleum | On road diesel | On road diesel |  | Steel | Steel |  | Painted or None | Steel |  | 1901-01-01 06:00 | [15 empty] | UST Currently In Use: 0; UST Temp Close: 0; AST Currently In Use: 0; AST Temp Closed: 0 | 0 | 0 | 2 | 14379-113-002601 | ARGOS READY MIX LLC
4881 | Permanently Closed | 1901-01-01 06:00 | 1959-01-01 06:00 | 1988-11-01 06:00 | Petroleum | Unleaded gasoline | Unleaded gasoline |  | Steel | Steel |  | Painted or None | Steel |  | 1901-01-01 06:00 | [15 empty] | UST Currently In Use: 0; UST Temp Close: 0; AST Currently In Use: 0; AST Temp Closed: 0 | 0 | 0 | 1 | 10815-113-002602 | CALHOUN PRODUCTS
4882 | Permanently Closed | 1901-01-01 06:00 | 1964-01-01 06:00 | 1988-11-01 06:00 | Petroleum | Unleaded gasoline | Unleaded gasoline |  | Steel | Steel |  | Painted or None | Steel |  | 1901-01-01 06:00 | [15 empty] | UST Currently In Use: 0; UST Temp Close: 0; AST Currently In Use: 0; AST Temp Closed: 0 | 0 | 0 | 1 | 10815-113-002603 | CALHOUN PRODUCTS
4883 | Permanently Closed | 1992-10-22 06:00 | 1978-01-01 06:00 | 1992-10-22 06:00 | Petroleum | Unleaded gasoline | Unleaded gasoline |  | Steel | Steel |  | Painted or None | Steel |  | 1901-01-01 06:00 | [15 empty] | UST Currently In Use: 0; UST Temp Close: 0; AST Currently In Use: 0; AST Temp Closed: 0 | 0 | 0 | 3 | 10816-049-000177 | CALHOUN'S GROCERY
4884 | Permanently Closed | 1992-10-22 06:00 | 1978-01-01 06:00 | 1992-10-22 06:00 | Petroleum | Unleaded gasoline | Unleaded gasoline |  | Steel | Steel |  | Painted or None | Steel |  | 1901-01-01 06:00 | [15 empty] | UST Currently In Use: 0; UST Temp Close: 0; AST Currently In Use: 0; AST Temp Closed: 0 | 0 | 0 | 3 | 10816-049-000177 | CALHOUN'S GROCERY
4885 | Permanently Closed | 1992-10-22 06:00 | 1978-01-01 06:00 | 1992-10-22 06:00 | Petroleum | Unleaded gasoline | Unleaded gasoline |  | Steel | Steel |  | Painted or None | Steel |  | 1901-01-01 06:00 | [15 empty] | UST Currently In Use: 0; UST Temp Close: 0; AST Currently In Use: 0; AST Temp Closed: 0 | 0 | 0 | 3 | 10816-049-000177 | CALHOUN'S GROCERY
4886 | Permanently Closed | 2004-01-14 06:00 | 1969-01-01 06:00 | 2004-01-14 06:00 | Petroleum | Unleaded gasoline | Unleaded gasoline | Retail | Steel | Steel | Field installed cathodic protection |  | Steel |  | 1901-01-01 06:00 | Field installed cathodic protection | Catchment Basin, Single walled catchment basin | Automatic shutoff device At 95% full | Automatic shutoff device At 95% full |  |  | Statistical Inventory Reconciliation (SIR) | [8 empty] | UST Currently In Use: 0; UST Temp Close: 0; AST Currently In Use: 0; AST Temp Closed: 0 | 0 | 0 | 4 | 10817-013-010043 | TIM BUSH
4887 | Permanently Closed | 2004-01-14 06:00 | 1969-01-01 06:00 | 2004-01-14 06:00 | Petroleum | Mid-grade gasoline | Mid-grade gasoline | Retail | Steel | Steel | Field installed cathodic protection |  | Steel |  | 1901-01-01 06:00 | Field installed cathodic protection | Catchment Basin, Single walled catchment basin | Automatic shutoff device At 95% full | Automatic shutoff device At 95% full |  |  | Statistical Inventory Reconciliation (SIR) | [8 empty] | UST Currently In Use: 0; UST Temp Close: 0; AST Currently In Use: 0; AST Temp Closed: 0 | 0 | 0 | 4 | 10817-013-010043 | TIM BUSH
4888 | Permanently Closed | 2004-01-14 06:00 | 1973-01-01 06:00 | 2004-01-14 06:00 | Petroleum | Premium gasoline | Premium gasoline | Retail | Steel | Steel | Field installed cathodic protection |  | Steel |  | 1901-01-01 06:00 | Field installed cathodic protection | Catchment Basin, Single walled catchment basin | Automatic shutoff device At 95% full | Automatic shutoff device At 95% full |  |  | Statistical Inventory Reconciliation (SIR) | [8 empty] | UST Currently In Use: 0; UST Temp Close: 0; AST Currently In Use: 0; AST Temp Closed: 0 | 0 | 0 | 4 | 10817-013-010043 | TIM BUSH
4889 | Permanently Closed | 2004-01-14 06:00 | 1973-01-01 06:00 | 2004-01-14 06:00 | Petroleum | On road diesel | On road diesel | Retail | Steel | Steel | Field installed cathodic protection |  | Steel |  | 1901-01-01 06:00 | Field installed cathodic protection | Catchment Basin, Single walled catchment basin | Automatic shutoff device At 95% full | Automatic shutoff device At 95% full |  |  | Statistical Inventory Reconciliation (SIR) | [8 empty] | UST Currently In Use: 0; UST Temp Close: 0; AST Currently In Use: 0; AST Temp Closed: 0 | 0 | 0 | 4 | 10817-013-010043 | TIM BUSH
4890 | Permanently Closed | 1990-09-10 06:00 | 1974-01-01 06:00 | 1990-09-10 06:00 | Petroleum | On road diesel | On road diesel |  | Steel | Steel |  |  |  |  | 1901-01-01 06:00 | [15 empty] | UST Currently In Use: 0; UST Temp Close: 0; AST Currently In Use: 0; AST Temp Closed: 0 | 0 | 0 | 2 | 10819-121-013202 | CAMP BROTHERS INC
4891 | Permanently Closed | 1990-09-10 06:00 | 1974-01-01 06:00 | 1990-09-10 06:00 | Petroleum | On road diesel | On road diesel |  | Steel | Steel |  |  |  |  | 1901-01-01 06:00 | [15 empty] | UST Currently In Use: 0; UST Temp Close: 0; AST Currently In Use: 0; AST Temp Closed: 0 | 0 | 0 | 2 | 10819-121-013202 | CAMP BROTHERS INC
4892 | Permanently Closed | 1995-12-01 06:00 | 1975-01-01 06:00 | 1996-07-02 06:00 | Petroleum | Unleaded gasoline | Unleaded gasoline | Retail | Steel | Steel |  | Painted or None | Steel |  | 1901-01-01 06:00 | [15 empty] | UST Currently In Use: 0; UST Temp Close: 0; AST Currently In Use: 0; AST Temp Closed: 0 | 0 | 0 | 3 | 13816-079-007170 | PEEBLES OIL C/O EVANS & ASSOCIATES
4893 | Permanently Closed | 1995-12-01 06:00 | 1981-01-01 06:00 | 1996-07-02 06:00 | Petroleum | Unleaded gasoline | Unleaded gasoline |  | Steel | Steel |  | Painted or None | Steel |  | 1901-01-01 06:00 | [12 empty] | Annual line testing | Annual line testing |  | UST Currently In Use: 0; UST Temp Close: 0; AST Currently In Use: 0; AST Temp Closed: 0 | 0 | 0 | 3 | 13816-079-007170 | PEEBLES OIL C/O EVANS & ASSOCIATES
4894 | Permanently Closed | 1995-12-01 06:00 | 1987-01-01 06:00 | 1996-07-02 06:00 | Petroleum | Unleaded gasoline | Unleaded gasoline | Retail | Steel | Steel |  | Painted or None | Steel |  | 1901-01-01 06:00 | [15 empty] | UST Currently In Use: 0; UST Temp Close: 0; AST Currently In Use: 0; AST Temp Closed: 0 | 0 | 0 | 3 | 13816-079-007170 | PEEBLES OIL C/O EVANS & ASSOCIATES
4895 | Permanently Closed | 1984-12-01 06:00 | 1971-01-01 06:00 | 1988-12-20 06:00 | Petroleum | Unleaded gasoline | Unleaded gasoline |  | Steel | Steel |  | Painted or None | Steel |  | 1901-01-01 06:00 | [15 empty] | UST Currently In Use: 0; UST Temp Close: 0; AST Currently In Use: 0; AST Temp Closed: 0 | 0 | 0 | 1 | 13816-103-007159 | PEEBLES OIL C/O EVANS & ASSOCIATES
4896 | Permanently Closed | 1901-01-01 06:00 | 1967-01-01 06:00 | 1988-12-20 06:00 | Petroleum | Unleaded gasoline | Unleaded gasoline |  | Steel | Steel |  | Painted or None | Steel |  | 1901-01-01 06:00 | [15 empty] | UST Currently In Use: 0; UST Temp Close: 0; AST Currently In Use: 0; AST Temp Closed: 0 | 0 | 0 | 1 | 13816-103-007160 | PEEBLES OIL C/O EVANS & ASSOCIATES
4897 | Permanently Closed | 1992-07-21 06:00 | 1973-01-01 06:00 | 1992-07-21 06:00 | Petroleum | Unleaded gasoline | Unleaded gasoline |  | Steel | Steel |  |  | Steel |  | 1901-01-01 06:00 | [15 empty] | UST Currently In Use: 0; UST Temp Close: 0; AST Currently In Use: 0; AST Temp Closed: 0 | 0 | 0 | 3 | 13816-103-007161 | PEEBLES OIL C/O EVANS & ASSOCIATES
4898 | Permanently Closed | 1992-07-21 06:00 | 1973-01-01 06:00 | 1992-07-21 06:00 | Petroleum | Unleaded gasoline | Unleaded gasoline |  | Steel | Steel |  |  | Steel |  | 1901-01-01 06:00 | [15 empty] | UST Currently In Use: 0; UST Temp Close: 0; AST Currently In Use: 0; AST Temp Closed: 0 | 0 | 0 | 3 | 13816-103-007161 | PEEBLES OIL C/O EVANS & ASSOCIATES
4899 | Permanently Closed | 1992-07-21 06:00 | 1968-01-01 06:00 | 1992-07-21 06:00 | Petroleum | Other, OTHER | Other |  | Steel | Steel |  |  | Steel |  | 1901-01-01 06:00 | [15 empty] | UST Currently In Use: 0; UST Temp Close: 0; AST Currently In Use: 0; AST Temp Closed: 0 | 0 | 0 | 3 | 13816-103-007161 | PEEBLES OIL C/O EVANS & ASSOCIATES
4900 | Permanently Closed | 1998-12-03 06:00 | 1984-01-05 06:00 | 1998-12-03 06:00 | Petroleum | On road diesel | On road diesel | Retail | Steel | Steel |  | Painted or None | Steel |  | 1901-01-01 06:00 | [15 empty] | UST Currently In Use: 2; UST Temp Close: 0; AST Currently In Use: 0; AST Temp Closed: 0 | 2 | 0 | 6 | 25698-103-007162 | PUNKIN CENTER GENERAL STORE
4901 | Permanently Closed | 1991-10-01 06:00 | 1971-01-01 06:00 | 1991-10-01 06:00 | Petroleum | Kerosene | Kerosene |  | Steel | Steel |  | Painted or None | Steel |  | 1901-01-01 06:00 | [15 empty] | UST Currently In Use: 2; UST Temp Close: 0; AST Currently In Use: 0; AST Temp Closed: 0 | 2 | 0 | 6 | 25698-103-007162 | PUNKIN CENTER GENERAL STORE
4902 | Permanently Closed | 1987-06-01 06:00 | 1971-01-01 06:00 | 1988-01-01 06:00 | Petroleum | Unleaded gasoline | Unleaded gasoline |  | Steel | Steel |  | Painted or None | Steel |  | 1901-01-01 06:00 | [12 empty] | Annual line testing | Annual line testing |  | UST Currently In Use: 2; UST Temp Close: 0; AST Currently In Use: 0; AST Temp Closed: 0 | 2 | 0 | 6 | 25698-103-007162 | PUNKIN CENTER GENERAL STORE
4903 | Permanently Closed | 2001-08-20 06:00 | 1987-06-01 06:00 | 2001-08-20 06:00 | Petroleum | Unleaded gasoline | Unleaded gasoline | Retail | Steel | Steel | Coated & cathodic protection (sti-P3) |  | Fiberglass reinforced plastic |  | 1901-01-01 06:00 |  | Catchment Basin, Single walled catchment basin | Automatic shutoff device At 95% full | Automatic shutoff device At 95% full |  |  | Statistical Inventory Reconciliation (SIR) | [8 empty] | UST Currently In Use: 2; UST Temp Close: 0; AST Currently In Use: 0; AST Temp Closed: 0 | 2 | 0 | 6 | 25698-103-007162 | PUNKIN CENTER GENERAL STORE
4904 | Permanently Closed | 2001-08-20 06:00 | 1987-06-01 06:00 | 2001-08-20 06:00 | Petroleum | Premium gasoline | Premium gasoline | Retail | Steel | Steel | Coated & cathodic protection (sti-P3) |  | Fiberglass reinforced plastic |  | 1901-01-01 06:00 |  | Catchment Basin, Single walled catchment basin | Automatic shutoff device At 95% full | Automatic shutoff device At 95% full |  |  | Statistical Inventory Reconciliation (SIR) | [8 empty] | UST Currently In Use: 2; UST Temp Close: 0; AST Currently In Use: 0; AST Temp Closed: 0 | 2 | 0 | 6 | 25698-103-007162 | PUNKIN CENTER GENERAL STORE
4905 | Permanently Closed | 2001-08-20 06:00 | 1987-06-01 06:00 | 2001-08-20 06:00 | Petroleum | On road diesel | On road diesel | Retail | Steel | Steel | Coated & cathodic protection (sti-P3) |  | Fiberglass reinforced plastic |  | 1901-01-01 06:00 |  | Catchment Basin, Single walled catchment basin | Automatic shutoff device At 95% full | Automatic shutoff device At 95% full |  |  | Statistical Inventory Reconciliation (SIR) | [8 empty] | UST Currently In Use: 2; UST Temp Close: 0; AST Currently In Use: 0; AST Temp Closed: 0 | 2 | 0 | 6 | 25698-103-007162 | PUNKIN CENTER GENERAL STORE
4906 | Permanently Closed | 1989-03-01 06:00 | 1963-01-01 06:00 |  | Petroleum | Unleaded gasoline | Unleaded gasoline |  | Steel | Steel |  | Painted or None | Steel |  | 1901-01-01 06:00 | [15 empty] | UST Currently In Use: 0; UST Temp Close: 0; AST Currently In Use: 0; AST Temp Closed: 0 | 0 | 0 | 7 | 13816-103-007164 | PEEBLES OIL C/O EVANS & ASSOCIATES
4907 | Permanently Closed | 1989-03-21 06:00 | 1963-01-01 06:00 |  | Petroleum | Unleaded gasoline | Unleaded gasoline |  | Steel | Steel |  | Painted or None | Steel |  | 1901-01-01 06:00 | [15 empty] | UST Currently In Use: 0; UST Temp Close: 0; AST Currently In Use: 0; AST Temp Closed: 0 | 0 | 0 | 7 | 13816-103-007164 | PEEBLES OIL C/O EVANS & ASSOCIATES
4908 | Permanently Closed | 1989-03-21 06:00 | 1964-01-01 06:00 |  | Petroleum | Unleaded gasoline | Unleaded gasoline |  | Steel | Steel |  | Painted or None | Steel |  | 1901-01-01 06:00 | [15 empty] | UST Currently In Use: 0; UST Temp Close: 0; AST Currently In Use: 0; AST Temp Closed: 0 | 0 | 0 | 7 | 13816-103-007164 | PEEBLES OIL C/O EVANS & ASSOCIATES
4909 | Permanently Closed | 2008-07-26 06:00 | 1989-03-27 06:00 | 2015-05-05 06:00 | Petroleum | On road diesel | On road diesel | Retail | Single Wall, Steel | Steel | Coated & cathodic protection (sti-P3) |  | Fiberglass reinforced plastic, Single Wall |  |  |  | Catchment Basin, Single walled catchment basin | Flow Rest 90% Full | Flow Rest 90% Full |  |  | Automatic Tank Gauge | [8 empty] | UST Currently In Use: 0; UST Temp Close: 0; AST Currently In Use: 0; AST Temp Closed: 0 | 0 | 0 | 7 | 13816-103-007164 | PEEBLES OIL C/O EVANS & ASSOCIATES
4910 | Permanently Closed | 2008-07-26 06:00 | 1989-03-27 06:00 | 2015-05-05 06:00 | Petroleum | Unleaded gasoline | Unleaded gasoline | Retail | Single Wall, Steel | Steel | Coated & cathodic protection (sti-P3) |  | Fiberglass reinforced plastic, Single Wall |  |  |  | Catchment Basin, Single walled catchment basin | Flow Rest 90% Full | Flow Rest 90% Full |  |  | Automatic Tank Gauge | [8 empty] | UST Currently In Use: 0; UST Temp Close: 0; AST Currently In Use: 0; AST Temp Closed: 0 | 0 | 0 | 7 | 13816-103-007164 | PEEBLES OIL C/O EVANS & ASSOCIATES
4911 | Permanently Closed | 2008-07-26 06:00 | 1989-03-27 06:00 | 2015-05-05 06:00 | Petroleum | Mid-grade gasoline | Mid-grade gasoline | Retail | Single Wall, Steel | Steel | Coated & cathodic protection (sti-P3) |  | Fiberglass reinforced plastic, Single Wall |  |  |  | Catchment Basin, Single walled catchment basin | Flow Rest 90% Full | Flow Rest 90% Full |  |  | Automatic Tank Gauge | [8 empty] | UST Currently In Use: 0; UST Temp Close: 0; AST Currently In Use: 0; AST Temp Closed: 0 | 0 | 0 | 7 | 13816-103-007164 | PEEBLES OIL C/O EVANS & ASSOCIATES
4912 | Permanently Closed | 2008-07-26 06:00 | 1989-03-27 06:00 | 2015-05-05 06:00 | Petroleum | Premium gasoline | Premium gasoline | Retail | Single Wall, Steel | Steel | Coated & cathodic protection (sti-P3) |  | Fiberglass reinforced plastic, Single Wall |  |  |  | Catchment Basin, Single walled catchment basin | Flow Rest 90% Full | Flow Rest 90% Full |  |  | Automatic Tank Gauge | [8 empty] | UST Currently In Use: 0; UST Temp Close: 0; AST Currently In Use: 0; AST Temp Closed: 0 | 0 | 0 | 7 | 13816-103-007164 | PEEBLES OIL C/O EVANS & ASSOCIATES
4913 | Permanently Closed | 1993-03-16 06:00 | 1967-01-01 06:00 | 1993-03-16 06:00 | Petroleum | Unleaded gasoline | Unleaded gasoline |  | Steel | Steel |  | Painted or None | Steel |  | 1901-01-01 06:00 | [15 empty] | UST Currently In Use: 0; UST Temp Close: 0; AST Currently In Use: 0; AST Temp Closed: 0 | 0 | 0 | 8 | 13816-103-007166 | PEEBLES OIL C/O EVANS & ASSOCIATES
4914 | Permanently Closed | 1993-03-16 06:00 | 1967-01-01 06:00 | 1993-03-16 06:00 | Petroleum | Unleaded gasoline | Unleaded gasoline |  | Steel | Steel |  | Painted or None | Steel |  | 1901-01-01 06:00 | [15 empty] | UST Currently In Use: 0; UST Temp Close: 0; AST Currently In Use: 0; AST Temp Closed: 0 | 0 | 0 | 8 | 13816-103-007166 | PEEBLES OIL C/O EVANS & ASSOCIATES
4915 | Permanently Closed | 1993-03-16 06:00 | 1978-01-01 06:00 | 1993-03-16 06:00 | Petroleum | Unleaded gasoline | Unleaded gasoline |  | Steel | Steel |  | Painted or None | Steel |  | 1901-01-01 06:00 | [15 empty] | UST Currently In Use: 0; UST Temp Close: 0; AST Currently In Use: 0; AST Temp Closed: 0 | 0 | 0 | 8 | 13816-103-007166 | PEEBLES OIL C/O EVANS & ASSOCIATES
4916 | Permanently Closed | 1993-03-16 06:00 | 1976-01-01 06:00 | 1993-03-16 06:00 | Petroleum | Kerosene | Kerosene |  | Steel | Steel |  | Painted or None | Steel |  | 1901-01-01 06:00 | [15 empty] | UST Currently In Use: 0; UST Temp Close: 0; AST Currently In Use: 0; AST Temp Closed: 0 | 0 | 0 | 8 | 13816-103-007166 | PEEBLES OIL C/O EVANS & ASSOCIATES
4917 | Permanently Closed | 1995-12-07 06:00 | 1963-01-01 06:00 | 1995-12-07 06:00 | Petroleum | On road diesel | On road diesel |  | Steel | Steel |  | Painted or None | Steel |  | 1901-01-01 06:00 | [15 empty] | UST Currently In Use: 4; UST Temp Close: 1; AST Currently In Use: 0; AST Temp Closed: 0 | 4 | 1 | 6 | 24444-103-007167 | LEWIS & RAULERSON, INC.
4918 | Permanently Closed | 1995-12-07 06:00 | 1974-01-01 06:00 | 1995-12-07 06:00 | Petroleum | Unleaded gasoline | Unleaded gasoline |  | Steel | Steel |  | Painted or None | Steel |  | 1901-01-01 06:00 | [12 empty] | Annual line testing | Annual line testing |  | UST Currently In Use: 4; UST Temp Close: 1; AST Currently In Use: 0; AST Temp Closed: 0 | 4 | 1 | 6 | 24444-103-007167 | LEWIS & RAULERSON, INC.
4919 | Permanently Closed | 1995-12-07 06:00 | 1974-01-01 06:00 | 1995-12-07 06:00 | Petroleum | Unleaded gasoline | Unleaded gasoline |  | Steel | Steel |  | Painted or None | Steel |  | 1901-01-01 06:00 | [15 empty] | UST Currently In Use: 4; UST Temp Close: 1; AST Currently In Use: 0; AST Temp Closed: 0 | 4 | 1 | 6 | 24444-103-007167 | LEWIS & RAULERSON, INC.
4920 | Permanently Closed | 1995-12-07 06:00 | 1982-01-01 06:00 | 1995-12-07 06:00 | Petroleum | Unleaded gasoline | Unleaded gasoline |  | Steel | Steel | Other, STIP-3 |  | Steel |  | 1901-01-01 06:00 | [12 empty] | Annual line testing | Annual line testing |  | UST Currently In Use: 4; UST Temp Close: 1; AST Currently In Use: 0; AST Temp Closed: 0 | 4 | 1 | 6 | 24444-103-007167 | LEWIS & RAULERSON, INC.
4921 | Permanently Closed | 1995-12-07 06:00 | 1982-01-01 06:00 | 1995-12-07 06:00 | Petroleum | Unleaded gasoline | Unleaded gasoline |  | Steel | Steel | Other, STIP-3 |  | Steel |  | 1901-01-01 06:00 | [12 empty] | Annual line testing | Annual line testing |  | UST Currently In Use: 4; UST Temp Close: 1; AST Currently In Use: 0; AST Temp Closed: 0 | 4 | 1 | 6 | 24444-103-007167 | LEWIS & RAULERSON, INC.
4922 | Permanently Closed | 1995-12-07 06:00 | 1982-01-01 06:00 | 1995-12-07 06:00 | Petroleum | On road diesel | On road diesel |  | Steel | Steel | Other, STIP-3 |  | Steel |  | 1901-01-01 06:00 | [12 empty] | Annual line testing | Annual line testing |  | UST Currently In Use: 4; UST Temp Close: 1; AST Currently In Use: 0; AST Temp Closed: 0 | 4 | 1 | 6 | 24444-103-007167 | LEWIS & RAULERSON, INC.
4923 | Permanently Closed | 1901-01-01 06:00 | 1973-01-01 06:00 | 1988-01-01 06:00 | Petroleum | Unleaded gasoline | Unleaded gasoline |  | Steel | Steel |  | Painted or None | Steel |  | 1901-01-01 06:00 | [12 empty] | Annual line testing | Annual line testing |  | UST Currently In Use: 4; UST Temp Close: 0; AST Currently In Use: 1; AST Temp Closed: 0 | 4 | 0 | 3 | 22010-103-007169 | GREGG HOLLADAY
4924 | Permanently Closed | 1990-07-25 06:00 | 1963-01-01 06:00 | 1990-07-25 06:00 | Petroleum | Kerosene | Kerosene |  | Steel | Steel |  | Painted or None | Steel |  | 1901-01-01 06:00 | [12 empty] | Annual line testing | Annual line testing |  | UST Currently In Use: 4; UST Temp Close: 0; AST Currently In Use: 1; AST Temp Closed: 0 | 4 | 0 | 3 | 22010-103-007169 | GREGG HOLLADAY
4925 | Permanently Closed | 1901-01-01 06:00 | 1963-01-01 06:00 | 1988-01-01 06:00 | Petroleum | Unleaded gasoline | Unleaded gasoline |  | Steel | Steel |  | Painted or None | Steel |  | 1901-01-01 06:00 | [15 empty] | UST Currently In Use: 4; UST Temp Close: 0; AST Currently In Use: 1; AST Temp Closed: 0 | 4 | 0 | 3 | 22010-103-007169 | GREGG HOLLADAY
4926 | Currently in Use |  | 1986-01-01 06:00 |  | Petroleum | Unleaded gasoline | Unleaded gasoline | Retail | Single Wall, Steel | Steel | Coated & cathodic protection (sti-P3) |  | Double Wall, Flexible |  | 2004-10-20 06:00 |  | Catchment Basin, Single walled catchment basin | Flow Rest 90% Full | Flow Rest 90% Full |  |  | Continuous Automatic Tank Gauge | Single walled submersible pump containment sump | Automatic shutoff device (AELLD), Containment Sump | Containment Sump | [5 empty] | UST Currently In Use: 4; UST Temp Close: 0; AST Currently In Use: 1; AST Temp Closed: 0 | 4 | 0 | 3 | 22010-103-007169 | GREGG HOLLADAY
4927 | Currently in Use |  | 1986-01-01 06:00 |  | Petroleum | Unleaded gasoline | Unleaded gasoline | Retail | Single Wall, Steel, MANIFOLDED | Steel | Coated & cathodic protection (sti-P3) |  | Flexible, Single Wall |  | 2004-10-20 06:00 |  | Catchment Basin, Single walled catchment basin | Flow Rest 90% Full | Flow Rest 90% Full |  |  | Continuous Automatic Tank Gauge |  | Other, MANIFOLDED | Other |  |  | Other, MANIFOLDED | Other |  | UST Currently In Use: 4; UST Temp Close: 0; AST Currently In Use: 1; AST Temp Closed: 0 | 4 | 0 | 3 | 22010-103-007169 | GREGG HOLLADAY
4928 | Currently in Use |  | 1986-01-01 06:00 |  | Petroleum | Premium gasoline | Premium gasoline | Retail | Single Wall, Steel | Steel | Coated & cathodic protection (sti-P3) |  | Double Wall, Flexible |  | 2004-10-20 06:00 |  | Catchment Basin, Single walled catchment basin | Flow Rest 90% Full | Flow Rest 90% Full |  |  | Continuous Automatic Tank Gauge | Single walled submersible pump containment sump | Automatic shutoff device (AELLD), Containment Sump | Containment Sump | [5 empty] | UST Currently In Use: 4; UST Temp Close: 0; AST Currently In Use: 1; AST Temp Closed: 0 | 4 | 0 | 3 | 22010-103-007169 | GREGG HOLLADAY
4929 | Currently in Use |  | 1986-01-01 06:00 |  | Petroleum | On road diesel | On road diesel | Retail | Single Wall, Steel | Steel | Coated & cathodic protection (sti-P3) |  | Fiberglass reinforced plastic, Single Wall |  | 1986-01-01 06:00 |  | Catchment Basin, Single walled catchment basin | Flow Rest 90% Full | Flow Rest 90% Full |  |  | Continuous Automatic Tank Gauge | [8 empty] | UST Currently In Use: 4; UST Temp Close: 0; AST Currently In Use: 1; AST Temp Closed: 0 | 4 | 0 | 3 | 22010-103-007169 | GREGG HOLLADAY
4930 | Permanently Closed | 1989-03-31 06:00 | 1978-01-01 06:00 | 1989-03-31 06:00 | Petroleum | Unleaded gasoline | Unleaded gasoline |  | Steel | Steel |  | Painted or None | Steel |  | 1901-01-01 06:00 | [15 empty] | UST Currently In Use: 0; UST Temp Close: 0; AST Currently In Use: 0; AST Temp Closed: 0 | 0 | 0 | 4 | 13816-103-007171 | PEEBLES OIL C/O EVANS & ASSOCIATES
4931 | Permanently Closed | 1989-03-31 06:00 | 1962-01-01 06:00 | 1989-03-31 06:00 | Petroleum | Unleaded gasoline | Unleaded gasoline |  | Steel | Steel |  | Painted or None | Steel |  | 1901-01-01 06:00 | [15 empty] | UST Currently In Use: 0; UST Temp Close: 0; AST Currently In Use: 0; AST Temp Closed: 0 | 0 | 0 | 4 | 13816-103-007171 | PEEBLES OIL C/O EVANS & ASSOCIATES
4932 | Permanently Closed | 1989-03-31 06:00 | 1962-01-01 06:00 | 1989-03-31 06:00 | Petroleum | Unleaded gasoline | Unleaded gasoline |  | Steel | Steel |  | Painted or None | Steel |  | 1901-01-01 06:00 | [15 empty] | UST Currently In Use: 0; UST Temp Close: 0; AST Currently In Use: 0; AST Temp Closed: 0 | 0 | 0 | 4 | 13816-103-007171 | PEEBLES OIL C/O EVANS & ASSOCIATES
4933 | Permanently Closed | 1989-03-31 06:00 | 1982-01-01 06:00 | 1989-03-31 06:00 | Petroleum | Unleaded gasoline | Unleaded gasoline |  | Steel | Steel |  | Painted or None | Steel |  | 1901-01-01 06:00 | [15 empty] | UST Currently In Use: 0; UST Temp Close: 0; AST Currently In Use: 0; AST Temp Closed: 0 | 0 | 0 | 4 | 13816-103-007171 | PEEBLES OIL C/O EVANS & ASSOCIATES
4934 | Permanently Closed | 1993-12-01 06:00 | 1976-01-01 06:00 | 1994-04-07 06:00 | Petroleum | Unleaded gasoline | Unleaded gasoline |  | Steel | Steel |  | Painted or None | Fiberglass reinforced plastic, Steel |  | 1901-01-01 06:00 |  | Catchment Basin, Single walled catchment basin | [10 empty] | Annual line testing | Annual line testing |  | UST Currently In Use: 0; UST Temp Close: 0; AST Currently In Use: 0; AST Temp Closed: 0 | 0 | 0 | 3 | 13816-103-007172 | PEEBLES OIL C/O EVANS & ASSOCIATES
4935 | Permanently Closed | 1993-12-01 06:00 | 1976-01-01 06:00 | 1994-04-07 06:00 | Petroleum | Unleaded gasoline | Unleaded gasoline |  | Steel | Steel |  | Painted or None | Fiberglass reinforced plastic, Steel |  | 1901-01-01 06:00 |  | Catchment Basin, Single walled catchment basin | [10 empty] | Annual line testing | Annual line testing |  | UST Currently In Use: 0; UST Temp Close: 0; AST Currently In Use: 0; AST Temp Closed: 0 | 0 | 0 | 3 | 13816-103-007172 | PEEBLES OIL C/O EVANS & ASSOCIATES
4936 | Permanently Closed | 1993-12-01 06:00 | 1976-01-01 06:00 | 1994-04-07 06:00 | Petroleum | Unleaded gasoline | Unleaded gasoline |  | Steel | Steel |  | Painted or None | Fiberglass reinforced plastic, Steel |  | 1901-01-01 06:00 |  | Catchment Basin, Single walled catchment basin | [10 empty] | Annual line testing | Annual line testing |  | UST Currently In Use: 0; UST Temp Close: 0; AST Currently In Use: 0; AST Temp Closed: 0 | 0 | 0 | 3 | 13816-103-007172 | PEEBLES OIL C/O EVANS & ASSOCIATES
4937 | Permanently Closed | 1993-11-16 06:00 | 1974-01-01 06:00 | 1993-11-16 06:00 | Petroleum | Unleaded gasoline | Unleaded gasoline |  | Steel | Steel |  | Painted or None | Steel |  | 1901-01-01 06:00 | [15 empty] | UST Currently In Use: 0; UST Temp Close: 0; AST Currently In Use: 0; AST Temp Closed: 0 | 0 | 0 | 9 | 13816-103-007591 | PEEBLES OIL C/O EVANS & ASSOCIATES
4938 | Permanently Closed | 1993-11-16 06:00 | 1974-01-01 06:00 | 1993-11-16 06:00 | Petroleum | Unleaded gasoline | Unleaded gasoline |  | Steel | Steel |  | Painted or None | Steel |  | 1901-01-01 06:00 |  |  | Flow Rest 90% Full | Flow Rest 90% Full | [11 empty] | UST Currently In Use: 0; UST Temp Close: 0; AST Currently In Use: 0; AST Temp Closed: 0 | 0 | 0 | 9 | 13816-103-007591 | PEEBLES OIL C/O EVANS & ASSOCIATES
4939 | Permanently Closed | 1993-08-10 06:00 | 1981-01-01 06:00 | 1993-08-10 06:00 | Petroleum | On road diesel | On road diesel |  | Steel | Steel |  | Painted or None | Steel |  | 1901-01-01 06:00 |  |  | Flow Rest 90% Full | Flow Rest 90% Full | [11 empty] | UST Currently In Use: 0; UST Temp Close: 0; AST Currently In Use: 0; AST Temp Closed: 0 | 0 | 0 | 9 | 13816-103-007591 | PEEBLES OIL C/O EVANS & ASSOCIATES
4940 | Permanently Closed | 1993-11-16 06:00 | 1986-01-01 06:00 | 1993-11-16 06:00 | Petroleum | Unleaded gasoline | Unleaded gasoline |  | Steel | Steel | Coated & cathodic protection (sti-P3), STIP-3 |  | Steel |  | 1901-01-01 06:00 |  |  | Flow Rest 90% Full | Flow Rest 90% Full | [11 empty] | UST Currently In Use: 0; UST Temp Close: 0; AST Currently In Use: 0; AST Temp Closed: 0 | 0 | 0 | 9 | 13816-103-007591 | PEEBLES OIL C/O EVANS & ASSOCIATES
4941 | Permanently Closed | 1990-07-23 06:00 | 1981-01-01 06:00 | 1990-07-23 06:00 | Petroleum | Unleaded gasoline | Unleaded gasoline |  | Steel | Steel |  | Painted or None | Steel |  | 1901-01-01 06:00 | [15 empty] | UST Currently In Use: 0; UST Temp Close: 0; AST Currently In Use: 0; AST Temp Closed: 0 | 0 | 0 | 5 | 13816-103-008663 | PEEBLES OIL C/O EVANS & ASSOCIATES
4942 | Permanently Closed | 1990-07-23 06:00 | 1981-01-01 06:00 | 1990-07-23 06:00 | Petroleum | Unleaded gasoline | Unleaded gasoline |  | Steel | Steel |  | Painted or None | Steel |  | 1901-01-01 06:00 | [15 empty] | UST Currently In Use: 0; UST Temp Close: 0; AST Currently In Use: 0; AST Temp Closed: 0 | 0 | 0 | 5 | 13816-103-008663 | PEEBLES OIL C/O EVANS & ASSOCIATES
4943 | Permanently Closed | 2004-08-01 06:00 | 1990-07-24 06:00 | 2015-07-20 06:00 | Petroleum | Unleaded gasoline | Unleaded gasoline | Retail | Fiberglass reinforced plastic, Single Wall | Single Wall |  |  | Fiberglass reinforced plastic, Single Wall |  | 1901-01-01 06:00 |  | Catchment Basin, Single walled catchment basin | Automatic shutoff device At 95% full | Automatic shutoff device At 95% full |  |  | Statistical Inventory Reconciliation (SIR) | [8 empty] | UST Currently In Use: 0; UST Temp Close: 0; AST Currently In Use: 0; AST Temp Closed: 0 | 0 | 0 | 5 | 13816-103-008663 | PEEBLES OIL C/O EVANS & ASSOCIATES
4944 | Permanently Closed | 2004-08-01 06:00 | 1990-07-24 06:00 | 2015-07-20 06:00 | Petroleum | Premium gasoline | Premium gasoline | Retail | Fiberglass reinforced plastic, Single Wall | Single Wall |  |  | Fiberglass reinforced plastic, Single Wall |  | 1901-01-01 06:00 |  | Catchment Basin, Single walled catchment basin | Automatic shutoff device At 95% full | Automatic shutoff device At 95% full |  |  | Statistical Inventory Reconciliation (SIR) | [8 empty] | UST Currently In Use: 0; UST Temp Close: 0; AST Currently In Use: 0; AST Temp Closed: 0 | 0 | 0 | 5 | 13816-103-008663 | PEEBLES OIL C/O EVANS & ASSOCIATES
4945 | Permanently Closed | 2004-08-01 06:00 | 1990-07-24 06:00 | 2015-07-20 06:00 | Petroleum | On road diesel | On road diesel | Retail | Fiberglass reinforced plastic, Single Wall | Single Wall |  |  | Fiberglass reinforced plastic, Single Wall |  | 1901-01-01 06:00 |  | Catchment Basin, Single walled catchment basin | Automatic shutoff device At 95% full | Automatic shutoff device At 95% full |  |  | Statistical Inventory Reconciliation (SIR) | [8 empty] | UST Currently In Use: 0; UST Temp Close: 0; AST Currently In Use: 0; AST Temp Closed: 0 | 0 | 0 | 5 | 13816-103-008663 | PEEBLES OIL C/O EVANS & ASSOCIATES
4946 | Permanently Closed | 1991-10-16 06:00 | 1986-01-01 06:00 | 1991-10-16 06:00 | Petroleum | Unleaded gasoline | Unleaded gasoline |  | Steel | Steel |  | Painted or None | Steel |  | 1901-01-01 06:00 | [15 empty] | UST Currently In Use: 0; UST Temp Close: 0; AST Currently In Use: 0; AST Temp Closed: 0 | 0 | 0 | 1 | 13816-103-010662 | PEEBLES OIL C/O EVANS & ASSOCIATES
4947 | Permanently Closed | 1997-07-14 06:00 | 1968-01-01 06:00 | 1997-07-14 06:00 | Petroleum | Kerosene | Kerosene |  | Steel | Steel |  | Painted or None | Steel |  | 1901-01-01 06:00 |  | Catchment Basin, Single walled catchment basin | [13 empty] | UST Currently In Use: 4; UST Temp Close: 0; AST Currently In Use: 0; AST Temp Closed: 0 | 4 | 0 | 3 | 24444-103-012442 | LEWIS & RAULERSON, INC.
4948 | Permanently Closed | 1997-07-14 06:00 | 1968-01-01 06:00 | 1997-07-14 06:00 | Petroleum | On road diesel | On road diesel |  | Steel | Steel |  | Painted or None | Steel |  | 1901-01-01 06:00 |  | Catchment Basin, Single walled catchment basin | [13 empty] | UST Currently In Use: 4; UST Temp Close: 0; AST Currently In Use: 0; AST Temp Closed: 0 | 4 | 0 | 3 | 24444-103-012442 | LEWIS & RAULERSON, INC.
4949 | Permanently Closed | 1997-07-14 06:00 | 1982-01-01 06:00 | 1997-07-14 06:00 | Petroleum | Unleaded gasoline | Unleaded gasoline |  | Steel | Steel |  | Painted or None | Steel |  | 1901-01-01 06:00 |  | Catchment Basin, Single walled catchment basin | [10 empty] | Annual line testing | Annual line testing |  | UST Currently In Use: 4; UST Temp Close: 0; AST Currently In Use: 0; AST Temp Closed: 0 | 4 | 0 | 3 | 24444-103-012442 | LEWIS & RAULERSON, INC.
4950 | Currently in Use |  | 1986-01-01 06:00 |  | Petroleum | On road diesel | On road diesel | Retail | Single Wall, Steel | Steel | Coated & cathodic protection (sti-P3) |  | Double Wall, Flexible |  |  |  | Catchment Basin, Single walled catchment basin | Flow Rest 90% Full | Flow Rest 90% Full |  |  | Continuous Automatic Tank Gauge | Single walled submersible pump containment sump | Automatic flow restrictor (MLLD), Containment Sump | Containment Sump |  | SENSOR TO ATG | Annual line testing | Annual line testing |  | UST Currently In Use: 4; UST Temp Close: 0; AST Currently In Use: 0; AST Temp Closed: 0 | 4 | 0 | 3 | 24444-103-012442 | LEWIS & RAULERSON, INC.
4951 | Currently in Use |  | 1986-01-01 06:00 |  | Petroleum | On road diesel | On road diesel | Retail | Single Wall, Steel | Steel | Coated & cathodic protection (sti-P3) |  | Double Wall, Flexible |  |  |  | Catchment Basin, Single walled catchment basin | Flow Rest 90% Full | Flow Rest 90% Full |  |  | Continuous Automatic Tank Gauge | Single walled submersible pump containment sump | Automatic flow restrictor (MLLD), Containment Sump | Containment Sump |  | SENSOR TO ATG | Annual line testing, Continuous alarm system | Continuous alarm system |  | UST Currently In Use: 4; UST Temp Close: 0; AST Currently In Use: 0; AST Temp Closed: 0 | 4 | 0 | 3 | 24444-103-012442 | LEWIS & RAULERSON, INC.
4952 | Temporary Closed | 2002-05-10 06:00 | 1986-12-01 06:00 |  | Petroleum | Unleaded gasoline | Unleaded gasoline | Retail | Single Wall, Steel | Steel | Coated & cathodic protection (sti-P3) |  | Single Wall, Steel |  |  | None | Catchment Basin, Single walled catchment basin | Automatic shutoff device At 95% full | Automatic shutoff device At 95% full |  |  | Statistical Inventory Reconciliation (SIR) | [8 empty] | UST Currently In Use: 0; UST Temp Close: 3; AST Currently In Use: 0; AST Temp Closed: 0 | 0 | 3 | 0 | 21235-103-012562 | CATHY TURNEY MILLS
4953 | Temporary Closed | 2002-05-10 06:00 | 1986-12-01 06:00 |  | Petroleum | On road diesel | On road diesel | Retail | Single Wall, Steel | Steel | Coated & cathodic protection (sti-P3) |  | Single Wall, Steel |  |  | None | Catchment Basin, Single walled catchment basin | Automatic shutoff device At 95% full | Automatic shutoff device At 95% full |  |  | Statistical Inventory Reconciliation (SIR) | [8 empty] | UST Currently In Use: 0; UST Temp Close: 3; AST Currently In Use: 0; AST Temp Closed: 0 | 0 | 3 | 0 | 21235-103-012562 | CATHY TURNEY MILLS
4954 | Temporary Closed | 2002-05-10 06:00 | 1986-12-01 06:00 |  | Petroleum | Premium gasoline | Premium gasoline | Retail | Single Wall, Steel | Steel | Coated & cathodic protection (sti-P3) |  | Single Wall, Steel |  |  | None | Catchment Basin, Single walled catchment basin | Automatic shutoff device At 95% full | Automatic shutoff device At 95% full |  |  | Statistical Inventory Reconciliation (SIR) | [8 empty] | UST Currently In Use: 0; UST Temp Close: 3; AST Currently In Use: 0; AST Temp Closed: 0 | 0 | 3 | 0 | 21235-103-012562 | CATHY TURNEY MILLS
4955 | Temporary Closed | 2019-09-01 06:00 | 1989-03-31 06:00 |  | Petroleum | Unleaded gasoline | Unleaded gasoline | Retail | Single Wall, Steel | Steel | Coated & cathodic protection (sti-P3) |  | Fiberglass reinforced plastic, Single Wall |  |  |  | Catchment Basin, Single walled catchment basin | Flow Rest 90% Full | Flow Rest 90% Full |  |  | Continuous Automatic Tank Gauge | Direct Bury submersible pump | [7 empty] | UST Currently In Use: 0; UST Temp Close: 3; AST Currently In Use: 0; AST Temp Closed: 1 | 0 | 3 | 0 | 21736-103-014104 | TOMMY WALLACE C/O ROXANNE THOMPSON
4956 | Temporary Closed | 2019-09-01 06:00 | 1989-03-31 06:00 |  | Petroleum | On road diesel | On road diesel | Retail | Single Wall, Steel | Steel | Coated & cathodic protection (sti-P3) |  | Fiberglass reinforced plastic, Single Wall |  |  |  | Catchment Basin, Single walled catchment basin | Flow Rest 90% Full | Flow Rest 90% Full |  |  | Continuous Automatic Tank Gauge | Direct Bury submersible pump | [7 empty] | UST Currently In Use: 0; UST Temp Close: 3; AST Currently In Use: 0; AST Temp Closed: 1 | 0 | 3 | 0 | 21736-103-014104 | TOMMY WALLACE C/O ROXANNE THOMPSON
4957 | Temporary Closed | 2019-09-01 06:00 | 1989-03-31 06:00 |  | Petroleum | On road diesel | On road diesel | Retail | Single Wall, Steel | Steel | Coated & cathodic protection (sti-P3) |  | Fiberglass reinforced plastic, Single Wall |  |  |  | Catchment Basin, Single walled catchment basin | Flow Rest 90% Full | Flow Rest 90% Full |  |  | Continuous Automatic Tank Gauge | Direct Bury submersible pump | [7 empty] | UST Currently In Use: 0; UST Temp Close: 3; AST Currently In Use: 0; AST Temp Closed: 1 | 0 | 3 | 0 | 21736-103-014104 | TOMMY WALLACE C/O ROXANNE THOMPSON
4958 | Currently in Use |  | 1989-01-01 06:00 |  | Petroleum | Unleaded gasoline | Unleaded gasoline | Retail | Fiberglass reinforced plastic, Single Wall, EAST MOST | Single Wall |  |  | Double Wall, Fiberglass reinforced plastic |  |  |  | Catchment Basin, Single walled catchment basin | Automatic shutoff device At 95% full, Flow Rest 90% Full | Flow Rest 90% Full |  |  | Continuous Automatic Tank Gauge | Direct Bury submersible pump | Automatic flow restrictor (MLLD) | Automatic flow restrictor (MLLD) |  |  | Annual line testing | Annual line testing |  | UST Currently In Use: 6; UST Temp Close: 0; AST Currently In Use: 0; AST Temp Closed: 0 | 6 | 0 | 0 | 25073-103-014749 | HARIOM RUDRA, LLC
4959 | Currently in Use |  | 1989-01-01 06:00 |  | Petroleum | Premium gasoline | Premium gasoline | Retail | Fiberglass reinforced plastic, Single Wall | Single Wall |  |  | Double Wall, Fiberglass reinforced plastic |  |  |  | Catchment Basin, Single walled catchment basin | Automatic shutoff device At 95% full, Flow Rest 90% Full | Flow Rest 90% Full |  |  | Continuous Automatic Tank Gauge | Direct Bury submersible pump | Automatic flow restrictor (MLLD) | Automatic flow restrictor (MLLD) |  |  | Annual line testing | Annual line testing |  | UST Currently In Use: 6; UST Temp Close: 0; AST Currently In Use: 0; AST Temp Closed: 0 | 6 | 0 | 0 | 25073-103-014749 | HARIOM RUDRA, LLC
4960 | Currently in Use |  | 1989-01-01 06:00 |  | Petroleum | Ethanol free gasoline | Ethanol free gasoline | Retail | Fiberglass reinforced plastic, Single Wall | Single Wall |  |  | Double Wall, Fiberglass reinforced plastic |  |  |  | Catchment Basin, Single walled catchment basin | Automatic shutoff device At 95% full, Flow Rest 90% Full | Flow Rest 90% Full |  |  | Continuous Automatic Tank Gauge | Direct Bury submersible pump | Automatic flow restrictor (MLLD) | Automatic flow restrictor (MLLD) |  |  | Annual line testing | Annual line testing |  | UST Currently In Use: 6; UST Temp Close: 0; AST Currently In Use: 0; AST Temp Closed: 0 | 6 | 0 | 0 | 25073-103-014749 | HARIOM RUDRA, LLC
4961 | Currently in Use |  | 1989-01-01 06:00 |  | Petroleum | On road diesel | On road diesel | Retail | Fiberglass reinforced plastic, Single Wall | Single Wall |  |  | Double Wall, Fiberglass reinforced plastic |  |  |  | Catchment Basin, Single walled catchment basin | Automatic shutoff device At 95% full, Flow Rest 90% Full | Flow Rest 90% Full |  |  | Continuous Automatic Tank Gauge | Direct Bury submersible pump | Automatic flow restrictor (MLLD) | Automatic flow restrictor (MLLD) |  |  | Annual line testing | Annual line testing |  | UST Currently In Use: 6; UST Temp Close: 0; AST Currently In Use: 0; AST Temp Closed: 0 | 6 | 0 | 0 | 25073-103-014749 | HARIOM RUDRA, LLC
4962 | Currently in Use |  | 1989-01-01 06:00 |  | Petroleum | Premium gasoline | Premium gasoline | Retail | Fiberglass reinforced plastic, Single Wall | Single Wall |  |  | Double Wall, Fiberglass reinforced plastic |  |  |  | Catchment Basin, Single walled catchment basin | Flow Rest 90% Full | Flow Rest 90% Full |  |  | Continuous Automatic Tank Gauge | Direct Bury submersible pump | Automatic flow restrictor (MLLD) | Automatic flow restrictor (MLLD) |  |  | Annual line testing | Annual line testing |  | UST Currently In Use: 6; UST Temp Close: 0; AST Currently In Use: 0; AST Temp Closed: 0 | 6 | 0 | 0 | 25073-103-014749 | HARIOM RUDRA, LLC
4963 | Currently in Use |  | 1989-01-01 06:00 |  | Petroleum | Unleaded gasoline | Unleaded gasoline | Retail | Fiberglass reinforced plastic, Single Wall, WEST MOST | Single Wall |  |  | Double Wall, Fiberglass reinforced plastic |  |  |  | Catchment Basin, Single walled catchment basin | Automatic shutoff device At 95% full, Flow Rest 90% Full | Flow Rest 90% Full |  |  | Continuous Automatic Tank Gauge | Direct Bury submersible pump | Automatic flow restrictor (MLLD) | Automatic flow restrictor (MLLD) |  |  | Annual line testing | Annual line testing |  | UST Currently In Use: 6; UST Temp Close: 0; AST Currently In Use: 0; AST Temp Closed: 0 | 6 | 0 | 0 | 25073-103-014749 | HARIOM RUDRA, LLC
4964 | Permanently Closed | 1998-03-01 06:00 | 1981-01-01 06:00 | 1999-09-14 06:00 | Petroleum | Unleaded gasoline | Unleaded gasoline |  | Steel | Steel |  | Painted or None | Steel |  | 1901-01-01 06:00 | [6 empty] | Statistical Inventory Reconciliation (SIR) | [8 empty] | UST Currently In Use: 0; UST Temp Close: 0; AST Currently In Use: 0; AST Temp Closed: 0 | 0 | 0 | 3 | 20490-071-000923 | PAULINE MATTHEWS
4965 | Permanently Closed | 1998-03-01 06:00 | 1981-01-01 06:00 | 1999-09-14 06:00 | Petroleum | Unleaded gasoline | Unleaded gasoline |  | Steel | Steel |  | Painted or None | Steel |  | 1901-01-01 06:00 | [6 empty] | Statistical Inventory Reconciliation (SIR) | [8 empty] | UST Currently In Use: 0; UST Temp Close: 0; AST Currently In Use: 0; AST Temp Closed: 0 | 0 | 0 | 3 | 20490-071-000923 | PAULINE MATTHEWS
4966 | Permanently Closed | 1998-03-01 06:00 | 1981-01-01 06:00 | 1999-09-14 06:00 | Petroleum | Unleaded gasoline | Unleaded gasoline |  | Steel | Steel |  | Painted or None | Steel |  | 1901-01-01 06:00 | [6 empty] | Statistical Inventory Reconciliation (SIR) | [8 empty] | UST Currently In Use: 0; UST Temp Close: 0; AST Currently In Use: 0; AST Temp Closed: 0 | 0 | 0 | 3 | 20490-071-000923 | PAULINE MATTHEWS
4967 | Permanently Closed | 1989-10-01 06:00 | 1974-01-01 06:00 | 1989-10-01 06:00 | Petroleum | Unleaded gasoline | Unleaded gasoline |  | Steel | Steel |  | Painted or None | Steel |  | 1901-01-01 06:00 | [15 empty] | UST Currently In Use: 0; UST Temp Close: 0; AST Currently In Use: 0; AST Temp Closed: 0 | 0 | 0 | 3 | 10825-083-000907 | CAMPBELL AND SONS OIL COMPANY, INC.
4968 | Permanently Closed | 1989-10-01 06:00 | 1974-01-01 06:00 | 1989-10-01 06:00 | Petroleum | Unleaded gasoline | Unleaded gasoline |  | Steel | Steel |  |  | Steel |  | 1901-01-01 06:00 | [15 empty] | UST Currently In Use: 0; UST Temp Close: 0; AST Currently In Use: 0; AST Temp Closed: 0 | 0 | 0 | 3 | 10825-083-000907 | CAMPBELL AND SONS OIL COMPANY, INC.
4969 | Permanently Closed | 1989-10-01 06:00 | 1974-01-01 06:00 | 1989-10-01 06:00 | Petroleum | Kerosene | Kerosene |  | Steel | Steel |  |  | Steel |  | 1901-01-01 06:00 | [15 empty] | UST Currently In Use: 0; UST Temp Close: 0; AST Currently In Use: 0; AST Temp Closed: 0 | 0 | 0 | 3 | 10825-083-000907 | CAMPBELL AND SONS OIL COMPANY, INC.
4970 | Permanently Closed | 2000-06-14 06:00 | 1979-01-19 06:00 | 2000-06-14 06:00 | Petroleum | Unleaded gasoline | Unleaded gasoline | [5 empty] | Steel |  | 1901-01-01 06:00 | [6 empty] | Statistical Inventory Reconciliation (SIR) | [8 empty] | UST Currently In Use: 0; UST Temp Close: 0; AST Currently In Use: 1; AST Temp Closed: 0 | 0 | 0 | 3 | 17399-083-000913 | AL NADERI
4971 | Permanently Closed | 2000-06-14 06:00 | 1979-01-19 06:00 | 2000-06-14 06:00 | Petroleum | Unleaded gasoline | Unleaded gasoline | [5 empty] | Steel |  | 1901-01-01 06:00 | [6 empty] | Statistical Inventory Reconciliation (SIR) | [8 empty] | UST Currently In Use: 0; UST Temp Close: 0; AST Currently In Use: 1; AST Temp Closed: 0 | 0 | 0 | 3 | 17399-083-000913 | AL NADERI
4972 | Permanently Closed | 2000-06-14 06:00 | 1979-01-19 06:00 | 2000-06-14 06:00 | Petroleum | Unleaded gasoline | Unleaded gasoline | [5 empty] | Steel |  | 1901-01-01 06:00 | [6 empty] | Statistical Inventory Reconciliation (SIR) | [8 empty] | UST Currently In Use: 0; UST Temp Close: 0; AST Currently In Use: 1; AST Temp Closed: 0 | 0 | 0 | 3 | 17399-083-000913 | AL NADERI
4973 | Permanently Closed | 1998-06-10 06:00 | 1976-01-01 06:00 | 1998-06-10 06:00 | Petroleum | Unleaded gasoline | Unleaded gasoline |  | Steel | Steel |  |  | Steel |  | 1901-01-01 06:00 | [6 empty] | Statistical Inventory Reconciliation (SIR) | [8 empty] | UST Currently In Use: 0; UST Temp Close: 0; AST Currently In Use: 0; AST Temp Closed: 0 | 0 | 0 | 4 | 10825-083-000914 | CAMPBELL AND SONS OIL COMPANY, INC.
4974 | Permanently Closed | 1998-06-10 06:00 | 1976-01-01 06:00 | 1998-06-10 06:00 | Petroleum | Unleaded gasoline | Unleaded gasoline |  | Steel | Steel |  |  | Steel |  | 1901-01-01 06:00 | [6 empty] | Statistical Inventory Reconciliation (SIR) | [8 empty] | UST Currently In Use: 0; UST Temp Close: 0; AST Currently In Use: 0; AST Temp Closed: 0 | 0 | 0 | 4 | 10825-083-000914 | CAMPBELL AND SONS OIL COMPANY, INC.
4975 | Permanently Closed | 1998-06-10 06:00 | 1976-01-01 06:00 | 1998-06-10 06:00 | Petroleum | Unleaded gasoline | Unleaded gasoline |  | Steel | Steel |  |  | Steel |  | 1901-01-01 06:00 | [6 empty] | Statistical Inventory Reconciliation (SIR) | [8 empty] | UST Currently In Use: 0; UST Temp Close: 0; AST Currently In Use: 0; AST Temp Closed: 0 | 0 | 0 | 4 | 10825-083-000914 | CAMPBELL AND SONS OIL COMPANY, INC.
4976 | Permanently Closed | 1998-06-10 06:00 | 1976-01-01 06:00 | 1998-06-10 06:00 | Petroleum | On road diesel | On road diesel |  | Steel | Steel |  |  | Steel |  | 1901-01-01 06:00 | [6 empty] | Statistical Inventory Reconciliation (SIR) | [8 empty] | UST Currently In Use: 0; UST Temp Close: 0; AST Currently In Use: 0; AST Temp Closed: 0 | 0 | 0 | 4 | 10825-083-000914 | CAMPBELL AND SONS OIL COMPANY, INC.
4977 | Permanently Closed | 1998-09-30 06:00 | 1976-01-01 06:00 | 1998-09-30 06:00 | Petroleum | Unleaded gasoline | Unleaded gasoline | Retail |  |  |  |  | Steel |  | 1901-01-01 06:00 | [6 empty] | Statistical Inventory Reconciliation (SIR) | [8 empty] | UST Currently In Use: 0; UST Temp Close: 0; AST Currently In Use: 0; AST Temp Closed: 0 | 0 | 0 | 3 | 10825-083-000917 | CAMPBELL AND SONS OIL COMPANY, INC.
4978 | Permanently Closed | 1998-09-30 06:00 | 1976-01-01 06:00 | 1998-09-30 06:00 | Petroleum | Unleaded gasoline | Unleaded gasoline | Retail |  |  |  |  | Steel |  | 1901-01-01 06:00 | [6 empty] | Statistical Inventory Reconciliation (SIR) | [8 empty] | UST Currently In Use: 0; UST Temp Close: 0; AST Currently In Use: 0; AST Temp Closed: 0 | 0 | 0 | 3 | 10825-083-000917 | CAMPBELL AND SONS OIL COMPANY, INC.
4979 | Permanently Closed | 1998-09-30 06:00 | 1976-01-01 06:00 | 1998-09-30 06:00 | Petroleum | On road diesel | On road diesel | Retail |  |  |  |  | Steel |  | 1901-01-01 06:00 | [6 empty] | Statistical Inventory Reconciliation (SIR) | [8 empty] | UST Currently In Use: 0; UST Temp Close: 0; AST Currently In Use: 0; AST Temp Closed: 0 | 0 | 0 | 3 | 10825-083-000917 | CAMPBELL AND SONS OIL COMPANY, INC.
4980 | Permanently Closed | 2002-10-09 06:00 | 1976-01-01 06:00 | 2003-08-07 06:00 | Petroleum | Unleaded gasoline | Unleaded gasoline | Retail | Steel | Steel | Field installed cathodic protection |  | Flexible |  | 1901-01-01 06:00 | Field installed cathodic protection, None | Catchment Basin, Single walled catchment basin | Automatic shutoff device At 95% full, Flow Rest 90% Full | Flow Rest 90% Full |  |  | Automatic Tank Gauge, Statistical Inventory Reconciliation (SIR) |  |  |  | Interstitial Monitoring within Secondary Containment |  | Annual line testing, Statistical inventory reconciliation (SIR) | Statistical inventory reconciliation (SIR) |  | UST Currently In Use: 0; UST Temp Close: 0; AST Currently In Use: 0; AST Temp Closed: 0 | 0 | 0 | 2 | 10825-083-000922 | CAMPBELL AND SONS OIL COMPANY, INC.
4981 | Permanently Closed | 2002-10-09 06:00 | 1976-01-01 06:00 | 2003-08-07 06:00 | Petroleum | Premium gasoline | Premium gasoline | Retail | Steel | Steel | Field installed cathodic protection |  | Flexible |  | 1901-01-01 06:00 | Field installed cathodic protection, None | Catchment Basin, Single walled catchment basin | Automatic shutoff device At 95% full, Flow Rest 90% Full | Flow Rest 90% Full |  |  | Automatic Tank Gauge, Statistical Inventory Reconciliation (SIR) |  |  |  | Interstitial Monitoring within Secondary Containment |  | Annual line testing, Statistical inventory reconciliation (SIR) | Statistical inventory reconciliation (SIR) |  | UST Currently In Use: 0; UST Temp Close: 0; AST Currently In Use: 0; AST Temp Closed: 0 | 0 | 0 | 2 | 10825-083-000922 | CAMPBELL AND SONS OIL COMPANY, INC.
4982 | Currently in Use |  | 1976-01-01 06:00 |  | Petroleum | Unleaded gasoline | Unleaded gasoline | Retail | Steel | Steel | Field installed cathodic protection, Interior lined (not allowed as a standalone method of corrosion protection) |  | Fiberglass reinforced plastic |  |  |  | Catchment Basin, Single walled catchment basin | Flow Rest 90% Full | Flow Rest 90% Full |  |  | Continuous Automatic Tank Gauge |  | Automatic flow restrictor (MLLD), Containment Sump | Containment Sump |  |  | Annual line testing | Annual line testing |  | UST Currently In Use: 3; UST Temp Close: 0; AST Currently In Use: 0; AST Temp Closed: 0 | 3 | 0 | 0 | 24070-083-003764 | SAHAM ENTERPRISES INC
4983 | Currently in Use |  | 1976-01-01 06:00 |  | Petroleum | Mid-grade gasoline | Mid-grade gasoline | Retail | Steel | Steel | Field installed cathodic protection, Interior lined (not allowed as a standalone method of corrosion protection) |  | Fiberglass reinforced plastic |  |  |  | Catchment Basin, Single walled catchment basin | Flow Rest 90% Full | Flow Rest 90% Full |  |  | Continuous Automatic Tank Gauge |  | Automatic flow restrictor (MLLD), Containment Sump | Containment Sump |  |  | Annual line testing | Annual line testing |  | UST Currently In Use: 3; UST Temp Close: 0; AST Currently In Use: 0; AST Temp Closed: 0 | 3 | 0 | 0 | 24070-083-003764 | SAHAM ENTERPRISES INC
4984 | Currently in Use |  | 1976-01-01 06:00 |  | Petroleum | On road diesel | On road diesel | Retail | Steel | Steel | Field installed cathodic protection, Interior lined (not allowed as a standalone method of corrosion protection) |  | Fiberglass reinforced plastic |  |  |  | Catchment Basin, Single walled catchment basin | Flow Rest 90% Full | Flow Rest 90% Full |  |  | Continuous Automatic Tank Gauge |  | Automatic flow restrictor (MLLD), Containment Sump | Containment Sump |  |  | Annual line testing | Annual line testing |  | UST Currently In Use: 3; UST Temp Close: 0; AST Currently In Use: 0; AST Temp Closed: 0 | 3 | 0 | 0 | 24070-083-003764 | SAHAM ENTERPRISES INC
4985 | Permanently Closed | 2021-03-30 06:00 | 1990-01-01 06:00 | 2021-03-30 06:00 | Petroleum | Unleaded gasoline | Unleaded gasoline | Local Government, Retail | Steel | Steel | Coated & cathodic protection (sti-P3) |  | Fiberglass reinforced plastic |  |  |  | Catchment Basin, Single walled catchment basin | Flow Rest 90% Full | Flow Rest 90% Full |  |  | Automatic Tank Gauge |  | Automatic flow restrictor (MLLD), Containment Sump | Containment Sump |  |  | Annual line testing | Annual line testing |  | UST Currently In Use: 0; UST Temp Close: 0; AST Currently In Use: 0; AST Temp Closed: 0 | 0 | 0 | 4 | 11003-083-014868
4986 | Permanently Closed | 2021-03-30 06:00 | 1990-01-01 06:00 | 2021-03-30 06:00 | Petroleum | Unleaded gasoline | Unleaded gasoline | Local Government, Retail | Steel | Steel | Coated & cathodic protection (sti-P3) |  | Fiberglass reinforced plastic |  |  |  | Catchment Basin, Single walled catchment basin | Flow Rest 90% Full | Flow Rest 90% Full |  |  | Automatic Tank Gauge |  | Automatic flow restrictor (MLLD), Containment Sump | Containment Sump |  |  | Annual line testing | Annual line testing |  | UST Currently In Use: 0; UST Temp Close: 0; AST Currently In Use: 0; AST Temp Closed: 0 | 0 | 0 | 4 | 11003-083-014868
4987 | Permanently Closed | 2021-03-30 06:00 | 1990-01-01 06:00 | 2021-03-30 06:00 | Petroleum | Premium gasoline | Premium gasoline | Local Government, Retail | Steel | Steel | Coated & cathodic protection (sti-P3) |  | Fiberglass reinforced plastic |  |  |  | Catchment Basin, Single walled catchment basin | Flow Rest 90% Full | Flow Rest 90% Full |  |  | Automatic Tank Gauge |  | Automatic flow restrictor (MLLD), Containment Sump | Containment Sump |  |  | Annual line testing | Annual line testing |  | UST Currently In Use: 0; UST Temp Close: 0; AST Currently In Use: 0; AST Temp Closed: 0 | 0 | 0 | 4 | 11003-083-014868
4988 | Permanently Closed | 2021-03-30 06:00 | 1990-01-01 06:00 | 2021-03-30 06:00 | Petroleum | On road diesel | On road diesel | Local Government, Retail | Steel | Steel | Coated & cathodic protection (sti-P3) |  | Fiberglass reinforced plastic |  |  |  | Catchment Basin, Single walled catchment basin | Flow Rest 90% Full | Flow Rest 90% Full |  |  | Automatic Tank Gauge |  | Automatic flow restrictor (MLLD), Containment Sump | Containment Sump |  |  | Annual line testing | Annual line testing |  | UST Currently In Use: 0; UST Temp Close: 0; AST Currently In Use: 0; AST Temp Closed: 0 | 0 | 0 | 4 | 11003-083-014868
4989 | Permanently Closed | 1995-10-12 06:00 | 1977-01-01 06:00 | 1998-10-12 06:00 | Petroleum | Unleaded gasoline | Unleaded gasoline | Retail | Steel | Steel |  |  | Steel |  | 1901-01-01 06:00 | [6 empty] | Statistical Inventory Reconciliation (SIR) | [8 empty] | UST Currently In Use: 0; UST Temp Close: 0; AST Currently In Use: 0; AST Temp Closed: 0 | 0 | 0 | 2 | 10825-089-000911 | CAMPBELL AND SONS OIL COMPANY, INC.
4990 | Permanently Closed | 1995-10-12 06:00 | 1977-01-01 06:00 | 1998-10-12 06:00 | Petroleum | Unleaded gasoline | Unleaded gasoline | Retail | Steel | Steel |  |  | Steel |  | 1901-01-01 06:00 | [6 empty] | Statistical Inventory Reconciliation (SIR) | [8 empty] | UST Currently In Use: 0; UST Temp Close: 0; AST Currently In Use: 0; AST Temp Closed: 0 | 0 | 0 | 2 | 10825-089-000911 | CAMPBELL AND SONS OIL COMPANY, INC.
4991 | Permanently Closed | 1998-11-09 06:00 | 1986-01-01 06:00 | 1999-03-25 06:00 | Petroleum | Unleaded gasoline | Unleaded gasoline | Retail | Steel | Steel | Coated & cathodic protection (sti-P3) |  | Steel |  | 1901-01-01 06:00 | [6 empty] | Automatic Tank Gauge, Statistical Inventory Reconciliation (SIR) | [5 empty] | Annual line testing | Annual line testing |  | UST Currently In Use: 0; UST Temp Close: 0; AST Currently In Use: 0; AST Temp Closed: 0 | 0 | 0 | 4 | 20713-089-000912 | HUN ES TU MALADE LLC
4992 | Permanently Closed | 1998-11-09 06:00 | 1986-01-01 06:00 | 1999-03-25 06:00 | Petroleum | Unleaded gasoline | Unleaded gasoline | Retail | Steel | Steel | Coated & cathodic protection (sti-P3) |  | Steel |  | 1901-01-01 06:00 | [6 empty] | Automatic Tank Gauge, Statistical Inventory Reconciliation (SIR) | [5 empty] | Annual line testing | Annual line testing |  | UST Currently In Use: 0; UST Temp Close: 0; AST Currently In Use: 0; AST Temp Closed: 0 | 0 | 0 | 4 | 20713-089-000912 | HUN ES TU MALADE LLC
4993 | Permanently Closed | 1998-11-09 06:00 | 1983-01-01 06:00 | 1999-03-25 06:00 | Petroleum | Unleaded gasoline | Unleaded gasoline | Retail | Steel | Steel | Coated & cathodic protection (sti-P3) |  | Steel |  | 1901-01-01 06:00 | [6 empty] | Automatic Tank Gauge, Statistical Inventory Reconciliation (SIR) | [5 empty] | Annual line testing | Annual line testing |  | UST Currently In Use: 0; UST Temp Close: 0; AST Currently In Use: 0; AST Temp Closed: 0 | 0 | 0 | 4 | 20713-089-000912 | HUN ES TU MALADE LLC
4994 | Permanently Closed | 1998-11-09 06:00 | 1983-01-01 06:00 | 1999-03-25 06:00 | Petroleum | Kerosene | Kerosene | Retail | Steel | Steel | Coated & cathodic protection (sti-P3) |  | Steel |  | 1901-01-01 06:00 | [6 empty] | Automatic Tank Gauge, Statistical Inventory Reconciliation (SIR) | [5 empty] | Annual line testing | Annual line testing |  | UST Currently In Use: 0; UST Temp Close: 0; AST Currently In Use: 0; AST Temp Closed: 0 | 0 | 0 | 4 | 20713-089-000912 | HUN ES TU MALADE LLC
4995 | Permanently Closed | 1990-05-23 06:00 | 1974-01-01 06:00 | 1990-05-23 06:00 | Petroleum | Unleaded gasoline | Unleaded gasoline | [5 empty] | Steel |  | 1901-01-01 06:00 | [15 empty] | UST Currently In Use: 0; UST Temp Close: 0; AST Currently In Use: 0; AST Temp Closed: 0 | 0 | 0 | 2 | 10825-089-000916 | CAMPBELL AND SONS OIL COMPANY, INC.
4996 | Permanently Closed | 1990-05-23 06:00 | 1974-01-01 06:00 | 1990-05-23 06:00 | Petroleum | Unleaded gasoline | Unleaded gasoline | [5 empty] | Steel |  | 1901-01-01 06:00 | [15 empty] | UST Currently In Use: 0; UST Temp Close: 0; AST Currently In Use: 0; AST Temp Closed: 0 | 0 | 0 | 2 | 10825-089-000916 | CAMPBELL AND SONS OIL COMPANY, INC.
4997 | Permanently Closed | 1992-07-30 06:00 | 1975-01-01 06:00 | 1992-07-30 06:00 | Petroleum | Unleaded gasoline | Unleaded gasoline |  | Steel | Steel |  |  | Steel |  | 1901-01-01 06:00 | [12 empty] | Annual line testing | Annual line testing |  | UST Currently In Use: 0; UST Temp Close: 0; AST Currently In Use: 0; AST Temp Closed: 0 | 0 | 0 | 5 | 10825-089-000920 | CAMPBELL AND SONS OIL COMPANY, INC.
4998 | Permanently Closed | 1992-07-30 06:00 | 1972-01-01 06:00 | 1992-07-30 06:00 | Petroleum | Unleaded gasoline | Unleaded gasoline |  | Steel | Steel |  |  | Steel |  | 1901-01-01 06:00 | [12 empty] | Annual line testing | Annual line testing |  | UST Currently In Use: 0; UST Temp Close: 0; AST Currently In Use: 0; AST Temp Closed: 0 | 0 | 0 | 5 | 10825-089-000920 | CAMPBELL AND SONS OIL COMPANY, INC.
4999 | Permanently Closed | 1992-07-30 06:00 | 1972-01-01 06:00 | 1992-07-30 06:00 | Petroleum | Unleaded gasoline | Unleaded gasoline |  | Steel | Steel |  |  | Steel |  | 1901-01-01 06:00 | [12 empty] | Annual line testing | Annual line testing |  | UST Currently In Use: 0; UST Temp Close: 0; AST Currently In Use: 0; AST Temp Closed: 0 | 0 | 0 | 5 | 10825-089-000920 | CAMPBELL AND SONS OIL COMPANY, INC.
5000 | Permanently Closed | 1992-07-30 06:00 | 1977-01-01 06:00 | 1992-07-30 06:00 | Petroleum | Unleaded gasoline | Unleaded gasoline |  | Steel | Steel |  |  | Steel |  | 1901-01-01 06:00 | [12 empty] | Annual line testing | Annual line testing |  | UST Currently In Use: 0; UST Temp Close: 0; AST Currently In Use: 0; AST Temp Closed: 0 | 0 | 0 | 5 | 10825-089-000920 | CAMPBELL AND SONS OIL COMPANY, INC.
5001 | Permanently Closed | 1992-07-30 06:00 | 1984-01-01 06:00 | 1992-07-30 06:00 | Petroleum | On road diesel | On road diesel |  | Steel | Steel | Coated & cathodic protection (sti-P3) |  | Steel |  | 1901-01-01 06:00 | [12 empty] | Annual line testing | Annual line testing |  | UST Currently In Use: 0; UST Temp Close: 0; AST Currently In Use: 0; AST Temp Closed: 0 | 0 | 0 | 5 | 10825-089-000920 | CAMPBELL AND SONS OIL COMPANY, INC.
5002 | Cannot Locate or abandoned | 1998-12-21 06:00 | 1983-01-01 06:00 |  | Petroleum | Kerosene | Kerosene | Bulk facility | Single Wall, Steel | Steel |  |  | Single Wall, Steel |  | 1901-01-01 06:00 | [15 empty] | UST Currently In Use: 0; UST Temp Close: 0; AST Currently In Use: 0; AST Temp Closed: 0 | 0 | 0 | 0 | 10825-089-001167 | CAMPBELL AND SONS OIL COMPANY, INC.
5003 | Cannot Locate or abandoned | 1998-12-21 06:00 | 1983-01-01 06:00 |  | Petroleum | Used oil | Used oil | Bulk facility | Single Wall, Steel | Steel |  |  | Single Wall, Steel |  | 1901-01-01 06:00 |  | Other, EXEMPT | Other, EXEMPT | Other | [11 empty] | UST Currently In Use: 0; UST Temp Close: 0; AST Currently In Use: 0; AST Temp Closed: 0 | 0 | 0 | 0 | 10825-089-001167 | CAMPBELL AND SONS OIL COMPANY, INC.
5004 | Cannot Locate or abandoned | 1998-12-21 06:00 | 1983-01-01 06:00 |  | Petroleum | Other, MNRLSPIRIT | Other | Bulk facility | Single Wall, Steel | Steel |  |  | Single Wall, Steel |  | 1901-01-01 06:00 | [15 empty] | UST Currently In Use: 0; UST Temp Close: 0; AST Currently In Use: 0; AST Temp Closed: 0 | 0 | 0 | 0 | 10825-089-001167 | CAMPBELL AND SONS OIL COMPANY, INC.
5005 | Cannot Locate or abandoned | 1998-12-21 06:00 | 1983-01-01 06:00 |  | Petroleum | Other, NEW OIL | Other | Bulk facility | Single Wall, Steel | Steel |  |  | Single Wall, Steel |  | 1901-01-01 06:00 | [15 empty] | UST Currently In Use: 0; UST Temp Close: 0; AST Currently In Use: 0; AST Temp Closed: 0 | 0 | 0 | 0 | 10825-089-001167 | CAMPBELL AND SONS OIL COMPANY, INC.
5006 | Cannot Locate or abandoned | 1998-12-21 06:00 | 1983-01-01 06:00 |  | Petroleum | Other, NEW OIL | Other | Bulk facility | Single Wall, Steel | Steel |  |  | Single Wall, Steel |  | 1901-01-01 06:00 | [15 empty] | UST Currently In Use: 0; UST Temp Close: 0; AST Currently In Use: 0; AST Temp Closed: 0 | 0 | 0 | 0 | 10825-089-001167 | CAMPBELL AND SONS OIL COMPANY, INC.
5007 | Cannot Locate or abandoned | 1998-12-21 06:00 | 1983-01-01 06:00 |  | Petroleum | Other, NEW OIL | Other | Bulk facility | Single Wall, Steel | Steel |  |  | Single Wall, Steel |  | 1901-01-01 06:00 | [15 empty] | UST Currently In Use: 0; UST Temp Close: 0; AST Currently In Use: 0; AST Temp Closed: 0 | 0 | 0 | 0 | 10825-089-001167 | CAMPBELL AND SONS OIL COMPANY, INC.
5008 | Cannot Locate or abandoned | 1998-12-21 06:00 | 1983-01-01 06:00 |  | Petroleum | Other, NEW OIL | Other | Bulk facility | Single Wall, Steel | Steel |  |  | Single Wall, Steel |  | 1901-01-01 06:00 | [15 empty] | UST Currently In Use: 0; UST Temp Close: 0; AST Currently In Use: 0; AST Temp Closed: 0 | 0 | 0 | 0 | 10825-089-001167 | CAMPBELL AND SONS OIL COMPANY, INC.
5009 | Cannot Locate or abandoned | 1998-12-21 06:00 | 1983-01-01 06:00 |  | Petroleum | Other, NEW OIL | Other | Bulk facility | Single Wall, Steel | Steel |  |  | Single Wall, Steel |  | 1901-01-01 06:00 | [15 empty] | UST Currently In Use: 0; UST Temp Close: 0; AST Currently In Use: 0; AST Temp Closed: 0 | 0 | 0 | 0 | 10825-089-001167 | CAMPBELL AND SONS OIL COMPANY, INC.
5010 | Cannot Locate or abandoned | 1998-12-21 06:00 | 1983-01-01 06:00 |  | Petroleum | Other, NEW OIL | Other | Bulk facility | Single Wall, Steel | Steel |  |  | Single Wall, Steel |  | 1901-01-01 06:00 | [15 empty] | UST Currently In Use: 0; UST Temp Close: 0; AST Currently In Use: 0; AST Temp Closed: 0 | 0 | 0 | 0 | 10825-089-001167 | CAMPBELL AND SONS OIL COMPANY, INC.
5011 | Cannot Locate or abandoned | 1998-12-21 06:00 | 1983-01-01 06:00 |  | Petroleum | Other, NEW OIL | Other | Bulk facility | Single Wall, Steel | Steel |  |  | Single Wall, Steel |  | 1901-01-01 06:00 | [15 empty] | UST Currently In Use: 0; UST Temp Close: 0; AST Currently In Use: 0; AST Temp Closed: 0 | 0 | 0 | 0 | 10825-089-001167 | CAMPBELL AND SONS OIL COMPANY, INC.
5012 | Cannot Locate or abandoned | 1998-12-21 06:00 | 1983-01-01 06:00 |  | Petroleum | Other, NEW OIL | Other | Bulk facility | Single Wall, Steel | Steel |  |  | Single Wall, Steel |  | 1901-01-01 06:00 | [15 empty] | UST Currently In Use: 0; UST Temp Close: 0; AST Currently In Use: 0; AST Temp Closed: 0 | 0 | 0 | 0 | 10825-089-001167 | CAMPBELL AND SONS OIL COMPANY, INC.
5013 | Currently in Use |  | 1985-01-01 06:00 |  | Petroleum | Unleaded gasoline | Unleaded gasoline | Retail | Single Wall, Steel | Steel | Coated & cathodic protection (sti-P3) |  | Fiberglass reinforced plastic |  | 1901-01-01 06:00 |  | Catchment Basin, Single walled catchment basin | Automatic shutoff device At 95% full, Flow Rest 90% Full | Flow Rest 90% Full |  |  | Continuous Automatic Tank Gauge |  | Automatic flow restrictor (MLLD) | Automatic flow restrictor (MLLD) |  |  | Annual line testing | Annual line testing |  | UST Currently In Use: 3; UST Temp Close: 2; AST Currently In Use: 0; AST Temp Closed: 0 | 3 | 2 | 0 | 25551-089-001622 | JOBOB TEXACO
5014 | Currently in Use |  | 1985-01-01 06:00 |  | Petroleum | Premium gasoline | Premium gasoline | Retail | Single Wall, Steel | Steel | Coated & cathodic protection (sti-P3) |  | Fiberglass reinforced plastic |  | 1901-01-01 06:00 |  | Catchment Basin, Single walled catchment basin | Automatic shutoff device At 95% full, Flow Rest 90% Full | Flow Rest 90% Full |  |  | Continuous Automatic Tank Gauge |  | Automatic flow restrictor (MLLD) | Automatic flow restrictor (MLLD) |  |  | Annual line testing | Annual line testing |  | UST Currently In Use: 3; UST Temp Close: 2; AST Currently In Use: 0; AST Temp Closed: 0 | 3 | 2 | 0 | 25551-089-001622 | JOBOB TEXACO
5015 | Currently in Use |  | 1985-01-01 06:00 |  | Petroleum | On road diesel | On road diesel | Retail | Single Wall, Steel | Steel | Coated & cathodic protection (sti-P3) |  | Fiberglass reinforced plastic |  | 1901-01-01 06:00 |  | Catchment Basin, Single walled catchment basin | Automatic shutoff device At 95% full, Flow Rest 90% Full | Flow Rest 90% Full |  |  | Continuous Automatic Tank Gauge |  | Automatic flow restrictor (MLLD) | Automatic flow restrictor (MLLD) |  |  | Annual line testing | Annual line testing |  | UST Currently In Use: 3; UST Temp Close: 2; AST Currently In Use: 0; AST Temp Closed: 0 | 3 | 2 | 0 | 25551-089-001622 | JOBOB TEXACO
5016 | Temporary Closed | 2017-01-01 06:00 | 1985-01-01 06:00 |  | Petroleum | On road diesel | On road diesel | Retail | Single Wall, Steel | Steel | Coated & cathodic protection (sti-P3) |  | Fiberglass reinforced plastic |  | 1901-01-01 06:00 |  | Catchment Basin, Single walled catchment basin | Automatic shutoff device At 95% full, Flow Rest 90% Full | Flow Rest 90% Full |  |  | Continuous Automatic Tank Gauge |  | Automatic flow restrictor (MLLD) | Automatic flow restrictor (MLLD) |  |  | Annual line testing | Annual line testing |  | UST Currently In Use: 3; UST Temp Close: 2; AST Currently In Use: 0; AST Temp Closed: 0 | 3 | 2 | 0 | 25551-089-001622 | JOBOB TEXACO
5017 | Temporary Closed | 2013-01-01 06:00 | 1985-01-01 06:00 |  | Petroleum | Kerosene | Kerosene | Retail | Single Wall, Steel | Steel | Coated & cathodic protection (sti-P3) |  | Fiberglass reinforced plastic |  | 1901-01-01 06:00 |  | Catchment Basin, Single walled catchment basin | Automatic shutoff device At 95% full, Flow Rest 90% Full | Flow Rest 90% Full |  |  | Continuous Automatic Tank Gauge |  | Automatic flow restrictor (MLLD) | Automatic flow restrictor (MLLD) |  |  | Annual line testing | Annual line testing |  | UST Currently In Use: 3; UST Temp Close: 2; AST Currently In Use: 0; AST Temp Closed: 0 | 3 | 2 | 0 | 25551-089-001622 | JOBOB TEXACO
5018 | Permanently Closed | 1990-06-27 06:00 | 1975-01-01 06:00 | 1990-06-27 06:00 | Petroleum | Unleaded gasoline | Unleaded gasoline | [5 empty] | Steel |  | 1901-01-01 06:00 | [8 empty] | Other, / | Other |  |  | Other, / | Other |  | UST Currently In Use: 0; UST Temp Close: 5; AST Currently In Use: 0; AST Temp Closed: 0 | 0 | 5 | 5 | 10825-089-001623 | CAMPBELL AND SONS OIL COMPANY, INC.
5019 | Permanently Closed | 1990-06-27 06:00 | 1975-01-01 06:00 | 1990-06-27 06:00 | Petroleum | Unleaded gasoline | Unleaded gasoline | [5 empty] | Steel |  | 1901-01-01 06:00 | [15 empty] | UST Currently In Use: 0; UST Temp Close: 5; AST Currently In Use: 0; AST Temp Closed: 0 | 0 | 5 | 5 | 10825-089-001623 | CAMPBELL AND SONS OIL COMPANY, INC.
5020 | Permanently Closed | 1990-06-27 06:00 | 1972-01-01 06:00 | 1990-06-27 06:00 | Petroleum | Unleaded gasoline | Unleaded gasoline | [5 empty] | Steel |  | 1901-01-01 06:00 | [15 empty] | UST Currently In Use: 0; UST Temp Close: 5; AST Currently In Use: 0; AST Temp Closed: 0 | 0 | 5 | 5 | 10825-089-001623 | CAMPBELL AND SONS OIL COMPANY, INC.
5021 | Permanently Closed | 1990-06-27 06:00 | 1972-01-01 06:00 | 1990-06-27 06:00 | Petroleum | Unleaded gasoline | Unleaded gasoline | [5 empty] | Steel |  | 1901-01-01 06:00 | [15 empty] | UST Currently In Use: 0; UST Temp Close: 5; AST Currently In Use: 0; AST Temp Closed: 0 | 0 | 5 | 5 | 10825-089-001623 | CAMPBELL AND SONS OIL COMPANY, INC.
5022 | Permanently Closed | 1990-06-27 06:00 | 1972-01-01 06:00 | 1990-06-27 06:00 | Petroleum | Unleaded gasoline | Unleaded gasoline | [5 empty] | Steel |  | 1901-01-01 06:00 | [15 empty] | UST Currently In Use: 0; UST Temp Close: 5; AST Currently In Use: 0; AST Temp Closed: 0 | 0 | 5 | 5 | 10825-089-001623 | CAMPBELL AND SONS OIL COMPANY, INC.
5023 | Currently in Use |  | 1987-06-11 06:00 |  | Petroleum | Unleaded gasoline | Unleaded gasoline | Retail | Single Wall, Steel | Steel | Coated & cathodic protection (sti-P3) |  | Fiberglass reinforced plastic, Single Wall |  |  |  | Catchment Basin, Single walled catchment basin | Flow Rest 90% Full | Flow Rest 90% Full |  |  | Automatic Tank Gauge |  | Automatic flow restrictor (MLLD) | Automatic flow restrictor (MLLD) |  |  | Annual line testing | Annual line testing |  | UST Currently In Use: 5; UST Temp Close: 0; AST Currently In Use: 0; AST Temp Closed: 0 | 5 | 0 | 0 | 24095-089-001624 | NIKHIL HERITAGE INC
5024 | Currently in Use |  | 1987-06-11 06:00 |  | Petroleum | Mid-grade gasoline | Mid-grade gasoline | Retail | Single Wall, Steel | Steel | Coated & cathodic protection (sti-P3) |  | Fiberglass reinforced plastic, Single Wall |  |  |  | Catchment Basin, Single walled catchment basin | Flow Rest 90% Full | Flow Rest 90% Full |  |  | Automatic Tank Gauge |  | Automatic flow restrictor (MLLD) | Automatic flow restrictor (MLLD) |  |  | Annual line testing | Annual line testing |  | UST Currently In Use: 5; UST Temp Close: 0; AST Currently In Use: 0; AST Temp Closed: 0 | 5 | 0 | 0 | 24095-089-001624 | NIKHIL HERITAGE INC
5025 | Currently in Use |  | 1987-06-11 06:00 |  | Petroleum | Premium gasoline | Premium gasoline | Retail | Single Wall, Steel | Steel | Coated & cathodic protection (sti-P3) |  | Fiberglass reinforced plastic, Single Wall |  |  |  | Catchment Basin, Single walled catchment basin | Flow Rest 90% Full | Flow Rest 90% Full |  |  | Automatic Tank Gauge |  | Automatic flow restrictor (MLLD) | Automatic flow restrictor (MLLD) |  |  | Annual line testing | Annual line testing |  | UST Currently In Use: 5; UST Temp Close: 0; AST Currently In Use: 0; AST Temp Closed: 0 | 5 | 0 | 0 | 24095-089-001624 | NIKHIL HERITAGE INC
5026 | Currently in Use |  | 1987-06-11 06:00 |  | Petroleum | Premium gasoline | Premium gasoline | Retail | Single Wall, Steel | Steel | Coated & cathodic protection (sti-P3) |  | Fiberglass reinforced plastic, Single Wall |  |  |  | Catchment Basin, Single walled catchment basin | Flow Rest 90% Full | Flow Rest 90% Full |  |  | Automatic Tank Gauge |  | Automatic flow restrictor (MLLD) | Automatic flow restrictor (MLLD) |  |  | Annual line testing | Annual line testing |  | UST Currently In Use: 5; UST Temp Close: 0; AST Currently In Use: 0; AST Temp Closed: 0 | 5 | 0 | 0 | 24095-089-001624 | NIKHIL HERITAGE INC
5027 | Currently in Use |  | 1987-06-11 06:00 |  | Petroleum | On road diesel | On road diesel | Retail | Single Wall, Steel | Steel | Coated & cathodic protection (sti-P3) |  | Fiberglass reinforced plastic, Single Wall |  |  |  | Catchment Basin, Single walled catchment basin | Flow Rest 90% Full | Flow Rest 90% Full |  |  | Automatic Tank Gauge |  | Automatic flow restrictor (MLLD) | Automatic flow restrictor (MLLD) |  |  | Annual line testing | Annual line testing |  | UST Currently In Use: 5; UST Temp Close: 0; AST Currently In Use: 0; AST Temp Closed: 0 | 5 | 0 | 0 | 24095-089-001624 | NIKHIL HERITAGE INC
5028 | Permanently Closed | 1990-05-24 06:00 | 1975-01-01 06:00 | 1990-05-24 06:00 | Petroleum | Unleaded gasoline | Unleaded gasoline |  | Steel | Steel |  |  | Steel |  | 1901-01-01 06:00 | [15 empty] | UST Currently In Use: 5; UST Temp Close: 0; AST Currently In Use: 0; AST Temp Closed: 0 | 5 | 0 | 3 | 25265-089-001625 | LGWS/CROSS AMERICA PARTNERS
5029 | Permanently Closed | 1990-05-24 06:00 | 1974-01-01 06:00 | 1990-05-24 06:00 | Petroleum | Unleaded gasoline | Unleaded gasoline | [5 empty] | Steel |  | 1901-01-01 06:00 | [15 empty] | UST Currently In Use: 5; UST Temp Close: 0; AST Currently In Use: 0; AST Temp Closed: 0 | 5 | 0 | 3 | 25265-089-001625 | LGWS/CROSS AMERICA PARTNERS
5030 | Permanently Closed | 1990-05-24 06:00 | 1972-01-01 06:00 | 1990-05-24 06:00 | Petroleum | Unleaded gasoline | Unleaded gasoline | [5 empty] | Steel |  | 1901-01-01 06:00 | [15 empty] | UST Currently In Use: 5; UST Temp Close: 0; AST Currently In Use: 0; AST Temp Closed: 0 | 5 | 0 | 3 | 25265-089-001625 | LGWS/CROSS AMERICA PARTNERS
5031 | Permanently Closed | 2010-06-17 06:00 | 1988-02-01 06:00 | 2010-06-17 06:00 | Petroleum | Unleaded gasoline | Unleaded gasoline | Local Government, Retail | Single Wall, Steel | Steel | Coated & cathodic protection (sti-P3) |  | Fiberglass reinforced plastic, Single Wall |  | 1901-01-01 06:00 |  | Catchment Basin, Single walled catchment basin | Flow Rest 90% Full | Flow Rest 90% Full |  |  | Statistical Inventory Reconciliation (SIR) | [5 empty] | Statistical inventory reconciliation (SIR) | Statistical inventory reconciliation (SIR) |  | UST Currently In Use: 0; UST Temp Close: 0; AST Currently In Use: 0; AST Temp Closed: 0 | 0 | 0 | 5 | 11042-089-001627 | CITY OF HUNTSVILLE
5032 | Permanently Closed | 2010-06-17 06:00 | 1988-02-01 06:00 | 2010-06-17 06:00 | Petroleum | Mid-grade gasoline | Mid-grade gasoline | Local Government, Retail | Single Wall, Steel | Steel | Coated & cathodic protection (sti-P3) |  | Fiberglass reinforced plastic, Single Wall |  | 1901-01-01 06:00 |  | Catchment Basin, Single walled catchment basin | Flow Rest 90% Full | Flow Rest 90% Full |  |  | Statistical Inventory Reconciliation (SIR) | [5 empty] | Statistical inventory reconciliation (SIR) | Statistical inventory reconciliation (SIR) |  | UST Currently In Use: 0; UST Temp Close: 0; AST Currently In Use: 0; AST Temp Closed: 0 | 0 | 0 | 5 | 11042-089-001627 | CITY OF HUNTSVILLE
5033 | Permanently Closed | 2010-06-17 06:00 | 1988-02-01 06:00 | 2010-06-17 06:00 | Petroleum | Premium gasoline | Premium gasoline | Local Government, Retail | Single Wall, Steel | Steel | Coated & cathodic protection (sti-P3) |  | Fiberglass reinforced plastic, Single Wall |  | 1901-01-01 06:00 |  | Catchment Basin, Single walled catchment basin | Flow Rest 90% Full | Flow Rest 90% Full |  |  | Statistical Inventory Reconciliation (SIR) | [5 empty] | Statistical inventory reconciliation (SIR) | Statistical inventory reconciliation (SIR) |  | UST Currently In Use: 0; UST Temp Close: 0; AST Currently In Use: 0; AST Temp Closed: 0 | 0 | 0 | 5 | 11042-089-001627 | CITY OF HUNTSVILLE
5034 | Permanently Closed | 2010-06-17 06:00 | 1988-02-01 06:00 | 2010-06-17 06:00 | Petroleum | On road diesel | On road diesel | Local Government, Retail | Single Wall, Steel | Steel | Coated & cathodic protection (sti-P3) |  | Fiberglass reinforced plastic, Single Wall |  | 1901-01-01 06:00 |  | Catchment Basin, Single walled catchment basin | Flow Rest 90% Full | Flow Rest 90% Full |  |  | Statistical Inventory Reconciliation (SIR) | [5 empty] | Statistical inventory reconciliation (SIR) | Statistical inventory reconciliation (SIR) |  | UST Currently In Use: 0; UST Temp Close: 0; AST Currently In Use: 0; AST Temp Closed: 0 | 0 | 0 | 5 | 11042-089-001627 | CITY OF HUNTSVILLE
5035 | Permanently Closed | 2010-06-17 06:00 | 1988-02-01 06:00 | 2010-06-17 06:00 | Petroleum | Kerosene | Kerosene | Local Government, Retail | Single Wall, Steel | Steel | Coated & cathodic protection (sti-P3) |  | Fiberglass reinforced plastic, Single Wall |  | 1901-01-01 06:00 |  | Catchment Basin, Single walled catchment basin | Flow Rest 90% Full | Flow Rest 90% Full |  |  | Statistical Inventory Reconciliation (SIR) | [5 empty] | Statistical inventory reconciliation (SIR) | Statistical inventory reconciliation (SIR) |  | UST Currently In Use: 0; UST Temp Close: 0; AST Currently In Use: 0; AST Temp Closed: 0 | 0 | 0 | 5 | 11042-089-001627 | CITY OF HUNTSVILLE
5036 | Permanently Closed | 1901-01-01 06:00 | 1986-01-01 06:00 | 1989-03-31 06:00 | Petroleum | Unleaded gasoline | Unleaded gasoline |  | Steel | Steel |  | Painted or None | Steel |  | 1901-01-01 06:00 | [15 empty] | UST Currently In Use: 5; UST Temp Close: 0; AST Currently In Use: 0; AST Temp Closed: 0 | 5 | 0 | 3 | 25436-089-013498 | ROBIK INC
5037 | Permanently Closed | 1901-01-01 06:00 | 1986-01-01 06:00 | 1989-03-31 06:00 | Petroleum | Unleaded gasoline | Unleaded gasoline |  | Steel | Steel |  | Painted or None | Steel |  | 1901-01-01 06:00 | [15 empty] | UST Currently In Use: 5; UST Temp Close: 0; AST Currently In Use: 0; AST Temp Closed: 0 | 5 | 0 | 3 | 25436-089-013498 | ROBIK INC
5038 | Permanently Closed | 1901-01-01 06:00 | 1986-01-01 06:00 | 1989-03-31 06:00 | Petroleum | Unleaded gasoline | Unleaded gasoline |  | Steel | Steel |  | Painted or None | Steel |  | 1901-01-01 06:00 | [15 empty] | UST Currently In Use: 5; UST Temp Close: 0; AST Currently In Use: 0; AST Temp Closed: 0 | 5 | 0 | 3 | 25436-089-013498 | ROBIK INC
5039 | Currently in Use |  | 1989-03-15 06:00 |  | Petroleum | Premium gasoline | Premium gasoline | Retail | Single Wall, Steel | Steel | Coated & cathodic protection (sti-P3) |  | Double Wall, Fiberglass reinforced plastic |  | 1901-01-01 06:00 |  | Catchment Basin, Single walled catchment basin | Automatic shutoff device At 95% full, Flow Rest 90% Full | Flow Rest 90% Full |  |  | Continuous Automatic Tank Gauge |  | Automatic flow restrictor (MLLD) | Automatic flow restrictor (MLLD) |  |  | Annual line testing | Annual line testing |  | UST Currently In Use: 5; UST Temp Close: 0; AST Currently In Use: 0; AST Temp Closed: 0 | 5 | 0 | 3 | 25436-089-013498 | ROBIK INC
5040 | Currently in Use |  | 1989-03-15 06:00 |  | Petroleum | Kerosene | Kerosene | Retail | Single Wall, Steel | Steel | Coated & cathodic protection (sti-P3) |  | Double Wall, Fiberglass reinforced plastic |  | 1901-01-01 06:00 |  | Catchment Basin, Single walled catchment basin | Automatic shutoff device At 95% full, Flow Rest 90% Full | Flow Rest 90% Full |  |  | Continuous Automatic Tank Gauge |  | Automatic flow restrictor (MLLD) | Automatic flow restrictor (MLLD) |  |  | Annual line testing | Annual line testing |  | UST Currently In Use: 5; UST Temp Close: 0; AST Currently In Use: 0; AST Temp Closed: 0 | 5 | 0 | 3 | 25436-089-013498 | ROBIK INC
5041 | Currently in Use |  | 1989-03-15 06:00 |  | Petroleum | Unleaded gasoline | Unleaded gasoline | Retail | Single Wall, Steel | Steel | Coated & cathodic protection (sti-P3) |  | Double Wall, Fiberglass reinforced plastic |  | 1901-01-01 06:00 |  | Catchment Basin, Single walled catchment basin | Automatic shutoff device At 95% full, Flow Rest 90% Full | Flow Rest 90% Full |  |  | Continuous Automatic Tank Gauge |  | Automatic flow restrictor (MLLD) | Automatic flow restrictor (MLLD) |  |  | Annual line testing | Annual line testing |  | UST Currently In Use: 5; UST Temp Close: 0; AST Currently In Use: 0; AST Temp Closed: 0 | 5 | 0 | 3 | 25436-089-013498 | ROBIK INC
5042 | Currently in Use |  | 1989-03-15 06:00 |  | Petroleum | Unleaded gasoline | Unleaded gasoline | Retail | Single Wall, Steel | Steel | Coated & cathodic protection (sti-P3) |  | Double Wall, Fiberglass reinforced plastic |  | 1901-01-01 06:00 |  | Catchment Basin, Single walled catchment basin | Automatic shutoff device At 95% full, Flow Rest 90% Full | Flow Rest 90% Full |  |  | Continuous Automatic Tank Gauge |  | Automatic flow restrictor (MLLD) | Automatic flow restrictor (MLLD) |  |  | Annual line testing | Annual line testing |  | UST Currently In Use: 5; UST Temp Close: 0; AST Currently In Use: 0; AST Temp Closed: 0 | 5 | 0 | 3 | 25436-089-013498 | ROBIK INC
5043 | Currently in Use |  | 1989-03-15 06:00 |  | Petroleum | On road diesel | On road diesel | Retail | Single Wall, Steel | Steel | Coated & cathodic protection (sti-P3) |  | Double Wall, Fiberglass reinforced plastic |  | 1901-01-01 06:00 |  | Catchment Basin, Single walled catchment basin | Automatic shutoff device At 95% full, Flow Rest 90% Full | Flow Rest 90% Full |  |  | Continuous Automatic Tank Gauge |  | Automatic flow restrictor (MLLD) | Automatic flow restrictor (MLLD) |  |  | Annual line testing | Annual line testing |  | UST Currently In Use: 5; UST Temp Close: 0; AST Currently In Use: 0; AST Temp Closed: 0 | 5 | 0 | 3 | 25436-089-013498 | ROBIK INC
5044 | Permanently Closed | 1990-05-02 06:00 | 1984-01-01 06:00 | 1990-05-02 06:00 | Petroleum | Unleaded gasoline | Unleaded gasoline |  | Steel | Steel |  | Painted or None | Steel |  | 1901-01-01 06:00 | [15 empty] | UST Currently In Use: 4; UST Temp Close: 1; AST Currently In Use: 0; AST Temp Closed: 0 | 4 | 1 | 3 | 23567-089-013499 | HUIYUAN INC
5045 | Permanently Closed | 1990-05-02 06:00 | 1984-01-01 06:00 | 1990-05-02 06:00 | Petroleum | Unleaded gasoline | Unleaded gasoline |  | Steel | Steel |  | Painted or None | Steel |  | 1901-01-01 06:00 | [15 empty] | UST Currently In Use: 4; UST Temp Close: 1; AST Currently In Use: 0; AST Temp Closed: 0 | 4 | 1 | 3 | 23567-089-013499 | HUIYUAN INC
5046 | Permanently Closed | 1990-05-02 06:00 | 1984-01-01 06:00 | 1990-05-02 06:00 | Petroleum | Unleaded gasoline | Unleaded gasoline |  | Steel | Steel |  | Painted or None | Steel |  | 1901-01-01 06:00 | [15 empty] | UST Currently In Use: 4; UST Temp Close: 1; AST Currently In Use: 0; AST Temp Closed: 0 | 4 | 1 | 3 | 23567-089-013499 | HUIYUAN INC
5047 | Permanently Closed | 1995-10-10 06:00 | 1981-01-01 06:00 | 1998-10-10 06:00 | Petroleum | On road diesel | On road diesel |  | Steel | Steel |  |  | Steel |  | 1901-01-01 06:00 | [15 empty] | UST Currently In Use: 0; UST Temp Close: 0; AST Currently In Use: 0; AST Temp Closed: 0 | 0 | 0 | 1 | 10825-089-014111 | CAMPBELL AND SONS OIL COMPANY, INC.
5048 | Permanently Closed | 2019-06-06 06:00 | 1989-01-01 06:00 | 2020-02-20 06:00 | Petroleum | Unleaded gasoline | Unleaded gasoline | Retail | Steel | Steel | Coated & cathodic protection (sti-P3) |  | Fiberglass reinforced plastic |  |  |  | Catchment Basin, Single walled catchment basin | Flow Rest 90% Full | Flow Rest 90% Full |  |  | Statistical Inventory Reconciliation (SIR) |  | Automatic flow restrictor (MLLD) | Automatic flow restrictor (MLLD) |  |  | Annual line testing, Statistical inventory reconciliation (SIR) | Statistical inventory reconciliation (SIR) |  | UST Currently In Use: 3; UST Temp Close: 0; AST Currently In Use: 0; AST Temp Closed: 0 | 3 | 0 | 5 | 21012-089-014140 | SPEEDWAY LLC
5049 | Permanently Closed | 2019-06-06 06:00 | 1989-01-01 06:00 | 2020-02-20 06:00 | Petroleum | Mid-grade gasoline | Mid-grade gasoline | Retail | Steel | Steel | Coated & cathodic protection (sti-P3) |  | Fiberglass reinforced plastic |  |  |  | Catchment Basin, Single walled catchment basin | Flow Rest 90% Full | Flow Rest 90% Full |  |  | Statistical Inventory Reconciliation (SIR) |  | Automatic flow restrictor (MLLD) | Automatic flow restrictor (MLLD) |  |  | Statistical inventory reconciliation (SIR) | Statistical inventory reconciliation (SIR) |  | UST Currently In Use: 3; UST Temp Close: 0; AST Currently In Use: 0; AST Temp Closed: 0 | 3 | 0 | 5 | 21012-089-014140 | SPEEDWAY LLC
5050 | Permanently Closed | 2019-06-06 06:00 | 1989-01-01 06:00 | 2020-02-20 06:00 | Petroleum | Premium gasoline | Premium gasoline | Retail | Steel | Steel | Coated & cathodic protection (sti-P3) |  | Fiberglass reinforced plastic |  |  |  | Catchment Basin, Single walled catchment basin | Flow Rest 90% Full | Flow Rest 90% Full |  |  | Statistical Inventory Reconciliation (SIR) |  | Automatic flow restrictor (MLLD) | Automatic flow restrictor (MLLD) |  |  | Annual line testing, Statistical inventory reconciliation (SIR) | Statistical inventory reconciliation (SIR) |  | UST Currently In Use: 3; UST Temp Close: 0; AST Currently In Use: 0; AST Temp Closed: 0 | 3 | 0 | 5 | 21012-089-014140 | SPEEDWAY LLC
5051 | Permanently Closed | 2019-06-06 06:00 | 1989-01-01 06:00 | 2020-02-20 06:00 | Petroleum | On road diesel | On road diesel | Retail | Steel | Steel | Coated & cathodic protection (sti-P3) |  | Fiberglass reinforced plastic |  |  |  | Catchment Basin, Single walled catchment basin | Flow Rest 90% Full | Flow Rest 90% Full |  |  | Statistical Inventory Reconciliation (SIR) |  | Automatic flow restrictor (MLLD) | Automatic flow restrictor (MLLD) |  |  | Annual line testing, Statistical inventory reconciliation (SIR) | Statistical inventory reconciliation (SIR) |  | UST Currently In Use: 3; UST Temp Close: 0; AST Currently In Use: 0; AST Temp Closed: 0 | 3 | 0 | 5 | 21012-089-014140 | SPEEDWAY LLC
5052 | Permanently Closed | 2019-06-06 06:00 | 1989-01-01 06:00 | 2020-02-20 06:00 | Petroleum | Unleaded gasoline | Unleaded gasoline | Retail | Steel | Steel | Coated & cathodic protection (sti-P3) |  | Fiberglass reinforced plastic |  |  |  | Catchment Basin, Single walled catchment basin | Flow Rest 90% Full | Flow Rest 90% Full |  |  | Statistical Inventory Reconciliation (SIR) |  | Automatic flow restrictor (MLLD) | Automatic flow restrictor (MLLD) |  |  | Annual line testing, Statistical inventory reconciliation (SIR) | Statistical inventory reconciliation (SIR) |  | UST Currently In Use: 3; UST Temp Close: 0; AST Currently In Use: 0; AST Temp Closed: 0 | 3 | 0 | 5 | 21012-089-014140 | SPEEDWAY LLC
5053 | Permanently Closed | 1998-04-01 06:00 | 1990-01-01 06:00 | 1998-05-05 06:00 | Petroleum | Unleaded gasoline | Unleaded gasoline | Retail | Steel | Steel | Coated & cathodic protection (sti-P3) |  | Fiberglass reinforced plastic |  | 1901-01-01 06:00 |  | Catchment Basin, Single walled catchment basin | Flow Rest 90% Full | Flow Rest 90% Full |  |  | Automatic Tank Gauge, Statistical Inventory Reconciliation (SIR) |  |  |  | Interstitial Monitoring within Secondary Containment |  | Annual line testing, Statistical inventory reconciliation (SIR) | Statistical inventory reconciliation (SIR) |  | UST Currently In Use: 0; UST Temp Close: 0; AST Currently In Use: 0; AST Temp Closed: 0 | 0 | 0 | 4 | 10825-089-014233 | CAMPBELL AND SONS OIL COMPANY, INC.
5054 | Permanently Closed | 1998-04-01 06:00 | 1990-01-01 06:00 | 1998-05-05 06:00 | Petroleum | Unleaded gasoline | Unleaded gasoline | Retail | Steel | Steel | Coated & cathodic protection (sti-P3) |  | Fiberglass reinforced plastic |  | 1901-01-01 06:00 |  | Catchment Basin, Single walled catchment basin | Flow Rest 90% Full | Flow Rest 90% Full |  |  | Automatic Tank Gauge, Statistical Inventory Reconciliation (SIR) |  |  |  | Interstitial Monitoring within Secondary Containment |  | Annual line testing, Statistical inventory reconciliation (SIR) | Statistical inventory reconciliation (SIR) |  | UST Currently In Use: 0; UST Temp Close: 0; AST Currently In Use: 0; AST Temp Closed: 0 | 0 | 0 | 4 | 10825-089-014233 | CAMPBELL AND SONS OIL COMPANY, INC.
5055 | Permanently Closed | 1998-04-01 06:00 | 1990-01-01 06:00 | 1998-05-05 06:00 | Petroleum | Unleaded gasoline | Unleaded gasoline | Retail | Steel | Steel | Coated & cathodic protection (sti-P3) |  | Fiberglass reinforced plastic |  | 1901-01-01 06:00 |  | Catchment Basin, Single walled catchment basin | Flow Rest 90% Full | Flow Rest 90% Full |  |  | Automatic Tank Gauge, Statistical Inventory Reconciliation (SIR) |  |  |  | Interstitial Monitoring within Secondary Containment |  | Annual line testing, Statistical inventory reconciliation (SIR) | Statistical inventory reconciliation (SIR) |  | UST Currently In Use: 0; UST Temp Close: 0; AST Currently In Use: 0; AST Temp Closed: 0 | 0 | 0 | 4 | 10825-089-014233 | CAMPBELL AND SONS OIL COMPANY, INC.
5056 | Permanently Closed | 1998-04-01 06:00 | 1990-01-01 06:00 | 1998-05-05 06:00 | Petroleum | Kerosene | Kerosene | Retail | Steel | Steel | Coated & cathodic protection (sti-P3) |  | Fiberglass reinforced plastic |  | 1901-01-01 06:00 |  | Catchment Basin, Single walled catchment basin | Flow Rest 90% Full | Flow Rest 90% Full |  |  | Automatic Tank Gauge, Statistical Inventory Reconciliation (SIR) |  |  |  | Interstitial Monitoring within Secondary Containment |  | Annual line testing, Statistical inventory reconciliation (SIR) | Statistical inventory reconciliation (SIR) |  | UST Currently In Use: 0; UST Temp Close: 0; AST Currently In Use: 0; AST Temp Closed: 0 | 0 | 0 | 4 | 10825-089-014233 | CAMPBELL AND SONS OIL COMPANY, INC.
5057 | Permanently Closed | 1995-10-01 06:00 | 1975-01-01 06:00 | 1997-10-01 06:00 | Petroleum | Unleaded gasoline | Unleaded gasoline |  | Fiberglass reinforced plastic | Fiberglass reinforced plastic |  |  | Fiberglass reinforced plastic, Steel |  | 1901-01-01 06:00 | [6 empty] | Statistical Inventory Reconciliation (SIR) | [8 empty] | UST Currently In Use: 3; UST Temp Close: 0; AST Currently In Use: 0; AST Temp Closed: 0 | 3 | 0 | 3 | 22258-103-001168 | J K PROPERTIES, LLC
5058 | Permanently Closed | 1995-10-01 06:00 | 1974-01-01 06:00 | 1997-10-01 06:00 | Petroleum | Unleaded gasoline | Unleaded gasoline |  | Steel | Steel |  |  | Fiberglass reinforced plastic, Steel |  | 1901-01-01 06:00 | [6 empty] | Statistical Inventory Reconciliation (SIR) | [8 empty] | UST Currently In Use: 3; UST Temp Close: 0; AST Currently In Use: 0; AST Temp Closed: 0 | 3 | 0 | 3 | 22258-103-001168 | J K PROPERTIES, LLC
5059 | Permanently Closed | 1995-10-01 06:00 | 1974-01-01 06:00 | 1997-10-01 06:00 | Petroleum | Unleaded gasoline | Unleaded gasoline |  | Steel | Steel |  |  | Steel |  | 1901-01-01 06:00 | [6 empty] | Statistical Inventory Reconciliation (SIR) | [8 empty] | UST Currently In Use: 3; UST Temp Close: 0; AST Currently In Use: 0; AST Temp Closed: 0 | 3 | 0 | 3 | 22258-103-001168 | J K PROPERTIES, LLC
5060 | Permanently Closed | 1997-06-24 06:00 | 1972-01-01 06:00 | 1997-06-24 06:00 | Petroleum | Unleaded gasoline | Unleaded gasoline |  | Steel | Steel |  |  | Steel |  | 1901-01-01 06:00 | [6 empty] | Statistical Inventory Reconciliation (SIR) | [5 empty] | Annual line testing, Statistical inventory reconciliation (SIR) | Statistical inventory reconciliation (SIR) |  | UST Currently In Use: 3; UST Temp Close: 1; AST Currently In Use: 0; AST Temp Closed: 0 | 3 | 1 | 3 | 25265-103-001620 | LGWS/CROSS AMERICA PARTNERS
5061 | Permanently Closed | 1997-07-21 06:00 | 1972-01-01 06:00 | 1997-07-21 06:00 | Petroleum | Unleaded gasoline | Unleaded gasoline |  | Steel | Steel |  |  | Steel |  | 1901-01-01 06:00 | [6 empty] | Statistical Inventory Reconciliation (SIR) | [5 empty] | Annual line testing, Statistical inventory reconciliation (SIR) | Statistical inventory reconciliation (SIR) |  | UST Currently In Use: 3; UST Temp Close: 1; AST Currently In Use: 0; AST Temp Closed: 0 | 3 | 1 | 3 | 25265-103-001620 | LGWS/CROSS AMERICA PARTNERS
5062 | Permanently Closed | 1997-07-21 06:00 | 1972-01-01 06:00 | 1997-07-21 06:00 | Petroleum | Unleaded gasoline | Unleaded gasoline |  | Steel | Steel |  |  | Steel |  | 1901-01-01 06:00 | [6 empty] | Statistical Inventory Reconciliation (SIR) | [5 empty] | Annual line testing, Continuous alarm system, Statistical inventory reconciliation (SIR) | Statistical inventory reconciliation (SIR) |  | UST Currently In Use: 3; UST Temp Close: 1; AST Currently In Use: 0; AST Temp Closed: 0 | 3 | 1 | 3 | 25265-103-001620 | LGWS/CROSS AMERICA PARTNERS
5063 | Permanently Closed | 1991-02-15 06:00 | 1974-01-01 06:00 | 1991-02-15 06:00 | Petroleum | Unleaded gasoline | Unleaded gasoline | [7 empty] | 1901-01-01 06:00 | [15 empty] | UST Currently In Use: 0; UST Temp Close: 0; AST Currently In Use: 0; AST Temp Closed: 0 | 0 | 0 | 1 | 10825-103-001621 | CAMPBELL AND SONS OIL COMPANY, INC.
5064 | Permanently Closed | 1993-07-14 06:00 | 1975-01-01 06:00 | 1993-07-14 06:00 | Petroleum | Unleaded gasoline | Unleaded gasoline |  | Steel | Steel | Interior lined (not allowed as a standalone method of corrosion protection) |  | Steel |  | 1901-01-01 06:00 | [15 empty] | UST Currently In Use: 0; UST Temp Close: 0; AST Currently In Use: 0; AST Temp Closed: 0 | 0 | 0 | 3 | 10826-073-009862 | GLADYS CAMPBELL
5065 | Permanently Closed | 1993-07-14 06:00 | 1975-01-01 06:00 | 1993-07-14 06:00 | Petroleum | Unleaded gasoline | Unleaded gasoline |  | Steel | Steel | Interior lined (not allowed as a standalone method of corrosion protection) |  | Steel |  | 1901-01-01 06:00 | [15 empty] | UST Currently In Use: 0; UST Temp Close: 0; AST Currently In Use: 0; AST Temp Closed: 0 | 0 | 0 | 3 | 10826-073-009862 | GLADYS CAMPBELL
5066 | Permanently Closed | 1993-07-14 06:00 | 1975-01-01 06:00 | 1993-07-14 06:00 | Petroleum | Unleaded gasoline | Unleaded gasoline |  | Steel | Steel | Interior lined (not allowed as a standalone method of corrosion protection) |  | Steel |  | 1901-01-01 06:00 | [15 empty] | UST Currently In Use: 0; UST Temp Close: 0; AST Currently In Use: 0; AST Temp Closed: 0 | 0 | 0 | 3 | 10826-073-009862 | GLADYS CAMPBELL
5067 | Currently in Use |  | 1968-01-09 06:00 |  | Petroleum | Unleaded gasoline | Unleaded gasoline | Retail | Steel | Steel | Field installed cathodic protection, Interior lined (not allowed as a standalone method of corrosion protection) |  | Steel |  |  | Field installed cathodic protection | Catchment Basin, Single walled catchment basin | Automatic shutoff device At 95% full | Automatic shutoff device At 95% full |  |  | Automatic Tank Gauge | [8 empty] | UST Currently In Use: 3; UST Temp Close: 0; AST Currently In Use: 0; AST Temp Closed: 0 | 3 | 0 | 0 | 10826-073-010778 | GLADYS CAMPBELL
5068 | Currently in Use |  | 1968-01-09 06:00 |  | Petroleum | Unleaded gasoline | Unleaded gasoline | Retail | Steel | Steel | Field installed cathodic protection, Interior lined (not allowed as a standalone method of corrosion protection) |  | Steel |  |  | Field installed cathodic protection | Catchment Basin, Single walled catchment basin | Automatic shutoff device At 95% full | Automatic shutoff device At 95% full |  |  | Automatic Tank Gauge | [8 empty] | UST Currently In Use: 3; UST Temp Close: 0; AST Currently In Use: 0; AST Temp Closed: 0 | 3 | 0 | 0 | 10826-073-010778 | GLADYS CAMPBELL
5069 | Currently in Use |  | 1968-01-09 06:00 |  | Petroleum | Premium gasoline | Premium gasoline | Retail | Steel | Steel | Field installed cathodic protection, Interior lined (not allowed as a standalone method of corrosion protection) |  | Steel |  |  | Field installed cathodic protection | Catchment Basin, Single walled catchment basin | Automatic shutoff device At 95% full | Automatic shutoff device At 95% full |  |  | Automatic Tank Gauge | [8 empty] | UST Currently In Use: 3; UST Temp Close: 0; AST Currently In Use: 0; AST Temp Closed: 0 | 3 | 0 | 0 | 10826-073-010778 | GLADYS CAMPBELL
5070 | Permanently Closed | 2003-04-09 06:00 | 1973-01-01 06:00 | 2003-04-09 06:00 | Petroleum | Unleaded gasoline | Unleaded gasoline | Retail | Steel | Steel | Field installed cathodic protection |  | Steel |  | 1901-01-01 06:00 | Field installed cathodic protection | Catchment Basin, Single walled catchment basin | Automatic shutoff device At 95% full | Automatic shutoff device At 95% full |  |  | Statistical Inventory Reconciliation (SIR) | [8 empty] | UST Currently In Use: 0; UST Temp Close: 0; AST Currently In Use: 0; AST Temp Closed: 0 | 0 | 0 | 3 | 10826-073-010779 | GLADYS CAMPBELL
5071 | Permanently Closed | 2003-04-09 06:00 | 1973-01-01 06:00 | 2003-04-09 06:00 | Petroleum | Mid-grade gasoline | Mid-grade gasoline | Retail | Steel | Steel | Field installed cathodic protection |  | Steel |  | 1901-01-01 06:00 | Field installed cathodic protection | Catchment Basin, Single walled catchment basin | Automatic shutoff device At 95% full | Automatic shutoff device At 95% full |  |  | Statistical Inventory Reconciliation (SIR) | [8 empty] | UST Currently In Use: 0; UST Temp Close: 0; AST Currently In Use: 0; AST Temp Closed: 0 | 0 | 0 | 3 | 10826-073-010779 | GLADYS CAMPBELL
5072 | Permanently Closed | 2003-04-09 06:00 | 1973-01-01 06:00 | 2003-04-09 06:00 | Petroleum | Premium gasoline | Premium gasoline | Retail | Steel | Steel | Field installed cathodic protection |  | Steel |  | 1901-01-01 06:00 | Field installed cathodic protection | Catchment Basin, Single walled catchment basin | Automatic shutoff device At 95% full | Automatic shutoff device At 95% full |  |  | Statistical Inventory Reconciliation (SIR) | [8 empty] | UST Currently In Use: 0; UST Temp Close: 0; AST Currently In Use: 0; AST Temp Closed: 0 | 0 | 0 | 3 | 10826-073-010779 | GLADYS CAMPBELL
5073 | Permanently Closed | 1991-05-22 06:00 | 1972-01-01 06:00 | 1991-05-22 06:00 | Petroleum | Unleaded gasoline | Unleaded gasoline |  | Steel | Steel |  | Painted or None | Steel |  | 1901-01-01 06:00 | [15 empty] | UST Currently In Use: 0; UST Temp Close: 0; AST Currently In Use: 0; AST Temp Closed: 0 | 0 | 0 | 6 | 10827-097-010284 | CAMPBELL PIPING CONTRACTORS INC
5074 | Permanently Closed | 1991-05-22 06:00 | 1972-01-01 06:00 | 1991-05-22 06:00 | Petroleum | On road diesel | On road diesel |  | Steel | Steel |  | Painted or None | Steel |  | 1901-01-01 06:00 | [15 empty] | UST Currently In Use: 0; UST Temp Close: 0; AST Currently In Use: 0; AST Temp Closed: 0 | 0 | 0 | 6 | 10827-097-010284 | CAMPBELL PIPING CONTRACTORS INC
5075 | Permanently Closed | 1991-05-22 06:00 | 1968-01-01 06:00 | 1991-05-22 06:00 | Petroleum | On road diesel | On road diesel |  | Steel | Steel |  | Painted or None | Steel |  | 1901-01-01 06:00 | [15 empty] | UST Currently In Use: 0; UST Temp Close: 0; AST Currently In Use: 0; AST Temp Closed: 0 | 0 | 0 | 6 | 10827-097-010284 | CAMPBELL PIPING CONTRACTORS INC
5076 | Permanently Closed | 1991-05-22 06:00 | 1968-01-01 06:00 | 1991-05-22 06:00 | Petroleum | Unleaded gasoline | Unleaded gasoline |  | Steel | Steel |  | Painted or None | Steel |  | 1901-01-01 06:00 | [15 empty] | UST Currently In Use: 0; UST Temp Close: 0; AST Currently In Use: 0; AST Temp Closed: 0 | 0 | 0 | 6 | 10827-097-010284 | CAMPBELL PIPING CONTRACTORS INC
5077 | Permanently Closed | 1991-05-22 06:00 | 1968-01-01 06:00 | 1991-05-22 06:00 | Petroleum | Unleaded gasoline | Unleaded gasoline |  | Steel | Steel |  | Painted or None | Steel |  | 1901-01-01 06:00 | [15 empty] | UST Currently In Use: 0; UST Temp Close: 0; AST Currently In Use: 0; AST Temp Closed: 0 | 0 | 0 | 6 | 10827-097-010284 | CAMPBELL PIPING CONTRACTORS INC
5078 | Permanently Closed | 1991-05-22 06:00 | 1968-01-01 06:00 | 1991-05-22 06:00 | Petroleum | Unleaded gasoline | Unleaded gasoline |  | Steel | Steel |  | Painted or None | Steel |  | 1901-01-01 06:00 | [15 empty] | UST Currently In Use: 0; UST Temp Close: 0; AST Currently In Use: 0; AST Temp Closed: 0 | 0 | 0 | 6 | 10827-097-010284 | CAMPBELL PIPING CONTRACTORS INC
5079 | Permanently Closed | 1901-01-01 06:00 | 1979-01-01 06:00 | 1987-08-01 06:00 | Petroleum | Unleaded gasoline | Unleaded gasoline |  | Steel | Steel |  | Painted or None | Steel |  | 1901-01-01 06:00 | [15 empty] | UST Currently In Use: 0; UST Temp Close: 5; AST Currently In Use: 0; AST Temp Closed: 0 | 0 | 5 | 3 | 25863-031-010862 | RAMI HARBI
5080 | Permanently Closed | 1901-01-01 06:00 | 1967-01-01 06:00 | 1987-08-01 06:00 | Petroleum | Unleaded gasoline | Unleaded gasoline |  | Steel | Steel |  | Painted or None | Steel |  | 1901-01-01 06:00 | [15 empty] | UST Currently In Use: 0; UST Temp Close: 5; AST Currently In Use: 0; AST Temp Closed: 0 | 0 | 5 | 3 | 25863-031-010862 | RAMI HARBI
5081 | Permanently Closed | 1901-01-01 06:00 | 1967-01-01 06:00 | 1987-08-01 06:00 | Petroleum | Unleaded gasoline | Unleaded gasoline |  | Steel | Steel |  | Painted or None | Steel |  | 1901-01-01 06:00 | [15 empty] | UST Currently In Use: 0; UST Temp Close: 5; AST Currently In Use: 0; AST Temp Closed: 0 | 0 | 5 | 3 | 25863-031-010862 | RAMI HARBI
5082 | Temporary Closed | 2002-04-14 06:00 | 1988-01-01 06:00 |  | Petroleum | Unleaded gasoline | Unleaded gasoline | Retail | Steel | Steel | Coated & cathodic protection (sti-P3) |  | Fiberglass reinforced plastic |  |  |  | Catchment Basin, Single walled catchment basin | Audible high level alarm At 90% full, Automatic shutoff device At 95% full | Automatic shutoff device At 95% full |  |  | Automatic Tank Gauge |  | Automatic shutoff device (AELLD) | Automatic shutoff device (AELLD) | [5 empty] | UST Currently In Use: 0; UST Temp Close: 5; AST Currently In Use: 0; AST Temp Closed: 0 | 0 | 5 | 3 | 25863-031-010862 | RAMI HARBI
5083 | Temporary Closed | 2002-04-14 06:00 | 1988-01-01 06:00 |  | Petroleum | Mid-grade gasoline | Mid-grade gasoline | Retail | Steel | Steel | Coated & cathodic protection (sti-P3) |  | Fiberglass reinforced plastic |  |  |  | Catchment Basin, Single walled catchment basin | Audible high level alarm At 90% full, Automatic shutoff device At 95% full | Automatic shutoff device At 95% full |  |  | Automatic Tank Gauge |  | Automatic shutoff device (AELLD) | Automatic shutoff device (AELLD) | [5 empty] | UST Currently In Use: 0; UST Temp Close: 5; AST Currently In Use: 0; AST Temp Closed: 0 | 0 | 5 | 3 | 25863-031-010862 | RAMI HARBI
5084 | Temporary Closed | 2002-04-14 06:00 | 1988-01-01 06:00 |  | Petroleum | Premium gasoline | Premium gasoline | Retail | Steel | Steel | Coated & cathodic protection (sti-P3) |  | Fiberglass reinforced plastic |  |  |  | Catchment Basin, Single walled catchment basin | Audible high level alarm At 90% full, Automatic shutoff device At 95% full | Automatic shutoff device At 95% full |  |  | Automatic Tank Gauge |  | Automatic shutoff device (AELLD) | Automatic shutoff device (AELLD) | [5 empty] | UST Currently In Use: 0; UST Temp Close: 5; AST Currently In Use: 0; AST Temp Closed: 0 | 0 | 5 | 3 | 25863-031-010862 | RAMI HARBI
5085 | Temporary Closed | 2002-04-14 06:00 | 1988-01-01 06:00 |  | Petroleum | On road diesel | On road diesel | Retail | Steel | Steel | Coated & cathodic protection (sti-P3) |  | Fiberglass reinforced plastic |  |  |  | Catchment Basin, Single walled catchment basin | Audible high level alarm At 90% full, Automatic shutoff device At 95% full | Automatic shutoff device At 95% full |  |  | Automatic Tank Gauge | [8 empty] | UST Currently In Use: 0; UST Temp Close: 5; AST Currently In Use: 0; AST Temp Closed: 0 | 0 | 5 | 3 | 25863-031-010862 | RAMI HARBI
5086 | Temporary Closed | 2002-04-14 06:00 | 1988-01-01 06:00 |  | Petroleum | Kerosene | Kerosene | Retail | Steel | Steel | Coated & cathodic protection (sti-P3) |  | Fiberglass reinforced plastic |  |  |  | Catchment Basin, Single walled catchment basin | Audible high level alarm At 90% full, Automatic shutoff device At 95% full | Automatic shutoff device At 95% full |  |  | Automatic Tank Gauge | [8 empty] | UST Currently In Use: 0; UST Temp Close: 5; AST Currently In Use: 0; AST Temp Closed: 0 | 0 | 5 | 3 | 25863-031-010862 | RAMI HARBI
5087 | Permanently Closed | 1988-02-01 06:00 | 1973-01-01 06:00 | 1988-02-01 06:00 | Petroleum | Unleaded gasoline | Unleaded gasoline |  | Steel | Steel |  | Painted or None | Steel |  | 1901-01-01 06:00 | [15 empty] | UST Currently In Use: 5; UST Temp Close: 0; AST Currently In Use: 0; AST Temp Closed: 0 | 5 | 0 | 3 | 10828-031-010874 | CANNON OIL CORP
5088 | Permanently Closed | 1988-02-01 06:00 | 1973-01-01 06:00 | 1988-02-01 06:00 | Petroleum | Unleaded gasoline | Unleaded gasoline |  | Steel | Steel |  | Painted or None | Steel |  | 1901-01-01 06:00 | [15 empty] | UST Currently In Use: 5; UST Temp Close: 0; AST Currently In Use: 0; AST Temp Closed: 0 | 5 | 0 | 3 | 10828-031-010874 | CANNON OIL CORP
5089 | Permanently Closed | 1988-02-01 06:00 | 1973-01-01 06:00 | 1988-02-01 06:00 | Petroleum | On road diesel | On road diesel |  | Steel | Steel |  | Painted or None | Steel |  | 1901-01-01 06:00 | [15 empty] | UST Currently In Use: 5; UST Temp Close: 0; AST Currently In Use: 0; AST Temp Closed: 0 | 5 | 0 | 3 | 10828-031-010874 | CANNON OIL CORP
5090 | Currently in Use |  | 1988-01-01 06:00 |  | Petroleum | Unleaded gasoline | Unleaded gasoline |  | Steel | Steel | Field installed cathodic protection |  | Steel |  |  | Field installed cathodic protection | Catchment Basin, Single walled catchment basin | Automatic shutoff device At 95% full | Automatic shutoff device At 95% full |  |  | Statistical Inventory Reconciliation (SIR) |  | Automatic flow restrictor (MLLD) | Automatic flow restrictor (MLLD) |  |  | Statistical inventory reconciliation (SIR) | Statistical inventory reconciliation (SIR) |  | UST Currently In Use: 5; UST Temp Close: 0; AST Currently In Use: 0; AST Temp Closed: 0 | 5 | 0 | 3 | 10828-031-010874 | CANNON OIL CORP
5091 | Currently in Use |  | 1988-01-01 06:00 |  | Petroleum | Mid-grade gasoline | Mid-grade gasoline |  | Steel | Steel | Field installed cathodic protection |  | Steel |  |  | Field installed cathodic protection | Catchment Basin, Single walled catchment basin | Automatic shutoff device At 95% full | Automatic shutoff device At 95% full |  |  | Statistical Inventory Reconciliation (SIR) |  | Automatic flow restrictor (MLLD) | Automatic flow restrictor (MLLD) |  |  | Statistical inventory reconciliation (SIR) | Statistical inventory reconciliation (SIR) |  | UST Currently In Use: 5; UST Temp Close: 0; AST Currently In Use: 0; AST Temp Closed: 0 | 5 | 0 | 3 | 10828-031-010874 | CANNON OIL CORP
5092 | Currently in Use |  | 1988-01-01 06:00 |  | Petroleum | Premium gasoline | Premium gasoline |  | Steel | Steel | Field installed cathodic protection |  | Steel |  |  | Field installed cathodic protection | Catchment Basin, Single walled catchment basin | Automatic shutoff device At 95% full | Automatic shutoff device At 95% full |  |  | Statistical Inventory Reconciliation (SIR) |  | Automatic flow restrictor (MLLD) | Automatic flow restrictor (MLLD) |  |  | Statistical inventory reconciliation (SIR) | Statistical inventory reconciliation (SIR) |  | UST Currently In Use: 5; UST Temp Close: 0; AST Currently In Use: 0; AST Temp Closed: 0 | 5 | 0 | 3 | 10828-031-010874 | CANNON OIL CORP
5093 | Currently in Use |  | 1988-01-01 06:00 |  | Petroleum | On road diesel | On road diesel |  | Steel | Steel | Field installed cathodic protection |  | Steel |  |  | Field installed cathodic protection | Catchment Basin, Single walled catchment basin | Automatic shutoff device At 95% full | Automatic shutoff device At 95% full |  |  | Statistical Inventory Reconciliation (SIR) | [8 empty] | UST Currently In Use: 5; UST Temp Close: 0; AST Currently In Use: 0; AST Temp Closed: 0 | 5 | 0 | 3 | 10828-031-010874 | CANNON OIL CORP
5094 | Currently in Use |  | 1988-01-01 06:00 |  | Petroleum | On road diesel | On road diesel |  | Steel | Steel | Field installed cathodic protection |  | Steel |  |  | Field installed cathodic protection | Catchment Basin, Single walled catchment basin | Automatic shutoff device At 95% full | Automatic shutoff device At 95% full |  |  | Statistical Inventory Reconciliation (SIR) | [8 empty] | UST Currently In Use: 5; UST Temp Close: 0; AST Currently In Use: 0; AST Temp Closed: 0 | 5 | 0 | 3 | 10828-031-010874 | CANNON OIL CORP
5095 | Temporary Closed | 2017-05-01 06:00 | 1970-01-01 06:00 |  | Petroleum | Unleaded gasoline | Unleaded gasoline | Retail | Steel | Steel | Field installed cathodic protection |  | Steel |  |  | Field installed cathodic protection | Catchment Basin, Single walled catchment basin | Automatic shutoff device At 95% full | Automatic shutoff device At 95% full |  |  | Statistical Inventory Reconciliation (SIR) |  | Automatic flow restrictor (MLLD) | Automatic flow restrictor (MLLD) |  |  | Annual line testing, Statistical inventory reconciliation (SIR) | Statistical inventory reconciliation (SIR) |  | UST Currently In Use: 0; UST Temp Close: 5; AST Currently In Use: 0; AST Temp Closed: 0 | 0 | 5 | 0 | 10828-039-010861 | CANNON OIL CORP
5096 | Temporary Closed | 2017-05-01 06:00 | 1970-01-01 06:00 |  | Petroleum | Mid-grade gasoline | Mid-grade gasoline | Retail | Steel | Steel | Field installed cathodic protection |  | Steel |  |  | Field installed cathodic protection | Catchment Basin, Single walled catchment basin | Automatic shutoff device At 95% full | Automatic shutoff device At 95% full |  |  | Statistical Inventory Reconciliation (SIR) |  | Automatic flow restrictor (MLLD) | Automatic flow restrictor (MLLD) |  |  | Annual line testing, Statistical inventory reconciliation (SIR) | Statistical inventory reconciliation (SIR) |  | UST Currently In Use: 0; UST Temp Close: 5; AST Currently In Use: 0; AST Temp Closed: 0 | 0 | 5 | 0 | 10828-039-010861 | CANNON OIL CORP
5097 | Temporary Closed | 2017-05-01 06:00 | 1987-01-01 06:00 |  | Petroleum | Premium gasoline | Premium gasoline | Retail | Steel | Steel | Coated & cathodic protection (sti-P3), Field installed cathodic protection |  | Steel |  |  | Field installed cathodic protection | Catchment Basin, Single walled catchment basin | Automatic shutoff device At 95% full | Automatic shutoff device At 95% full |  |  | Statistical Inventory Reconciliation (SIR) |  | Automatic flow restrictor (MLLD) | Automatic flow restrictor (MLLD) |  |  | Annual line testing, Statistical inventory reconciliation (SIR) | Statistical inventory reconciliation (SIR) |  | UST Currently In Use: 0; UST Temp Close: 5; AST Currently In Use: 0; AST Temp Closed: 0 | 0 | 5 | 0 | 10828-039-010861 | CANNON OIL CORP
5098 | Temporary Closed | 2017-05-01 06:00 | 1987-01-01 06:00 |  | Petroleum | On road diesel | On road diesel | Retail | Steel | Steel | Coated & cathodic protection (sti-P3), Field installed cathodic protection |  | Steel |  |  | Field installed cathodic protection | Catchment Basin, Single walled catchment basin | Automatic shutoff device At 95% full | Automatic shutoff device At 95% full |  |  | Statistical Inventory Reconciliation (SIR) | [8 empty] | UST Currently In Use: 0; UST Temp Close: 5; AST Currently In Use: 0; AST Temp Closed: 0 | 0 | 5 | 0 | 10828-039-010861 | CANNON OIL CORP
5099 | Temporary Closed | 2017-05-01 06:00 | 1987-01-01 06:00 |  | Petroleum | Kerosene | Kerosene | Retail | Steel | Steel | Coated & cathodic protection (sti-P3), Field installed cathodic protection |  | Steel |  |  | Field installed cathodic protection | Catchment Basin, Single walled catchment basin | Automatic shutoff device At 95% full | Automatic shutoff device At 95% full |  |  | Statistical Inventory Reconciliation (SIR) | [8 empty] | UST Currently In Use: 0; UST Temp Close: 5; AST Currently In Use: 0; AST Temp Closed: 0 | 0 | 5 | 0 | 10828-039-010861 | CANNON OIL CORP
5100 | Currently in Use |  | 1982-01-01 06:00 |  | Petroleum | Unleaded gasoline | Unleaded gasoline | Retail | Steel | Steel | Field installed cathodic protection |  | Flexible |  |  |  | Catchment Basin, Single walled catchment basin | Audible high level alarm At 90% full, Automatic shutoff device At 95% full | Automatic shutoff device At 95% full |  |  | Automatic Tank Gauge |  | Automatic flow restrictor (MLLD) | Automatic flow restrictor (MLLD) |  |  | Annual line testing | Annual line testing |  | UST Currently In Use: 3; UST Temp Close: 1; AST Currently In Use: 0; AST Temp Closed: 0 | 3 | 1 | 1 | 25167-045-010863 | VARUNKUMAR PATEL
5101 | Currently in Use |  | 1982-01-01 06:00 |  | Petroleum | Premium gasoline | Premium gasoline | Retail | Steel | Steel | Field installed cathodic protection |  | Flexible |  |  |  | Catchment Basin, Single walled catchment basin | Audible high level alarm At 90% full, Flow Rest 90% Full | Flow Rest 90% Full |  |  | Automatic Tank Gauge |  | Automatic flow restrictor (MLLD) | Automatic flow restrictor (MLLD) |  |  | Annual line testing | Annual line testing |  | UST Currently In Use: 3; UST Temp Close: 1; AST Currently In Use: 0; AST Temp Closed: 0 | 3 | 1 | 1 | 25167-045-010863 | VARUNKUMAR PATEL
5102 | Currently in Use |  | 1982-01-01 06:00 |  | Petroleum | On road diesel | On road diesel | Retail | Steel | Steel | Field installed cathodic protection |  | Flexible |  |  |  | Catchment Basin, Single walled catchment basin | Audible high level alarm At 90% full, Flow Rest 90% Full | Flow Rest 90% Full |  |  | Automatic Tank Gauge |  | Automatic flow restrictor (MLLD) | Automatic flow restrictor (MLLD) |  |  | Annual line testing | Annual line testing |  | UST Currently In Use: 3; UST Temp Close: 1; AST Currently In Use: 0; AST Temp Closed: 0 | 3 | 1 | 1 | 25167-045-010863 | VARUNKUMAR PATEL
5103 | Permanently Closed | 1997-03-01 06:00 | 1982-01-01 06:00 | 1997-04-15 06:00 | Petroleum | On road diesel | On road diesel | Retail | Fiberglass coated steel | Fiberglass coated steel |  |  | Steel, TEFLONTAPE |  | 1901-01-01 06:00 | [15 empty] | UST Currently In Use: 3; UST Temp Close: 1; AST Currently In Use: 0; AST Temp Closed: 0 | 3 | 1 | 1 | 25167-045-010863 | VARUNKUMAR PATEL
5104 | Temporary Closed | 2018-04-05 06:00 | 1982-01-01 06:00 |  | Petroleum | Ethanol free gasoline | Ethanol free gasoline | Retail | Steel | Steel | Field installed cathodic protection |  | Flexible |  |  |  | Catchment Basin, Single walled catchment basin | Automatic shutoff device At 95% full | Automatic shutoff device At 95% full |  |  | Statistical Inventory Reconciliation (SIR) |  | Automatic flow restrictor (MLLD) | Automatic flow restrictor (MLLD) |  |  | Statistical inventory reconciliation (SIR) | Statistical inventory reconciliation (SIR) |  | UST Currently In Use: 3; UST Temp Close: 1; AST Currently In Use: 0; AST Temp Closed: 0 | 3 | 1 | 1 | 25167-045-010863 | VARUNKUMAR PATEL
5105 | Permanently Closed | 2006-01-01 06:00 | 1965-01-01 06:00 | 2015-05-20 06:00 | Petroleum | Unleaded gasoline | Unleaded gasoline |  | Steel | Steel | Field installed cathodic protection |  | Steel |  |  | Field installed cathodic protection | Catchment Basin, Single walled catchment basin | Flow Rest 90% Full | Flow Rest 90% Full |  |  | Statistical Inventory Reconciliation (SIR) | [5 empty] | Statistical inventory reconciliation (SIR) | Statistical inventory reconciliation (SIR) |  | UST Currently In Use: 0; UST Temp Close: 0; AST Currently In Use: 0; AST Temp Closed: 0 | 0 | 0 | 5 | 23818-045-010868 | HENRY KAUFMAN
5106 | Permanently Closed | 2006-01-01 06:00 | 1965-01-01 06:00 | 2015-05-20 06:00 | Petroleum | Unleaded gasoline | Unleaded gasoline |  | Steel | Steel | Field installed cathodic protection |  | Steel |  |  | Field installed cathodic protection | Catchment Basin, Single walled catchment basin | Automatic shutoff device At 95% full | Automatic shutoff device At 95% full |  |  | Statistical Inventory Reconciliation (SIR) | [5 empty] | Statistical inventory reconciliation (SIR) | Statistical inventory reconciliation (SIR) |  | UST Currently In Use: 0; UST Temp Close: 0; AST Currently In Use: 0; AST Temp Closed: 0 | 0 | 0 | 5 | 23818-045-010868 | HENRY KAUFMAN
5107 | Permanently Closed | 2006-11-01 06:00 | 1979-01-01 06:00 | 2015-05-20 06:00 | Petroleum | Unleaded gasoline | Unleaded gasoline |  | Steel | Steel | Field installed cathodic protection |  | Steel |  |  | Field installed cathodic protection | Catchment Basin, Single walled catchment basin | Automatic shutoff device At 95% full | Automatic shutoff device At 95% full |  |  | Statistical Inventory Reconciliation (SIR) | [5 empty] | Statistical inventory reconciliation (SIR) | Statistical inventory reconciliation (SIR) |  | UST Currently In Use: 0; UST Temp Close: 0; AST Currently In Use: 0; AST Temp Closed: 0 | 0 | 0 | 5 | 23818-045-010868 | HENRY KAUFMAN
5108 | Permanently Closed | 2006-11-01 06:00 | 1979-01-01 06:00 | 2015-05-20 06:00 | Petroleum | On road diesel | On road diesel |  | Steel | Steel | Field installed cathodic protection |  | Fiberglass reinforced plastic |  |  |  | Catchment Basin, Single walled catchment basin | Automatic shutoff device At 95% full | Automatic shutoff device At 95% full |  |  | Statistical Inventory Reconciliation (SIR) | [5 empty] | Statistical inventory reconciliation (SIR) | Statistical inventory reconciliation (SIR) |  | UST Currently In Use: 0; UST Temp Close: 0; AST Currently In Use: 0; AST Temp Closed: 0 | 0 | 0 | 5 | 23818-045-010868 | HENRY KAUFMAN
5109 | Permanently Closed | 2006-11-01 06:00 | 1979-01-01 06:00 | 2015-05-20 06:00 | Petroleum | Kerosene | Kerosene |  | Steel | Steel | Field installed cathodic protection |  | Steel |  |  | Field installed cathodic protection | Catchment Basin, Single walled catchment basin | Automatic shutoff device At 95% full | Automatic shutoff device At 95% full |  |  | Statistical Inventory Reconciliation (SIR) | [8 empty] | UST Currently In Use: 0; UST Temp Close: 0; AST Currently In Use: 0; AST Temp Closed: 0 | 0 | 0 | 5 | 23818-045-010868 | HENRY KAUFMAN
5110 | Currently in Use |  | 1982-01-01 06:00 |  | Petroleum | Unleaded gasoline | Unleaded gasoline |  | Steel | Steel | Field installed cathodic protection |  | Fiberglass reinforced plastic |  |  |  | Catchment Basin, Single walled catchment basin | Automatic shutoff device At 95% full | Automatic shutoff device At 95% full |  |  | Continuous Automatic Tank Gauge |  | Automatic flow restrictor (MLLD) | Automatic flow restrictor (MLLD) |  |  | Annual line testing, Continuous alarm system | Continuous alarm system |  | UST Currently In Use: 4; UST Temp Close: 0; AST Currently In Use: 0; AST Temp Closed: 0 | 4 | 0 | 1 | 25040-045-010873 | MAA SAVITA LLC
5111 | Currently in Use |  | 1982-01-01 06:00 |  | Petroleum | Mid-grade gasoline | Mid-grade gasoline |  | Steel | Steel | Field installed cathodic protection |  | Fiberglass reinforced plastic |  |  |  | Catchment Basin, Single walled catchment basin | Automatic shutoff device At 95% full | Automatic shutoff device At 95% full |  |  | Continuous Automatic Tank Gauge |  | Automatic flow restrictor (MLLD) | Automatic flow restrictor (MLLD) |  |  | Annual line testing, Continuous alarm system | Continuous alarm system |  | UST Currently In Use: 4; UST Temp Close: 0; AST Currently In Use: 0; AST Temp Closed: 0 | 4 | 0 | 1 | 25040-045-010873 | MAA SAVITA LLC
5112 | Currently in Use |  | 1982-01-01 06:00 |  | Petroleum | Premium gasoline | Premium gasoline |  | Steel | Steel | Field installed cathodic protection |  | Fiberglass reinforced plastic |  |  |  | Catchment Basin, Single walled catchment basin | Automatic shutoff device At 95% full | Automatic shutoff device At 95% full |  |  | Continuous Automatic Tank Gauge |  | Automatic flow restrictor (MLLD) | Automatic flow restrictor (MLLD) |  |  | Annual line testing, Continuous alarm system | Continuous alarm system |  | UST Currently In Use: 4; UST Temp Close: 0; AST Currently In Use: 0; AST Temp Closed: 0 | 4 | 0 | 1 | 25040-045-010873 | MAA SAVITA LLC
5113 | Currently in Use |  | 1982-01-01 06:00 |  | Petroleum | On road diesel | On road diesel |  | Steel | Steel | Field installed cathodic protection |  | Fiberglass reinforced plastic |  |  |  | Catchment Basin, Single walled catchment basin | Automatic shutoff device At 95% full | Automatic shutoff device At 95% full |  |  | Continuous Automatic Tank Gauge |  | Automatic flow restrictor (MLLD) | Automatic flow restrictor (MLLD) |  |  | Annual line testing, Continuous alarm system | Continuous alarm system |  | UST Currently In Use: 4; UST Temp Close: 0; AST Currently In Use: 0; AST Temp Closed: 0 | 4 | 0 | 1 | 25040-045-010873 | MAA SAVITA LLC
5114 | Permanently Closed | 1993-10-01 06:00 | 1982-01-01 06:00 | 1995-10-12 06:00 | Petroleum | Kerosene | Kerosene |  | Fiberglass coated steel | Fiberglass coated steel |  |  | Steel |  | 1901-01-01 06:00 | [15 empty] | UST Currently In Use: 4; UST Temp Close: 0; AST Currently In Use: 0; AST Temp Closed: 0 | 4 | 0 | 1 | 25040-045-010873 | MAA SAVITA LLC
5115 | Currently in Use |  | 1979-01-01 06:00 |  | Petroleum | Unleaded gasoline | Unleaded gasoline | Retail | Steel | Steel | Field installed cathodic protection |  | Steel |  |  | Field installed cathodic protection | Catchment Basin, Single walled catchment basin | Automatic shutoff device At 95% full | Automatic shutoff device At 95% full |  |  | Statistical Inventory Reconciliation (SIR) | [5 empty] | Annual line testing | Annual line testing |  | UST Currently In Use: 5; UST Temp Close: 0; AST Currently In Use: 0; AST Temp Closed: 0 | 5 | 0 | 0 | 10828-069-010864 | CANNON OIL CORP
5116 | Currently in Use |  | 1979-01-01 06:00 |  | Petroleum | Mid-grade gasoline | Mid-grade gasoline | Retail | Steel | Steel | Field installed cathodic protection |  | Steel |  |  | Field installed cathodic protection | Catchment Basin, Single walled catchment basin | Automatic shutoff device At 95% full | Automatic shutoff device At 95% full |  |  | Statistical Inventory Reconciliation (SIR) | [5 empty] | Annual line testing | Annual line testing |  | UST Currently In Use: 5; UST Temp Close: 0; AST Currently In Use: 0; AST Temp Closed: 0 | 5 | 0 | 0 | 10828-069-010864 | CANNON OIL CORP
5117 | Currently in Use |  | 1979-01-01 06:00 |  | Petroleum | Premium gasoline | Premium gasoline | Retail | Steel | Steel | Field installed cathodic protection |  | Steel |  |  | Field installed cathodic protection | Catchment Basin, Single walled catchment basin | Automatic shutoff device At 95% full | Automatic shutoff device At 95% full |  |  | Statistical Inventory Reconciliation (SIR) | [5 empty] | Annual line testing | Annual line testing |  | UST Currently In Use: 5; UST Temp Close: 0; AST Currently In Use: 0; AST Temp Closed: 0 | 5 | 0 | 0 | 10828-069-010864 | CANNON OIL CORP
5118 | Currently in Use |  | 1979-01-01 06:00 |  | Petroleum | On road diesel | On road diesel | Retail | Steel | Steel | Field installed cathodic protection |  | Steel |  |  | Field installed cathodic protection | Catchment Basin, Single walled catchment basin | Automatic shutoff device At 95% full | Automatic shutoff device At 95% full |  |  | Statistical Inventory Reconciliation (SIR) | [8 empty] | UST Currently In Use: 5; UST Temp Close: 0; AST Currently In Use: 0; AST Temp Closed: 0 | 5 | 0 | 0 | 10828-069-010864 | CANNON OIL CORP
5119 | Currently in Use |  | 1979-01-01 06:00 |  | Petroleum | Kerosene | Kerosene | Retail | Steel | Steel | Field installed cathodic protection |  | Steel |  |  | Field installed cathodic protection | Catchment Basin, Single walled catchment basin | Automatic shutoff device At 95% full | Automatic shutoff device At 95% full |  |  | Statistical Inventory Reconciliation (SIR) | [8 empty] | UST Currently In Use: 5; UST Temp Close: 0; AST Currently In Use: 0; AST Temp Closed: 0 | 5 | 0 | 0 | 10828-069-010864 | CANNON OIL CORP
5120 | Temporary Closed | 2015-09-30 06:00 | 1974-01-01 06:00 |  | Petroleum | Unleaded gasoline | Unleaded gasoline |  | Steel | Steel | Field installed cathodic protection |  | Fiberglass reinforced plastic |  |  |  | Catchment Basin, Single walled catchment basin | Flow Rest 90% Full | Flow Rest 90% Full |  |  | Statistical Inventory Reconciliation (SIR) |  | Automatic flow restrictor (MLLD), Containment Sump | Containment Sump |  |  | Statistical inventory reconciliation (SIR) | Statistical inventory reconciliation (SIR) |  | UST Currently In Use: 0; UST Temp Close: 4; AST Currently In Use: 0; AST Temp Closed: 0 | 0 | 4 | 1 | 25027-069-010865 | MEL ADAMS
5121 | Temporary Closed | 2015-09-30 06:00 | 1974-01-01 06:00 |  | Petroleum | Unleaded gasoline | Unleaded gasoline |  | Steel | Steel | Field installed cathodic protection |  | Fiberglass reinforced plastic |  |  |  | Catchment Basin, Single walled catchment basin | Flow Rest 90% Full | Flow Rest 90% Full |  |  | Statistical Inventory Reconciliation (SIR) |  | Automatic flow restrictor (MLLD), Containment Sump | Containment Sump |  |  | Annual line testing, Statistical inventory reconciliation (SIR) | Statistical inventory reconciliation (SIR) |  | UST Currently In Use: 0; UST Temp Close: 4; AST Currently In Use: 0; AST Temp Closed: 0 | 0 | 4 | 1 | 25027-069-010865 | MEL ADAMS
5122 | Temporary Closed | 2015-09-30 06:00 | 1987-01-01 06:00 |  | Petroleum | Unleaded gasoline | Unleaded gasoline |  | Steel | Steel | Field installed cathodic protection |  | Fiberglass reinforced plastic |  |  |  | Catchment Basin, Single walled catchment basin | Flow Rest 90% Full | Flow Rest 90% Full |  |  | Statistical Inventory Reconciliation (SIR) |  | Automatic flow restrictor (MLLD), Containment Sump | Containment Sump |  |  | Annual line testing, Statistical inventory reconciliation (SIR) | Statistical inventory reconciliation (SIR) |  | UST Currently In Use: 0; UST Temp Close: 4; AST Currently In Use: 0; AST Temp Closed: 0 | 0 | 4 | 1 | 25027-069-010865 | MEL ADAMS
5123 | Permanently Closed | 1998-12-01 06:00 | 1987-01-01 06:00 | 1999-12-20 06:00 | Petroleum | On road diesel | On road diesel |  | Steel | Steel |  | Painted or None | Steel | [8 empty] | Statistical Inventory Reconciliation (SIR) | [8 empty] | UST Currently In Use: 0; UST Temp Close: 4; AST Currently In Use: 0; AST Temp Closed: 0 | 0 | 4 | 1 | 25027-069-010865 | MEL ADAMS
5124 | Temporary Closed | 2015-09-30 06:00 | 1987-01-01 06:00 |  | Petroleum | Kerosene | Kerosene |  | Steel | Steel | Field installed cathodic protection |  | Steel |  |  | Field installed cathodic protection | Catchment Basin, Single walled catchment basin |  |  |  |  | Statistical Inventory Reconciliation (SIR) |  | Containment Sump | Containment Sump | [5 empty] | UST Currently In Use: 0; UST Temp Close: 4; AST Currently In Use: 0; AST Temp Closed: 0 | 0 | 4 | 1 | 25027-069-010865 | MEL ADAMS
5125 | Permanently Closed | 2006-04-12 06:00 | 1976-01-01 06:00 | 2006-11-10 06:00 | Petroleum | Unleaded gasoline | Unleaded gasoline |  | Steel | Steel | Field installed cathodic protection |  | Steel |  | 1901-01-01 06:00 | Field installed cathodic protection | Catchment Basin, Single walled catchment basin | Flow Rest 90% Full | Flow Rest 90% Full |  |  | Statistical Inventory Reconciliation (SIR) | [5 empty] | Annual line testing, Statistical inventory reconciliation (SIR) | Statistical inventory reconciliation (SIR) |  | UST Currently In Use: 0; UST Temp Close: 0; AST Currently In Use: 0; AST Temp Closed: 0 | 0 | 0 | 4 | 10828-069-010872 | CANNON OIL CORP
5126 | Permanently Closed | 2006-04-12 06:00 | 1976-01-01 06:00 | 2006-11-10 06:00 | Petroleum | Unleaded gasoline | Unleaded gasoline |  | Steel | Steel | Field installed cathodic protection |  | Steel |  | 1901-01-01 06:00 | Field installed cathodic protection | Catchment Basin, Single walled catchment basin | Flow Rest 90% Full | Flow Rest 90% Full |  |  | Statistical Inventory Reconciliation (SIR) | [5 empty] | Annual line testing, Statistical inventory reconciliation (SIR) | Statistical inventory reconciliation (SIR) |  | UST Currently In Use: 0; UST Temp Close: 0; AST Currently In Use: 0; AST Temp Closed: 0 | 0 | 0 | 4 | 10828-069-010872 | CANNON OIL CORP
5127 | Permanently Closed | 2006-04-12 06:00 | 1976-01-01 06:00 | 2006-11-10 06:00 | Petroleum | Unleaded gasoline | Unleaded gasoline |  | Steel | Steel | Field installed cathodic protection |  | Steel |  | 1901-01-01 06:00 | Field installed cathodic protection | Catchment Basin, Single walled catchment basin | Flow Rest 90% Full | Flow Rest 90% Full |  |  | Statistical Inventory Reconciliation (SIR) | [5 empty] | Annual line testing, Statistical inventory reconciliation (SIR) | Statistical inventory reconciliation (SIR) |  | UST Currently In Use: 0; UST Temp Close: 0; AST Currently In Use: 0; AST Temp Closed: 0 | 0 | 0 | 4 | 10828-069-010872 | CANNON OIL CORP
5128 | Permanently Closed | 2006-04-12 06:00 | 1976-01-01 06:00 | 2006-11-10 06:00 | Petroleum | On road diesel | On road diesel |  | Steel | Steel | Field installed cathodic protection |  | Steel |  | 1901-01-01 06:00 | Field installed cathodic protection | Catchment Basin, Single walled catchment basin | Flow Rest 90% Full | Flow Rest 90% Full |  |  | Statistical Inventory Reconciliation (SIR) | [5 empty] | Annual line testing, Statistical inventory reconciliation (SIR) | Statistical inventory reconciliation (SIR) |  | UST Currently In Use: 0; UST Temp Close: 0; AST Currently In Use: 0; AST Temp Closed: 0 | 0 | 0 | 4 | 10828-069-010872 | CANNON OIL CORP
5129 | Permanently Closed | 1991-10-25 06:00 | 1956-01-01 06:00 | 1991-10-25 06:00 | Petroleum | Unleaded gasoline | Unleaded gasoline |  | Steel | Steel |  | Painted or None | Steel |  | 1901-01-01 06:00 | [15 empty] | UST Currently In Use: 0; UST Temp Close: 0; AST Currently In Use: 0; AST Temp Closed: 0 | 0 | 0 | 5 | 10828-069-010875 | CANNON OIL CORP
5130 | Permanently Closed | 1991-10-25 06:00 | 1956-01-01 06:00 | 1991-10-25 06:00 | Petroleum | Unleaded gasoline | Unleaded gasoline |  | Steel | Steel |  | Painted or None | Steel |  | 1901-01-01 06:00 | [15 empty] | UST Currently In Use: 0; UST Temp Close: 0; AST Currently In Use: 0; AST Temp Closed: 0 | 0 | 0 | 5 | 10828-069-010875 | CANNON OIL CORP
5131 | Permanently Closed | 1991-10-25 06:00 | 1956-01-01 06:00 | 1991-10-25 06:00 | Petroleum | On road diesel | On road diesel |  | Steel | Steel |  | Painted or None | Steel |  | 1901-01-01 06:00 | [15 empty] | UST Currently In Use: 0; UST Temp Close: 0; AST Currently In Use: 0; AST Temp Closed: 0 | 0 | 0 | 5 | 10828-069-010875 | CANNON OIL CORP
5132 | Permanently Closed | 1991-10-25 06:00 | 1956-01-01 06:00 | 1991-10-25 06:00 | Petroleum | On road diesel | On road diesel |  | Steel | Steel |  | Painted or None | Steel |  | 1901-01-01 06:00 | [15 empty] | UST Currently In Use: 0; UST Temp Close: 0; AST Currently In Use: 0; AST Temp Closed: 0 | 0 | 0 | 5 | 10828-069-010875 | CANNON OIL CORP
5133 | Permanently Closed | 1991-10-25 06:00 | 1956-01-01 06:00 | 1991-10-25 06:00 | Petroleum | On road diesel | On road diesel |  | Steel | Steel |  | Painted or None | Steel |  | 1901-01-01 06:00 | [15 empty] | UST Currently In Use: 0; UST Temp Close: 0; AST Currently In Use: 0; AST Temp Closed: 0 | 0 | 0 | 5 | 10828-069-010875 | CANNON OIL CORP
5134 | Currently in Use |  | 1979-01-01 06:00 |  | Petroleum | Mid-grade gasoline | Mid-grade gasoline | Retail | Steel | Steel | Field installed cathodic protection |  | Flexible |  |  |  | Catchment Basin, Single walled catchment basin | Automatic shutoff device At 95% full, Flow Rest 90% Full | Flow Rest 90% Full |  |  | Continuous Automatic Tank Gauge |  | Automatic flow restrictor (MLLD), Containment Sump | Containment Sump | Interstitial Monitoring within Secondary Containment | MANUAL/VISUAL CHECK | Annual line testing | Annual line testing |  | UST Currently In Use: 4; UST Temp Close: 1; AST Currently In Use: 0; AST Temp Closed: 0 | 4 | 1 | 0 | 10828-099-010869 | CANNON OIL CORP
5135 | Currently in Use |  | 1979-01-01 06:00 |  | Petroleum | Unleaded gasoline | Unleaded gasoline | Retail | Steel | Steel | Field installed cathodic protection |  | Flexible |  |  |  | Catchment Basin, Single walled catchment basin | Automatic shutoff device At 95% full, Flow Rest 90% Full | Flow Rest 90% Full |  |  | Continuous Automatic Tank Gauge |  | Automatic flow restrictor (MLLD), Containment Sump | Containment Sump | Interstitial Monitoring within Secondary Containment | MANUAL/VISUAL CHECK | Annual line testing | Annual line testing |  | UST Currently In Use: 4; UST Temp Close: 1; AST Currently In Use: 0; AST Temp Closed: 0 | 4 | 1 | 0 | 10828-099-010869 | CANNON OIL CORP
5136 | Currently in Use |  | 1979-01-01 06:00 |  | Petroleum | Premium gasoline | Premium gasoline | Retail | Steel | Steel | Field installed cathodic protection |  | Flexible |  |  |  | Catchment Basin, Single walled catchment basin | Automatic shutoff device At 95% full, Flow Rest 90% Full | Flow Rest 90% Full |  |  | Continuous Automatic Tank Gauge |  | Automatic flow restrictor (MLLD), Containment Sump | Containment Sump | Interstitial Monitoring within Secondary Containment | MANUAL/VISUAL CHECK | Annual line testing | Annual line testing |  | UST Currently In Use: 4; UST Temp Close: 1; AST Currently In Use: 0; AST Temp Closed: 0 | 4 | 1 | 0 | 10828-099-010869 | CANNON OIL CORP
5137 | Currently in Use |  | 1979-01-01 06:00 |  | Petroleum | On road diesel | On road diesel | Retail | Steel | Steel | Field installed cathodic protection |  | Flexible |  |  |  | Catchment Basin, Single walled catchment basin | Automatic shutoff device At 95% full, Flow Rest 90% Full | Flow Rest 90% Full |  |  | Continuous Automatic Tank Gauge |  | Automatic flow restrictor (MLLD), Containment Sump | Containment Sump | Interstitial Monitoring within Secondary Containment | MANUAL/VISUAL CHECK | Annual line testing | Annual line testing |  | UST Currently In Use: 4; UST Temp Close: 1; AST Currently In Use: 0; AST Temp Closed: 0 | 4 | 1 | 0 | 10828-099-010869 | CANNON OIL CORP
5138 | Currently in Use |  | 1981-01-01 06:00 |  | Petroleum | Unleaded gasoline | Unleaded gasoline |  | Fiberglass coated steel | Fiberglass coated steel |  |  | Double Wall, Flexible | OPW | 2010-04-08 06:00 |  | Catchment Basin, Single walled catchment basin | Automatic shutoff device At 95% full | Automatic shutoff device At 95% full |  |  | Statistical Inventory Reconciliation (SIR) |  | Automatic flow restrictor (MLLD), Containment Sump | Containment Sump | Interstitial Monitoring within Secondary Containment | MANUAL/VISUAL CHECK | Statistical inventory reconciliation (SIR) | Statistical inventory reconciliation (SIR) |  | UST Currently In Use: 4; UST Temp Close: 1; AST Currently In Use: 0; AST Temp Closed: 0 | 4 | 1 | 0 | 10828-101-010870 | CANNON OIL CORP
5139 | Temporary Closed | 2019-04-03 06:00 | 1981-01-01 06:00 |  | Petroleum | Mid-grade gasoline | Mid-grade gasoline |  | Fiberglass coated steel | Fiberglass coated steel |  |  | Double Wall, Flexible | OPW | 2010-04-08 06:00 |  | Catchment Basin, Single walled catchment basin | Automatic shutoff device At 95% full | Automatic shutoff device At 95% full |  |  | Statistical Inventory Reconciliation (SIR) |  | Automatic flow restrictor (MLLD), Containment Sump | Containment Sump | Interstitial Monitoring within Secondary Containment |  | Statistical inventory reconciliation (SIR) | Statistical inventory reconciliation (SIR) |  | UST Currently In Use: 4; UST Temp Close: 1; AST Currently In Use: 0; AST Temp Closed: 0 | 4 | 1 | 0 | 10828-101-010870 | CANNON OIL CORP
5140 | Currently in Use |  | 1981-01-01 06:00 |  | Petroleum | Premium gasoline | Premium gasoline | Retail | Fiberglass coated steel | Fiberglass coated steel |  |  | Double Wall, Flexible | OPW | 2010-04-08 06:00 |  | Catchment Basin, Single walled catchment basin | Automatic shutoff device At 95% full | Automatic shutoff device At 95% full |  |  | Statistical Inventory Reconciliation (SIR) |  | Automatic flow restrictor (MLLD), Containment Sump | Containment Sump | Interstitial Monitoring within Secondary Containment | MANUAL/VISUAL CHECK | Statistical inventory reconciliation (SIR) | Statistical inventory reconciliation (SIR) |  | UST Currently In Use: 4; UST Temp Close: 1; AST Currently In Use: 0; AST Temp Closed: 0 | 4 | 1 | 0 | 10828-101-010870 | CANNON OIL CORP
5141 | Currently in Use |  | 1981-01-01 06:00 |  | Petroleum | On road diesel | On road diesel |  | Fiberglass coated steel | Fiberglass coated steel |  |  | Double Wall, Flexible | OPW | 2010-04-08 06:00 |  | Catchment Basin, Single walled catchment basin | Automatic shutoff device At 95% full | Automatic shutoff device At 95% full |  |  | Statistical Inventory Reconciliation (SIR) |  | Automatic flow restrictor (MLLD), Containment Sump | Containment Sump | Interstitial Monitoring within Secondary Containment | MANUAL/VISUAL CHECK | Statistical inventory reconciliation (SIR) | Statistical inventory reconciliation (SIR) |  | UST Currently In Use: 4; UST Temp Close: 1; AST Currently In Use: 0; AST Temp Closed: 0 | 4 | 1 | 0 | 10828-101-010870 | CANNON OIL CORP
5142 | Currently in Use |  | 1981-01-01 06:00 |  | Petroleum | Kerosene | Kerosene |  | Fiberglass coated steel | Fiberglass coated steel |  |  | Double Wall, Flexible | OPW | 2010-04-08 06:00 |  | Catchment Basin, Single walled catchment basin | Automatic shutoff device At 95% full | Automatic shutoff device At 95% full |  |  | Statistical Inventory Reconciliation (SIR) | [8 empty] | UST Currently In Use: 4; UST Temp Close: 1; AST Currently In Use: 0; AST Temp Closed: 0 | 4 | 1 | 0 | 10828-101-010870 | CANNON OIL CORP
5143 | Permanently Closed | 1989-03-31 06:00 | 1974-01-01 06:00 | 1989-03-31 06:00 | Petroleum | Unleaded gasoline | Unleaded gasoline |  | Steel | Steel |  | Painted or None | Steel |  | 1901-01-01 06:00 | [15 empty] | UST Currently In Use: 0; UST Temp Close: 4; AST Currently In Use: 0; AST Temp Closed: 0 | 0 | 4 | 7 | 25906-117-010709 | API ALABASTER LLC
5144 | Permanently Closed | 1989-03-31 06:00 | 1968-01-01 06:00 | 1989-03-31 06:00 | Petroleum | Unleaded gasoline | Unleaded gasoline |  | Steel | Steel |  | Painted or None | Steel |  | 1901-01-01 06:00 | [15 empty] | UST Currently In Use: 0; UST Temp Close: 4; AST Currently In Use: 0; AST Temp Closed: 0 | 0 | 4 | 7 | 25906-117-010709 | API ALABASTER LLC
5145 | Permanently Closed | 1989-03-31 06:00 | 1968-01-01 06:00 | 1989-03-31 06:00 | Petroleum | Unleaded gasoline | Unleaded gasoline |  | Steel | Steel |  | Painted or None | Steel |  | 1901-01-01 06:00 | [15 empty] | UST Currently In Use: 0; UST Temp Close: 4; AST Currently In Use: 0; AST Temp Closed: 0 | 0 | 4 | 7 | 25906-117-010709 | API ALABASTER LLC
5146 | Permanently Closed | 1999-01-12 06:00 | 1989-03-24 06:00 | 1999-01-12 06:00 | Petroleum | Unleaded gasoline | Unleaded gasoline | Retail | Fiberglass coated steel | Fiberglass coated steel |  |  | Fiberglass reinforced plastic |  | 1901-01-01 06:00 |  | Catchment Basin, Single walled catchment basin | Automatic shutoff device At 95% full | Automatic shutoff device At 95% full |  |  | Automatic Tank Gauge | [5 empty] | Annual line testing | Annual line testing |  | UST Currently In Use: 0; UST Temp Close: 4; AST Currently In Use: 0; AST Temp Closed: 0 | 0 | 4 | 7 | 25906-117-010709 | API ALABASTER LLC
5147 | Permanently Closed | 1999-05-12 06:00 | 1989-03-24 06:00 | 1999-05-12 06:00 | Petroleum | Mid-grade gasoline | Mid-grade gasoline | Retail | Fiberglass coated steel | Fiberglass coated steel |  |  | Fiberglass reinforced plastic |  | 1901-01-01 06:00 |  | Catchment Basin, Single walled catchment basin | Automatic shutoff device At 95% full | Automatic shutoff device At 95% full |  |  | Automatic Tank Gauge | [5 empty] | Annual line testing | Annual line testing |  | UST Currently In Use: 0; UST Temp Close: 4; AST Currently In Use: 0; AST Temp Closed: 0 | 0 | 4 | 7 | 25906-117-010709 | API ALABASTER LLC
5148 | Permanently Closed | 1999-05-12 06:00 | 1989-03-24 06:00 | 1999-05-12 06:00 | Petroleum | Premium gasoline | Premium gasoline | Retail | Fiberglass coated steel | Fiberglass coated steel |  |  | Fiberglass reinforced plastic |  | 1901-01-01 06:00 |  | Catchment Basin, Single walled catchment basin | Automatic shutoff device At 95% full | Automatic shutoff device At 95% full |  |  | Automatic Tank Gauge | [5 empty] | Annual line testing | Annual line testing |  | UST Currently In Use: 0; UST Temp Close: 4; AST Currently In Use: 0; AST Temp Closed: 0 | 0 | 4 | 7 | 25906-117-010709 | API ALABASTER LLC
5149 | Permanently Closed | 1999-05-12 06:00 | 1989-03-24 06:00 | 1999-05-12 06:00 | Petroleum | On road diesel | On road diesel | Retail | Fiberglass coated steel | Fiberglass coated steel |  |  | Fiberglass reinforced plastic |  | 1901-01-01 06:00 | None | Catchment Basin, Single walled catchment basin | Automatic shutoff device At 95% full | Automatic shutoff device At 95% full |  |  | Automatic Tank Gauge | [8 empty] | UST Currently In Use: 0; UST Temp Close: 4; AST Currently In Use: 0; AST Temp Closed: 0 | 0 | 4 | 7 | 25906-117-010709 | API ALABASTER LLC
5150 | Temporary Closed | 2014-02-25 06:00 | 1989-03-24 06:00 |  | Petroleum | Kerosene | Kerosene | Retail | Fiberglass coated steel | Fiberglass coated steel |  |  | Fiberglass reinforced plastic |  | 1901-01-01 06:00 |  | Catchment Basin, Single walled catchment basin | Automatic shutoff device At 95% full | Automatic shutoff device At 95% full |  |  | Continuous Automatic Tank Gauge, Statistical Inventory Reconciliation (SIR) |  | Automatic flow restrictor (MLLD) | Automatic flow restrictor (MLLD) |  |  | Annual line testing | Annual line testing |  | UST Currently In Use: 0; UST Temp Close: 4; AST Currently In Use: 0; AST Temp Closed: 0 | 0 | 4 | 7 | 25906-117-010709 | API ALABASTER LLC
5151 | Currently in Use |  | 1973-01-01 06:00 |  | Petroleum | Unleaded gasoline | Unleaded gasoline | Retail | Fiberglass coated steel | Fiberglass coated steel |  |  | Double Wall, Fiberglass reinforced plastic |  | 1901-01-01 06:00 |  | Catchment Basin, Single walled catchment basin | Automatic shutoff device At 95% full | Automatic shutoff device At 95% full |  |  | Continuous Automatic Tank Gauge |  | Automatic flow restrictor (MLLD), Containment Sump | Containment Sump |  |  | Annual line testing | Annual line testing |  | UST Currently In Use: 4; UST Temp Close: 0; AST Currently In Use: 0; AST Temp Closed: 0 | 4 | 0 | 0 | 23372-125-010867 | MIDSTATES PETROLEUM COMPANY
5153 | Currently in Use |  | 1971-01-01 06:00 |  | Petroleum | Premium gasoline | Premium gasoline | Retail | Fiberglass coated steel | Fiberglass coated steel |  |  | Double Wall, Fiberglass reinforced plastic |  | 1901-01-01 06:00 |  | Catchment Basin, Single walled catchment basin | Automatic shutoff device At 95% full | Automatic shutoff device At 95% full |  |  | Continuous Automatic Tank Gauge |  | Automatic flow restrictor (MLLD), Containment Sump | Containment Sump |  |  | Annual line testing | Annual line testing |  | UST Currently In Use: 4; UST Temp Close: 0; AST Currently In Use: 0; AST Temp Closed: 0 | 4 | 0 | 0 | 23372-125-010867 | MIDSTATES PETROLEUM COMPANY
5154 | Currently in Use |  | 1982-01-01 06:00 |  | Petroleum | On road diesel | On road diesel | Retail | Steel | Steel | Coated & cathodic protection (sti-P3) |  | Double Wall, Fiberglass reinforced plastic |  | 1901-01-01 06:00 |  | Catchment Basin, Single walled catchment basin | Automatic shutoff device At 95% full | Automatic shutoff device At 95% full |  |  | Continuous Automatic Tank Gauge |  | Automatic flow restrictor (MLLD), Containment Sump | Containment Sump |  |  | Annual line testing | Annual line testing |  | UST Currently In Use: 4; UST Temp Close: 0; AST Currently In Use: 0; AST Temp Closed: 0 | 4 | 0 | 0 | 23372-125-010867 | MIDSTATES PETROLEUM COMPANY
5155 | Currently in Use |  | 1982-01-01 06:00 |  | Petroleum | Kerosene | Kerosene | Retail | Steel | Steel | Coated & cathodic protection (sti-P3) |  | Double Wall, Fiberglass reinforced plastic |  | 1901-01-01 06:00 |  | Catchment Basin, Single walled catchment basin | Automatic shutoff device At 95% full | Automatic shutoff device At 95% full |  |  | Continuous Automatic Tank Gauge | [8 empty] | UST Currently In Use: 4; UST Temp Close: 0; AST Currently In Use: 0; AST Temp Closed: 0 | 4 | 0 | 0 | 23372-125-010867 | MIDSTATES PETROLEUM COMPANY
5156 | Permanently Closed | 1987-07-01 06:00 | 1969-01-01 06:00 | 1987-08-01 06:00 | Petroleum | On road diesel | On road diesel |  | Steel | Steel |  | Painted or None | Steel |  | 1901-01-01 06:00 | [15 empty] | UST Currently In Use: 0; UST Temp Close: 0; AST Currently In Use: 0; AST Temp Closed: 0 | 0 | 0 | 6 | 10830-101-002004 | APAC MID-SOUTH, INC.
5157 | Permanently Closed | 2011-05-05 06:00 | 1971-10-01 06:00 | 2012-05-11 06:00 | Petroleum | Unleaded gasoline | Unleaded gasoline | Industrial | Steel | Steel | Field installed cathodic protection |  | Steel |  |  | Field installed cathodic protection | Catchment Basin, Single walled catchment basin | Automatic shutoff device At 95% full | Automatic shutoff device At 95% full |  |  | Statistical Inventory Reconciliation (SIR) | [8 empty] | UST Currently In Use: 0; UST Temp Close: 0; AST Currently In Use: 0; AST Temp Closed: 0 | 0 | 0 | 6 | 10830-101-002004 | APAC MID-SOUTH, INC.
5158 | Permanently Closed | 1995-10-01 06:00 | 1989-10-01 06:00 | 1996-10-08 06:00 | Petroleum | Unleaded gasoline | Unleaded gasoline | Industrial | Steel | Steel | Coated & cathodic protection (sti-P3) |  | Fiberglass reinforced plastic |  | 1901-01-01 06:00 | None | [11 empty] | Annual line testing | Annual line testing |  | UST Currently In Use: 0; UST Temp Close: 0; AST Currently In Use: 0; AST Temp Closed: 0 | 0 | 0 | 6 | 10830-101-002004 | APAC MID-SOUTH, INC.
5159 | Permanently Closed | 2011-02-28 06:00 | 1971-10-01 06:00 | 2012-05-11 06:00 | Petroleum | On road diesel | On road diesel | Industrial | Steel | Steel | Field installed cathodic protection |  | Steel |  |  | Field installed cathodic protection | Catchment Basin, Single walled catchment basin | Automatic shutoff device At 95% full | Automatic shutoff device At 95% full |  |  | Statistical Inventory Reconciliation (SIR) | [8 empty] | UST Currently In Use: 0; UST Temp Close: 0; AST Currently In Use: 0; AST Temp Closed: 0 | 0 | 0 | 6 | 10830-101-002004 | APAC MID-SOUTH, INC.
5160 | Permanently Closed | 1995-10-01 06:00 | 1971-10-01 06:00 | 1996-10-08 06:00 | Petroleum | Used oil | Used oil | Industrial | Steel | Steel |  | Painted or None | Steel |  | 1901-01-01 06:00 | [12 empty] | Annual line testing | Annual line testing |  | UST Currently In Use: 0; UST Temp Close: 0; AST Currently In Use: 0; AST Temp Closed: 0 | 0 | 0 | 6 | 10830-101-002004 | APAC MID-SOUTH, INC.
5161 | Permanently Closed | 1995-10-01 06:00 | 1971-10-01 06:00 | 1996-10-08 06:00 | Petroleum | Used oil | Used oil | Industrial | Steel | Steel |  | Painted or None | Steel |  | 1901-01-01 06:00 | [12 empty] | Annual line testing | Annual line testing |  | UST Currently In Use: 0; UST Temp Close: 0; AST Currently In Use: 0; AST Temp Closed: 0 | 0 | 0 | 6 | 10830-101-002004 | APAC MID-SOUTH, INC.
5162 | Permanently Closed | 1989-11-01 06:00 | 1974-01-01 06:00 | 1989-11-20 06:00 | Petroleum | On road diesel | On road diesel |  | Steel | Steel |  | Painted or None | Steel |  | 1901-01-01 06:00 | [15 empty] | UST Currently In Use: 0; UST Temp Close: 0; AST Currently In Use: 0; AST Temp Closed: 0 | 0 | 0 | 2 | 10831-101-000682 | CAPITAL LINEN SUPPLY
5163 | Permanently Closed | 1989-11-01 06:00 | 1977-01-01 06:00 | 1989-11-20 06:00 | Petroleum | On road diesel | On road diesel |  | Steel | Steel |  | Painted or None | Steel |  | 1901-01-01 06:00 | [15 empty] | UST Currently In Use: 0; UST Temp Close: 0; AST Currently In Use: 0; AST Temp Closed: 0 | 0 | 0 | 2 | 10831-101-000682 | CAPITAL LINEN SUPPLY
5164 | Permanently Closed | 1901-01-01 06:00 | 1964-01-01 06:00 | 1989-01-19 06:00 | Petroleum | Unleaded gasoline | Unleaded gasoline |  | Steel | Steel |  |  | Steel |  | 1901-01-01 06:00 | [15 empty] | UST Currently In Use: 1; UST Temp Close: 0; AST Currently In Use: 0; AST Temp Closed: 0 | 1 | 0 | 3 | 10832-101-001984 | CAPITAL MOTOR LINES
5165 | Permanently Closed | 1901-01-01 06:00 | 1964-01-01 06:00 | 1989-01-19 06:00 | Petroleum | On road diesel | On road diesel |  | Steel | Steel |  |  | Steel |  | 1901-01-01 06:00 | [15 empty] | UST Currently In Use: 1; UST Temp Close: 0; AST Currently In Use: 0; AST Temp Closed: 0 | 1 | 0 | 3 | 10832-101-001984 | CAPITAL MOTOR LINES
5166 | Permanently Closed | 1901-01-01 06:00 | 1978-01-01 06:00 | 1989-01-19 06:00 | Petroleum | On road diesel | On road diesel |  | Steel | Steel |  |  | Steel |  | 1901-01-01 06:00 | [15 empty] | UST Currently In Use: 1; UST Temp Close: 0; AST Currently In Use: 0; AST Temp Closed: 0 | 1 | 0 | 3 | 10832-101-001984 | CAPITAL MOTOR LINES
5167 | Currently in Use |  | 1989-01-20 06:00 |  | Petroleum | On road diesel | On road diesel | Bulk facility, Industrial | Fiberglass reinforced plastic | Fiberglass reinforced plastic |  |  | Fiberglass reinforced plastic |  | 1901-01-01 06:00 |  | Catchment Basin, Single walled catchment basin | Automatic shutoff device At 95% full | Automatic shutoff device At 95% full |  |  | Statistical Inventory Reconciliation (SIR) |  | Automatic flow restrictor (MLLD) | Automatic flow restrictor (MLLD) |  |  | Statistical inventory reconciliation (SIR) | Statistical inventory reconciliation (SIR) |  | UST Currently In Use: 1; UST Temp Close: 0; AST Currently In Use: 0; AST Temp Closed: 0 | 1 | 0 | 3 | 10832-101-001984 | CAPITAL MOTOR LINES
5168 | Permanently Closed | 1991-02-27 06:00 | 1974-01-01 06:00 | 1991-02-27 06:00 | Petroleum | On road diesel | On road diesel |  | Steel | Steel |  | Painted or None | Steel |  | 1901-01-01 06:00 | [15 empty] | UST Currently In Use: 0; UST Temp Close: 0; AST Currently In Use: 0; AST Temp Closed: 0 | 0 | 0 | 4 | 10833-101-006535 | CAPITAL VENEER WORKS INC
5169 | Permanently Closed | 1991-02-27 06:00 | 1936-01-01 06:00 | 1991-02-27 06:00 | Petroleum | On road diesel | On road diesel |  | Steel | Steel |  | Painted or None | Steel |  | 1901-01-01 06:00 | [15 empty] | UST Currently In Use: 0; UST Temp Close: 0; AST Currently In Use: 0; AST Temp Closed: 0 | 0 | 0 | 4 | 10833-101-006535 | CAPITAL VENEER WORKS INC
5170 | Permanently Closed | 1995-12-21 06:00 | 1982-04-15 05:00 | 1998-12-21 06:00 | Petroleum | On road diesel | On road diesel | Industrial | Steel | Steel |  | Painted or None | Steel |  | 1901-01-01 06:00 | [15 empty] | UST Currently In Use: 0; UST Temp Close: 0; AST Currently In Use: 0; AST Temp Closed: 0 | 0 | 0 | 4 | 10833-101-006535 | CAPITAL VENEER WORKS INC
5171 | Permanently Closed | 1991-02-11 06:00 | 1974-01-01 06:00 | 1991-02-11 06:00 | Petroleum | Used oil | Used oil |  | Steel | Steel |  |  | Steel |  | 1901-01-01 06:00 | [15 empty] | UST Currently In Use: 0; UST Temp Close: 0; AST Currently In Use: 0; AST Temp Closed: 0 | 0 | 0 | 2 | 10834-101-000031 | CAPITOL MOTOR CO INC
5172 | Permanently Closed | 1991-02-25 06:00 | 1974-01-01 06:00 | 1991-02-25 06:00 | Petroleum | On road diesel | On road diesel |  | Steel | Steel |  | Painted or None | Steel |  | 1901-01-01 06:00 | [15 empty] | UST Currently In Use: 0; UST Temp Close: 0; AST Currently In Use: 0; AST Temp Closed: 0 | 0 | 0 | 1 | 10835-101-000059 | CAPITOL WELDING COMP
5173 | Permanently Closed | 1994-12-01 06:00 | 1973-01-01 06:00 | 1995-01-25 06:00 | Petroleum | Unleaded gasoline | Unleaded gasoline | Industrial | Steel | Steel |  |  | Steel |  | 1901-01-01 06:00 | [15 empty] | UST Currently In Use: 0; UST Temp Close: 0; AST Currently In Use: 0; AST Temp Closed: 0 | 0 | 0 | 2 | 10836-073-008363 | CAR AND TRUCK RENTALS INC
5174 | Permanently Closed | 1990-11-08 06:00 | 1973-01-01 06:00 | 1990-11-08 06:00 | Petroleum | Unleaded gasoline | Unleaded gasoline |  | Steel | Steel |  |  | Steel |  | 1901-01-01 06:00 | [15 empty] | UST Currently In Use: 0; UST Temp Close: 0; AST Currently In Use: 0; AST Temp Closed: 0 | 0 | 0 | 1 | 10836-125-008364 | CAR AND TRUCK RENTALS INC
5175 | Temporary Closed | 2005-07-05 06:00 | 1981-01-01 06:00 |  | Petroleum | Unleaded gasoline | Unleaded gasoline | Retail | Steel | Steel | Coated & cathodic protection (sti-P3), Field installed cathodic protection |  | Flexible |  | 1901-01-01 06:00 |  | Catchment Basin, Single walled catchment basin | Flow Rest 90% Full | Flow Rest 90% Full |  |  | Statistical Inventory Reconciliation (SIR) |  | Automatic flow restrictor (MLLD) | Automatic flow restrictor (MLLD) | Interstitial Monitoring within Secondary Containment |  | Annual line testing, Statistical inventory reconciliation (SIR) | Statistical inventory reconciliation (SIR) |  | UST Currently In Use: 0; UST Temp Close: 3; AST Currently In Use: 0; AST Temp Closed: 0 | 0 | 3 | 0 | 24319-073-001370 | MICHAEL - ROSE LLC
5176 | Temporary Closed | 2005-07-05 06:00 | 1981-01-01 06:00 |  | Petroleum | Mid-grade gasoline | Mid-grade gasoline | Retail | Steel | Steel | Coated & cathodic protection (sti-P3), Field installed cathodic protection |  | Flexible |  | 1901-01-01 06:00 |  | Catchment Basin, Single walled catchment basin | Flow Rest 90% Full | Flow Rest 90% Full |  |  | Statistical Inventory Reconciliation (SIR) |  | Automatic flow restrictor (MLLD) | Automatic flow restrictor (MLLD) |  |  | Annual line testing, Statistical inventory reconciliation (SIR) | Statistical inventory reconciliation (SIR) |  | UST Currently In Use: 0; UST Temp Close: 3; AST Currently In Use: 0; AST Temp Closed: 0 | 0 | 3 | 0 | 24319-073-001370 | MICHAEL - ROSE LLC
5177 | Temporary Closed | 2005-07-05 06:00 | 1981-01-01 06:00 |  | Petroleum | Premium gasoline | Premium gasoline | Retail | Steel | Steel | Coated & cathodic protection (sti-P3), Field installed cathodic protection |  | Flexible |  | 1901-01-01 06:00 |  | Catchment Basin, Single walled catchment basin | Flow Rest 90% Full | Flow Rest 90% Full |  |  | Statistical Inventory Reconciliation (SIR) |  | Automatic flow restrictor (MLLD) | Automatic flow restrictor (MLLD) |  |  | Annual line testing, Statistical inventory reconciliation (SIR) | Statistical inventory reconciliation (SIR) |  | UST Currently In Use: 0; UST Temp Close: 3; AST Currently In Use: 0; AST Temp Closed: 0 | 0 | 3 | 0 | 24319-073-001370 | MICHAEL - ROSE LLC
5178 | Permanently Closed | 1986-04-01 06:00 | 1966-01-01 06:00 |  | Petroleum | Unleaded gasoline | Unleaded gasoline |  | Steel | Steel |  |  |  |  | 1901-01-01 06:00 | [15 empty] | UST Currently In Use: 0; UST Temp Close: 0; AST Currently In Use: 0; AST Temp Closed: 0 | 0 | 0 | 1 | 10838-005-009661 | CARBO CERAMICS INC
5179 | Permanently Closed | 1994-01-04 06:00 | 1982-01-01 06:00 | 1994-01-04 06:00 | Petroleum | Other, VEGGIE OIL | Other |  |  |  | Interior lined (not allowed as a standalone method of corrosion protection) | Painted or None | Other, PVC SCHO40 |  | 1901-01-01 06:00 | [15 empty] | UST Currently In Use: 0; UST Temp Close: 0; AST Currently In Use: 0; AST Temp Closed: 0 | 0 | 0 | 1 | 10839-103-010484 | CARBONIC INDUSTRIES CORP
5180 | Permanently Closed | 1901-01-01 06:00 | 1948-01-01 06:00 | 1988-09-01 06:00 | Petroleum | On road diesel | On road diesel |  | Steel | Steel |  |  | Steel |  | 1901-01-01 06:00 | [15 empty] | UST Currently In Use: 0; UST Temp Close: 0; AST Currently In Use: 0; AST Temp Closed: 0 | 0 | 0 | 3 | 10840-095-001806 | CARGILL INC
5181 | Permanently Closed | 1901-01-01 06:00 | 1948-01-01 06:00 | 1988-09-01 06:00 | Petroleum | On road diesel | On road diesel |  | Steel | Steel |  |  | Steel |  | 1901-01-01 06:00 | [15 empty] | UST Currently In Use: 0; UST Temp Close: 0; AST Currently In Use: 0; AST Temp Closed: 0 | 0 | 0 | 3 | 10840-095-001806 | CARGILL INC
5182 | Permanently Closed | 1901-01-01 06:00 | 1948-01-01 06:00 | 1988-09-01 06:00 | Petroleum | Unleaded gasoline | Unleaded gasoline | [5 empty] | Steel |  | 1901-01-01 06:00 | [15 empty] | UST Currently In Use: 0; UST Temp Close: 0; AST Currently In Use: 0; AST Temp Closed: 0 | 0 | 0 | 3 | 10840-095-001806 | CARGILL INC
5183 | Permanently Closed | 1992-12-16 06:00 | 1974-01-01 06:00 |  | Petroleum | On road diesel | On road diesel |  | Steel | Steel |  | Painted or None | Steel |  | 1901-01-01 06:00 | [15 empty] | UST Currently In Use: 0; UST Temp Close: 0; AST Currently In Use: 1; AST Temp Closed: 0 | 0 | 0 | 2 | 10841-101-003763 | CARGILL INC NUTRENA FEEDS DIVISION
5184 | Permanently Closed | 1992-12-16 06:00 | 1974-01-01 06:00 |  | Petroleum | On road diesel | On road diesel |  | Steel | Steel |  | Painted or None | Steel |  | 1901-01-01 06:00 | [15 empty] | UST Currently In Use: 0; UST Temp Close: 0; AST Currently In Use: 1; AST Temp Closed: 0 | 0 | 0 | 2 | 10841-101-003763 | CARGILL INC NUTRENA FEEDS DIVISION
5185 | Permanently Closed | 1901-01-01 06:00 | 1954-01-01 06:00 | 1989-01-21 06:00 | Petroleum | Unleaded gasoline | Unleaded gasoline |  | Steel | Steel |  | Painted or None | Steel |  | 1901-01-01 06:00 | [15 empty] | UST Currently In Use: 0; UST Temp Close: 0; AST Currently In Use: 0; AST Temp Closed: 0 | 0 | 0 | 3 | 10842-033-003143 | CARL A UTLEY
5186 | Permanently Closed | 1901-01-01 06:00 | 1954-01-01 06:00 | 1989-01-21 06:00 | Petroleum | Unleaded gasoline | Unleaded gasoline |  | Steel | Steel |  | Painted or None | Steel |  | 1901-01-01 06:00 | [15 empty] | UST Currently In Use: 0; UST Temp Close: 0; AST Currently In Use: 0; AST Temp Closed: 0 | 0 | 0 | 3 | 10842-033-003143 | CARL A UTLEY
5187 | Permanently Closed | 1901-01-01 06:00 | 1954-01-01 06:00 | 1989-01-21 06:00 | Petroleum | On road diesel | On road diesel |  | Steel | Steel |  | Painted or None | Steel |  | 1901-01-01 06:00 | [15 empty] | UST Currently In Use: 0; UST Temp Close: 0; AST Currently In Use: 0; AST Temp Closed: 0 | 0 | 0 | 3 | 10842-033-003143 | CARL A UTLEY
5188 | Permanently Closed | 1992-07-07 06:00 | 1964-01-01 06:00 | 1992-07-07 06:00 | Petroleum | Unleaded gasoline | Unleaded gasoline |  | Steel | Steel |  | Painted or None | Steel |  | 1901-01-01 06:00 | [15 empty] | UST Currently In Use: 0; UST Temp Close: 2; AST Currently In Use: 0; AST Temp Closed: 0 | 0 | 2 | 3 | 10843-015-002740 | CARL ARMS
5189 | Permanently Closed | 1992-07-07 06:00 | 1964-01-01 06:00 | 1992-07-07 06:00 | Petroleum | Unleaded gasoline | Unleaded gasoline |  | Steel | Steel |  | Painted or None | Steel |  | 1901-01-01 06:00 | [15 empty] | UST Currently In Use: 0; UST Temp Close: 2; AST Currently In Use: 0; AST Temp Closed: 0 | 0 | 2 | 3 | 10843-015-002740 | CARL ARMS
5190 | Permanently Closed | 1992-07-07 06:00 | 1966-01-01 06:00 | 1992-07-07 06:00 | Petroleum | Unleaded gasoline | Unleaded gasoline |  | Steel | Steel |  | Painted or None | Steel |  | 1901-01-01 06:00 | [15 empty] | UST Currently In Use: 0; UST Temp Close: 2; AST Currently In Use: 0; AST Temp Closed: 0 | 0 | 2 | 3 | 10843-015-002740 | CARL ARMS
5191 | Permanently Closed | 1986-03-31 06:00 | 1944-01-01 07:00 | 2000-09-21 06:00 | Petroleum | Other, EMPTY | Other | [7 empty] | 1901-01-01 06:00 | [15 empty] | UST Currently In Use: 0; UST Temp Close: 0; AST Currently In Use: 0; AST Temp Closed: 0 | 0 | 0 | 4 | 10844-073-002054 | CARL C JONES
5192 | Permanently Closed | 1986-03-31 06:00 | 1944-01-01 07:00 | 2000-09-21 06:00 | Petroleum | Other, EMPTY | Other | [7 empty] | 1901-01-01 06:00 | [15 empty] | UST Currently In Use: 0; UST Temp Close: 0; AST Currently In Use: 0; AST Temp Closed: 0 | 0 | 0 | 4 | 10844-073-002054 | CARL C JONES
5193 | Permanently Closed | 1986-03-31 06:00 | 1944-01-01 07:00 | 2000-09-21 06:00 | Petroleum | Other, EMPTY | Other | [7 empty] | 1901-01-01 06:00 | [15 empty] | UST Currently In Use: 0; UST Temp Close: 0; AST Currently In Use: 0; AST Temp Closed: 0 | 0 | 0 | 4 | 10844-073-002054 | CARL C JONES
5194 | Permanently Closed | 1986-03-31 06:00 | 1944-01-01 07:00 | 2000-09-21 06:00 | Petroleum | Other, EMPTY | Other | [7 empty] | 1901-01-01 06:00 | [15 empty] | UST Currently In Use: 0; UST Temp Close: 0; AST Currently In Use: 0; AST Temp Closed: 0 | 0 | 0 | 4 | 10844-073-002054 | CARL C JONES
5195 | Permanently Closed | 1986-03-31 06:00 | 1954-01-01 06:00 | 1996-09-20 06:00 | Petroleum | Other, EMPTY | Other | [7 empty] | 1901-01-01 06:00 | [15 empty] | UST Currently In Use: 0; UST Temp Close: 0; AST Currently In Use: 0; AST Temp Closed: 0 | 0 | 0 | 3 | 10844-073-002055 | CARL C JONES
5196 | Permanently Closed | 1986-03-31 06:00 | 1954-01-01 06:00 | 1996-09-20 06:00 | Petroleum | Other, EMPTY | Other | [7 empty] | 1901-01-01 06:00 | [15 empty] | UST Currently In Use: 0; UST Temp Close: 0; AST Currently In Use: 0; AST Temp Closed: 0 | 0 | 0 | 3 | 10844-073-002055 | CARL C JONES
5197 | Permanently Closed | 1986-03-26 06:00 | 1954-01-01 06:00 | 1996-09-20 06:00 | Petroleum | Other, EMPTY | Other | [7 empty] | 1901-01-01 06:00 | [15 empty] | UST Currently In Use: 0; UST Temp Close: 0; AST Currently In Use: 0; AST Temp Closed: 0 | 0 | 0 | 3 | 10844-073-002055 | CARL C JONES
5198 | Retired | 1986-03-26 06:00 | 1954-01-01 06:00 |  | Petroleum | Other, EMPTY | Other | [7 empty] | 1901-01-01 06:00 | [15 empty] | UST Currently In Use: 0; UST Temp Close: 0; AST Currently In Use: 0; AST Temp Closed: 0 | 0 | 0 | 3 | 10844-073-002055 | CARL C JONES
5199 | Permanently Closed | 1991-10-01 06:00 | 1968-01-01 06:00 | 1991-10-01 06:00 | Petroleum | Used oil | Used oil |  | Steel | Steel |  |  | Other, PVC |  | 1901-01-01 06:00 | [15 empty] | UST Currently In Use: 0; UST Temp Close: 0; AST Currently In Use: 0; AST Temp Closed: 0 | 0 | 0 | 1 | 10845-127-006052 | CARL CANNON CHEV-OLDS INC
5203 | Retired | 1988-08-08 06:00 | 1968-01-01 06:00 |  | Petroleum | Unleaded gasoline | Unleaded gasoline |  | Steel | Steel |  |  | Steel |  | 1901-01-01 06:00 | [15 empty] | UST Currently In Use: 0; UST Temp Close: 0; AST Currently In Use: 0; AST Temp Closed: 0 | 0 | 0 | 0 | 10847-111-013322 | CARL JACKSON ROWE
5204 | Retired | 1988-08-08 06:00 | 1968-01-01 06:00 |  | Petroleum | Unleaded gasoline | Unleaded gasoline |  | Steel | Steel |  |  | Steel |  | 1901-01-01 06:00 | [15 empty] | UST Currently In Use: 0; UST Temp Close: 0; AST Currently In Use: 0; AST Temp Closed: 0 | 0 | 0 | 0 | 10847-111-013322 | CARL JACKSON ROWE
5205 | Retired | 1988-08-08 06:00 | 1968-01-01 06:00 |  | Petroleum | Unleaded gasoline | Unleaded gasoline |  | Steel | Steel |  |  | Steel |  | 1901-01-01 06:00 | [15 empty] | UST Currently In Use: 0; UST Temp Close: 0; AST Currently In Use: 0; AST Temp Closed: 0 | 0 | 0 | 0 | 10847-111-013322 | CARL JACKSON ROWE
5206 | Retired | 1986-06-01 06:00 | 1971-01-01 06:00 |  | Petroleum | Unleaded gasoline | Unleaded gasoline |  | Steel | Steel |  | Painted or None | Steel |  | 1901-01-01 06:00 | [15 empty] | UST Currently In Use: 0; UST Temp Close: 0; AST Currently In Use: 0; AST Temp Closed: 0 | 0 | 0 | 0 | 10848-019-009005 | CARL RAYBORN
5207 | Retired | 1986-06-01 06:00 | 1971-01-01 06:00 |  | Petroleum | Unleaded gasoline | Unleaded gasoline |  | Steel | Steel |  | Painted or None | Steel |  | 1901-01-01 06:00 | [15 empty] | UST Currently In Use: 0; UST Temp Close: 0; AST Currently In Use: 0; AST Temp Closed: 0 | 0 | 0 | 0 | 10848-019-009005 | CARL RAYBORN
5208 | Retired | 1986-06-01 06:00 | 1971-01-01 06:00 |  | Petroleum | Unleaded gasoline | Unleaded gasoline |  | Steel | Steel |  | Painted or None | Steel |  | 1901-01-01 06:00 | [15 empty] | UST Currently In Use: 0; UST Temp Close: 0; AST Currently In Use: 0; AST Temp Closed: 0 | 0 | 0 | 0 | 10848-019-009005 | CARL RAYBORN
5209 |  |  | 1978-01-01 06:00 |  | Petroleum | Unleaded gasoline | Unleaded gasoline |  | Steel | Steel |  | Painted or None | Steel |  | 1901-01-01 06:00 | [15 empty] | UST Currently In Use: 0; UST Temp Close: 0; AST Currently In Use: 0; AST Temp Closed: 0 | 0 | 0 | 0 | 10850-009-012278 | CARLISLE OIL CO
5210 |  |  | 1978-01-01 06:00 |  | Petroleum | Unleaded gasoline | Unleaded gasoline |  | Steel | Steel |  | Painted or None | Steel |  | 1901-01-01 06:00 | [15 empty] | UST Currently In Use: 0; UST Temp Close: 0; AST Currently In Use: 0; AST Temp Closed: 0 | 0 | 0 | 0 | 10850-009-012278 | CARLISLE OIL CO
5211 | Permanently Closed | 1988-07-01 06:00 | 1985-01-01 06:00 | 1988-07-01 06:00 | Petroleum | Unleaded gasoline | Unleaded gasoline |  | Steel | Steel |  | Painted or None | Steel |  | 1901-01-01 06:00 | [15 empty] | UST Currently In Use: 0; UST Temp Close: 0; AST Currently In Use: 0; AST Temp Closed: 0 | 0 | 0 | 2 | 10850-073-000102 | CARLISLE OIL CO
5212 | Permanently Closed | 1988-07-01 06:00 | 1982-01-01 06:00 | 1988-07-01 06:00 | Petroleum | On road diesel | On road diesel |  | Steel | Steel |  | Painted or None | Steel |  | 1901-01-01 06:00 | [15 empty] | UST Currently In Use: 0; UST Temp Close: 0; AST Currently In Use: 0; AST Temp Closed: 0 | 0 | 0 | 2 | 10850-073-000102 | CARLISLE OIL CO
5213 | Permanently Closed | 1993-04-05 06:00 | 1961-01-01 06:00 | 1993-04-05 06:00 | Petroleum | On road diesel | On road diesel |  | Steel | Steel |  | Painted or None |  |  | 1901-01-01 06:00 | [15 empty] | UST Currently In Use: 1; UST Temp Close: 0; AST Currently In Use: 0; AST Temp Closed: 0 | 1 | 0 | 2 | 20476-073-000719 | GYPSUM MANAGEMENT & SUPPLY, INC
5214 | Permanently Closed | 1993-04-05 06:00 | 1961-01-01 06:00 | 1993-04-05 06:00 | Petroleum | On road diesel | On road diesel |  | Steel | Steel |  | Painted or None |  |  | 1901-01-01 06:00 | [15 empty] | UST Currently In Use: 1; UST Temp Close: 0; AST Currently In Use: 0; AST Temp Closed: 0 | 1 | 0 | 2 | 20476-073-000719 | GYPSUM MANAGEMENT & SUPPLY, INC
5215 | Permanently Closed | 1988-01-01 06:00 | 1976-01-01 06:00 | 1988-01-01 06:00 | Petroleum | Unleaded gasoline | Unleaded gasoline |  | Steel | Steel |  | Painted or None | Steel |  | 1901-01-01 06:00 | [15 empty] | UST Currently In Use: 0; UST Temp Close: 0; AST Currently In Use: 0; AST Temp Closed: 0 | 0 | 0 | 2 | 10850-073-001130 | CARLISLE OIL CO
5216 | Permanently Closed | 1988-01-01 06:00 | 1976-01-01 06:00 | 1988-01-01 06:00 | Petroleum | Unleaded gasoline | Unleaded gasoline |  | Steel | Steel |  | Painted or None | Steel |  | 1901-01-01 06:00 | [15 empty] | UST Currently In Use: 0; UST Temp Close: 0; AST Currently In Use: 0; AST Temp Closed: 0 | 0 | 0 | 2 | 10850-073-001130 | CARLISLE OIL CO
5217 | Permanently Closed | 1993-12-16 06:00 | 1985-01-01 06:00 | 1993-12-16 06:00 | Petroleum | Unleaded gasoline | Unleaded gasoline |  | Steel | Steel |  | Painted or None | Steel |  | 1901-01-01 06:00 | [15 empty] | UST Currently In Use: 0; UST Temp Close: 0; AST Currently In Use: 0; AST Temp Closed: 0 | 0 | 0 | 1 | 17360-073-001200 | EAST BIRMINGHAM BRONZE FOUNDRY INC
5218 | Permanently Closed | 1991-04-01 06:00 | 1969-01-01 06:00 | 1991-04-01 06:00 | Petroleum | Unleaded gasoline | Unleaded gasoline |  | Steel | Steel |  | Painted or None | Steel |  | 1901-01-01 06:00 | [15 empty] | UST Currently In Use: 0; UST Temp Close: 0; AST Currently In Use: 0; AST Temp Closed: 0 | 0 | 0 | 3 | 10850-073-001219 | CARLISLE OIL CO
5219 | Permanently Closed | 1990-01-01 06:00 | 1980-01-01 06:00 | 1998-07-15 06:00 | Petroleum | Unleaded gasoline | Unleaded gasoline |  | Steel | Steel |  | Painted or None | Steel |  | 1901-01-01 06:00 | [15 empty] | UST Currently In Use: 0; UST Temp Close: 0; AST Currently In Use: 0; AST Temp Closed: 0 | 0 | 0 | 3 | 10850-073-001219 | CARLISLE OIL CO
5220 | Permanently Closed | 1990-01-01 06:00 | 1980-01-01 06:00 | 1998-07-15 06:00 | Petroleum | Unleaded gasoline | Unleaded gasoline |  | Steel | Steel |  | Painted or None | Steel |  | 1901-01-01 06:00 | [15 empty] | UST Currently In Use: 0; UST Temp Close: 0; AST Currently In Use: 0; AST Temp Closed: 0 | 0 | 0 | 3 | 10850-073-001219 | CARLISLE OIL CO
5221 | Permanently Closed | 1995-01-01 06:00 | 1977-01-01 06:00 | 1995-07-11 06:00 | Petroleum | Unleaded gasoline | Unleaded gasoline |  | Steel | Steel |  | Painted or None | Steel |  | 1901-01-01 06:00 | [15 empty] | UST Currently In Use: 0; UST Temp Close: 0; AST Currently In Use: 0; AST Temp Closed: 0 | 0 | 0 | 1 | 10850-073-008767 | CARLISLE OIL CO
5224 | Permanently Closed | 1998-08-31 06:00 | 1974-01-01 06:00 | 1998-08-31 06:00 | Petroleum | Unleaded gasoline | Unleaded gasoline | Retail | Steel | Steel |  | Painted or None | Steel |  | 1901-01-01 06:00 | [15 empty] | UST Currently In Use: 0; UST Temp Close: 0; AST Currently In Use: 0; AST Temp Closed: 0 | 0 | 0 | 3 | 24512-073-010479 | CAPITAL GROWTH BUCHALTER
5225 | Permanently Closed | 1998-08-31 06:00 | 1979-01-01 06:00 | 1998-08-31 06:00 | Petroleum | Unleaded gasoline | Unleaded gasoline | Retail | Steel | Steel |  | Painted or None | Steel |  | 1901-01-01 06:00 | [15 empty] | UST Currently In Use: 0; UST Temp Close: 0; AST Currently In Use: 0; AST Temp Closed: 0 | 0 | 0 | 3 | 24512-073-010479 | CAPITAL GROWTH BUCHALTER
5226 | Permanently Closed | 1998-08-31 06:00 | 1979-01-01 06:00 | 1998-08-31 06:00 | Petroleum | Unleaded gasoline | Unleaded gasoline | Retail | Steel | Steel |  | Painted or None | Steel |  | 1901-01-01 06:00 | [15 empty] | UST Currently In Use: 0; UST Temp Close: 0; AST Currently In Use: 0; AST Temp Closed: 0 | 0 | 0 | 3 | 24512-073-010479 | CAPITAL GROWTH BUCHALTER
5227 | Permanently Closed | 1990-01-01 06:00 | 1974-01-01 06:00 | 1996-05-08 06:00 | Petroleum | Unleaded gasoline | Unleaded gasoline |  | Steel | Steel |  | Painted or None | Steel |  | 1901-01-01 06:00 | [15 empty] | UST Currently In Use: 0; UST Temp Close: 0; AST Currently In Use: 0; AST Temp Closed: 0 | 0 | 0 | 1 | 10850-073-010485 | CARLISLE OIL CO
5228 | Retired | 1988-01-01 06:00 | 1986-01-01 06:00 |  | Petroleum | Unleaded gasoline | Unleaded gasoline |  | Steel | Steel |  | Painted or None | Steel |  | 1901-01-01 06:00 | [15 empty] | UST Currently In Use: 0; UST Temp Close: 0; AST Currently In Use: 0; AST Temp Closed: 0 | 0 | 0 | 0 | 10850-073-010898 | CARLISLE OIL CO
5229 | Permanently Closed | 1999-11-30 06:00 | 1976-01-01 06:00 | 1999-11-30 06:00 | Petroleum | Unleaded gasoline | Unleaded gasoline |  | Steel | Steel |  | Painted or None | Steel |  | 1901-01-01 06:00 | [12 empty] | Annual line testing | Annual line testing |  | UST Currently In Use: 0; UST Temp Close: 0; AST Currently In Use: 0; AST Temp Closed: 0 | 0 | 0 | 2 | 20184-073-011579 | STONE ELECTRIC
5231 | Retired | 1979-01-01 06:00 | 1978-01-01 06:00 |  | Petroleum | Unleaded gasoline | Unleaded gasoline |  | Steel | Steel |  | Painted or None | Steel |  | 1901-01-01 06:00 | [15 empty] | UST Currently In Use: 0; UST Temp Close: 0; AST Currently In Use: 0; AST Temp Closed: 0 | 0 | 0 | 0 | 10850-073-011581 | CARLISLE OIL CO
5232 | Retired | 1979-01-01 06:00 | 1978-01-01 06:00 |  | Petroleum | Unleaded gasoline | Unleaded gasoline |  | Steel | Steel |  | Painted or None | Steel |  | 1901-01-01 06:00 | [15 empty] | UST Currently In Use: 0; UST Temp Close: 0; AST Currently In Use: 0; AST Temp Closed: 0 | 0 | 0 | 0 | 10850-073-011581 | CARLISLE OIL CO
5233 | Permanently Closed | 1986-01-01 06:00 | 1972-01-01 06:00 | 1996-09-18 06:00 | Petroleum | On road diesel | On road diesel |  | Steel | Steel |  | Painted or None | Steel |  | 1901-01-01 06:00 | [15 empty] | UST Currently In Use: 0; UST Temp Close: 0; AST Currently In Use: 0; AST Temp Closed: 0 | 0 | 0 | 1 | 10850-073-011634 | CARLISLE OIL CO
5234 | Permanently Closed | 1998-06-01 06:00 | 1979-01-01 06:00 | 1998-06-03 06:00 | Petroleum | On road diesel | On road diesel |  | Steel | Steel |  | Painted or None | Steel |  | 1901-01-01 06:00 | [15 empty] | UST Currently In Use: 1; UST Temp Close: 0; AST Currently In Use: 0; AST Temp Closed: 0 | 1 | 0 | 2 | 17425-073-012072 | CITY OF IRONDALE
5235 | Permanently Closed | 1998-06-01 06:00 | 1981-01-01 06:00 | 1998-06-03 06:00 | Petroleum | Unleaded gasoline | Unleaded gasoline |  | Steel | Steel |  | Painted or None | Steel |  | 1901-01-01 06:00 | [15 empty] | UST Currently In Use: 1; UST Temp Close: 0; AST Currently In Use: 0; AST Temp Closed: 0 | 1 | 0 | 2 | 17425-073-012072 | CITY OF IRONDALE
5238 | Permanently Closed | 1992-02-17 06:00 | 1973-01-01 06:00 | 1994-02-17 06:00 | Petroleum | Unleaded gasoline | Unleaded gasoline |  | Steel | Steel |  | Painted or None | Steel |  | 1901-01-01 06:00 | [15 empty] | UST Currently In Use: 0; UST Temp Close: 0; AST Currently In Use: 0; AST Temp Closed: 0 | 0 | 0 | 1 | 10850-073-012075 | CARLISLE OIL CO
5239 | Cannot Locate or abandoned | 1996-02-26 06:00 | 1979-01-01 06:00 |  | Petroleum | Unleaded gasoline | Unleaded gasoline |  | Steel | Steel |  | Painted or None | Steel |  | 1901-01-01 06:00 | [15 empty] | UST Currently In Use: 0; UST Temp Close: 0; AST Currently In Use: 0; AST Temp Closed: 0 | 0 | 0 | 0 | 10850-073-012238 | CARLISLE OIL CO
5240 | Cannot Locate or abandoned | 1996-02-26 06:00 | 1972-01-01 06:00 |  | Petroleum | Unleaded gasoline | Unleaded gasoline |  | Steel | Steel |  | Painted or None | Steel |  | 1901-01-01 06:00 | [15 empty] | UST Currently In Use: 0; UST Temp Close: 0; AST Currently In Use: 0; AST Temp Closed: 0 | 0 | 0 | 0 | 10850-073-012238 | CARLISLE OIL CO
5241 | Permanently Closed | 1988-12-01 06:00 | 1974-01-01 06:00 | 1988-12-01 06:00 | Petroleum | Unleaded gasoline | Unleaded gasoline |  | Steel | Steel |  | Painted or None | Steel |  | 1901-01-01 06:00 | [15 empty] | UST Currently In Use: 0; UST Temp Close: 0; AST Currently In Use: 0; AST Temp Closed: 0 | 0 | 0 | 1 | 10850-073-012270 | CARLISLE OIL CO
5242 | Retired | 1988-08-08 06:00 | 1978-01-01 06:00 |  | Petroleum | On road diesel | On road diesel |  | Steel | Steel |  | Painted or None | Steel |  | 1901-01-01 06:00 | [15 empty] | UST Currently In Use: 0; UST Temp Close: 0; AST Currently In Use: 0; AST Temp Closed: 0 | 0 | 0 | 0 | 10850-073-012316 | CARLISLE OIL CO
5243 | Permanently Closed | 1989-09-19 06:00 | 1981-01-01 06:00 | 1989-09-01 06:00 | Petroleum | Unleaded gasoline | Unleaded gasoline |  | Steel | Steel |  | Painted or None | Steel |  | 1901-01-01 06:00 | [15 empty] | UST Currently In Use: 0; UST Temp Close: 0; AST Currently In Use: 0; AST Temp Closed: 0 | 0 | 0 | 1 | 10850-073-012620 | CARLISLE OIL CO
5245 | Permanently Closed | 1996-12-22 06:00 | 1980-11-15 06:00 | 1999-01-05 06:00 | Petroleum | Premium gasoline | Premium gasoline | Retail | Steel | Steel | Coated & cathodic protection (sti-P3) | Painted or None | Steel |  | 1901-01-01 06:00 |  | Catchment Basin, Single walled catchment basin | Automatic shutoff device At 95% full | Automatic shutoff device At 95% full |  |  | Statistical Inventory Reconciliation (SIR) |  | Automatic shutoff device (AELLD) | Automatic shutoff device (AELLD) |  |  | Statistical inventory reconciliation (SIR) | Statistical inventory reconciliation (SIR) |  | UST Currently In Use: 2; UST Temp Close: 0; AST Currently In Use: 0; AST Temp Closed: 0 | 2 | 0 | 4 | 22953-115-006706 | JOHNNY THOMAS
5246 | Permanently Closed | 1996-12-22 06:00 | 1986-06-15 06:00 | 1999-01-05 06:00 | Petroleum | Unleaded gasoline | Unleaded gasoline | Retail | Steel | Steel | Coated & cathodic protection (sti-P3) | Painted or None | Steel |  | 1901-01-01 06:00 |  | Catchment Basin, Single walled catchment basin | Automatic shutoff device At 95% full | Automatic shutoff device At 95% full |  |  | Statistical Inventory Reconciliation (SIR) |  | Automatic shutoff device (AELLD) | Automatic shutoff device (AELLD) |  |  | Statistical inventory reconciliation (SIR) | Statistical inventory reconciliation (SIR) |  | UST Currently In Use: 2; UST Temp Close: 0; AST Currently In Use: 0; AST Temp Closed: 0 | 2 | 0 | 4 | 22953-115-006706 | JOHNNY THOMAS
5247 | Permanently Closed | 1996-12-22 06:00 | 1980-11-15 06:00 | 1999-01-05 06:00 | Petroleum | On road diesel | On road diesel | Retail | Steel | Steel | Coated & cathodic protection (sti-P3) | Painted or None | Steel |  | 1901-01-01 06:00 |  | Catchment Basin, Single walled catchment basin | Automatic shutoff device At 95% full | Automatic shutoff device At 95% full |  |  | Statistical Inventory Reconciliation (SIR) |  | Automatic shutoff device (AELLD) | Automatic shutoff device (AELLD) |  |  | Statistical inventory reconciliation (SIR) | Statistical inventory reconciliation (SIR) |  | UST Currently In Use: 2; UST Temp Close: 0; AST Currently In Use: 0; AST Temp Closed: 0 | 2 | 0 | 4 | 22953-115-006706 | JOHNNY THOMAS
5248 | Permanently Closed | 1996-12-22 06:00 | 1986-06-15 06:00 | 1999-01-05 06:00 | Petroleum | Unleaded gasoline | Unleaded gasoline | Retail | Steel | Steel | Coated & cathodic protection (sti-P3) | Painted or None | Steel |  | 1901-01-01 06:00 |  | Catchment Basin, Single walled catchment basin | Automatic shutoff device At 95% full | Automatic shutoff device At 95% full |  |  | Statistical Inventory Reconciliation (SIR) |  | Automatic shutoff device (AELLD) | Automatic shutoff device (AELLD) |  |  | Statistical inventory reconciliation (SIR) | Statistical inventory reconciliation (SIR) |  | UST Currently In Use: 2; UST Temp Close: 0; AST Currently In Use: 0; AST Temp Closed: 0 | 2 | 0 | 4 | 22953-115-006706 | JOHNNY THOMAS
5249 | Permanently Closed | 1993-09-01 06:00 | 1981-01-01 06:00 | 1993-09-01 06:00 | Petroleum | Unleaded gasoline | Unleaded gasoline |  | Steel | Steel |  | Painted or None | Steel |  | 1901-01-01 06:00 | [15 empty] | UST Currently In Use: 4; UST Temp Close: 0; AST Currently In Use: 1; AST Temp Closed: 0 | 4 | 0 | 4 | 25319-115-010374 | PETRO DEVELOPERS LLC
5250 | Permanently Closed | 1993-09-01 06:00 | 1981-01-01 06:00 | 1993-09-01 06:00 | Petroleum | Unleaded gasoline | Unleaded gasoline |  | Steel | Steel |  | Painted or None | Steel |  | 1901-01-01 06:00 | [15 empty] | UST Currently In Use: 4; UST Temp Close: 0; AST Currently In Use: 1; AST Temp Closed: 0 | 4 | 0 | 4 | 25319-115-010374 | PETRO DEVELOPERS LLC
5251 | Permanently Closed | 1993-09-01 06:00 | 1981-01-01 06:00 | 1993-09-01 06:00 | Petroleum | Unleaded gasoline | Unleaded gasoline |  | Steel | Steel |  | Painted or None | Steel |  | 1901-01-01 06:00 | [15 empty] | UST Currently In Use: 4; UST Temp Close: 0; AST Currently In Use: 1; AST Temp Closed: 0 | 4 | 0 | 4 | 25319-115-010374 | PETRO DEVELOPERS LLC
5252 | Permanently Closed | 1993-09-01 06:00 | 1981-01-01 06:00 | 1993-09-01 06:00 | Petroleum | Kerosene | Kerosene |  | Steel | Steel |  | Painted or None | Steel |  | 1901-01-01 06:00 | [15 empty] | UST Currently In Use: 4; UST Temp Close: 0; AST Currently In Use: 1; AST Temp Closed: 0 | 4 | 0 | 4 | 25319-115-010374 | PETRO DEVELOPERS LLC
5253 | Permanently Closed | 1996-04-01 06:00 | 1983-01-01 06:00 | 1996-04-01 06:00 | Petroleum | Unleaded gasoline | Unleaded gasoline |  | Steel | Steel |  | Painted or None | Steel |  | 1901-01-01 06:00 | [15 empty] | UST Currently In Use: 3; UST Temp Close: 0; AST Currently In Use: 0; AST Temp Closed: 0 | 3 | 0 | 4 | 23372-115-012293 | MIDSTATES PETROLEUM COMPANY
5254 | Permanently Closed | 1996-04-01 06:00 | 1983-01-01 06:00 | 1996-04-01 06:00 | Petroleum | Unleaded gasoline | Unleaded gasoline |  | Steel | Steel |  | Painted or None | Steel |  | 1901-01-01 06:00 | [15 empty] | UST Currently In Use: 3; UST Temp Close: 0; AST Currently In Use: 0; AST Temp Closed: 0 | 3 | 0 | 4 | 23372-115-012293 | MIDSTATES PETROLEUM COMPANY
5255 | Permanently Closed | 1996-02-10 06:00 | 1983-01-01 06:00 | 1996-02-10 06:00 | Petroleum | Unleaded gasoline | Unleaded gasoline |  | Steel | Steel |  | Painted or None | Steel |  | 1901-01-01 06:00 | [15 empty] | UST Currently In Use: 3; UST Temp Close: 0; AST Currently In Use: 0; AST Temp Closed: 0 | 3 | 0 | 4 | 23372-115-012293 | MIDSTATES PETROLEUM COMPANY
5256 | Permanently Closed | 1996-02-10 06:00 | 1978-01-01 06:00 | 1996-02-10 06:00 | Petroleum | On road diesel | On road diesel |  | Steel | Steel |  | Painted or None | Steel |  | 1901-01-01 06:00 | [15 empty] | UST Currently In Use: 3; UST Temp Close: 0; AST Currently In Use: 0; AST Temp Closed: 0 | 3 | 0 | 4 | 23372-115-012293 | MIDSTATES PETROLEUM COMPANY
5257 | Permanently Closed | 1995-09-23 06:00 | 1982-01-01 06:00 | 1995-09-23 06:00 | Petroleum | Unleaded gasoline | Unleaded gasoline |  | Steel | Steel |  | Painted or None | Steel |  | 1901-01-01 06:00 | [15 empty] | UST Currently In Use: 0; UST Temp Close: 0; AST Currently In Use: 0; AST Temp Closed: 0 | 0 | 0 | 3 | 10850-115-012397 | CARLISLE OIL CO
5258 | Permanently Closed | 1995-09-23 06:00 | 1982-01-01 06:00 | 1995-09-23 06:00 | Petroleum | Unleaded gasoline | Unleaded gasoline |  | Steel | Steel |  | Painted or None | Steel |  | 1901-01-01 06:00 | [15 empty] | UST Currently In Use: 0; UST Temp Close: 0; AST Currently In Use: 0; AST Temp Closed: 0 | 0 | 0 | 3 | 10850-115-012397 | CARLISLE OIL CO
5259 | Permanently Closed | 1995-09-23 06:00 | 1982-01-01 06:00 | 1995-09-23 06:00 | Petroleum | Unleaded gasoline | Unleaded gasoline |  | Steel | Steel |  | Painted or None | Steel |  | 1901-01-01 06:00 | [15 empty] | UST Currently In Use: 0; UST Temp Close: 0; AST Currently In Use: 0; AST Temp Closed: 0 | 0 | 0 | 3 | 10850-115-012397 | CARLISLE OIL CO
5262 | Permanently Closed | 1998-01-21 06:00 | 1986-01-01 06:00 | 1998-01-23 06:00 | Petroleum | Unleaded gasoline | Unleaded gasoline |  | Steel | Steel |  | Painted or None | Steel |  | 1901-01-01 06:00 | [15 empty] | UST Currently In Use: 0; UST Temp Close: 0; AST Currently In Use: 0; AST Temp Closed: 0 | 0 | 0 | 2 | 17445-115-012404 | TOWN OF ODENVILLE
5263 | Permanently Closed | 1998-01-21 06:00 | 1984-01-01 06:00 | 1998-01-23 06:00 | Petroleum | Unleaded gasoline | Unleaded gasoline |  | Steel | Steel |  | Painted or None | Steel |  | 1901-01-01 06:00 | [15 empty] | UST Currently In Use: 0; UST Temp Close: 0; AST Currently In Use: 0; AST Temp Closed: 0 | 0 | 0 | 2 | 17445-115-012404 | TOWN OF ODENVILLE
5269 |  | 1998-07-30 06:00 | 1984-01-01 06:00 |  | Petroleum | Unleaded gasoline | Unleaded gasoline |  | Steel | Steel | Coated & cathodic protection (sti-P3) |  | Steel |  | 1901-01-01 06:00 | [15 empty] | UST Currently In Use: 0; UST Temp Close: 0; AST Currently In Use: 0; AST Temp Closed: 0 | 0 | 0 | 0 | 10850-115-012425 | CARLISLE OIL CO
5270 |  | 1998-07-30 06:00 | 1984-01-01 06:00 |  | Petroleum | Unleaded gasoline | Unleaded gasoline |  | Steel | Steel | Coated & cathodic protection (sti-P3) |  | Steel |  | 1901-01-01 06:00 | [15 empty] | UST Currently In Use: 0; UST Temp Close: 0; AST Currently In Use: 0; AST Temp Closed: 0 | 0 | 0 | 0 | 10850-115-012425 | CARLISLE OIL CO
5271 | Permanently Closed | 1986-12-01 06:00 | 1982-01-01 06:00 | 1986-12-01 06:00 | Petroleum | Unleaded gasoline | Unleaded gasoline |  | Steel | Steel |  | Painted or None | Steel |  | 1901-01-01 06:00 | [15 empty] | UST Currently In Use: 0; UST Temp Close: 0; AST Currently In Use: 0; AST Temp Closed: 0 | 0 | 0 | 2 | 10850-115-012426 | CARLISLE OIL CO
5272 | Permanently Closed | 1986-12-01 06:00 | 1982-01-01 06:00 | 1986-12-01 06:00 | Petroleum | Unleaded gasoline | Unleaded gasoline |  | Steel | Steel |  | Painted or None | Steel |  | 1901-01-01 06:00 | [15 empty] | UST Currently In Use: 0; UST Temp Close: 0; AST Currently In Use: 0; AST Temp Closed: 0 | 0 | 0 | 2 | 10850-115-012426 | CARLISLE OIL CO
5273 | Permanently Closed | 1994-10-01 06:00 | 1978-01-01 06:00 | 1994-09-30 06:00 | Petroleum | Unleaded gasoline | Unleaded gasoline |  | Steel | Steel |  | Painted or None | Steel |  | 1901-01-01 06:00 | [15 empty] | UST Currently In Use: 0; UST Temp Close: 0; AST Currently In Use: 0; AST Temp Closed: 0 | 0 | 0 | 2 | 17553-115-012439 | BEAS GRAND JUNCTION
5274 | Permanently Closed | 1994-10-01 06:00 | 1978-01-01 06:00 | 1994-09-30 06:00 | Petroleum | Unleaded gasoline | Unleaded gasoline |  | Steel | Steel |  | Painted or None | Steel |  | 1901-01-01 06:00 | [15 empty] | UST Currently In Use: 0; UST Temp Close: 0; AST Currently In Use: 0; AST Temp Closed: 0 | 0 | 0 | 2 | 17553-115-012439 | BEAS GRAND JUNCTION
5275 | Permanently Closed | 1997-05-23 06:00 | 1986-01-01 06:00 | 1997-05-23 06:00 | Petroleum | On road diesel | On road diesel |  | Steel | Steel | Coated & cathodic protection (sti-P3) |  | Steel |  | 1901-01-01 06:00 | [15 empty] | UST Currently In Use: 0; UST Temp Close: 0; AST Currently In Use: 0; AST Temp Closed: 0 | 0 | 0 | 1 | 10850-115-012440 | CARLISLE OIL CO
5276 |  | 1998-08-17 06:00 | 1978-01-01 06:00 |  | Petroleum | Unleaded gasoline | Unleaded gasoline |  | Steel | Steel |  | Painted or None | Steel |  | 1901-01-01 06:00 | [15 empty] | UST Currently In Use: 0; UST Temp Close: 0; AST Currently In Use: 0; AST Temp Closed: 0 | 0 | 0 | 0 | 10850-115-012446 | CARLISLE OIL CO
5277 |  | 1998-08-17 06:00 | 1978-01-01 06:00 |  | Petroleum | Unleaded gasoline | Unleaded gasoline |  | Steel | Steel |  | Painted or None | Steel |  | 1901-01-01 06:00 | [15 empty] | UST Currently In Use: 0; UST Temp Close: 0; AST Currently In Use: 0; AST Temp Closed: 0 | 0 | 0 | 0 | 10850-115-012446 | CARLISLE OIL CO
5278 | Retired | 1988-08-08 06:00 | 1978-01-01 06:00 |  | Petroleum | Unleaded gasoline | Unleaded gasoline |  | Steel | Steel |  | Painted or None | Steel |  | 1901-01-01 06:00 | [15 empty] | UST Currently In Use: 0; UST Temp Close: 0; AST Currently In Use: 0; AST Temp Closed: 0 | 0 | 0 | 0 | 10850-117-012450 | CARLISLE OIL CO
5279 | Retired | 1988-08-08 06:00 | 1978-01-01 06:00 |  | Petroleum | Unleaded gasoline | Unleaded gasoline |  | Steel | Steel |  | Painted or None | Steel |  | 1901-01-01 06:00 | [15 empty] | UST Currently In Use: 0; UST Temp Close: 0; AST Currently In Use: 0; AST Temp Closed: 0 | 0 | 0 | 0 | 10850-117-012450 | CARLISLE OIL CO
5280 | Retired | 1988-08-08 06:00 | 1978-01-01 06:00 |  | Petroleum | Unleaded gasoline | Unleaded gasoline |  | Steel | Steel |  | Painted or None | Steel |  | 1901-01-01 06:00 | [15 empty] | UST Currently In Use: 0; UST Temp Close: 0; AST Currently In Use: 0; AST Temp Closed: 0 | 0 | 0 | 0 | 10850-117-012450 | CARLISLE OIL CO
5281 | Permanently Closed | 1998-05-19 06:00 | 1985-01-01 06:00 | 1998-05-19 06:00 | Petroleum | Unleaded gasoline | Unleaded gasoline |  | Steel | Steel |  | Painted or None | Steel |  | 1901-01-01 06:00 | [12 empty] | Annual line testing | Annual line testing |  | UST Currently In Use: 0; UST Temp Close: 2; AST Currently In Use: 0; AST Temp Closed: 0 | 0 | 2 | 6 | 20463-117-012461 | JAMES S. DAWSON AND SUSAN J.
5282 | Permanently Closed | 1998-05-19 06:00 | 1985-01-01 06:00 | 1998-05-19 06:00 | Petroleum | Unleaded gasoline | Unleaded gasoline |  | Steel | Steel |  | Painted or None | Steel |  | 1901-01-01 06:00 | [12 empty] | Annual line testing | Annual line testing |  | UST Currently In Use: 0; UST Temp Close: 2; AST Currently In Use: 0; AST Temp Closed: 0 | 0 | 2 | 6 | 20463-117-012461 | JAMES S. DAWSON AND SUSAN J.
5283 | Permanently Closed | 1998-05-19 06:00 | 1985-01-01 06:00 | 1998-05-19 06:00 | Petroleum | Unleaded gasoline | Unleaded gasoline |  | Steel | Steel |  | Painted or None | Steel |  | 1901-01-01 06:00 | [12 empty] | Annual line testing | Annual line testing |  | UST Currently In Use: 0; UST Temp Close: 2; AST Currently In Use: 0; AST Temp Closed: 0 | 0 | 2 | 6 | 20463-117-012461 | JAMES S. DAWSON AND SUSAN J.
5284 | Permanently Closed | 1998-05-19 06:00 | 1985-01-01 06:00 | 1998-05-19 06:00 | Petroleum | Unleaded gasoline | Unleaded gasoline |  | Steel | Steel |  | Painted or None | Steel |  | 1901-01-01 06:00 | [12 empty] | Annual line testing | Annual line testing |  | UST Currently In Use: 0; UST Temp Close: 2; AST Currently In Use: 0; AST Temp Closed: 0 | 0 | 2 | 6 | 20463-117-012461 | JAMES S. DAWSON AND SUSAN J.
5285 | Permanently Closed | 1998-05-19 06:00 | 1985-01-01 06:00 | 1998-05-19 06:00 | Petroleum | Unleaded gasoline | Unleaded gasoline |  | Steel | Steel |  | Painted or None | Steel |  | 1901-01-01 06:00 | [12 empty] | Annual line testing | Annual line testing |  | UST Currently In Use: 0; UST Temp Close: 2; AST Currently In Use: 0; AST Temp Closed: 0 | 0 | 2 | 6 | 20463-117-012461 | JAMES S. DAWSON AND SUSAN J.
5286 | Permanently Closed | 1998-02-21 06:00 | 1981-01-01 06:00 | 1999-02-22 06:00 | Petroleum | Unleaded gasoline | Unleaded gasoline |  | Steel | Steel |  | Painted or None | Steel |  | 1901-01-01 06:00 | [15 empty] | UST Currently In Use: 0; UST Temp Close: 0; AST Currently In Use: 0; AST Temp Closed: 0 | 0 | 0 | 2 | 10850-117-012463 | CARLISLE OIL CO
5287 | Permanently Closed | 1998-02-21 06:00 | 1981-01-01 06:00 | 1999-02-22 06:00 | Petroleum | Unleaded gasoline | Unleaded gasoline |  | Steel | Steel |  | Painted or None | Steel |  | 1901-01-01 06:00 | [15 empty] | UST Currently In Use: 0; UST Temp Close: 0; AST Currently In Use: 0; AST Temp Closed: 0 | 0 | 0 | 2 | 10850-117-012463 | CARLISLE OIL CO
5288 | Permanently Closed | 1998-09-22 06:00 | 1978-01-01 06:00 | 1998-09-23 06:00 | Petroleum | Unleaded gasoline | Unleaded gasoline |  | Steel | Steel |  | Painted or None | Steel |  | 1901-01-01 06:00 | [15 empty] | UST Currently In Use: 0; UST Temp Close: 0; AST Currently In Use: 0; AST Temp Closed: 0 | 0 | 0 | 1 | 17554-117-012464 | ROCKCOS FUNERAL HOME
5290 | Currently in Use |  | 1978-01-01 06:00 |  | Petroleum | Unleaded gasoline | Unleaded gasoline | Retail | Steel | Steel | Field installed cathodic protection, Interior lined (not allowed as a standalone method of corrosion protection) |  | Double Wall, Fiberglass reinforced plastic |  |  |  | Catchment Basin, Single walled catchment basin | Automatic shutoff device At 95% full | Automatic shutoff device At 95% full |  |  | Automatic Tank Gauge |  | Automatic flow restrictor (MLLD), SUMPINSPEC | Automatic flow restrictor (MLLD) | Interstitial Monitoring within Secondary Containment |  |  |  |  | UST Currently In Use: 3; UST Temp Close: 0; AST Currently In Use: 0; AST Temp Closed: 0 | 3 | 0 | 0 | 23645-117-012588 | PRAMUKHRAJ LLC
5292 | Currently in Use |  | 1978-01-01 06:00 |  | Petroleum | Premium gasoline | Premium gasoline | Retail | Steel | Steel | Field installed cathodic protection, Interior lined (not allowed as a standalone method of corrosion protection) |  | Double Wall, Fiberglass reinforced plastic |  |  |  | Catchment Basin, Single walled catchment basin | Automatic shutoff device At 95% full | Automatic shutoff device At 95% full |  |  | Automatic Tank Gauge |  | Automatic flow restrictor (MLLD), SUMPINSPEC | Automatic flow restrictor (MLLD) | Interstitial Monitoring within Secondary Containment |  |  |  |  | UST Currently In Use: 3; UST Temp Close: 0; AST Currently In Use: 0; AST Temp Closed: 0 | 3 | 0 | 0 | 23645-117-012588 | PRAMUKHRAJ LLC
5294 | Currently in Use |  | 1978-01-01 06:00 |  | Petroleum | On road diesel | On road diesel | Retail | Steel | Steel | Field installed cathodic protection, Interior lined (not allowed as a standalone method of corrosion protection) |  | Double Wall, Fiberglass reinforced plastic |  |  |  | Catchment Basin, Single walled catchment basin | Automatic shutoff device At 95% full | Automatic shutoff device At 95% full |  |  | Automatic Tank Gauge |  | Automatic flow restrictor (MLLD), SUMPINSPEC | Automatic flow restrictor (MLLD) | Interstitial Monitoring within Secondary Containment |  |  |  |  | UST Currently In Use: 3; UST Temp Close: 0; AST Currently In Use: 0; AST Temp Closed: 0 | 3 | 0 | 0 | 23645-117-012588 | PRAMUKHRAJ LLC
5295 | Retired | 1986-01-01 06:00 | 1978-01-01 06:00 |  | Petroleum | On road diesel | On road diesel |  | Steel | Steel |  | Painted or None | Steel |  | 1901-01-01 06:00 | [15 empty] | UST Currently In Use: 0; UST Temp Close: 0; AST Currently In Use: 0; AST Temp Closed: 0 | 0 | 0 | 0 | 10850-127-012276 | CARLISLE OIL CO
5296 | Retired | 1986-01-01 06:00 | 1978-01-01 06:00 |  | Petroleum | Unleaded gasoline | Unleaded gasoline |  | Steel | Steel |  | Painted or None | Steel |  | 1901-01-01 06:00 | [15 empty] | UST Currently In Use: 0; UST Temp Close: 0; AST Currently In Use: 0; AST Temp Closed: 0 | 0 | 0 | 0 | 10850-127-012276 | CARLISLE OIL CO
5297 | Retired | 1986-01-01 06:00 | 1983-01-01 06:00 |  | Petroleum | On road diesel | On road diesel |  | Steel | Steel |  | Painted or None | Steel |  | 1901-01-01 06:00 | [15 empty] | UST Currently In Use: 0; UST Temp Close: 0; AST Currently In Use: 0; AST Temp Closed: 0 | 0 | 0 | 0 | 10850-127-012276 | CARLISLE OIL CO
5298 | Retired | 1986-01-01 06:00 | 1978-01-01 06:00 |  | Petroleum | Unleaded gasoline | Unleaded gasoline |  | Steel | Steel |  | Painted or None | Steel |  | 1901-01-01 06:00 | [15 empty] | UST Currently In Use: 0; UST Temp Close: 0; AST Currently In Use: 0; AST Temp Closed: 0 | 0 | 0 | 0 | 10850-127-012276 | CARLISLE OIL CO
5299 | Cannot Locate or abandoned |  | 1978-01-01 06:00 |  | Petroleum | On road diesel | On road diesel |  | Steel | Steel |  | Painted or None | Steel |  | 1901-01-01 06:00 | [15 empty] | UST Currently In Use: 0; UST Temp Close: 0; AST Currently In Use: 0; AST Temp Closed: 0 | 0 | 0 | 0 | 10850-127-012582 | CARLISLE OIL CO
5300 | Cannot Locate or abandoned |  | 1978-01-01 06:00 |  | Petroleum | On road diesel | On road diesel |  | Steel | Steel |  | Painted or None | Steel |  | 1901-01-01 06:00 | [15 empty] | UST Currently In Use: 0; UST Temp Close: 0; AST Currently In Use: 0; AST Temp Closed: 0 | 0 | 0 | 0 | 10850-127-012582 | CARLISLE OIL CO
5301 | Permanently Closed | 1995-10-05 06:00 | 1975-01-01 06:00 | 1998-10-05 06:00 | Petroleum | Unleaded gasoline | Unleaded gasoline | Retail | Steel | Steel |  | Painted or None | Steel |  | 1901-01-01 06:00 | [15 empty] | UST Currently In Use: 0; UST Temp Close: 0; AST Currently In Use: 0; AST Temp Closed: 0 | 0 | 0 | 3 | 20616-097-004165 | HARCO INC DBA RITE AID CORP
5302 | Permanently Closed | 1995-10-05 06:00 | 1979-01-01 06:00 | 1998-10-05 06:00 | Petroleum | Unleaded gasoline | Unleaded gasoline | Retail | Steel | Steel |  | Painted or None | Steel |  | 1901-01-01 06:00 | [15 empty] | UST Currently In Use: 0; UST Temp Close: 0; AST Currently In Use: 0; AST Temp Closed: 0 | 0 | 0 | 3 | 20616-097-004165 | HARCO INC DBA RITE AID CORP
5303 | Permanently Closed | 1985-01-01 06:00 | 1969-01-01 06:00 | 1985-01-01 06:00 | Petroleum | Unleaded gasoline | Unleaded gasoline |  | Steel | Steel |  |  |  |  | 1901-01-01 06:00 | [15 empty] | UST Currently In Use: 0; UST Temp Close: 0; AST Currently In Use: 0; AST Temp Closed: 0 | 0 | 0 | 3 | 20616-097-004165 | HARCO INC DBA RITE AID CORP
5304 | Permanently Closed | 1991-09-23 06:00 | 1979-01-01 06:00 | 1991-09-23 06:00 | Petroleum | Unleaded gasoline | Unleaded gasoline |  | Steel | Steel |  | Painted or None | Steel |  | 1901-01-01 06:00 | [15 empty] | UST Currently In Use: 0; UST Temp Close: 0; AST Currently In Use: 0; AST Temp Closed: 0 | 0 | 0 | 2 | 10854-013-009516 | CARLTON JORDAN
5305 | Permanently Closed | 1991-09-23 06:00 | 1979-01-01 06:00 | 1991-09-23 06:00 | Petroleum | Unleaded gasoline | Unleaded gasoline |  | Steel | Steel |  | Painted or None | Steel |  | 1901-01-01 06:00 | [15 empty] | UST Currently In Use: 0; UST Temp Close: 0; AST Currently In Use: 0; AST Temp Closed: 0 | 0 | 0 | 2 | 10854-013-009516 | CARLTON JORDAN
5306 | Currently in Use |  | 1976-01-01 06:00 |  | Petroleum | Unleaded gasoline | Unleaded gasoline | Retail | Steel | Steel | Field installed cathodic protection |  | Steel |  |  | Field installed cathodic protection | Catchment Basin, Single walled catchment basin | Automatic shutoff device At 95% full | Automatic shutoff device At 95% full |  |  | Automatic Tank Gauge | [8 empty] | UST Currently In Use: 5; UST Temp Close: 0; AST Currently In Use: 0; AST Temp Closed: 0 | 5 | 0 | 0 | 25555-097-001938 | MALAXMI LLC
5307 | Currently in Use |  | 1976-01-01 06:00 |  | Petroleum | On road diesel | On road diesel | Retail | Steel | Steel | Field installed cathodic protection |  | Steel |  |  | Field installed cathodic protection | Catchment Basin, Single walled catchment basin | Automatic shutoff device At 95% full | Automatic shutoff device At 95% full |  |  | Automatic Tank Gauge | [8 empty] | UST Currently In Use: 5; UST Temp Close: 0; AST Currently In Use: 0; AST Temp Closed: 0 | 5 | 0 | 0 | 25555-097-001938 | MALAXMI LLC
5308 | Currently in Use |  | 1975-01-01 06:00 |  | Petroleum | On road diesel | On road diesel | Retail | Steel | Steel | Field installed cathodic protection |  | Steel |  |  | Field installed cathodic protection | Catchment Basin, Single walled catchment basin | Automatic shutoff device At 95% full | Automatic shutoff device At 95% full |  |  | Automatic Tank Gauge | [8 empty] | UST Currently In Use: 5; UST Temp Close: 0; AST Currently In Use: 0; AST Temp Closed: 0 | 5 | 0 | 0 | 25555-097-001938 | MALAXMI LLC
5309 | Permanently Closed | 2000-09-01 06:00 | 1973-01-01 06:00 | 2002-08-12 06:00 | Petroleum | Unleaded gasoline | Unleaded gasoline | Retail | Steel | Steel | Field installed cathodic protection |  | Steel |  | 1901-01-01 06:00 | Field installed cathodic protection | Catchment Basin, Single walled catchment basin | Automatic shutoff device At 95% full | Automatic shutoff device At 95% full |  |  | Statistical Inventory Reconciliation (SIR) | [5 empty] | Statistical inventory reconciliation (SIR) | Statistical inventory reconciliation (SIR) |  | UST Currently In Use: 0; UST Temp Close: 0; AST Currently In Use: 0; AST Temp Closed: 0 | 0 | 0 | 3 | 10856-003-007829 | CARMELETA W BALDWIN
5310 | Permanently Closed | 2000-09-01 06:00 | 1973-01-01 06:00 | 2002-08-12 06:00 | Petroleum | Mid-grade gasoline | Mid-grade gasoline | Retail | Steel | Steel | Field installed cathodic protection |  | Steel |  | 1901-01-01 06:00 | Field installed cathodic protection | Catchment Basin, Single walled catchment basin | Automatic shutoff device At 95% full | Automatic shutoff device At 95% full |  |  | Statistical Inventory Reconciliation (SIR) | [5 empty] | Statistical inventory reconciliation (SIR) | Statistical inventory reconciliation (SIR) |  | UST Currently In Use: 0; UST Temp Close: 0; AST Currently In Use: 0; AST Temp Closed: 0 | 0 | 0 | 3 | 10856-003-007829 | CARMELETA W BALDWIN
5311 | Permanently Closed | 2000-09-01 06:00 | 1976-01-01 06:00 | 2002-08-12 06:00 | Petroleum | Premium gasoline | Premium gasoline | Retail | Steel | Steel | Field installed cathodic protection |  | Steel |  | 1901-01-01 06:00 | Field installed cathodic protection | Catchment Basin, Single walled catchment basin | Automatic shutoff device At 95% full | Automatic shutoff device At 95% full |  |  | Statistical Inventory Reconciliation (SIR) | [5 empty] | Statistical inventory reconciliation (SIR) | Statistical inventory reconciliation (SIR) |  | UST Currently In Use: 0; UST Temp Close: 0; AST Currently In Use: 0; AST Temp Closed: 0 | 0 | 0 | 3 | 10856-003-007829 | CARMELETA W BALDWIN
5312 | Temporary Closed | 2005-10-31 06:00 | 1971-01-01 06:00 |  | Petroleum | Unleaded gasoline | Unleaded gasoline | Retail | Steel | Steel | Field installed cathodic protection |  | Steel |  | 1901-01-01 06:00 | Field installed cathodic protection | Catchment Basin, Single walled catchment basin | Automatic shutoff device At 95% full | Automatic shutoff device At 95% full | [11 empty] | UST Currently In Use: 0; UST Temp Close: 2; AST Currently In Use: 0; AST Temp Closed: 0 | 0 | 2 | 0 | 22279-097-009649 | GENE & GLORIA CAPPS
5313 | Temporary Closed | 2005-10-31 06:00 | 1971-01-01 06:00 |  | Petroleum | Premium gasoline | Premium gasoline | Retail | Steel | Steel | Coated & cathodic protection (sti-P3), Field installed cathodic protection, 11/30/1998 |  | Steel |  | 1901-01-01 06:00 | Field installed cathodic protection | Catchment Basin, Single walled catchment basin | Automatic shutoff device At 95% full | Automatic shutoff device At 95% full | [11 empty] | UST Currently In Use: 0; UST Temp Close: 2; AST Currently In Use: 0; AST Temp Closed: 0 | 0 | 2 | 0 | 22279-097-009649 | GENE & GLORIA CAPPS
5314 | Permanently Closed | 1998-09-28 06:00 | 1949-01-01 06:00 | 1998-09-28 06:00 | Petroleum | On road diesel | On road diesel |  | Steel | Steel |  |  |  |  | 1901-01-01 06:00 | [15 empty] | UST Currently In Use: 0; UST Temp Close: 0; AST Currently In Use: 0; AST Temp Closed: 0 | 0 | 0 | 1 | 16762-015-000162 | ESTATE OF GORDN HOLMQUIST M MCMILLAN
5315 | Retired | 1985-01-01 06:00 | 1949-01-01 06:00 |  | Petroleum | Other, NONE | Other |  | Steel | Steel |  |  |  |  | 1901-01-01 06:00 | [15 empty] | UST Currently In Use: 0; UST Temp Close: 0; AST Currently In Use: 0; AST Temp Closed: 0 | 0 | 0 | 1 | 16762-015-000162 | ESTATE OF GORDN HOLMQUIST M MCMILLAN
5316 | Permanently Closed | 1990-01-01 06:00 | 1949-01-01 06:00 | 1990-01-01 06:00 | Petroleum | On road diesel | On road diesel |  | Steel | Steel |  |  |  |  | 1901-01-01 06:00 | [15 empty] | UST Currently In Use: 0; UST Temp Close: 0; AST Currently In Use: 0; AST Temp Closed: 0 | 0 | 0 | 4 | 10044-103-000163 | ABF FREIGHT SYSTEM INC
5317 | Permanently Closed | 1990-01-01 06:00 | 1949-01-01 06:00 | 1990-01-01 06:00 | Petroleum | Other, EMPTY | Other |  | Steel | Steel |  |  |  |  | 1901-01-01 06:00 | [15 empty] | UST Currently In Use: 0; UST Temp Close: 0; AST Currently In Use: 0; AST Temp Closed: 0 | 0 | 0 | 4 | 10044-103-000163 | ABF FREIGHT SYSTEM INC
5318 | Permanently Closed | 1990-01-01 06:00 | 1949-01-01 06:00 | 1990-01-01 06:00 | Petroleum | Other, EMPTY | Other |  | Steel | Steel |  |  |  |  | 1901-01-01 06:00 | [15 empty] | UST Currently In Use: 0; UST Temp Close: 0; AST Currently In Use: 0; AST Temp Closed: 0 | 0 | 0 | 4 | 10044-103-000163 | ABF FREIGHT SYSTEM INC
5319 | Permanently Closed | 2012-12-19 06:00 | 1990-02-01 06:00 | 2013-07-24 06:00 | Petroleum | On road diesel | On road diesel | Industrial | Double Wall, Fiberglass reinforced plastic | Fiberglass reinforced plastic |  |  | Double Wall, Steel, PVCCONTAIN |  | 1901-01-01 06:00 | Other, PCVCONTAIN | Catchment Basin, Single walled catchment basin | Automatic shutoff device At 95% full | Automatic shutoff device At 95% full | Interstitial Monitoring within Secondary Containment | SENSOR TO ATG | [9 empty] | UST Currently In Use: 0; UST Temp Close: 0; AST Currently In Use: 0; AST Temp Closed: 0 | 0 | 0 | 4 | 10044-103-000163 | ABF FREIGHT SYSTEM INC
5320 | Permanently Closed | 1901-01-01 06:00 | 1975-01-01 06:00 | 1988-12-21 06:00 | Petroleum | Unleaded gasoline | Unleaded gasoline |  | Steel | Steel |  | Painted or None | Steel |  | 1901-01-01 06:00 | [15 empty] | UST Currently In Use: 0; UST Temp Close: 0; AST Currently In Use: 0; AST Temp Closed: 0 | 0 | 0 | 2 | 10860-073-012296 | CMMC DEVELOPMENT COMPANY, LLC
5321 | Permanently Closed | 1901-01-01 06:00 | 1975-01-01 06:00 | 1988-12-21 06:00 | Petroleum | Unleaded gasoline | Unleaded gasoline |  | Steel | Steel |  | Painted or None | Steel |  | 1901-01-01 06:00 | [15 empty] | UST Currently In Use: 0; UST Temp Close: 0; AST Currently In Use: 0; AST Temp Closed: 0 | 0 | 0 | 2 | 10860-073-012296 | CMMC DEVELOPMENT COMPANY, LLC
5322 | Permanently Closed | 2010-10-01 06:00 | 1967-01-01 06:00 | 2021-07-14 06:00 | Petroleum | On road diesel | On road diesel | Emergency Power Generator, Industrial | Steel | Steel | Field installed cathodic protection, Interior lined (not allowed as a standalone method of corrosion protection) |  | Fiberglass reinforced plastic |  | 1901-01-01 06:00 |  | Catchment Basin, Single walled catchment basin | Automatic shutoff device At 95% full | Automatic shutoff device At 95% full |  |  | Continuous Automatic Tank Gauge | [8 empty] | UST Currently In Use: 0; UST Temp Close: 0; AST Currently In Use: 1; AST Temp Closed: 0 | 0 | 0 | 6 | 25195-073-012298 | THE LOVELADY CENTER
5323 | Permanently Closed | 2010-10-01 06:00 | 1967-01-01 06:00 | 2021-07-14 06:00 | Petroleum | On road diesel | On road diesel | Emergency Power Generator, Industrial | Steel | Steel | Field installed cathodic protection, Interior lined (not allowed as a standalone method of corrosion protection) |  | Fiberglass reinforced plastic |  | 1901-01-01 06:00 |  | Catchment Basin, Single walled catchment basin | Automatic shutoff device At 95% full | Automatic shutoff device At 95% full |  |  | Continuous Automatic Tank Gauge | [8 empty] | UST Currently In Use: 0; UST Temp Close: 0; AST Currently In Use: 1; AST Temp Closed: 0 | 0 | 0 | 6 | 25195-073-012298 | THE LOVELADY CENTER
5324 | Permanently Closed | 1901-01-01 06:00 | 1967-01-01 06:00 | 1988-11-30 06:00 | Petroleum | On road diesel | On road diesel |  | Steel | Steel |  | Painted or None | Steel |  | 1901-01-01 06:00 | [15 empty] | UST Currently In Use: 0; UST Temp Close: 0; AST Currently In Use: 1; AST Temp Closed: 0 | 0 | 0 | 6 | 25195-073-012298 | THE LOVELADY CENTER
5325 | Permanently Closed | 1971-09-01 06:00 | 1901-01-01 06:00 |  | Petroleum | Other, #5FUELOIL | Other |  | Steel | Steel |  |  |  |  | 1901-01-01 06:00 | [15 empty] | UST Currently In Use: 0; UST Temp Close: 0; AST Currently In Use: 1; AST Temp Closed: 0 | 0 | 0 | 6 | 25195-073-012298 | THE LOVELADY CENTER
5326 | Permanently Closed | 1971-09-01 06:00 | 1901-01-01 06:00 |  | Petroleum | Other, #5FUELOIL | Other |  | Steel | Steel |  |  |  |  | 1901-01-01 06:00 | [15 empty] | UST Currently In Use: 0; UST Temp Close: 0; AST Currently In Use: 1; AST Temp Closed: 0 | 0 | 0 | 6 | 25195-073-012298 | THE LOVELADY CENTER
5327 | Permanently Closed | 1971-09-01 06:00 | 1901-01-01 06:00 |  | Petroleum | Unleaded gasoline | Unleaded gasoline |  | Steel | Steel |  |  |  |  | 1901-01-01 06:00 | [15 empty] | UST Currently In Use: 0; UST Temp Close: 0; AST Currently In Use: 1; AST Temp Closed: 0 | 0 | 0 | 6 | 25195-073-012298 | THE LOVELADY CENTER
5328 | Temporary Closed | 2020-06-11 06:00 | 1984-01-01 06:00 |  | Petroleum | Aviation fuel (JP-4; etc.) | Aviation fuel (JP-4; etc.) | Industrial | Fiberglass reinforced plastic, Single Wall | Single Wall |  |  | Double Wall, Flexible | APT | 1901-01-01 06:00 |  | Other, ABOVEGRN | Audible high level alarm At 90% full | Audible high level alarm At 90% full |  |  | Continuous Automatic Tank Gauge |  | Containment Sump, Sump sensor relayed to automatically shut off submersible pump | Sump sensor relayed to automatically shut off submersible pump | Interstitial Monitoring within Secondary Containment | SENSOR TO ATG | Continuous alarm system | Continuous alarm system |  | UST Currently In Use: 0; UST Temp Close: 1; AST Currently In Use: 0; AST Temp Closed: 0 | 0 | 1 | 0 | 25195-073-014105 | THE LOVELADY CENTER
5329 | Permanently Closed | 1983-07-01 06:00 | 1979-01-01 06:00 | 1988-12-21 06:00 | Petroleum | On road diesel | On road diesel |  | Steel | Steel |  | Painted or None | Steel |  | 1901-01-01 06:00 | [15 empty] | UST Currently In Use: 0; UST Temp Close: 0; AST Currently In Use: 0; AST Temp Closed: 0 | 0 | 0 | 1 | 10861-073-012297 | CARRAWAY METHODIST MEDICAL CENTER
5330 | Permanently Closed | 1901-01-01 06:00 | 1967-01-01 06:00 |  | Petroleum | On road diesel | On road diesel |  | Steel | Steel |  | Painted or None | Steel |  | 1901-01-01 06:00 | [15 empty] | UST Currently In Use: 0; UST Temp Close: 0; AST Currently In Use: 0; AST Temp Closed: 0 | 0 | 0 | 4 | 10862-055-010950 | CARROLL'S GROCERY
5331 | Permanently Closed | 1901-01-01 06:00 | 1967-01-01 06:00 |  | Petroleum | Unleaded gasoline | Unleaded gasoline |  | Steel | Steel |  | Painted or None | Steel |  | 1901-01-01 06:00 | [15 empty] | UST Currently In Use: 0; UST Temp Close: 0; AST Currently In Use: 0; AST Temp Closed: 0 | 0 | 0 | 4 | 10862-055-010950 | CARROLL'S GROCERY
5332 | Permanently Closed | 1901-01-01 06:00 | 1976-01-01 06:00 |  | Petroleum | Unleaded gasoline | Unleaded gasoline |  | Steel | Steel |  | Painted or None | Steel |  | 1901-01-01 06:00 | [15 empty] | UST Currently In Use: 0; UST Temp Close: 0; AST Currently In Use: 0; AST Temp Closed: 0 | 0 | 0 | 4 | 10862-055-010950 | CARROLL'S GROCERY
5333 | Permanently Closed | 1901-01-01 06:00 | 1979-01-01 06:00 |  | Petroleum | Unleaded gasoline | Unleaded gasoline |  | Steel | Steel |  | Painted or None | Steel |  | 1901-01-01 06:00 | [15 empty] | UST Currently In Use: 0; UST Temp Close: 0; AST Currently In Use: 0; AST Temp Closed: 0 | 0 | 0 | 4 | 10862-055-010950 | CARROLL'S GROCERY
5334 | Temporary Closed | 2000-08-01 06:00 | 1980-01-01 06:00 |  | Petroleum | Premium gasoline | Premium gasoline | Retail | Steel | Steel | Field installed cathodic protection |  | Single Wall, Steel |  | 1901-01-01 06:00 | Field installed cathodic protection | Catchment Basin, Single walled catchment basin | Automatic shutoff device At 95% full | Automatic shutoff device At 95% full | [11 empty] | UST Currently In Use: 0; UST Temp Close: 5; AST Currently In Use: 0; AST Temp Closed: 0 | 0 | 5 | 0 | 10863-015-000667 | JAMES CARSON
5335 | Temporary Closed | 2000-08-01 06:00 | 1980-01-01 06:00 |  | Petroleum | Mid-grade gasoline | Mid-grade gasoline | Retail | Steel | Steel | Field installed cathodic protection |  | Steel |  | 1901-01-01 06:00 | Field installed cathodic protection | Catchment Basin, Single walled catchment basin | Automatic shutoff device At 95% full | Automatic shutoff device At 95% full | [11 empty] | UST Currently In Use: 0; UST Temp Close: 5; AST Currently In Use: 0; AST Temp Closed: 0 | 0 | 5 | 0 | 10863-015-000667 | JAMES CARSON
5336 | Temporary Closed | 2000-08-01 06:00 | 1980-01-01 06:00 |  | Petroleum | Unleaded gasoline | Unleaded gasoline | Retail | Steel | Steel | Field installed cathodic protection |  | Steel |  | 1901-01-01 06:00 | Field installed cathodic protection | Catchment Basin, Single walled catchment basin | Automatic shutoff device At 95% full | Automatic shutoff device At 95% full | [11 empty] | UST Currently In Use: 0; UST Temp Close: 5; AST Currently In Use: 0; AST Temp Closed: 0 | 0 | 5 | 0 | 10863-015-000667 | JAMES CARSON
5337 | Temporary Closed | 1995-12-04 06:00 | 1980-01-01 06:00 |  | Petroleum | Kerosene | Kerosene |  | Steel | Steel |  | Painted or None | Steel |  | 1901-01-01 06:00 | [15 empty] | UST Currently In Use: 0; UST Temp Close: 5; AST Currently In Use: 0; AST Temp Closed: 0 | 0 | 5 | 0 | 10863-015-000667 | JAMES CARSON
5338 | Temporary Closed | 1995-12-04 06:00 | 1980-01-01 06:00 |  | Petroleum | On road diesel | On road diesel |  | Steel | Steel |  | Painted or None | Steel |  | 1901-01-01 06:00 | [15 empty] | UST Currently In Use: 0; UST Temp Close: 5; AST Currently In Use: 0; AST Temp Closed: 0 | 0 | 5 | 0 | 10863-015-000667 | JAMES CARSON
5339 | Permanently Closed | 1901-01-01 06:00 | 1974-01-01 06:00 |  | Petroleum | On road diesel | On road diesel |  | Steel | Steel | Other, ALUM.PAINT |  | Steel |  | 1901-01-01 06:00 | [15 empty] | UST Currently In Use: 0; UST Temp Close: 0; AST Currently In Use: 0; AST Temp Closed: 0 | 0 | 0 | 1 | 10864-115-000551 | CARTER GOLF INC
5340 | Permanently Closed | 1901-01-01 06:00 | 1968-01-01 06:00 | 1990-12-12 06:00 | Petroleum | Unleaded gasoline | Unleaded gasoline |  | Steel | Steel |  |  |  |  | 1901-01-01 06:00 | [15 empty] | UST Currently In Use: 0; UST Temp Close: 0; AST Currently In Use: 0; AST Temp Closed: 0 | 0 | 0 | 3 | 10866-081-012921 | CARY'S SERVICE STATION
5341 | Permanently Closed | 1901-01-01 06:00 | 1968-01-01 06:00 | 1990-12-12 06:00 | Petroleum | Unleaded gasoline | Unleaded gasoline |  | Steel | Steel |  |  |  |  | 1901-01-01 06:00 | [15 empty] | UST Currently In Use: 0; UST Temp Close: 0; AST Currently In Use: 0; AST Temp Closed: 0 | 0 | 0 | 3 | 10866-081-012921 | CARY'S SERVICE STATION
5342 | Permanently Closed | 1901-01-01 06:00 | 1968-01-01 06:00 | 1990-12-12 06:00 | Petroleum | Unleaded gasoline | Unleaded gasoline |  | Steel | Steel |  |  |  |  | 1901-01-01 06:00 | [15 empty] | UST Currently In Use: 0; UST Temp Close: 0; AST Currently In Use: 0; AST Temp Closed: 0 | 0 | 0 | 3 | 10866-081-012921 | CARY'S SERVICE STATION
5343 | Permanently Closed | 1993-03-23 06:00 | 1979-01-01 06:00 | 1993-03-23 06:00 | Petroleum | On road diesel | On road diesel |  | Steel | Steel | Coated & cathodic protection (sti-P3) |  | Steel |  | 1901-01-01 06:00 | Field installed cathodic protection | [14 empty] | UST Currently In Use: 0; UST Temp Close: 0; AST Currently In Use: 5; AST Temp Closed: 0 | 0 | 0 | 1 | 10870-081-007208 | CASTONE CORP
5344 | Permanently Closed | 1982-01-01 06:00 | 1965-01-01 06:00 | 1989-01-30 06:00 | Petroleum | Unleaded gasoline | Unleaded gasoline |  | Steel | Steel |  | Painted or None | Steel |  | 1901-01-01 06:00 | [15 empty] | UST Currently In Use: 0; UST Temp Close: 0; AST Currently In Use: 0; AST Temp Closed: 0 | 0 | 0 | 2 | 10871-089-003462 | CATHERINE PEOPLES
5345 | Permanently Closed | 1982-12-01 06:00 | 1965-01-01 06:00 | 1989-01-30 06:00 | Petroleum | Unleaded gasoline | Unleaded gasoline |  | Steel | Steel |  | Painted or None | Steel |  | 1901-01-01 06:00 | [15 empty] | UST Currently In Use: 0; UST Temp Close: 0; AST Currently In Use: 0; AST Temp Closed: 0 | 0 | 0 | 2 | 10871-089-003462 | CATHERINE PEOPLES
5346 | Permanently Closed | 1988-04-01 06:00 | 1974-01-01 06:00 |  | Petroleum | Unleaded gasoline | Unleaded gasoline |  | Steel | Steel |  | Painted or None | Steel |  | 1901-01-01 06:00 | [15 empty] | UST Currently In Use: 0; UST Temp Close: 0; AST Currently In Use: 0; AST Temp Closed: 0 | 0 | 0 | 6 | 10872-073-003436 | CBI SERVICES INC
5347 | Permanently Closed | 1988-04-01 06:00 | 1970-01-01 06:00 |  | Petroleum | On road diesel | On road diesel |  | Steel | Steel |  | Painted or None | Steel |  | 1901-01-01 06:00 | [15 empty] | UST Currently In Use: 0; UST Temp Close: 0; AST Currently In Use: 0; AST Temp Closed: 0 | 0 | 0 | 6 | 10872-073-003436 | CBI SERVICES INC
5348 | Permanently Closed | 1985-09-01 06:00 | 1970-01-01 06:00 |  | Petroleum | Unleaded gasoline | Unleaded gasoline |  | Steel | Steel |  | Painted or None | Steel |  | 1901-01-01 06:00 | [15 empty] | UST Currently In Use: 0; UST Temp Close: 0; AST Currently In Use: 0; AST Temp Closed: 0 | 0 | 0 | 6 | 10872-073-003436 | CBI SERVICES INC
5349 | Permanently Closed | 1985-09-01 06:00 | 1970-01-01 06:00 |  | Petroleum | Unleaded gasoline | Unleaded gasoline |  | Steel | Steel |  | Painted or None | Steel |  | 1901-01-01 06:00 | [15 empty] | UST Currently In Use: 0; UST Temp Close: 0; AST Currently In Use: 0; AST Temp Closed: 0 | 0 | 0 | 6 | 10872-073-003436 | CBI SERVICES INC
5350 | Permanently Closed | 1984-02-01 06:00 | 1964-01-01 06:00 |  | Petroleum | Unleaded gasoline | Unleaded gasoline |  | Steel | Steel |  |  |  |  | 1901-01-01 06:00 | [15 empty] | UST Currently In Use: 0; UST Temp Close: 0; AST Currently In Use: 0; AST Temp Closed: 0 | 0 | 0 | 6 | 10872-073-003436 | CBI SERVICES INC
5351 | Permanently Closed | 1984-02-01 06:00 | 1964-01-01 06:00 |  | Petroleum | On road diesel | On road diesel |  | Steel | Steel |  |  |  |  | 1901-01-01 06:00 | [15 empty] | UST Currently In Use: 0; UST Temp Close: 0; AST Currently In Use: 0; AST Temp Closed: 0 | 0 | 0 | 6 | 10872-073-003436 | CBI SERVICES INC
5352 | Currently in Use |  | 1978-01-01 06:00 |  | Petroleum | Unleaded gasoline | Unleaded gasoline | Retail | Steel | Steel | Field installed cathodic protection |  | Steel |  |  | Field installed cathodic protection | Catchment Basin, Single walled catchment basin | Automatic shutoff device At 95% full | Automatic shutoff device At 95% full |  |  | Statistical Inventory Reconciliation (SIR) | [8 empty] | UST Currently In Use: 3; UST Temp Close: 0; AST Currently In Use: 0; AST Temp Closed: 0 | 3 | 0 | 2 | 10873-101-011998 | CCC ASSOCIATES INC
5353 | Currently in Use |  | 1978-01-01 06:00 |  | Petroleum | On road diesel | On road diesel | Retail | Steel | Steel | Field installed cathodic protection |  | Steel |  |  | Field installed cathodic protection | Catchment Basin, Single walled catchment basin | Automatic shutoff device At 95% full | Automatic shutoff device At 95% full |  |  | Statistical Inventory Reconciliation (SIR) | [8 empty] | UST Currently In Use: 3; UST Temp Close: 0; AST Currently In Use: 0; AST Temp Closed: 0 | 3 | 0 | 2 | 10873-101-011998 | CCC ASSOCIATES INC
5354 | Currently in Use |  | 1978-01-01 06:00 |  | Petroleum | On road diesel | On road diesel | Retail | Steel | Steel | Field installed cathodic protection |  | Steel |  |  | Field installed cathodic protection | Catchment Basin, Single walled catchment basin | Automatic shutoff device At 95% full | Automatic shutoff device At 95% full |  |  | Statistical Inventory Reconciliation (SIR) | [8 empty] | UST Currently In Use: 3; UST Temp Close: 0; AST Currently In Use: 0; AST Temp Closed: 0 | 3 | 0 | 2 | 10873-101-011998 | CCC ASSOCIATES INC
5355 | Permanently Closed | 1983-05-01 06:00 | 1968-01-01 06:00 |  | Petroleum | Other, EMPTY | Other | [7 empty] | 1901-01-01 06:00 | [15 empty] | UST Currently In Use: 3; UST Temp Close: 0; AST Currently In Use: 0; AST Temp Closed: 0 | 3 | 0 | 2 | 10873-101-011998 | CCC ASSOCIATES INC
5356 | Permanently Closed | 1983-05-01 06:00 | 1968-01-01 06:00 | 1987-12-15 06:00 | Petroleum | Other, EMPTY | Other | [7 empty] | 1901-01-01 06:00 | [15 empty] | UST Currently In Use: 3; UST Temp Close: 0; AST Currently In Use: 0; AST Temp Closed: 0 | 3 | 0 | 2 | 10873-101-011998 | CCC ASSOCIATES INC
5357 | Permanently Closed | 1999-02-28 06:00 | 1981-01-01 06:00 | 1999-02-28 06:00 | Petroleum | Other, NEW OIL | Other |  | Steel | Steel |  | Painted or None | Steel |  | 1901-01-01 06:00 | [15 empty] | UST Currently In Use: 0; UST Temp Close: 0; AST Currently In Use: 0; AST Temp Closed: 0 | 0 | 0 | 4 | 10874-089-002783 | CEASCO INC
5358 | Permanently Closed | 1999-02-28 06:00 | 1981-01-01 06:00 | 1999-02-28 06:00 | Petroleum | Other, TRANSFLUID | Other |  | Steel | Steel |  | Painted or None | Steel |  | 1901-01-01 06:00 | [15 empty] | UST Currently In Use: 0; UST Temp Close: 0; AST Currently In Use: 0; AST Temp Closed: 0 | 0 | 0 | 4 | 10874-089-002783 | CEASCO INC
5359 | Permanently Closed | 1999-02-28 06:00 | 1981-01-01 06:00 | 1999-02-28 06:00 | Petroleum | Other, NEW OIL | Other |  | Steel | Steel |  | Painted or None | Steel |  | 1901-01-01 06:00 | [15 empty] | UST Currently In Use: 0; UST Temp Close: 0; AST Currently In Use: 0; AST Temp Closed: 0 | 0 | 0 | 4 | 10874-089-002783 | CEASCO INC
5360 | Permanently Closed | 1999-02-28 06:00 | 1981-01-01 06:00 | 1999-02-28 06:00 | Petroleum | Used oil | Used oil |  | Steel | Steel |  | Painted or None | Steel |  | 1901-01-01 06:00 |  | Other, EXEMPT | Other, EXEMPT | Other | [11 empty] | UST Currently In Use: 0; UST Temp Close: 0; AST Currently In Use: 0; AST Temp Closed: 0 | 0 | 0 | 4 | 10874-089-002783 | CEASCO INC
5361 | Permanently Closed | 1999-05-04 06:00 | 1987-01-01 06:00 | 1999-05-04 06:00 | Petroleum | Other, MOTOR OIL | Other |  | Steel | Steel |  | Painted or None | Steel |  | 1901-01-01 06:00 | [15 empty] | UST Currently In Use: 0; UST Temp Close: 0; AST Currently In Use: 0; AST Temp Closed: 0 | 0 | 0 | 4 | 10874-089-013838 | CEASCO INC
5362 | Permanently Closed | 1999-05-04 06:00 | 1987-01-01 06:00 | 1999-05-04 06:00 | Petroleum | Other, MOTOR OIL | Other |  | Steel | Steel |  | Painted or None | Steel |  | 1901-01-01 06:00 | [15 empty] | UST Currently In Use: 0; UST Temp Close: 0; AST Currently In Use: 0; AST Temp Closed: 0 | 0 | 0 | 4 | 10874-089-013838 | CEASCO INC
5363 | Permanently Closed | 1999-05-04 06:00 | 1987-01-01 06:00 | 1999-05-04 06:00 | Petroleum | Used oil | Used oil |  | Steel | Steel |  | Painted or None | Steel |  | 1901-01-01 06:00 |  | Other, EXEMPT | Other, EXEMPT | Other | [11 empty] | UST Currently In Use: 0; UST Temp Close: 0; AST Currently In Use: 0; AST Temp Closed: 0 | 0 | 0 | 4 | 10874-089-013838 | CEASCO INC
5364 | Permanently Closed | 1999-05-04 06:00 | 1987-01-01 06:00 | 1999-05-04 06:00 | Petroleum | Other, TRANSFLUID | Other |  | Steel | Steel |  | Painted or None | Steel |  | 1901-01-01 06:00 | [15 empty] | UST Currently In Use: 0; UST Temp Close: 0; AST Currently In Use: 0; AST Temp Closed: 0 | 0 | 0 | 4 | 10874-089-013838 | CEASCO INC
5365 | Permanently Closed | 1998-01-01 06:00 | 1954-01-01 06:00 | 1998-01-20 06:00 | Petroleum | Unleaded gasoline | Unleaded gasoline |  | Steel | Steel |  |  | Steel |  | 1901-01-01 06:00 | [12 empty] | Annual line testing | Annual line testing |  | UST Currently In Use: 0; UST Temp Close: 0; AST Currently In Use: 0; AST Temp Closed: 0 | 0 | 0 | 3 | 10875-053-000709 | CECIL D WILLIAMSON
5366 | Permanently Closed | 1998-01-01 06:00 | 1954-01-01 06:00 | 1998-01-20 06:00 | Petroleum | Unleaded gasoline | Unleaded gasoline |  | Steel | Steel |  |  | Steel |  | 1901-01-01 06:00 | [12 empty] | Annual line testing | Annual line testing |  | UST Currently In Use: 0; UST Temp Close: 0; AST Currently In Use: 0; AST Temp Closed: 0 | 0 | 0 | 3 | 10875-053-000709 | CECIL D WILLIAMSON
5367 | Permanently Closed | 1998-01-01 06:00 | 1954-01-01 06:00 | 1998-01-20 06:00 | Petroleum | Unleaded gasoline | Unleaded gasoline |  | Steel | Steel |  |  | Steel |  | 1901-01-01 06:00 | [12 empty] | Annual line testing | Annual line testing |  | UST Currently In Use: 0; UST Temp Close: 0; AST Currently In Use: 0; AST Temp Closed: 0 | 0 | 0 | 3 | 10875-053-000709 | CECIL D WILLIAMSON
5368 | Currently in Use |  | 1981-01-01 06:00 |  | Petroleum | Unleaded gasoline | Unleaded gasoline | Retail | Single Wall, Steel | Steel | Field installed cathodic protection |  | Single Wall, Steel |  |  | Field installed cathodic protection | Catchment Basin, Single walled catchment basin | Automatic shutoff device At 95% full | Automatic shutoff device At 95% full |  |  | Automatic Tank Gauge |  | Automatic flow restrictor (MLLD) | Automatic flow restrictor (MLLD) |  |  | Statistical inventory reconciliation (SIR) | Statistical inventory reconciliation (SIR) |  | UST Currently In Use: 4; UST Temp Close: 1; AST Currently In Use: 0; AST Temp Closed: 0 | 4 | 1 | 0 | 15429-081-002506 | CHATTAHOOCHEE OIL CO
5369 | Currently in Use |  | 1981-01-01 06:00 |  | Petroleum | Mid-grade gasoline | Mid-grade gasoline | Retail | Single Wall, Steel | Steel | Field installed cathodic protection |  | Single Wall, Steel |  |  | Field installed cathodic protection | Catchment Basin, Single walled catchment basin | Automatic shutoff device At 95% full | Automatic shutoff device At 95% full |  |  | Automatic Tank Gauge |  | Automatic flow restrictor (MLLD) | Automatic flow restrictor (MLLD) |  |  | Statistical inventory reconciliation (SIR) | Statistical inventory reconciliation (SIR) |  | UST Currently In Use: 4; UST Temp Close: 1; AST Currently In Use: 0; AST Temp Closed: 0 | 4 | 1 | 0 | 15429-081-002506 | CHATTAHOOCHEE OIL CO
5370 | Permanently Closed | 1993-05-01 06:00 | 1979-01-01 06:00 | 1993-05-01 06:00 | Petroleum | Unleaded gasoline | Unleaded gasoline |  | Steel | Steel |  | Painted or None | Steel |  | 1901-01-01 06:00 | [15 empty] | UST Currently In Use: 0; UST Temp Close: 0; AST Currently In Use: 0; AST Temp Closed: 0 | 0 | 0 | 2 | 10878-015-008086 | CEDAR BLUFF OIL CO
5371 | Permanently Closed | 1993-05-01 06:00 | 1979-01-01 06:00 | 1993-05-01 06:00 | Petroleum | Unleaded gasoline | Unleaded gasoline |  | Steel | Steel |  | Painted or None | Steel |  | 1901-01-01 06:00 | [15 empty] | UST Currently In Use: 0; UST Temp Close: 0; AST Currently In Use: 0; AST Temp Closed: 0 | 0 | 0 | 2 | 10878-015-008086 | CEDAR BLUFF OIL CO
5372 | Permanently Closed | 1988-04-01 06:00 | 1974-01-01 06:00 |  | Petroleum | Unleaded gasoline | Unleaded gasoline |  | Steel | Steel |  | Painted or None | Steel |  | 1901-01-01 06:00 | [15 empty] | UST Currently In Use: 0; UST Temp Close: 0; AST Currently In Use: 0; AST Temp Closed: 0 | 0 | 0 | 4 | 10878-019-005715 | CEDAR BLUFF OIL CO
5373 | Permanently Closed | 1988-04-01 06:00 | 1972-01-01 06:00 |  | Petroleum | Unleaded gasoline | Unleaded gasoline |  | Steel | Steel |  | Painted or None | Steel |  | 1901-01-01 06:00 | [15 empty] | UST Currently In Use: 0; UST Temp Close: 0; AST Currently In Use: 0; AST Temp Closed: 0 | 0 | 0 | 4 | 10878-019-005715 | CEDAR BLUFF OIL CO
5374 | Permanently Closed | 1988-04-01 06:00 | 1970-01-01 06:00 |  | Petroleum | Unleaded gasoline | Unleaded gasoline |  | Steel | Steel |  | Painted or None | Steel |  | 1901-01-01 06:00 | [15 empty] | UST Currently In Use: 0; UST Temp Close: 0; AST Currently In Use: 0; AST Temp Closed: 0 | 0 | 0 | 4 | 10878-019-005715 | CEDAR BLUFF OIL CO
5375 | Permanently Closed | 1988-04-01 06:00 | 1970-01-01 06:00 |  | Petroleum | On road diesel | On road diesel |  | Steel | Steel |  | Painted or None | Steel |  | 1901-01-01 06:00 | [15 empty] | UST Currently In Use: 0; UST Temp Close: 0; AST Currently In Use: 0; AST Temp Closed: 0 | 0 | 0 | 4 | 10878-019-005715 | CEDAR BLUFF OIL CO
5376 | Permanently Closed | 1993-03-27 06:00 | 1972-01-01 06:00 | 1993-03-29 06:00 | Petroleum | Unleaded gasoline | Unleaded gasoline |  | Steel | Steel |  | Painted or None | Steel |  | 1901-01-01 06:00 | [15 empty] | UST Currently In Use: 0; UST Temp Close: 2; AST Currently In Use: 2; AST Temp Closed: 0 | 0 | 2 | 3 | 20981-019-005731 | NELSON ST CLAIR
5377 | Permanently Closed | 1993-03-27 06:00 | 1964-01-01 06:00 | 1993-03-29 06:00 | Petroleum | Unleaded gasoline | Unleaded gasoline |  | Steel | Steel |  | Painted or None | Steel |  | 1901-01-01 06:00 | [15 empty] | UST Currently In Use: 0; UST Temp Close: 2; AST Currently In Use: 2; AST Temp Closed: 0 | 0 | 2 | 3 | 20981-019-005731 | NELSON ST CLAIR
5378 | Permanently Closed | 1993-03-27 06:00 | 1964-01-01 06:00 | 1993-03-29 06:00 | Petroleum | Unleaded gasoline | Unleaded gasoline |  | Steel | Steel |  | Painted or None | Steel |  | 1901-01-01 06:00 | [15 empty] | UST Currently In Use: 0; UST Temp Close: 2; AST Currently In Use: 2; AST Temp Closed: 0 | 0 | 2 | 3 | 20981-019-005731 | NELSON ST CLAIR
5380 | Permanently Closed | 1993-04-01 06:00 | 1981-01-01 06:00 | 1987-01-01 06:00 | Petroleum | Unleaded gasoline | Unleaded gasoline |  | Steel | Steel |  | Painted or None | Steel |  | 1901-01-01 06:00 | [15 empty] | UST Currently In Use: 0; UST Temp Close: 0; AST Currently In Use: 0; AST Temp Closed: 0 | 0 | 0 | 1 | 10878-019-007768 | CEDAR BLUFF OIL CO
5381 | Retired | 1981-10-01 06:00 | 1971-01-01 06:00 |  | Petroleum | Other, OTHER | Other |  | Steel | Steel |  | Painted or None | Steel |  | 1901-01-01 06:00 | [15 empty] | UST Currently In Use: 0; UST Temp Close: 0; AST Currently In Use: 0; AST Temp Closed: 0 | 0 | 0 | 0 | 10878-019-007769 | CEDAR BLUFF OIL CO
5382 | Retired | 1981-10-01 06:00 | 1971-01-01 06:00 |  | Petroleum | Other, OTHER | Other |  | Steel | Steel |  | Painted or None | Steel |  | 1901-01-01 06:00 | [15 empty] | UST Currently In Use: 0; UST Temp Close: 0; AST Currently In Use: 0; AST Temp Closed: 0 | 0 | 0 | 0 | 10878-019-007769 | CEDAR BLUFF OIL CO
5383 | Retired | 1981-10-01 06:00 | 1973-01-01 06:00 |  | Petroleum | Other, OTHER | Other |  | Steel | Steel |  | Painted or None | Steel |  | 1901-01-01 06:00 | [15 empty] | UST Currently In Use: 0; UST Temp Close: 0; AST Currently In Use: 0; AST Temp Closed: 0 | 0 | 0 | 0 | 10878-019-007769 | CEDAR BLUFF OIL CO
5384 | Permanently Closed | 1988-05-01 06:00 | 1982-01-01 06:00 | 1988-05-01 06:00 | Petroleum | Unleaded gasoline | Unleaded gasoline |  | Steel | Steel |  | Painted or None | Steel |  | 1901-01-01 06:00 | [15 empty] | UST Currently In Use: 0; UST Temp Close: 0; AST Currently In Use: 0; AST Temp Closed: 0 | 0 | 0 | 1 | 10878-019-007770 | CEDAR BLUFF OIL CO
5385 | Retired | 1978-08-01 06:00 | 1963-01-01 06:00 |  | Petroleum | Other, OTHER | Other |  | Steel | Steel |  |  | Steel |  | 1901-01-01 06:00 | [15 empty] | UST Currently In Use: 0; UST Temp Close: 0; AST Currently In Use: 0; AST Temp Closed: 0 | 0 | 0 | 0 | 10878-019-007771 | CEDAR BLUFF OIL CO
5386 | Retired | 1978-08-01 06:00 | 1963-01-01 06:00 |  | Petroleum | Other, OTHER | Other |  | Steel | Steel |  |  | Steel |  | 1901-01-01 06:00 | [15 empty] | UST Currently In Use: 0; UST Temp Close: 0; AST Currently In Use: 0; AST Temp Closed: 0 | 0 | 0 | 0 | 10878-019-007771 | CEDAR BLUFF OIL CO
5387 | Permanently Closed | 1972-01-01 06:00 | 1963-01-01 06:00 |  | Petroleum | Other, OTHER | Other |  | Steel | Steel |  |  | Steel |  | 1901-01-01 06:00 | [15 empty] | UST Currently In Use: 0; UST Temp Close: 0; AST Currently In Use: 0; AST Temp Closed: 0 | 0 | 0 | 2 | 10878-019-007772 | CEDAR BLUFF OIL CO
5388 | Permanently Closed | 1972-01-01 06:00 | 1963-01-01 06:00 |  | Petroleum | Other, OTHER | Other |  | Steel | Steel |  |  | Steel |  | 1901-01-01 06:00 | [15 empty] | UST Currently In Use: 0; UST Temp Close: 0; AST Currently In Use: 0; AST Temp Closed: 0 | 0 | 0 | 2 | 10878-019-007772 | CEDAR BLUFF OIL CO
5389 | Retired | 1970-01-01 06:00 | 1938-01-01 06:00 |  | Petroleum | Other, OTHER | Other |  | Steel | Steel |  | Painted or None | Steel |  | 1901-01-01 06:00 | [15 empty] | UST Currently In Use: 0; UST Temp Close: 0; AST Currently In Use: 0; AST Temp Closed: 0 | 0 | 0 | 0 | 10878-019-007773 | CEDAR BLUFF OIL CO
5390 | Retired | 1970-01-01 06:00 | 1938-01-01 06:00 |  | Petroleum | Other, OTHER | Other |  | Steel | Steel |  | Painted or None | Steel |  | 1901-01-01 06:00 | [15 empty] | UST Currently In Use: 0; UST Temp Close: 0; AST Currently In Use: 0; AST Temp Closed: 0 | 0 | 0 | 0 | 10878-019-007773 | CEDAR BLUFF OIL CO
5391 | Retired | 1970-01-01 06:00 | 1938-01-01 06:00 |  | Petroleum | Other, OTHER | Other |  | Steel | Steel |  | Painted or None | Steel |  | 1901-01-01 06:00 | [15 empty] | UST Currently In Use: 0; UST Temp Close: 0; AST Currently In Use: 0; AST Temp Closed: 0 | 0 | 0 | 0 | 10878-019-007773 | CEDAR BLUFF OIL CO
5392 | Retired | 1973-01-01 06:00 | 1943-01-01 07:00 |  | Petroleum | Other, OTHER | Other |  | Steel | Steel |  | Painted or None | Steel |  | 1901-01-01 06:00 | [15 empty] | UST Currently In Use: 0; UST Temp Close: 0; AST Currently In Use: 0; AST Temp Closed: 0 | 0 | 0 | 0 | 10878-019-007774 | CEDAR BLUFF OIL CO
5393 | Retired | 1973-01-01 06:00 | 1943-01-01 07:00 |  | Petroleum | Other, OTHER | Other |  | Steel | Steel |  | Painted or None | Steel |  | 1901-01-01 06:00 | [15 empty] | UST Currently In Use: 0; UST Temp Close: 0; AST Currently In Use: 0; AST Temp Closed: 0 | 0 | 0 | 0 | 10878-019-007774 | CEDAR BLUFF OIL CO
5394 | Permanently Closed | 1993-03-30 06:00 | 1974-01-01 06:00 | 1993-03-30 06:00 | Petroleum | Unleaded gasoline | Unleaded gasoline |  | Steel | Steel |  | Painted or None | Steel |  | 1901-01-01 06:00 | [15 empty] | UST Currently In Use: 0; UST Temp Close: 0; AST Currently In Use: 0; AST Temp Closed: 0 | 0 | 0 | 2 | 10878-019-008083 | CEDAR BLUFF OIL CO
5395 | Permanently Closed | 1993-03-30 06:00 | 1974-01-01 06:00 | 1993-03-30 06:00 | Petroleum | Unleaded gasoline | Unleaded gasoline |  | Steel | Steel |  | Painted or None | Steel |  | 1901-01-01 06:00 | [15 empty] | UST Currently In Use: 0; UST Temp Close: 0; AST Currently In Use: 0; AST Temp Closed: 0 | 0 | 0 | 2 | 10878-019-008083 | CEDAR BLUFF OIL CO
5396 | Permanently Closed | 1992-10-01 06:00 | 1980-01-01 06:00 | 1994-10-08 06:00 | Petroleum | Unleaded gasoline | Unleaded gasoline |  | Steel | Steel |  | Painted or None | Steel |  | 1901-01-01 06:00 | [15 empty] | UST Currently In Use: 0; UST Temp Close: 0; AST Currently In Use: 0; AST Temp Closed: 0 | 0 | 0 | 3 | 10878-019-008084 | CEDAR BLUFF OIL CO
5397 | Permanently Closed | 1992-10-01 06:00 | 1980-01-01 06:00 | 1994-10-08 06:00 | Petroleum | Unleaded gasoline | Unleaded gasoline |  | Steel | Steel |  | Painted or None | Steel |  | 1901-01-01 06:00 | [15 empty] | UST Currently In Use: 0; UST Temp Close: 0; AST Currently In Use: 0; AST Temp Closed: 0 | 0 | 0 | 3 | 10878-019-008084 | CEDAR BLUFF OIL CO
5398 | Permanently Closed | 1992-10-01 06:00 | 1980-01-01 06:00 | 1994-10-08 06:00 | Petroleum | On road diesel | On road diesel |  | Steel | Steel |  | Painted or None | Steel |  | 1901-01-01 06:00 | [15 empty] | UST Currently In Use: 0; UST Temp Close: 0; AST Currently In Use: 0; AST Temp Closed: 0 | 0 | 0 | 3 | 10878-019-008084 | CEDAR BLUFF OIL CO
5399 | Permanently Closed | 1989-01-01 06:00 | 1987-01-01 06:00 | 1989-01-01 06:00 | Petroleum | Unleaded gasoline | Unleaded gasoline |  | Steel | Steel |  | Painted or None | Steel |  | 1901-01-01 06:00 |  | Catchment Basin, Single walled catchment basin | Flow Rest 90% Full | Flow Rest 90% Full | [8 empty] | Annual line testing | Annual line testing |  | UST Currently In Use: 0; UST Temp Close: 3; AST Currently In Use: 2; AST Temp Closed: 0 | 0 | 3 | 5 | 10878-019-008085 | CEDAR BLUFF OIL CO
5400 | Permanently Closed | 1989-01-01 06:00 | 1987-01-01 06:00 | 1989-01-01 06:00 | Petroleum | Unleaded gasoline | Unleaded gasoline |  | Steel | Steel |  | Painted or None | Steel |  | 1901-01-01 06:00 |  | Catchment Basin, Single walled catchment basin | Flow Rest 90% Full | Flow Rest 90% Full | [8 empty] | Annual line testing | Annual line testing |  | UST Currently In Use: 0; UST Temp Close: 3; AST Currently In Use: 2; AST Temp Closed: 0 | 0 | 3 | 5 | 10878-019-008085 | CEDAR BLUFF OIL CO
5401 | Permanently Closed | 1989-01-01 06:00 | 1987-01-01 06:00 | 1989-01-01 06:00 | Petroleum | On road diesel | On road diesel |  | Steel | Steel |  | Painted or None | Steel |  | 1901-01-01 06:00 |  | Catchment Basin, Single walled catchment basin | Flow Rest 90% Full | Flow Rest 90% Full | [8 empty] | Annual line testing | Annual line testing |  | UST Currently In Use: 0; UST Temp Close: 3; AST Currently In Use: 2; AST Temp Closed: 0 | 0 | 3 | 5 | 10878-019-008085 | CEDAR BLUFF OIL CO
5402 | Permanently Closed | 1994-08-09 06:00 | 1982-01-01 06:00 | 1994-08-09 06:00 | Petroleum | Unleaded gasoline | Unleaded gasoline |  | Steel | Steel |  |  | Steel |  | 1901-01-01 06:00 | [15 empty] | UST Currently In Use: 0; UST Temp Close: 0; AST Currently In Use: 0; AST Temp Closed: 0 | 0 | 0 | 3 | 10878-019-008087 | CEDAR BLUFF OIL CO
5403 | Permanently Closed | 1994-08-09 06:00 | 1982-01-01 06:00 | 1994-08-09 06:00 | Petroleum | Unleaded gasoline | Unleaded gasoline |  | Steel | Steel |  |  | Steel |  | 1901-01-01 06:00 | [15 empty] | UST Currently In Use: 0; UST Temp Close: 0; AST Currently In Use: 0; AST Temp Closed: 0 | 0 | 0 | 3 | 10878-019-008087 | CEDAR BLUFF OIL CO
5404 | Permanently Closed | 1994-08-09 06:00 | 1982-01-01 06:00 | 1994-08-09 06:00 | Petroleum | On road diesel | On road diesel |  | Steel | Steel |  |  | Steel |  | 1901-01-01 06:00 | [15 empty] | UST Currently In Use: 0; UST Temp Close: 0; AST Currently In Use: 0; AST Temp Closed: 0 | 0 | 0 | 3 | 10878-019-008087 | CEDAR BLUFF OIL CO
5405 | Currently in Use |  | 1986-02-01 06:00 |  | Petroleum | Unleaded gasoline | Unleaded gasoline | Retail | Single Wall, Steel | Steel | Field installed cathodic protection |  | Single Wall, Steel |  |  | Field installed cathodic protection | Catchment Basin, Single walled catchment basin | Automatic shutoff device At 95% full, Flow Rest 90% Full | Flow Rest 90% Full |  |  | Statistical Inventory Reconciliation (SIR) | [8 empty] | UST Currently In Use: 1; UST Temp Close: 2; AST Currently In Use: 0; AST Temp Closed: 0 | 1 | 2 | 0 | 21128-019-008089 | TECUMSEH ENTERPRISES INC
5406 | Temporary Closed | 2001-07-01 06:00 | 1986-02-01 06:00 |  | Petroleum | Unleaded gasoline | Unleaded gasoline | Retail | Single Wall, Steel | Steel | Field installed cathodic protection |  | Single Wall, Steel |  |  | Field installed cathodic protection | Catchment Basin, Single walled catchment basin | Flow Rest 90% Full | Flow Rest 90% Full |  |  | Statistical Inventory Reconciliation (SIR) | [8 empty] | UST Currently In Use: 1; UST Temp Close: 2; AST Currently In Use: 0; AST Temp Closed: 0 | 1 | 2 | 0 | 21128-019-008089 | TECUMSEH ENTERPRISES INC
5407 | Temporary Closed | 2010-01-01 06:00 | 1986-02-01 06:00 |  | Petroleum | Premium gasoline | Premium gasoline | Retail | Single Wall, Steel | Steel | Field installed cathodic protection |  | Single Wall, Steel |  |  | Field installed cathodic protection | Catchment Basin, Single walled catchment basin | Automatic shutoff device At 95% full, Flow Rest 90% Full | Flow Rest 90% Full |  |  | Statistical Inventory Reconciliation (SIR) | [8 empty] | UST Currently In Use: 1; UST Temp Close: 2; AST Currently In Use: 0; AST Temp Closed: 0 | 1 | 2 | 0 | 21128-019-008089 | TECUMSEH ENTERPRISES INC
5410 | Permanently Closed | 1901-01-01 06:00 | 1976-01-01 06:00 | 1988-06-01 06:00 | Petroleum | Unleaded gasoline | Unleaded gasoline |  | Steel | Steel |  | Painted or None | Steel |  | 1901-01-01 06:00 | [15 empty] | UST Currently In Use: 0; UST Temp Close: 0; AST Currently In Use: 0; AST Temp Closed: 0 | 0 | 0 | 2 | 10878-019-008091 | CEDAR BLUFF OIL CO
5411 | Permanently Closed | 1901-01-01 06:00 | 1976-01-01 06:00 | 1988-06-01 06:00 | Petroleum | Unleaded gasoline | Unleaded gasoline |  | Steel | Steel |  | Painted or None | Steel |  | 1901-01-01 06:00 | [15 empty] | UST Currently In Use: 0; UST Temp Close: 0; AST Currently In Use: 0; AST Temp Closed: 0 | 0 | 0 | 2 | 10878-019-008091 | CEDAR BLUFF OIL CO
5415 | Cannot Locate or abandoned | 1998-09-30 06:00 | 1978-01-01 06:00 |  | Petroleum | Unleaded gasoline | Unleaded gasoline |  | Steel, BY DOCK | Steel |  | Painted or None | Steel |  | 1901-01-01 06:00 | [15 empty] | UST Currently In Use: 0; UST Temp Close: 0; AST Currently In Use: 0; AST Temp Closed: 0 | 0 | 0 | 0 | 10878-019-008094 | CEDAR BLUFF OIL CO
5416 | Cannot Locate or abandoned | 1998-09-30 06:00 | 1974-01-01 06:00 |  | Petroleum | Unleaded gasoline | Unleaded gasoline |  | Steel, ON HILL | Steel |  | Painted or None | Steel |  | 1901-01-01 06:00 | [15 empty] | UST Currently In Use: 0; UST Temp Close: 0; AST Currently In Use: 0; AST Temp Closed: 0 | 0 | 0 | 0 | 10878-019-008094 | CEDAR BLUFF OIL CO
5417 | Permanently Closed | 2000-02-11 06:00 | 1983-01-01 06:00 | 2000-02-11 06:00 | Petroleum | Unleaded gasoline | Unleaded gasoline |  | Steel | Steel | Coated & cathodic protection (sti-P3) |  | Steel |  | 1901-01-01 06:00 | [15 empty] | UST Currently In Use: 0; UST Temp Close: 0; AST Currently In Use: 0; AST Temp Closed: 0 | 0 | 0 | 2 | 10878-019-008095 | CEDAR BLUFF OIL CO
5418 | Permanently Closed | 2000-02-11 06:00 | 1983-01-01 06:00 | 2000-02-11 06:00 | Petroleum | Unleaded gasoline | Unleaded gasoline |  | Steel | Steel | Coated & cathodic protection (sti-P3) |  | Steel |  | 1901-01-01 06:00 | [15 empty] | UST Currently In Use: 0; UST Temp Close: 0; AST Currently In Use: 0; AST Temp Closed: 0 | 0 | 0 | 2 | 10878-019-008095 | CEDAR BLUFF OIL CO
5419 | Permanently Closed | 1901-01-01 06:00 | 1983-01-01 06:00 | 1988-06-01 06:00 | Petroleum | Unleaded gasoline | Unleaded gasoline |  | Steel | Steel |  | Painted or None | Steel |  | 1901-01-01 06:00 | [15 empty] | UST Currently In Use: 0; UST Temp Close: 0; AST Currently In Use: 0; AST Temp Closed: 0 | 0 | 0 | 2 | 10878-019-008096 | CEDAR BLUFF OIL CO
5420 | Permanently Closed | 1901-01-01 06:00 | 1983-01-01 06:00 | 1988-06-01 06:00 | Petroleum | Unleaded gasoline | Unleaded gasoline |  | Steel | Steel |  | Painted or None | Steel |  | 1901-01-01 06:00 | [15 empty] | UST Currently In Use: 0; UST Temp Close: 0; AST Currently In Use: 0; AST Temp Closed: 0 | 0 | 0 | 2 | 10878-019-008096 | CEDAR BLUFF OIL CO
5426 | Permanently Closed | 1901-01-01 06:00 | 1977-01-01 06:00 | 1988-12-13 06:00 | Petroleum | Unleaded gasoline | Unleaded gasoline |  | Steel | Steel |  | Painted or None | Steel |  | 1901-01-01 06:00 | [15 empty] | UST Currently In Use: 0; UST Temp Close: 0; AST Currently In Use: 3; AST Temp Closed: 0 | 0 | 0 | 2 | 21054-059-007553 | SAINT GOBAIN VETROTEX AMERICA INC
5427 | Permanently Closed | 1901-01-01 06:00 | 1977-01-01 06:00 | 1988-12-13 06:00 | Petroleum | On road diesel | On road diesel |  | Steel | Steel |  | Painted or None | Steel |  | 1901-01-01 06:00 | [15 empty] | UST Currently In Use: 0; UST Temp Close: 0; AST Currently In Use: 3; AST Temp Closed: 0 | 0 | 0 | 2 | 21054-059-007553 | SAINT GOBAIN VETROTEX AMERICA INC
5428 | Permanently Closed | 1985-01-01 06:00 | 1951-01-01 06:00 | 1999-11-30 06:00 | Petroleum | Unleaded gasoline | Unleaded gasoline |  | Steel | Steel |  |  | Steel |  | 1901-01-01 06:00 | [12 empty] | Annual line testing | Annual line testing |  | UST Currently In Use: 0; UST Temp Close: 0; AST Currently In Use: 0; AST Temp Closed: 0 | 0 | 0 | 2 | 20592-021-010108 | CHILTON MEDICAL CENTER
5429 | Permanently Closed | 1998-12-21 06:00 | 1951-01-01 06:00 | 1999-11-30 06:00 | Petroleum | On road diesel | On road diesel | Emergency power generator | Steel | Steel |  |  | Steel |  | 1901-01-01 06:00 | [15 empty] | UST Currently In Use: 0; UST Temp Close: 0; AST Currently In Use: 0; AST Temp Closed: 0 | 0 | 0 | 2 | 20592-021-010108 | CHILTON MEDICAL CENTER
5431 | Permanently Closed | 1990-09-19 06:00 | 1972-01-01 06:00 | 1990-09-19 06:00 | Petroleum | Unleaded gasoline | Unleaded gasoline |  | Steel | Steel |  | Painted or None | Steel |  | 1901-01-01 06:00 | [15 empty] | UST Currently In Use: 0; UST Temp Close: 0; AST Currently In Use: 0; AST Temp Closed: 0 | 0 | 0 | 1 | 10883-117-003746 | CENTRAL ALABAMA PAVING INC
5432 | Currently in Use |  | 1984-01-01 06:00 |  | Petroleum | On road diesel | On road diesel | Emergency Power Generator, Industrial | Fiberglass reinforced plastic, Single Wall | Single Wall |  |  | Double Wall, Fiberglass reinforced plastic |  | 1901-01-01 06:00 |  | Catchment Basin, Single walled catchment basin | Audible high level alarm At 90% full, Automatic shutoff device At 95% full | Automatic shutoff device At 95% full |  |  | Continuous Automatic Tank Gauge | [8 empty] | UST Currently In Use: 1; UST Temp Close: 0; AST Currently In Use: 0; AST Temp Closed: 0 | 1 | 0 | 0 | 10884-073-013139 | COMPASS BANK
5433 | Permanently Closed | 1993-11-19 06:00 | 1981-01-01 06:00 | 2000-04-26 06:00 | Petroleum | On road diesel | On road diesel |  | Steel | Steel |  | Painted or None | Steel |  | 1901-01-01 06:00 | [15 empty] | UST Currently In Use: 0; UST Temp Close: 0; AST Currently In Use: 0; AST Temp Closed: 0 | 0 | 0 | 1 | 10885-073-011103 | KIRKPATRICK CONCRETE INC
5434 | Permanently Closed | 1989-07-01 06:00 | 1973-01-01 06:00 | 1989-07-01 06:00 | Petroleum | Unleaded gasoline | Unleaded gasoline |  | Steel | Steel |  | Painted or None | Steel |  | 1901-01-01 06:00 | [15 empty] | UST Currently In Use: 0; UST Temp Close: 0; AST Currently In Use: 0; AST Temp Closed: 0 | 0 | 0 | 2 | 10886-097-009392 | CENTRAL MACHINE WORKS
5435 | Permanently Closed | 1989-07-01 06:00 | 1973-01-01 06:00 | 1989-07-01 06:00 | Petroleum | Unleaded gasoline | Unleaded gasoline |  | Steel | Steel |  | Painted or None | Steel |  | 1901-01-01 06:00 | [15 empty] | UST Currently In Use: 0; UST Temp Close: 0; AST Currently In Use: 0; AST Temp Closed: 0 | 0 | 0 | 2 | 10886-097-009392 | CENTRAL MACHINE WORKS
5436 | Retired | 1972-05-01 06:00 | 1901-01-01 06:00 |  | Petroleum | Unleaded gasoline | Unleaded gasoline | [7 empty] | 1901-01-01 06:00 | [15 empty] | UST Currently In Use: 0; UST Temp Close: 0; AST Currently In Use: 0; AST Temp Closed: 0 | 0 | 0 | 0 | 10889-011-012285 | CENTRAL OF GEORGIA RAILWAY CO
5437 | Retired | 1968-06-01 06:00 | 1953-01-01 06:00 |  | Petroleum | Unleaded gasoline | Unleaded gasoline | [7 empty] | 1901-01-01 06:00 | [15 empty] | UST Currently In Use: 0; UST Temp Close: 0; AST Currently In Use: 0; AST Temp Closed: 0 | 0 | 0 | 0 | 10889-081-012286 | CENTRAL OF GEORGIA RAILWAY CO
5438 | Retired | 1970-01-01 06:00 | 1953-01-01 06:00 |  | Petroleum | Unleaded gasoline | Unleaded gasoline | [7 empty] | 1901-01-01 06:00 | [15 empty] | UST Currently In Use: 0; UST Temp Close: 0; AST Currently In Use: 0; AST Temp Closed: 0 | 0 | 0 | 0 | 10889-081-012286 | CENTRAL OF GEORGIA RAILWAY CO
5439 | Retired | 1975-01-01 06:00 | 1953-01-01 06:00 |  | Petroleum | Unleaded gasoline | Unleaded gasoline | [7 empty] | 1901-01-01 06:00 | [15 empty] | UST Currently In Use: 0; UST Temp Close: 0; AST Currently In Use: 0; AST Temp Closed: 0 | 0 | 0 | 0 | 10889-121-012288 | CENTRAL OF GEORGIA RAILWAY CO
5440 | Permanently Closed | 1901-01-01 06:00 | 1958-01-01 06:00 | 1988-06-30 06:00 | Petroleum | On road diesel | On road diesel |  | Steel | Steel |  | Painted or None | Steel |  | 1901-01-01 06:00 | [15 empty] | UST Currently In Use: 0; UST Temp Close: 0; AST Currently In Use: 0; AST Temp Closed: 0 | 0 | 0 | 5 | 10890-097-005977 | CENTRAL TRUCK LINES INC
5441 | Permanently Closed | 1901-01-01 06:00 | 1958-01-01 06:00 | 1988-06-30 06:00 | Petroleum | On road diesel | On road diesel |  | Steel | Steel |  | Painted or None | Steel |  | 1901-01-01 06:00 | [15 empty] | UST Currently In Use: 0; UST Temp Close: 0; AST Currently In Use: 0; AST Temp Closed: 0 | 0 | 0 | 5 | 10890-097-005977 | CENTRAL TRUCK LINES INC
5442 | Permanently Closed | 1901-01-01 06:00 | 1958-01-01 06:00 | 1988-06-30 06:00 | Petroleum | On road diesel | On road diesel |  | Steel | Steel |  | Painted or None | Steel |  | 1901-01-01 06:00 | [15 empty] | UST Currently In Use: 0; UST Temp Close: 0; AST Currently In Use: 0; AST Temp Closed: 0 | 0 | 0 | 5 | 10890-097-005977 | CENTRAL TRUCK LINES INC
5443 | Permanently Closed | 1901-01-01 06:00 | 1979-01-01 06:00 | 1988-06-30 06:00 | Petroleum | On road diesel | On road diesel |  | Steel | Steel |  | Painted or None | Steel |  | 1901-01-01 06:00 | [15 empty] | UST Currently In Use: 0; UST Temp Close: 0; AST Currently In Use: 0; AST Temp Closed: 0 | 0 | 0 | 5 | 10890-097-005977 | CENTRAL TRUCK LINES INC
5444 | Permanently Closed | 1901-01-01 06:00 | 1979-01-01 06:00 | 1988-06-30 06:00 | Petroleum | On road diesel | On road diesel |  | Steel | Steel |  | Painted or None | Other, NONE |  | 1901-01-01 06:00 | [15 empty] | UST Currently In Use: 0; UST Temp Close: 0; AST Currently In Use: 0; AST Temp Closed: 0 | 0 | 0 | 5 | 10890-097-005977 | CENTRAL TRUCK LINES INC
5445 | Retired | 1986-02-01 06:00 | 1974-01-01 06:00 |  | Petroleum | Unleaded gasoline | Unleaded gasoline |  | Steel | Steel |  | Painted or None | Steel |  | 1901-01-01 06:00 | [15 empty] | UST Currently In Use: 0; UST Temp Close: 0; AST Currently In Use: 0; AST Temp Closed: 0 | 0 | 0 | 0 | 10892-007-003692 | CENTREVILLE OIL CO
5446 | Retired | 1986-02-01 06:00 | 1974-01-01 06:00 |  | Petroleum | Unleaded gasoline | Unleaded gasoline |  | Steel | Steel |  | Painted or None | Steel |  | 1901-01-01 06:00 | [15 empty] | UST Currently In Use: 0; UST Temp Close: 0; AST Currently In Use: 0; AST Temp Closed: 0 | 0 | 0 | 0 | 10892-007-003692 | CENTREVILLE OIL CO
5447 | Retired | 1986-02-01 06:00 | 1974-01-01 06:00 |  | Petroleum | Unleaded gasoline | Unleaded gasoline |  | Steel | Steel |  | Painted or None | Steel |  | 1901-01-01 06:00 | [15 empty] | UST Currently In Use: 0; UST Temp Close: 0; AST Currently In Use: 0; AST Temp Closed: 0 | 0 | 0 | 0 | 10892-007-003692 | CENTREVILLE OIL CO
5448 | Retired | 1986-02-01 06:00 | 1974-01-01 06:00 |  | Petroleum | On road diesel | On road diesel |  | Steel | Steel |  | Painted or None | Steel |  | 1901-01-01 06:00 | [15 empty] | UST Currently In Use: 0; UST Temp Close: 0; AST Currently In Use: 0; AST Temp Closed: 0 | 0 | 0 | 0 | 10892-007-003692 | CENTREVILLE OIL CO
5455 | Permanently Closed | 1988-01-01 06:00 | 1964-01-01 06:00 | 1991-09-18 06:00 | Petroleum | Unleaded gasoline | Unleaded gasoline |  | Steel | Steel |  | Painted or None | Steel |  | 1901-01-01 06:00 | [15 empty] | UST Currently In Use: 0; UST Temp Close: 0; AST Currently In Use: 0; AST Temp Closed: 0 | 0 | 0 | 3 | 17480-007-006715 | PERRY MEIGS
5456 | Permanently Closed | 1988-01-01 06:00 | 1964-01-01 06:00 | 1991-09-18 06:00 | Petroleum | Unleaded gasoline | Unleaded gasoline |  | Steel | Steel |  | Painted or None | Steel |  | 1901-01-01 06:00 | [15 empty] | UST Currently In Use: 0; UST Temp Close: 0; AST Currently In Use: 0; AST Temp Closed: 0 | 0 | 0 | 3 | 17480-007-006715 | PERRY MEIGS
5457 | Permanently Closed | 1988-01-01 06:00 | 1964-01-01 06:00 | 1991-09-18 06:00 | Petroleum | Unleaded gasoline | Unleaded gasoline |  | Steel | Steel |  | Painted or None | Steel |  | 1901-01-01 06:00 | [15 empty] | UST Currently In Use: 0; UST Temp Close: 0; AST Currently In Use: 0; AST Temp Closed: 0 | 0 | 0 | 3 | 17480-007-006715 | PERRY MEIGS
5458 | Cannot Locate or abandoned | 1998-12-22 06:00 | 1969-01-01 06:00 |  | Petroleum | On road diesel | On road diesel |  | Steel | Steel |  | Painted or None | Steel |  | 1901-01-01 06:00 | [15 empty] | UST Currently In Use: 0; UST Temp Close: 0; AST Currently In Use: 0; AST Temp Closed: 0 | 0 | 0 | 0 | 10892-007-006716 | CENTREVILLE OIL CO
5459 | Cannot Locate or abandoned | 1998-12-22 06:00 | 1969-01-01 06:00 |  | Petroleum | Unleaded gasoline | Unleaded gasoline |  | Steel | Steel |  | Painted or None | Steel |  | 1901-01-01 06:00 | [15 empty] | UST Currently In Use: 0; UST Temp Close: 0; AST Currently In Use: 0; AST Temp Closed: 0 | 0 | 0 | 0 | 10892-007-006716 | CENTREVILLE OIL CO
5460 | Cannot Locate or abandoned | 1998-12-22 06:00 | 1969-01-01 06:00 |  | Petroleum | Unleaded gasoline | Unleaded gasoline |  | Steel | Steel |  | Painted or None | Steel |  | 1901-01-01 06:00 | [15 empty] | UST Currently In Use: 0; UST Temp Close: 0; AST Currently In Use: 0; AST Temp Closed: 0 | 0 | 0 | 0 | 10892-007-006716 | CENTREVILLE OIL CO
5461 | Cannot Locate or abandoned | 1998-12-22 06:00 | 1969-01-01 06:00 |  | Petroleum | Unleaded gasoline | Unleaded gasoline |  | Steel | Steel |  | Painted or None | Steel |  | 1901-01-01 06:00 | [15 empty] | UST Currently In Use: 0; UST Temp Close: 0; AST Currently In Use: 0; AST Temp Closed: 0 | 0 | 0 | 0 | 10892-007-006716 | CENTREVILLE OIL CO
5462 | Permanently Closed | 1998-10-21 06:00 | 1966-01-01 06:00 | 1998-10-21 06:00 | Petroleum | Unleaded gasoline | Unleaded gasoline |  | Steel | Steel |  | Painted or None | Steel |  | 1901-01-01 06:00 | [15 empty] | UST Currently In Use: 0; UST Temp Close: 0; AST Currently In Use: 0; AST Temp Closed: 0 | 0 | 0 | 3 | 10892-007-008547 | CENTREVILLE OIL CO
5463 | Permanently Closed | 1998-10-21 06:00 | 1966-01-01 06:00 | 1998-10-21 06:00 | Petroleum | Unleaded gasoline | Unleaded gasoline |  | Steel | Steel |  | Painted or None | Steel |  | 1901-01-01 06:00 | [15 empty] | UST Currently In Use: 0; UST Temp Close: 0; AST Currently In Use: 0; AST Temp Closed: 0 | 0 | 0 | 3 | 10892-007-008547 | CENTREVILLE OIL CO
5464 | Permanently Closed | 1998-10-21 06:00 | 1966-01-01 06:00 | 1998-10-21 06:00 | Petroleum | Unleaded gasoline | Unleaded gasoline |  | Steel | Steel |  | Painted or None | Steel |  | 1901-01-01 06:00 | [15 empty] | UST Currently In Use: 0; UST Temp Close: 0; AST Currently In Use: 0; AST Temp Closed: 0 | 0 | 0 | 3 | 10892-007-008547 | CENTREVILLE OIL CO
5465 | Retired | 1988-08-08 06:00 | 1966-01-01 06:00 |  | Petroleum | Unleaded gasoline | Unleaded gasoline |  | Steel | Steel |  | Painted or None | Steel |  | 1901-01-01 06:00 | [15 empty] | UST Currently In Use: 0; UST Temp Close: 0; AST Currently In Use: 0; AST Temp Closed: 0 | 0 | 0 | 3 | 10892-007-008547 | CENTREVILLE OIL CO
5466 | Permanently Closed | 1901-01-01 06:00 | 1976-01-01 06:00 | 2011-11-11 06:00 | Petroleum | On road diesel | On road diesel |  | Steel | Steel |  | Painted or None | Steel |  | 1901-01-01 06:00 | [15 empty] | UST Currently In Use: 0; UST Temp Close: 0; AST Currently In Use: 0; AST Temp Closed: 0 | 0 | 0 | 2 | 10892-007-008548 | CENTREVILLE OIL CO
5467 | Permanently Closed | 1901-01-01 06:00 | 1972-01-01 06:00 | 2011-11-11 06:00 | Petroleum | On road diesel | On road diesel |  | Steel | Steel |  | Painted or None | Steel |  | 1901-01-01 06:00 | [15 empty] | UST Currently In Use: 0; UST Temp Close: 0; AST Currently In Use: 0; AST Temp Closed: 0 | 0 | 0 | 2 | 10892-007-008548 | CENTREVILLE OIL CO
5471 | Permanently Closed | 1901-01-01 06:00 | 1979-01-01 06:00 | 2011-11-11 06:00 | Petroleum | Unleaded gasoline | Unleaded gasoline |  | Steel | Steel |  | Painted or None | Steel |  | 1901-01-01 06:00 | [15 empty] | UST Currently In Use: 0; UST Temp Close: 0; AST Currently In Use: 0; AST Temp Closed: 0 | 0 | 0 | 2 | 10892-007-008552 | CENTREVILLE OIL CO
5472 | Permanently Closed | 1901-01-01 06:00 | 1979-01-01 06:00 | 2011-11-11 06:00 | Petroleum | Unleaded gasoline | Unleaded gasoline |  | Steel | Steel |  | Painted or None | Steel |  | 1901-01-01 06:00 | [15 empty] | UST Currently In Use: 0; UST Temp Close: 0; AST Currently In Use: 0; AST Temp Closed: 0 | 0 | 0 | 2 | 10892-007-008552 | CENTREVILLE OIL CO
5473 | Permanently Closed | 1991-11-03 06:00 | 1964-01-01 06:00 | 1991-11-03 06:00 | Petroleum | On road diesel | On road diesel |  | Steel | Steel |  | Painted or None | Steel |  | 1901-01-01 06:00 | [15 empty] | UST Currently In Use: 0; UST Temp Close: 0; AST Currently In Use: 0; AST Temp Closed: 0 | 0 | 0 | 5 | 10892-021-008551 | CENTREVILLE OIL CO
5474 | Permanently Closed | 1991-11-03 06:00 | 1964-01-01 06:00 | 1991-11-03 06:00 | Petroleum | Unleaded gasoline | Unleaded gasoline |  | Steel | Steel |  | Painted or None | Steel |  | 1901-01-01 06:00 | [15 empty] | UST Currently In Use: 0; UST Temp Close: 0; AST Currently In Use: 0; AST Temp Closed: 0 | 0 | 0 | 5 | 10892-021-008551 | CENTREVILLE OIL CO
5475 | Permanently Closed | 1991-11-03 06:00 | 1964-01-01 06:00 | 1991-11-03 06:00 | Petroleum | Unleaded gasoline | Unleaded gasoline |  | Steel | Steel |  | Painted or None | Steel |  | 1901-01-01 06:00 | [15 empty] | UST Currently In Use: 0; UST Temp Close: 0; AST Currently In Use: 0; AST Temp Closed: 0 | 0 | 0 | 5 | 10892-021-008551 | CENTREVILLE OIL CO
5476 | Permanently Closed | 1991-11-03 06:00 | 1964-01-01 06:00 | 1991-11-03 06:00 | Petroleum | Unleaded gasoline | Unleaded gasoline |  | Steel | Steel |  | Painted or None | Steel |  | 1901-01-01 06:00 | [15 empty] | UST Currently In Use: 0; UST Temp Close: 0; AST Currently In Use: 0; AST Temp Closed: 0 | 0 | 0 | 5 | 10892-021-008551 | CENTREVILLE OIL CO
5477 | Permanently Closed | 1991-11-03 06:00 | 1964-01-01 06:00 | 1991-11-03 06:00 | Petroleum | Unleaded gasoline | Unleaded gasoline |  | Steel | Steel |  | Painted or None | Steel |  | 1901-01-01 06:00 | [15 empty] | UST Currently In Use: 0; UST Temp Close: 0; AST Currently In Use: 0; AST Temp Closed: 0 | 0 | 0 | 5 | 10892-021-008551 | CENTREVILLE OIL CO
5478 | Permanently Closed | 1901-01-01 06:00 | 1971-01-01 06:00 | 1986-06-12 06:00 | Petroleum | Unleaded gasoline | Unleaded gasoline |  | Steel | Steel |  | Painted or None | Steel |  | 1901-01-01 06:00 | [15 empty] | UST Currently In Use: 0; UST Temp Close: 0; AST Currently In Use: 0; AST Temp Closed: 0 | 0 | 0 | 2 | 10894-035-013051 | CHAMPION INTERNATIONAL CORP
5479 | Permanently Closed | 1901-01-01 06:00 | 1971-01-01 06:00 | 1986-06-12 06:00 | Petroleum | On road diesel | On road diesel |  | Steel | Steel |  | Painted or None | Steel |  | 1901-01-01 06:00 | [15 empty] | UST Currently In Use: 0; UST Temp Close: 0; AST Currently In Use: 0; AST Temp Closed: 0 | 0 | 0 | 2 | 10894-035-013051 | CHAMPION INTERNATIONAL CORP
5480 | Permanently Closed | 1901-01-01 06:00 | 1967-01-01 06:00 | 1988-01-01 06:00 | Petroleum | Unleaded gasoline | Unleaded gasoline | [7 empty] | 1901-01-01 06:00 | [15 empty] | UST Currently In Use: 0; UST Temp Close: 0; AST Currently In Use: 0; AST Temp Closed: 0 | 0 | 0 | 2 | 10894-099-013052 | CHAMPION INTERNATIONAL CORP
5481 | Permanently Closed | 1901-01-01 06:00 | 1967-01-01 06:00 | 1988-01-01 06:00 | Petroleum | On road diesel | On road diesel | [7 empty] | 1901-01-01 06:00 | [15 empty] | UST Currently In Use: 0; UST Temp Close: 0; AST Currently In Use: 0; AST Temp Closed: 0 | 0 | 0 | 2 | 10894-099-013052 | CHAMPION INTERNATIONAL CORP
5482 | Permanently Closed | 1901-01-01 06:00 | 1971-01-01 06:00 | 1988-06-25 06:00 | Petroleum | Unleaded gasoline | Unleaded gasoline | [7 empty] | 1901-01-01 06:00 | [15 empty] | UST Currently In Use: 0; UST Temp Close: 0; AST Currently In Use: 0; AST Temp Closed: 0 | 0 | 0 | 2 | 10894-129-013053 | CHAMPION INTERNATIONAL CORP
5483 | Permanently Closed | 1901-01-01 06:00 | 1953-01-01 06:00 | 1988-06-25 06:00 | Petroleum | On road diesel | On road diesel | [7 empty] | 1901-01-01 06:00 | [15 empty] | UST Currently In Use: 0; UST Temp Close: 0; AST Currently In Use: 0; AST Temp Closed: 0 | 0 | 0 | 2 | 10894-129-013053 | CHAMPION INTERNATIONAL CORP
5484 | Permanently Closed | 1989-12-04 06:00 | 1976-01-01 06:00 | 1989-12-04 06:00 | Petroleum | On road diesel | On road diesel |  | Steel | Steel |  | Painted or None | Steel |  | 1901-01-01 06:00 | [15 empty] | UST Currently In Use: 0; UST Temp Close: 0; AST Currently In Use: 0; AST Temp Closed: 0 | 0 | 0 | 2 | 10895-043-000944 | CHAMPION INTERNATIONAL CORP
5485 | Permanently Closed | 1989-12-04 06:00 | 1972-01-01 06:00 | 1989-12-04 06:00 | Petroleum | Unleaded gasoline | Unleaded gasoline |  | Steel | Steel |  | Painted or None | Steel |  | 1901-01-01 06:00 | [15 empty] | UST Currently In Use: 0; UST Temp Close: 0; AST Currently In Use: 0; AST Temp Closed: 0 | 0 | 0 | 2 | 10895-043-000944 | CHAMPION INTERNATIONAL CORP
5486 | Permanently Closed | 1992-10-12 06:00 | 1978-07-01 06:00 | 1992-10-12 06:00 | Petroleum | Unleaded gasoline | Unleaded gasoline |  | Steel | Steel |  | Painted or None | Steel |  | 1901-01-01 06:00 | [6 empty] | Manual Tank Gauging (only tanks 1000 gal. or less and 48” or 64” in diameter) | [8 empty] | UST Currently In Use: 0; UST Temp Close: 0; AST Currently In Use: 0; AST Temp Closed: 0 | 0 | 0 | 2 | 10895-059-000949 | CHAMPION INTERNATIONAL CORP
5487 | Permanently Closed | 1992-10-12 06:00 | 1978-07-01 06:00 | 1992-10-12 06:00 | Petroleum | On road diesel | On road diesel |  | Steel | Steel |  | Painted or None | Steel |  | 1901-01-01 06:00 | [6 empty] | Manual Tank Gauging (only tanks 1000 gal. or less and 48” or 64” in diameter) | [8 empty] | UST Currently In Use: 0; UST Temp Close: 0; AST Currently In Use: 0; AST Temp Closed: 0 | 0 | 0 | 2 | 10895-059-000949 | CHAMPION INTERNATIONAL CORP
5488 | Permanently Closed | 1992-10-14 06:00 | 1976-01-01 06:00 | 1992-10-14 06:00 | Petroleum | Unleaded gasoline | Unleaded gasoline |  | Steel | Steel |  | Painted or None | Steel |  | 1901-01-01 06:00 | [15 empty] | UST Currently In Use: 0; UST Temp Close: 0; AST Currently In Use: 0; AST Temp Closed: 0 | 0 | 0 | 2 | 10895-079-000948 | CHAMPION INTERNATIONAL CORP
5489 | Permanently Closed | 1992-10-14 06:00 | 1976-01-01 06:00 | 1992-10-14 06:00 | Petroleum | Used oil | Used oil |  | Steel | Steel |  | Painted or None | Steel |  | 1901-01-01 06:00 | [15 empty] | UST Currently In Use: 0; UST Temp Close: 0; AST Currently In Use: 0; AST Temp Closed: 0 | 0 | 0 | 2 | 10895-079-000948 | CHAMPION INTERNATIONAL CORP
5490 | Permanently Closed | 1989-12-04 06:00 | 1977-01-01 06:00 | 1989-12-04 06:00 | Petroleum | Unleaded gasoline | Unleaded gasoline |  | Steel | Steel |  | Painted or None | Steel |  | 1901-01-01 06:00 | [15 empty] | UST Currently In Use: 0; UST Temp Close: 0; AST Currently In Use: 0; AST Temp Closed: 0 | 0 | 0 | 1 | 10895-093-000946 | CHAMPION INTERNATIONAL CORP
5491 | Permanently Closed | 1901-01-01 06:00 | 1975-01-01 06:00 | 1988-02-25 06:00 | Petroleum | On road diesel | On road diesel |  | Steel | Steel |  | Painted or None | Steel |  | 1901-01-01 06:00 | [15 empty] | UST Currently In Use: 0; UST Temp Close: 0; AST Currently In Use: 0; AST Temp Closed: 0 | 0 | 0 | 2 | 10895-115-000951 | CHAMPION INTERNATIONAL CORP
5492 | Permanently Closed | 1901-01-01 06:00 | 1975-01-01 06:00 | 1988-02-25 06:00 | Petroleum | Unleaded gasoline | Unleaded gasoline |  | Steel | Steel |  | Painted or None | Steel |  | 1901-01-01 06:00 | [15 empty] | UST Currently In Use: 0; UST Temp Close: 0; AST Currently In Use: 0; AST Temp Closed: 0 | 0 | 0 | 2 | 10895-115-000951 | CHAMPION INTERNATIONAL CORP
5493 | Permanently Closed | 1992-11-06 06:00 | 1985-01-01 06:00 | 1992-11-06 06:00 | Petroleum | On road diesel | On road diesel |  | Steel | Steel | Coated & cathodic protection (sti-P3) |  |  |  | 1901-01-01 06:00 | Field installed cathodic protection | [14 empty] | UST Currently In Use: 0; UST Temp Close: 0; AST Currently In Use: 0; AST Temp Closed: 0 | 0 | 0 | 2 | 10895-127-013122 | CHAMPION INTERNATIONAL CORP
5494 | Permanently Closed | 1992-11-06 06:00 | 1985-01-01 06:00 | 1992-11-06 06:00 | Petroleum | Unleaded gasoline | Unleaded gasoline |  | Steel | Steel | Coated & cathodic protection (sti-P3) |  |  |  | 1901-01-01 06:00 | Field installed cathodic protection | [14 empty] | UST Currently In Use: 0; UST Temp Close: 0; AST Currently In Use: 0; AST Temp Closed: 0 | 0 | 0 | 2 | 10895-127-013122 | CHAMPION INTERNATIONAL CORP
5495 | Permanently Closed | 1989-12-04 06:00 | 1977-01-01 06:00 | 1989-12-04 06:00 | Petroleum | On road diesel | On road diesel |  | Steel | Steel |  | Painted or None | Steel |  | 1901-01-01 06:00 | [15 empty] | UST Currently In Use: 0; UST Temp Close: 0; AST Currently In Use: 0; AST Temp Closed: 0 | 0 | 0 | 2 | 10895-133-000947 | CHAMPION INTERNATIONAL CORP
5496 | Permanently Closed | 1989-12-04 06:00 | 1977-01-01 06:00 | 1989-12-04 06:00 | Petroleum | Unleaded gasoline | Unleaded gasoline |  | Steel | Steel |  | Painted or None | Steel |  | 1901-01-01 06:00 | [15 empty] | UST Currently In Use: 0; UST Temp Close: 0; AST Currently In Use: 0; AST Temp Closed: 0 | 0 | 0 | 2 | 10895-133-000947 | CHAMPION INTERNATIONAL CORP
5497 | Permanently Closed | 1989-10-23 06:00 | 1976-01-01 06:00 | 1989-10-23 06:00 | Petroleum | On road diesel | On road diesel |  | Steel | Steel |  | Painted or None | Steel |  | 1901-01-01 06:00 | [15 empty] | UST Currently In Use: 0; UST Temp Close: 0; AST Currently In Use: 0; AST Temp Closed: 0 | 0 | 0 | 2 | 10896-021-006261 | CHAMPION INTERNATIONAL CORP
5498 | Permanently Closed | 1989-10-23 06:00 | 1976-01-01 06:00 | 1989-10-23 06:00 | Petroleum | Unleaded gasoline | Unleaded gasoline |  | Steel | Steel |  | Painted or None | Steel |  | 1901-01-01 06:00 | [15 empty] | UST Currently In Use: 0; UST Temp Close: 0; AST Currently In Use: 0; AST Temp Closed: 0 | 0 | 0 | 2 | 10896-021-006261 | CHAMPION INTERNATIONAL CORP
5499 | Permanently Closed | 1989-09-17 06:00 | 1953-01-01 06:00 | 1989-09-17 06:00 | Petroleum | On road diesel | On road diesel |  | Steel | Steel |  |  | Steel |  | 1901-01-01 06:00 | [15 empty] | UST Currently In Use: 0; UST Temp Close: 0; AST Currently In Use: 0; AST Temp Closed: 4 | 0 | 0 | 3 | 10897-067-006021 | CHAMPION INTERNATIONAL CORP
5500 | Permanently Closed | 1989-09-17 06:00 | 1953-01-01 06:00 | 1989-09-17 06:00 | Petroleum | Unleaded gasoline | Unleaded gasoline |  | Steel | Steel |  |  | Steel |  | 1901-01-01 06:00 | [15 empty] | UST Currently In Use: 0; UST Temp Close: 0; AST Currently In Use: 0; AST Temp Closed: 4 | 0 | 0 | 3 | 10897-067-006021 | CHAMPION INTERNATIONAL CORP
5501 | Permanently Closed | 1989-09-17 06:00 | 1953-01-01 06:00 | 1989-09-17 06:00 | Petroleum | Other, OTHER | Other |  | Steel | Steel |  |  | Steel |  | 1901-01-01 06:00 | [15 empty] | UST Currently In Use: 0; UST Temp Close: 0; AST Currently In Use: 0; AST Temp Closed: 4 | 0 | 0 | 3 | 10897-067-006021 | CHAMPION INTERNATIONAL CORP
5502 | Permanently Closed | 1990-09-24 06:00 | 1973-01-01 06:00 | 1990-09-24 06:00 | Petroleum | Unleaded gasoline | Unleaded gasoline |  | Steel | Steel |  | Painted or None | Other, COAL TAR |  | 1901-01-01 06:00 | [15 empty] | UST Currently In Use: 0; UST Temp Close: 0; AST Currently In Use: 12; AST Temp Closed: 0 | 0 | 0 | 4 | 19410-079-004779 | INTERNATIONAL PAPER
5503 | Permanently Closed | 1990-09-24 06:00 | 1973-01-01 06:00 | 1990-09-24 06:00 | Petroleum | On road diesel | On road diesel |  | Steel | Steel |  | Painted or None | Other, COAL TAR |  | 1901-01-01 06:00 | [15 empty] | UST Currently In Use: 0; UST Temp Close: 0; AST Currently In Use: 12; AST Temp Closed: 0 | 0 | 0 | 4 | 19410-079-004779 | INTERNATIONAL PAPER
5504 | Permanently Closed | 1991-07-08 06:00 | 1973-01-01 06:00 | 1991-07-08 06:00 | Petroleum | On road diesel | On road diesel |  | Steel | Steel |  | Painted or None | Other, COAL TAR |  | 1901-01-01 06:00 | [15 empty] | UST Currently In Use: 0; UST Temp Close: 0; AST Currently In Use: 12; AST Temp Closed: 0 | 0 | 0 | 4 | 19410-079-004779 | INTERNATIONAL PAPER
5505 | Permanently Closed | 1991-07-12 06:00 | 1973-01-01 06:00 | 1991-07-12 06:00 | Petroleum | Used oil | Used oil |  | Steel | Steel | Interior lined (not allowed as a standalone method of corrosion protection) | Painted or None | Other, COAL TAR |  | 1901-01-01 06:00 | [15 empty] | UST Currently In Use: 0; UST Temp Close: 0; AST Currently In Use: 12; AST Temp Closed: 0 | 0 | 0 | 4 | 19410-079-004779 | INTERNATIONAL PAPER
5506 | Permanently Closed | 1989-12-01 06:00 | 1973-01-01 06:00 | 1989-12-01 06:00 | Petroleum | On road diesel | On road diesel |  | Steel | Steel |  |  |  |  | 1901-01-01 06:00 | [15 empty] | UST Currently In Use: 0; UST Temp Close: 0; AST Currently In Use: 0; AST Temp Closed: 0 | 0 | 0 | 2 | 10897-097-006022 | CHAMPION INTERNATIONAL CORP
5507 | Permanently Closed | 1989-12-01 06:00 | 1973-01-01 06:00 | 1989-12-01 06:00 | Petroleum | Unleaded gasoline | Unleaded gasoline |  | Steel | Steel |  |  |  |  | 1901-01-01 06:00 | [15 empty] | UST Currently In Use: 0; UST Temp Close: 0; AST Currently In Use: 0; AST Temp Closed: 0 | 0 | 0 | 2 | 10897-097-006022 | CHAMPION INTERNATIONAL CORP
5508 | Permanently Closed | 1997-05-01 06:00 | 1981-01-01 06:00 | 1997-06-03 06:00 | Petroleum | Unleaded gasoline | Unleaded gasoline | Retail | Steel | Steel |  | Painted or None | Steel |  | 1901-01-01 06:00 | [15 empty] | UST Currently In Use: 0; UST Temp Close: 0; AST Currently In Use: 0; AST Temp Closed: 0 | 0 | 0 | 2 | 10898-005-009891 | WADE CHAMPION
5509 | Permanently Closed | 1997-05-01 06:00 | 1981-01-01 06:00 | 1997-06-03 06:00 | Petroleum | Unleaded gasoline | Unleaded gasoline | Retail | Steel | Steel |  | Painted or None | Steel |  | 1901-01-01 06:00 | [15 empty] | UST Currently In Use: 0; UST Temp Close: 0; AST Currently In Use: 0; AST Temp Closed: 0 | 0 | 0 | 2 | 10898-005-009891 | WADE CHAMPION
5510 | Permanently Closed | 1992-10-02 06:00 | 1974-01-01 06:00 | 1998-10-02 06:00 | Petroleum | Used oil | Used oil |  | Steel | Steel |  | Painted or None | Steel |  | 1901-01-01 06:00 | [15 empty] | UST Currently In Use: 0; UST Temp Close: 0; AST Currently In Use: 0; AST Temp Closed: 0 | 0 | 0 | 1 | 10899-073-000837 | CHANDLERS GARAGE INC
5511 | Permanently Closed | 2013-02-06 06:00 | 1982-01-01 06:00 | 2013-02-06 06:00 | Petroleum | Unleaded gasoline | Unleaded gasoline | Retail | Steel | Steel | Field installed cathodic protection |  | Fiberglass reinforced plastic |  |  | Other, FLXS ISOLA | Catchment Basin, Single walled catchment basin | Flow Rest 90% Full | Flow Rest 90% Full |  |  | Automatic Tank Gauge |  |  |  | Interstitial Monitoring within Secondary Containment |  | Continuous alarm system | Continuous alarm system |  | UST Currently In Use: 0; UST Temp Close: 0; AST Currently In Use: 0; AST Temp Closed: 0 | 0 | 0 | 4 | 10900-123-007413 | CHAPMAN CORP
5512 | Permanently Closed | 2013-02-06 06:00 | 1982-01-01 06:00 | 2013-02-06 06:00 | Petroleum | Mid-grade gasoline | Mid-grade gasoline | Retail | Steel | Steel | Field installed cathodic protection |  | Fiberglass reinforced plastic |  |  | Other, FLXS ISOLA | Catchment Basin, Single walled catchment basin | Flow Rest 90% Full | Flow Rest 90% Full |  |  | Automatic Tank Gauge |  |  |  | Interstitial Monitoring within Secondary Containment |  | Continuous alarm system | Continuous alarm system |  | UST Currently In Use: 0; UST Temp Close: 0; AST Currently In Use: 0; AST Temp Closed: 0 | 0 | 0 | 4 | 10900-123-007413 | CHAPMAN CORP
5513 | Permanently Closed | 2013-02-06 06:00 | 1982-01-01 06:00 | 2013-02-06 06:00 | Petroleum | Premium gasoline | Premium gasoline | Retail | Steel | Steel | Field installed cathodic protection |  | Fiberglass reinforced plastic |  |  | Other, FLXS ISOLA | Catchment Basin, Single walled catchment basin | Flow Rest 90% Full | Flow Rest 90% Full |  |  | Automatic Tank Gauge |  |  |  | Interstitial Monitoring within Secondary Containment |  | Continuous alarm system | Continuous alarm system |  | UST Currently In Use: 0; UST Temp Close: 0; AST Currently In Use: 0; AST Temp Closed: 0 | 0 | 0 | 4 | 10900-123-007413 | CHAPMAN CORP
5514 | Permanently Closed | 2013-02-06 06:00 | 1982-01-01 06:00 | 2013-02-06 06:00 | Petroleum | On road diesel | On road diesel | Retail | Steel | Steel | Field installed cathodic protection |  | Fiberglass reinforced plastic |  |  | Other, FLXS ISOLA | Catchment Basin, Single walled catchment basin | Flow Rest 90% Full | Flow Rest 90% Full |  |  | Automatic Tank Gauge |  |  |  | Interstitial Monitoring within Secondary Containment |  | Continuous alarm system | Continuous alarm system |  | UST Currently In Use: 0; UST Temp Close: 0; AST Currently In Use: 0; AST Temp Closed: 0 | 0 | 0 | 4 | 10900-123-007413 | CHAPMAN CORP
5515 | Permanently Closed | 1901-01-01 06:00 | 1974-01-01 06:00 | 1991-01-10 06:00 | Petroleum | Unleaded gasoline | Unleaded gasoline | [7 empty] | 1901-01-01 06:00 | [15 empty] | UST Currently In Use: 0; UST Temp Close: 0; AST Currently In Use: 0; AST Temp Closed: 0 | 0 | 0 | 2 | 10901-069-002768 | CHAPMAN HOMES DIV OF CHAPMAN CORP
5516 | Permanently Closed | 2000-09-04 06:00 | 1974-01-01 06:00 | 2000-09-04 06:00 | Petroleum | On road diesel | On road diesel | [7 empty] | 1901-01-01 06:00 | [15 empty] | UST Currently In Use: 0; UST Temp Close: 0; AST Currently In Use: 0; AST Temp Closed: 0 | 0 | 0 | 2 | 10901-069-002768 | CHAPMAN HOMES DIV OF CHAPMAN CORP
5517 | Permanently Closed | 1998-12-01 06:00 | 1953-01-01 06:00 | 1999-09-14 06:00 | Petroleum | Unleaded gasoline | Unleaded gasoline | Retail | Steel | Steel |  | Painted or None | Steel |  | 1901-01-01 06:00 | [12 empty] | Annual line testing | Annual line testing |  | UST Currently In Use: 0; UST Temp Close: 0; AST Currently In Use: 0; AST Temp Closed: 0 | 0 | 0 | 4 | 10904-041-009070 | CHAPMAN OIL CO INC
5518 | Permanently Closed | 1998-12-01 06:00 | 1953-01-01 06:00 | 1999-09-14 06:00 | Petroleum | Unleaded gasoline | Unleaded gasoline | Retail | Steel | Steel |  | Painted or None | Steel |  | 1901-01-01 06:00 | [12 empty] | Annual line testing | Annual line testing |  | UST Currently In Use: 0; UST Temp Close: 0; AST Currently In Use: 0; AST Temp Closed: 0 | 0 | 0 | 4 | 10904-041-009070 | CHAPMAN OIL CO INC
5519 | Permanently Closed | 1998-12-01 06:00 | 1953-01-01 06:00 | 1999-09-14 06:00 | Petroleum | Unleaded gasoline | Unleaded gasoline | Retail | Steel | Steel |  | Painted or None | Steel |  | 1901-01-01 06:00 | [12 empty] | Annual line testing | Annual line testing |  | UST Currently In Use: 0; UST Temp Close: 0; AST Currently In Use: 0; AST Temp Closed: 0 | 0 | 0 | 4 | 10904-041-009070 | CHAPMAN OIL CO INC
5520 | Permanently Closed | 1998-12-01 06:00 | 1953-01-01 06:00 | 1999-09-14 06:00 | Petroleum | Used oil | Used oil | Retail | Steel | Steel |  | Painted or None | Steel |  | 1901-01-01 06:00 | [15 empty] | UST Currently In Use: 0; UST Temp Close: 0; AST Currently In Use: 0; AST Temp Closed: 0 | 0 | 0 | 4 | 10904-041-009070 | CHAPMAN OIL CO INC
5521 | Permanently Closed | 1995-01-15 06:00 | 1988-03-01 06:00 | 1995-02-23 06:00 | Petroleum | Unleaded gasoline | Unleaded gasoline | Retail | Steel | Steel | Coated & cathodic protection (sti-P3) |  | Steel |  | 1901-01-01 06:00 | [6 empty] | Statistical Inventory Reconciliation (SIR) | [5 empty] | Annual line testing, Statistical inventory reconciliation (SIR) | Statistical inventory reconciliation (SIR) |  | UST Currently In Use: 3; UST Temp Close: 0; AST Currently In Use: 0; AST Temp Closed: 0 | 3 | 0 | 4 | 23878-085-009831 | 185 FT DEPOSIT LLC
5522 | Permanently Closed | 1995-01-15 06:00 | 1988-03-01 06:00 | 1995-02-23 06:00 | Petroleum | Unleaded gasoline | Unleaded gasoline | Retail | Steel | Steel | Coated & cathodic protection (sti-P3) |  | Steel |  | 1901-01-01 06:00 | [6 empty] | Statistical Inventory Reconciliation (SIR) | [5 empty] | Annual line testing, Statistical inventory reconciliation (SIR) | Statistical inventory reconciliation (SIR) |  | UST Currently In Use: 3; UST Temp Close: 0; AST Currently In Use: 0; AST Temp Closed: 0 | 3 | 0 | 4 | 23878-085-009831 | 185 FT DEPOSIT LLC
5523 | Permanently Closed | 1995-01-15 06:00 | 1988-03-01 06:00 | 1995-02-23 06:00 | Petroleum | Unleaded gasoline | Unleaded gasoline | Retail | Steel | Steel | Coated & cathodic protection (sti-P3) |  | Steel |  | 1901-01-01 06:00 | [6 empty] | Statistical Inventory Reconciliation (SIR) | [5 empty] | Annual line testing, Statistical inventory reconciliation (SIR) | Statistical inventory reconciliation (SIR) |  | UST Currently In Use: 3; UST Temp Close: 0; AST Currently In Use: 0; AST Temp Closed: 0 | 3 | 0 | 4 | 23878-085-009831 | 185 FT DEPOSIT LLC
5524 | Permanently Closed | 1995-01-15 06:00 | 1979-01-01 06:00 | 1995-02-23 06:00 | Petroleum | On road diesel | On road diesel | Retail | Steel | Steel | Coated & cathodic protection (sti-P3) |  | Steel |  | 1901-01-01 06:00 | [6 empty] | Statistical Inventory Reconciliation (SIR) | [5 empty] | Annual line testing, Statistical inventory reconciliation (SIR) | Statistical inventory reconciliation (SIR) |  | UST Currently In Use: 3; UST Temp Close: 0; AST Currently In Use: 0; AST Temp Closed: 0 | 3 | 0 | 4 | 23878-085-009831 | 185 FT DEPOSIT LLC
5525 | Permanently Closed | 1997-12-01 06:00 | 1953-01-01 06:00 | 1999-10-22 06:00 | Petroleum | Unleaded gasoline | Unleaded gasoline | Retail | Steel | Steel |  | Painted or None | Steel |  | 1901-01-01 06:00 | [6 empty] | Statistical Inventory Reconciliation (SIR) | [8 empty] | UST Currently In Use: 0; UST Temp Close: 0; AST Currently In Use: 0; AST Temp Closed: 0 | 0 | 0 | 4 | 10904-109-009066 | CHAPMAN OIL CO INC
5526 | Permanently Closed | 1997-12-01 06:00 | 1953-01-01 06:00 | 1999-10-22 06:00 | Petroleum | Unleaded gasoline | Unleaded gasoline | Retail | Steel | Steel |  | Painted or None | Steel |  | 1901-01-01 06:00 | [6 empty] | Statistical Inventory Reconciliation (SIR) | [8 empty] | UST Currently In Use: 0; UST Temp Close: 0; AST Currently In Use: 0; AST Temp Closed: 0 | 0 | 0 | 4 | 10904-109-009066 | CHAPMAN OIL CO INC
5527 | Permanently Closed | 1997-12-01 06:00 | 1953-01-01 06:00 | 1999-10-22 06:00 | Petroleum | Unleaded gasoline | Unleaded gasoline | Retail | Steel | Steel |  | Painted or None | Steel |  | 1901-01-01 06:00 | [6 empty] | Statistical Inventory Reconciliation (SIR) | [8 empty] | UST Currently In Use: 0; UST Temp Close: 0; AST Currently In Use: 0; AST Temp Closed: 0 | 0 | 0 | 4 | 10904-109-009066 | CHAPMAN OIL CO INC
5528 | Permanently Closed | 1997-12-01 06:00 | 1980-01-01 06:00 | 1999-10-22 06:00 | Petroleum | Kerosene | Kerosene | Retail | Steel | Steel |  | Painted or None | Steel |  | 1901-01-01 06:00 | [15 empty] | UST Currently In Use: 0; UST Temp Close: 0; AST Currently In Use: 0; AST Temp Closed: 0 | 0 | 0 | 4 | 10904-109-009066 | CHAPMAN OIL CO INC
5529 | Permanently Closed | 1986-03-01 06:00 | 1963-01-01 06:00 | 1986-03-01 06:00 | Petroleum | Unleaded gasoline | Unleaded gasoline |  | Steel | Steel |  |  |  |  | 1901-01-01 06:00 | [15 empty] | UST Currently In Use: 0; UST Temp Close: 0; AST Currently In Use: 0; AST Temp Closed: 0 | 0 | 0 | 2 | 17403-109-009067 | SHELBY DUNN
5530 | Permanently Closed | 1986-03-01 06:00 | 1963-01-01 06:00 | 1986-03-01 06:00 | Petroleum | Unleaded gasoline | Unleaded gasoline |  | Steel | Steel |  |  |  |  | 1901-01-01 06:00 | [15 empty] | UST Currently In Use: 0; UST Temp Close: 0; AST Currently In Use: 0; AST Temp Closed: 0 | 0 | 0 | 2 | 17403-109-009067 | SHELBY DUNN
5531 | Permanently Closed | 1990-05-24 06:00 | 1980-01-01 06:00 |  | Petroleum | Unleaded gasoline | Unleaded gasoline |  | Steel | Steel |  |  |  |  | 1901-01-01 06:00 | [15 empty] | UST Currently In Use: 0; UST Temp Close: 0; AST Currently In Use: 0; AST Temp Closed: 0 | 0 | 0 | 2 | 10904-109-009829 | CHAPMAN OIL CO INC
5532 | Permanently Closed | 1990-05-24 06:00 | 1980-01-01 06:00 |  | Petroleum | Unleaded gasoline | Unleaded gasoline | [7 empty] | 1901-01-01 06:00 | [15 empty] | UST Currently In Use: 0; UST Temp Close: 0; AST Currently In Use: 0; AST Temp Closed: 0 | 0 | 0 | 2 | 10904-109-009829 | CHAPMAN OIL CO INC
5533 | Retired | 1981-01-01 06:00 | 1953-01-01 06:00 |  | Petroleum | Unleaded gasoline | Unleaded gasoline |  | Steel | Steel |  |  |  |  | 1901-01-01 06:00 | [15 empty] | UST Currently In Use: 0; UST Temp Close: 0; AST Currently In Use: 0; AST Temp Closed: 0 | 0 | 0 | 0 | 10904-109-009830 | CHAPMAN OIL CO INC
5534 | Temporary Closed | 2005-04-05 06:00 | 1976-01-01 06:00 |  | Petroleum | Unleaded gasoline | Unleaded gasoline | Retail | Steel | Steel | Field installed cathodic protection |  | Steel |  | 1901-01-01 06:00 | Field installed cathodic protection | Catchment Basin, Single walled catchment basin | Automatic shutoff device At 95% full | Automatic shutoff device At 95% full | [11 empty] | UST Currently In Use: 0; UST Temp Close: 3; AST Currently In Use: 0; AST Temp Closed: 0 | 0 | 3 | 0 | 20794-109-009834 | MELVIN OR ZEDELL COLEMAN KELLOGGS BP
5535 | Temporary Closed | 2005-04-05 06:00 | 1976-01-01 06:00 |  | Petroleum | Premium gasoline | Premium gasoline | Retail | Steel | Steel | Field installed cathodic protection |  | Steel |  | 1901-01-01 06:00 | Field installed cathodic protection | Catchment Basin, Single walled catchment basin | Automatic shutoff device At 95% full | Automatic shutoff device At 95% full | [11 empty] | UST Currently In Use: 0; UST Temp Close: 3; AST Currently In Use: 0; AST Temp Closed: 0 | 0 | 3 | 0 | 20794-109-009834 | MELVIN OR ZEDELL COLEMAN KELLOGGS BP
5536 | Temporary Closed | 2002-05-07 06:00 | 1983-09-01 06:00 |  | Petroleum | Kerosene | Kerosene | Retail | Steel | Steel | Field installed cathodic protection |  | Steel |  | 1901-01-01 06:00 | Field installed cathodic protection | Catchment Basin, Single walled catchment basin | Automatic shutoff device At 95% full | Automatic shutoff device At 95% full | [11 empty] | UST Currently In Use: 0; UST Temp Close: 3; AST Currently In Use: 0; AST Temp Closed: 0 | 0 | 3 | 0 | 20794-109-009834 | MELVIN OR ZEDELL COLEMAN KELLOGGS BP
5537 | Permanently Closed | 1991-11-05 06:00 | 1963-01-01 06:00 | 1991-11-05 06:00 | Petroleum | Unleaded gasoline | Unleaded gasoline |  | Steel | Steel |  | Painted or None |  |  | 1901-01-01 06:00 | [12 empty] | Annual line testing | Annual line testing |  | UST Currently In Use: 2; UST Temp Close: 0; AST Currently In Use: 0; AST Temp Closed: 0 | 2 | 0 | 8 | 13364-109-009835 | MCKENZIE OIL COMPANY, INC.
5538 | Permanently Closed | 1991-11-05 06:00 | 1963-01-01 06:00 | 1991-11-05 06:00 | Petroleum | Unleaded gasoline | Unleaded gasoline |  | Steel | Steel |  | Painted or None |  |  | 1901-01-01 06:00 | [12 empty] | Annual line testing | Annual line testing |  | UST Currently In Use: 2; UST Temp Close: 0; AST Currently In Use: 0; AST Temp Closed: 0 | 2 | 0 | 8 | 13364-109-009835 | MCKENZIE OIL COMPANY, INC.
5539 | Permanently Closed | 1991-11-05 06:00 | 1963-01-01 06:00 | 1991-11-05 06:00 | Petroleum | Unleaded gasoline | Unleaded gasoline |  | Steel | Steel |  | Painted or None |  |  | 1901-01-01 06:00 | [12 empty] | Annual line testing | Annual line testing |  | UST Currently In Use: 2; UST Temp Close: 0; AST Currently In Use: 0; AST Temp Closed: 0 | 2 | 0 | 8 | 13364-109-009835 | MCKENZIE OIL COMPANY, INC.
5540 | Permanently Closed | 1991-11-05 06:00 | 1981-01-01 06:00 | 1991-11-05 06:00 | Petroleum | On road diesel | On road diesel |  | Steel | Steel |  | Painted or None |  |  | 1901-01-01 06:00 | [12 empty] | Annual line testing | Annual line testing |  | UST Currently In Use: 2; UST Temp Close: 0; AST Currently In Use: 0; AST Temp Closed: 0 | 2 | 0 | 8 | 13364-109-009835 | MCKENZIE OIL COMPANY, INC.
5541 | Retired | 1985-01-01 06:00 | 1963-01-01 06:00 |  | Petroleum | On road diesel | On road diesel |  | Steel | Steel |  | Painted or None |  |  | 1901-01-01 06:00 | [15 empty] | UST Currently In Use: 2; UST Temp Close: 0; AST Currently In Use: 0; AST Temp Closed: 0 | 2 | 0 | 8 | 13364-109-009835 | MCKENZIE OIL COMPANY, INC.
5542 | Permanently Closed | 1998-12-01 06:00 | 1953-01-01 06:00 | 1999-09-29 06:00 | Petroleum | Unleaded gasoline | Unleaded gasoline | Retail | Steel | Steel |  | Painted or None | Steel |  | 1901-01-01 06:00 | [6 empty] | Statistical Inventory Reconciliation (SIR) | [8 empty] | UST Currently In Use: 0; UST Temp Close: 0; AST Currently In Use: 0; AST Temp Closed: 0 | 0 | 0 | 4 | 10904-109-009836 | CHAPMAN OIL CO INC
5543 | Permanently Closed | 1998-12-01 06:00 | 1953-01-01 06:00 | 1999-09-29 06:00 | Petroleum | Unleaded gasoline | Unleaded gasoline | Retail | Steel | Steel |  | Painted or None | Steel |  | 1901-01-01 06:00 | [6 empty] | Statistical Inventory Reconciliation (SIR) | [8 empty] | UST Currently In Use: 0; UST Temp Close: 0; AST Currently In Use: 0; AST Temp Closed: 0 | 0 | 0 | 4 | 10904-109-009836 | CHAPMAN OIL CO INC
5544 | Permanently Closed | 1998-12-01 06:00 | 1953-01-01 06:00 | 1999-09-29 06:00 | Petroleum | Unleaded gasoline | Unleaded gasoline | Retail | Steel | Steel |  | Painted or None | Steel |  | 1901-01-01 06:00 | [6 empty] | Statistical Inventory Reconciliation (SIR) | [8 empty] | UST Currently In Use: 0; UST Temp Close: 0; AST Currently In Use: 0; AST Temp Closed: 0 | 0 | 0 | 4 | 10904-109-009836 | CHAPMAN OIL CO INC
5545 | Permanently Closed | 1998-12-01 06:00 | 1953-01-01 06:00 | 1999-09-29 06:00 | Petroleum | Used oil | Used oil | Retail | Steel | Steel |  | Painted or None | Steel |  | 1901-01-01 06:00 | [15 empty] | UST Currently In Use: 0; UST Temp Close: 0; AST Currently In Use: 0; AST Temp Closed: 0 | 0 | 0 | 4 | 10904-109-009836 | CHAPMAN OIL CO INC
5546 | Permanently Closed | 1901-01-01 06:00 | 1982-01-01 06:00 | 2011-11-11 06:00 | Petroleum | Unleaded gasoline | Unleaded gasoline |  | Steel | Steel | Coated & cathodic protection (sti-P3) |  | Fiberglass reinforced plastic |  | 1901-01-01 06:00 | [15 empty] | UST Currently In Use: 0; UST Temp Close: 0; AST Currently In Use: 0; AST Temp Closed: 0 | 0 | 0 | 3 | 10904-109-009837 | CHAPMAN OIL CO INC
5547 | Permanently Closed | 1901-01-01 06:00 | 1982-01-01 06:00 | 2011-11-11 06:00 | Petroleum | Unleaded gasoline | Unleaded gasoline |  | Fiberglass coated steel | Fiberglass coated steel |  |  | Fiberglass reinforced plastic |  | 1901-01-01 06:00 | [15 empty] | UST Currently In Use: 0; UST Temp Close: 0; AST Currently In Use: 0; AST Temp Closed: 0 | 0 | 0 | 3 | 10904-109-009837 | CHAPMAN OIL CO INC
5548 | Permanently Closed | 1901-01-01 06:00 | 1982-01-01 06:00 | 2011-11-11 06:00 | Petroleum | Unleaded gasoline | Unleaded gasoline |  | Fiberglass coated steel | Fiberglass coated steel |  |  | Fiberglass reinforced plastic |  | 1901-01-01 06:00 | [15 empty] | UST Currently In Use: 0; UST Temp Close: 0; AST Currently In Use: 0; AST Temp Closed: 0 | 0 | 0 | 3 | 10904-109-009837 | CHAPMAN OIL CO INC
5549 | Permanently Closed | 1983-01-01 06:00 | 1933-01-01 06:00 | 1988-09-12 06:00 | Petroleum | Other, EMPTY | Other | [7 empty] | 1901-01-01 06:00 | [15 empty] | UST Currently In Use: 0; UST Temp Close: 0; AST Currently In Use: 0; AST Temp Closed: 0 | 0 | 0 | 2 | 10904-109-009839 | CHAPMAN OIL CO INC
5550 | Permanently Closed | 1983-01-01 06:00 | 1933-01-01 06:00 | 1988-09-12 06:00 | Petroleum | Other, EMPTY | Other | [7 empty] | 1901-01-01 06:00 | [15 empty] | UST Currently In Use: 0; UST Temp Close: 0; AST Currently In Use: 0; AST Temp Closed: 0 | 0 | 0 | 2 | 10904-109-009839 | CHAPMAN OIL CO INC
5551 | Permanently Closed | 1901-01-01 06:00 | 1963-01-01 06:00 | 2011-11-11 06:00 | Petroleum | On road diesel | On road diesel | [7 empty] | 1901-01-01 06:00 | [15 empty] | UST Currently In Use: 0; UST Temp Close: 0; AST Currently In Use: 0; AST Temp Closed: 0 | 0 | 0 | 1 | 10904-109-009840 | CHAPMAN OIL CO INC
5552 | Permanently Closed | 1990-03-28 06:00 | 1952-01-01 06:00 | 1990-03-28 06:00 | Petroleum | Unleaded gasoline | Unleaded gasoline |  | Steel | Steel |  | Painted or None |  |  | 1901-01-01 06:00 | [15 empty] | UST Currently In Use: 0; UST Temp Close: 0; AST Currently In Use: 0; AST Temp Closed: 0 | 0 | 0 | 4 | 10904-109-011897 | CHAPMAN OIL CO INC
5553 | Permanently Closed | 1990-03-28 06:00 | 1952-01-01 06:00 | 1990-03-28 06:00 | Petroleum | Unleaded gasoline | Unleaded gasoline |  | Steel | Steel |  | Painted or None |  |  | 1901-01-01 06:00 | [15 empty] | UST Currently In Use: 0; UST Temp Close: 0; AST Currently In Use: 0; AST Temp Closed: 0 | 0 | 0 | 4 | 10904-109-011897 | CHAPMAN OIL CO INC
5554 | Permanently Closed | 1990-03-28 06:00 | 1941-01-01 06:00 | 1990-03-28 06:00 | Petroleum | Unleaded gasoline | Unleaded gasoline |  | Steel | Steel |  | Painted or None |  |  | 1901-01-01 06:00 | [15 empty] | UST Currently In Use: 0; UST Temp Close: 0; AST Currently In Use: 0; AST Temp Closed: 0 | 0 | 0 | 4 | 10904-109-011897 | CHAPMAN OIL CO INC
5555 | Permanently Closed | 1990-03-28 06:00 | 1941-01-01 06:00 | 1990-03-28 06:00 | Petroleum | Used oil | Used oil |  | Steel | Steel |  |  |  |  | 1901-01-01 06:00 | [15 empty] | UST Currently In Use: 0; UST Temp Close: 0; AST Currently In Use: 0; AST Temp Closed: 0 | 0 | 0 | 4 | 10904-109-011897 | CHAPMAN OIL CO INC
5556 | Permanently Closed | 1990-05-23 06:00 | 1953-01-01 06:00 | 1990-05-23 06:00 | Petroleum | Unleaded gasoline | Unleaded gasoline |  | Steel | Steel |  | Painted or None |  |  | 1901-01-01 06:00 | [15 empty] | UST Currently In Use: 0; UST Temp Close: 0; AST Currently In Use: 0; AST Temp Closed: 0 | 0 | 0 | 4 | 10904-109-012662 | CHAPMAN OIL CO INC
5557 | Permanently Closed | 1990-05-23 06:00 | 1953-01-01 06:00 | 1990-05-23 06:00 | Petroleum | Unleaded gasoline | Unleaded gasoline |  | Steel | Steel |  | Painted or None |  |  | 1901-01-01 06:00 | [15 empty] | UST Currently In Use: 0; UST Temp Close: 0; AST Currently In Use: 0; AST Temp Closed: 0 | 0 | 0 | 4 | 10904-109-012662 | CHAPMAN OIL CO INC
5558 | Permanently Closed | 1990-05-23 06:00 | 1953-01-01 06:00 | 1990-05-23 06:00 | Petroleum | Unleaded gasoline | Unleaded gasoline |  | Steel | Steel |  | Painted or None |  |  | 1901-01-01 06:00 | [15 empty] | UST Currently In Use: 0; UST Temp Close: 0; AST Currently In Use: 0; AST Temp Closed: 0 | 0 | 0 | 4 | 10904-109-012662 | CHAPMAN OIL CO INC
5559 | Permanently Closed | 1990-05-23 06:00 | 1953-01-01 06:00 | 1990-05-23 06:00 | Petroleum | Used oil | Used oil |  | Steel | Steel |  | Painted or None |  |  | 1901-01-01 06:00 | [15 empty] | UST Currently In Use: 0; UST Temp Close: 0; AST Currently In Use: 0; AST Temp Closed: 0 | 0 | 0 | 4 | 10904-109-012662 | CHAPMAN OIL CO INC
5560 | Permanently Closed | 2003-10-30 06:00 | 1988-01-01 06:00 | 2004-02-23 06:00 | Petroleum | Unleaded gasoline | Unleaded gasoline | Retail | Fiberglass reinforced plastic | Fiberglass reinforced plastic |  |  | Fiberglass reinforced plastic |  | 1901-01-01 06:00 | None | Catchment Basin, Single walled catchment basin | Automatic shutoff device At 95% full | Automatic shutoff device At 95% full |  |  | Automatic Tank Gauge, Statistical Inventory Reconciliation (SIR) | [5 empty] | Annual line testing, Statistical inventory reconciliation (SIR) | Statistical inventory reconciliation (SIR) |  | UST Currently In Use: 0; UST Temp Close: 0; AST Currently In Use: 0; AST Temp Closed: 0 | 0 | 0 | 5 | 10475-109-012953 | BEN F BEARD OIL CO INC
5561 | Permanently Closed | 2003-10-30 06:00 | 1988-01-01 06:00 | 2004-02-23 06:00 | Petroleum | Unleaded gasoline | Unleaded gasoline | Retail | Fiberglass reinforced plastic | Fiberglass reinforced plastic |  |  | Fiberglass reinforced plastic |  | 1901-01-01 06:00 | None | Catchment Basin, Single walled catchment basin | Automatic shutoff device At 95% full | Automatic shutoff device At 95% full |  |  | Automatic Tank Gauge, Statistical Inventory Reconciliation (SIR) | [5 empty] | Annual line testing, Statistical inventory reconciliation (SIR) | Statistical inventory reconciliation (SIR) |  | UST Currently In Use: 0; UST Temp Close: 0; AST Currently In Use: 0; AST Temp Closed: 0 | 0 | 0 | 5 | 10475-109-012953 | BEN F BEARD OIL CO INC
5562 | Permanently Closed | 2003-10-30 06:00 | 1988-01-01 06:00 | 2004-02-23 06:00 | Petroleum | Unleaded gasoline | Unleaded gasoline | Retail | Fiberglass reinforced plastic | Fiberglass reinforced plastic |  |  | Fiberglass reinforced plastic |  | 1901-01-01 06:00 | None | Catchment Basin, Single walled catchment basin | Automatic shutoff device At 95% full | Automatic shutoff device At 95% full |  |  | Automatic Tank Gauge, Statistical Inventory Reconciliation (SIR) | [5 empty] | Annual line testing, Statistical inventory reconciliation (SIR) | Statistical inventory reconciliation (SIR) |  | UST Currently In Use: 0; UST Temp Close: 0; AST Currently In Use: 0; AST Temp Closed: 0 | 0 | 0 | 5 | 10475-109-012953 | BEN F BEARD OIL CO INC
5563 | Permanently Closed | 2003-10-30 06:00 | 1988-01-01 06:00 | 2004-02-23 06:00 | Petroleum | On road diesel | On road diesel | Retail | Fiberglass reinforced plastic | Fiberglass reinforced plastic |  |  | Fiberglass reinforced plastic |  | 1901-01-01 06:00 | None | Catchment Basin, Single walled catchment basin | Automatic shutoff device At 95% full | Automatic shutoff device At 95% full |  |  | Automatic Tank Gauge, Statistical Inventory Reconciliation (SIR) | [5 empty] | Annual line testing, Statistical inventory reconciliation (SIR) | Statistical inventory reconciliation (SIR) |  | UST Currently In Use: 0; UST Temp Close: 0; AST Currently In Use: 0; AST Temp Closed: 0 | 0 | 0 | 5 | 10475-109-012953 | BEN F BEARD OIL CO INC
5564 | Permanently Closed | 2003-10-30 06:00 | 1988-01-01 06:00 | 2004-02-23 06:00 | Petroleum | Kerosene | Kerosene | Retail | Fiberglass reinforced plastic | Fiberglass reinforced plastic |  |  | Fiberglass reinforced plastic |  | 1901-01-01 06:00 | None | Catchment Basin, Single walled catchment basin | Automatic shutoff device At 95% full | Automatic shutoff device At 95% full |  |  | Automatic Tank Gauge, Statistical Inventory Reconciliation (SIR) | [5 empty] | Annual line testing, Statistical inventory reconciliation (SIR) | Statistical inventory reconciliation (SIR) |  | UST Currently In Use: 0; UST Temp Close: 0; AST Currently In Use: 0; AST Temp Closed: 0 | 0 | 0 | 5 | 10475-109-012953 | BEN F BEARD OIL CO INC
5565 | Permanently Closed | 1996-12-01 06:00 | 1970-05-01 06:00 | 1998-08-08 06:00 | Petroleum | On road diesel | On road diesel | Retail | Steel | Steel |  |  | Steel |  | 1901-01-01 06:00 | [15 empty] | UST Currently In Use: 0; UST Temp Close: 0; AST Currently In Use: 0; AST Temp Closed: 0 | 0 | 0 | 1 | 17401-109-017961 | KNOTTS TIMBER TRANSPORT INC
5566 | Permanently Closed | 1901-01-01 06:00 | 1975-01-01 06:00 | 1988-10-06 06:00 | Petroleum | On road diesel | On road diesel |  | Steel | Steel |  | Painted or None | Steel |  | 1901-01-01 06:00 | [15 empty] | UST Currently In Use: 0; UST Temp Close: 0; AST Currently In Use: 0; AST Temp Closed: 0 | 0 | 0 | 2 | 10907-053-011953 | CHARCO INC
5567 | Permanently Closed | 1901-01-01 06:00 | 1975-01-01 06:00 | 1988-10-06 06:00 | Petroleum | Unleaded gasoline | Unleaded gasoline |  | Steel | Steel |  | Painted or None | Steel |  | 1901-01-01 06:00 | [15 empty] | UST Currently In Use: 0; UST Temp Close: 0; AST Currently In Use: 0; AST Temp Closed: 0 | 0 | 0 | 2 | 10907-053-011953 | CHARCO INC
5568 | Permanently Closed | 1901-01-01 06:00 | 1977-01-01 06:00 | 1988-10-06 06:00 | Petroleum | Unleaded gasoline | Unleaded gasoline |  | Steel | Steel |  | Painted or None | Steel |  | 1901-01-01 06:00 | [15 empty] | UST Currently In Use: 0; UST Temp Close: 0; AST Currently In Use: 0; AST Temp Closed: 0 | 0 | 0 | 1 | 10907-097-011954 | CHARCO INC
5569 | Permanently Closed | 1901-01-01 06:00 | 1974-01-01 06:00 | 1987-06-01 06:00 | Petroleum | Unleaded gasoline | Unleaded gasoline |  | Steel | Steel |  | Painted or None | Steel |  | 1901-01-01 06:00 | [15 empty] | UST Currently In Use: 0; UST Temp Close: 0; AST Currently In Use: 0; AST Temp Closed: 0 | 0 | 0 | 6 | 19212-123-012847 | ALVIN BROWN JR
5570 | Permanently Closed | 1901-01-01 06:00 | 1974-01-01 06:00 | 1987-06-01 06:00 | Petroleum | Unleaded gasoline | Unleaded gasoline |  | Steel | Steel |  | Painted or None | Steel |  | 1901-01-01 06:00 | [15 empty] | UST Currently In Use: 0; UST Temp Close: 0; AST Currently In Use: 0; AST Temp Closed: 0 | 0 | 0 | 6 | 19212-123-012847 | ALVIN BROWN JR
5571 | Permanently Closed | 1901-01-01 06:00 | 1974-01-01 06:00 | 1990-06-01 06:00 | Petroleum | Kerosene | Kerosene |  | Steel | Steel |  | Painted or None | Steel |  | 1901-01-01 06:00 | [15 empty] | UST Currently In Use: 0; UST Temp Close: 0; AST Currently In Use: 0; AST Temp Closed: 0 | 0 | 0 | 6 | 19212-123-012847 | ALVIN BROWN JR
5572 | Permanently Closed | 1995-07-12 06:00 | 1977-01-01 06:00 | 1995-07-12 06:00 | Petroleum | Unleaded gasoline | Unleaded gasoline |  | Steel | Steel |  | Painted or None | Steel |  | 1901-01-01 06:00 | None | [14 empty] | UST Currently In Use: 0; UST Temp Close: 0; AST Currently In Use: 2; AST Temp Closed: 0 | 0 | 0 | 3 | 10909-089-002657 | CHARLES A CALDWELL
5573 | Permanently Closed | 1995-07-12 06:00 | 1977-01-01 06:00 | 1995-07-12 06:00 | Petroleum | Used oil | Used oil |  | Steel | Steel |  | Painted or None | Steel |  | 1901-01-01 06:00 | None | [14 empty] | UST Currently In Use: 0; UST Temp Close: 0; AST Currently In Use: 2; AST Temp Closed: 0 | 0 | 0 | 3 | 10909-089-002657 | CHARLES A CALDWELL
5574 | Permanently Closed | 1990-12-13 06:00 | 1967-01-01 06:00 | 1994-12-13 06:00 | Petroleum | Unleaded gasoline | Unleaded gasoline |  | Steel | Steel |  | Painted or None | Steel |  | 1901-01-01 06:00 | [12 empty] | Annual line testing | Annual line testing |  | UST Currently In Use: 0; UST Temp Close: 2; AST Currently In Use: 1; AST Temp Closed: 0 | 0 | 2 | 5 | 10910-017-004153 | CHARLES A MYERS SR
5575 | Permanently Closed | 1990-12-13 06:00 | 1967-01-01 06:00 | 1994-12-13 06:00 | Petroleum | Unleaded gasoline | Unleaded gasoline |  | Steel | Steel |  | Painted or None | Steel |  | 1901-01-01 06:00 | [12 empty] | Annual line testing | Annual line testing |  | UST Currently In Use: 0; UST Temp Close: 2; AST Currently In Use: 1; AST Temp Closed: 0 | 0 | 2 | 5 | 10910-017-004153 | CHARLES A MYERS SR
5576 | Permanently Closed | 1990-12-13 06:00 | 1973-01-01 06:00 | 1994-12-13 06:00 | Petroleum | Unleaded gasoline | Unleaded gasoline |  | Steel | Steel |  | Painted or None | Steel |  | 1901-01-01 06:00 | [12 empty] | Annual line testing | Annual line testing |  | UST Currently In Use: 0; UST Temp Close: 2; AST Currently In Use: 1; AST Temp Closed: 0 | 0 | 2 | 5 | 10910-017-004153 | CHARLES A MYERS SR
5577 | Permanently Closed | 1990-12-13 06:00 | 1975-01-01 06:00 | 1994-12-13 06:00 | Petroleum | On road diesel | On road diesel |  | Steel | Steel |  | Painted or None | Steel |  | 1901-01-01 06:00 | [15 empty] | UST Currently In Use: 0; UST Temp Close: 2; AST Currently In Use: 1; AST Temp Closed: 0 | 0 | 2 | 5 | 10910-017-004153 | CHARLES A MYERS SR
5578 | Permanently Closed | 1990-12-13 06:00 | 1977-01-01 06:00 | 1994-12-13 06:00 | Petroleum | Kerosene | Kerosene |  | Steel | Steel |  | Painted or None | Steel |  | 1901-01-01 06:00 | [15 empty] | UST Currently In Use: 0; UST Temp Close: 2; AST Currently In Use: 1; AST Temp Closed: 0 | 0 | 2 | 5 | 10910-017-004153 | CHARLES A MYERS SR
5579 | Currently in Use |  | 1975-01-01 06:00 |  | Petroleum | Unleaded gasoline | Unleaded gasoline | Retail | Single Wall, Steel | Steel | Coated & cathodic protection (sti-P3), Field installed cathodic protection |  | Double Wall, Flexible |  |  |  | Catchment Basin, Single walled catchment basin | Flow Rest 90% Full | Flow Rest 90% Full |  |  | Continuous Automatic Tank Gauge, Other |  | Automatic shutoff device (AELLD), Containment Sump | Containment Sump | [5 empty] | UST Currently In Use: 3; UST Temp Close: 0; AST Currently In Use: 0; AST Temp Closed: 0 | 3 | 0 | 0 | 25265-009-010600 | LGWS/CROSS AMERICA PARTNERS
5581 | Currently in Use |  | 1975-01-01 06:00 |  | Petroleum | Premium gasoline | Premium gasoline | Retail | Steel | Steel | Coated & cathodic protection (sti-P3), Field installed cathodic protection |  | Double Wall, Flexible |  |  |  | Catchment Basin, Single walled catchment basin | Automatic shutoff device At 95% full | Automatic shutoff device At 95% full |  |  | Continuous Automatic Tank Gauge, Other |  | Automatic shutoff device (AELLD), Containment Sump, COMPUTERIZ | Containment Sump |  |  | Other, COMPUTERIZ | Other |  | UST Currently In Use: 3; UST Temp Close: 0; AST Currently In Use: 0; AST Temp Closed: 0 | 3 | 0 | 0 | 25265-009-010600 | LGWS/CROSS AMERICA PARTNERS
5583 | Temporary Closed | 2007-05-01 06:00 | 1988-01-01 06:00 |  | Petroleum | Mid-grade gasoline | Mid-grade gasoline |  | Single Wall, Steel | Steel | Coated & cathodic protection (sti-P3), Field installed cathodic protection |  | Flexible, Single Wall |  | 1901-01-01 06:00 |  | Catchment Basin, Single walled catchment basin | Flow Rest 90% Full | Flow Rest 90% Full |  |  | Statistical Inventory Reconciliation (SIR) | [8 empty] | UST Currently In Use: 0; UST Temp Close: 3; AST Currently In Use: 0; AST Temp Closed: 0 | 0 | 3 | 0 | 24103-015-014523 | DANNY MITCHELL
5584 | Temporary Closed | 2007-05-01 06:00 | 1988-01-01 06:00 |  | Petroleum | Kerosene | Kerosene |  | Single Wall, Steel | Steel | Coated & cathodic protection (sti-P3), Field installed cathodic protection |  | Flexible, Single Wall |  | 1901-01-01 06:00 |  | Catchment Basin, Single walled catchment basin | Flow Rest 90% Full | Flow Rest 90% Full |  |  | Statistical Inventory Reconciliation (SIR) | [8 empty] | UST Currently In Use: 0; UST Temp Close: 3; AST Currently In Use: 0; AST Temp Closed: 0 | 0 | 3 | 0 | 24103-015-014523 | DANNY MITCHELL
5585 | Temporary Closed | 2007-05-01 06:00 | 1988-01-01 06:00 |  | Petroleum | Unleaded gasoline | Unleaded gasoline |  | Single Wall, Steel | Steel | Field installed cathodic protection |  | Flexible, Single Wall |  | 1901-01-01 06:00 |  | Catchment Basin, Single walled catchment basin | Flow Rest 90% Full | Flow Rest 90% Full |  |  | Statistical Inventory Reconciliation (SIR) | [8 empty] | UST Currently In Use: 0; UST Temp Close: 3; AST Currently In Use: 0; AST Temp Closed: 0 | 0 | 3 | 0 | 24103-015-014523 | DANNY MITCHELL
5586 | Permanently Closed | 1991-04-09 06:00 | 1986-01-01 06:00 | 1991-04-09 06:00 | Petroleum | Unleaded gasoline | Unleaded gasoline |  | Steel | Steel |  | Painted or None | Steel |  | 1901-01-01 06:00 | [15 empty] | UST Currently In Use: 0; UST Temp Close: 2; AST Currently In Use: 0; AST Temp Closed: 0 | 0 | 2 | 4 | 17612-043-014520 | ROBERTSON ENTERPRISES, INC.
5587 | Permanently Closed | 1991-04-09 06:00 | 1986-01-01 06:00 | 1991-04-09 06:00 | Petroleum | Unleaded gasoline | Unleaded gasoline |  | Steel | Steel |  | Painted or None | Steel |  | 1901-01-01 06:00 | [15 empty] | UST Currently In Use: 0; UST Temp Close: 2; AST Currently In Use: 0; AST Temp Closed: 0 | 0 | 2 | 4 | 17612-043-014520 | ROBERTSON ENTERPRISES, INC.
5588 | Permanently Closed | 1991-04-09 06:00 | 1986-01-01 06:00 | 1991-04-09 06:00 | Petroleum | Unleaded gasoline | Unleaded gasoline |  | Steel | Steel |  | Painted or None | Steel |  | 1901-01-01 06:00 | [15 empty] | UST Currently In Use: 0; UST Temp Close: 2; AST Currently In Use: 0; AST Temp Closed: 0 | 0 | 2 | 4 | 17612-043-014520 | ROBERTSON ENTERPRISES, INC.
5589 | Permanently Closed | 1991-04-09 06:00 | 1986-01-01 06:00 | 1991-04-09 06:00 | Petroleum | Kerosene | Kerosene |  | Steel | Steel |  | Painted or None | Steel |  | 1901-01-01 06:00 | [15 empty] | UST Currently In Use: 0; UST Temp Close: 2; AST Currently In Use: 0; AST Temp Closed: 0 | 0 | 2 | 4 | 17612-043-014520 | ROBERTSON ENTERPRISES, INC.
5590 | Permanently Closed | 1997-06-17 06:00 | 1987-01-01 06:00 | 1999-08-04 06:00 | Petroleum | Unleaded gasoline | Unleaded gasoline | Retail | Steel | Steel | Coated & cathodic protection (sti-P3) |  | Steel |  | 1901-01-01 06:00 | [6 empty] | Statistical Inventory Reconciliation (SIR) | [8 empty] | UST Currently In Use: 0; UST Temp Close: 0; AST Currently In Use: 0; AST Temp Closed: 0 | 0 | 0 | 3 | 16550-071-014521 | WILLIAMS PETROLEUM, INC.
5591 | Permanently Closed | 1997-06-17 06:00 | 1987-01-01 06:00 | 1999-08-04 06:00 | Petroleum | Unleaded gasoline | Unleaded gasoline | Retail | Steel | Steel | Coated & cathodic protection (sti-P3) |  | Steel |  | 1901-01-01 06:00 | [6 empty] | Statistical Inventory Reconciliation (SIR) | [8 empty] | UST Currently In Use: 0; UST Temp Close: 0; AST Currently In Use: 0; AST Temp Closed: 0 | 0 | 0 | 3 | 16550-071-014521 | WILLIAMS PETROLEUM, INC.
5592 | Permanently Closed | 1998-12-18 06:00 | 1987-01-01 06:00 | 1999-08-04 06:00 | Petroleum | Kerosene | Kerosene | Retail | Steel | Steel | Coated & cathodic protection (sti-P3) |  | Steel |  | 1901-01-01 06:00 | [6 empty] | Statistical Inventory Reconciliation (SIR) | [8 empty] | UST Currently In Use: 0; UST Temp Close: 0; AST Currently In Use: 0; AST Temp Closed: 0 | 0 | 0 | 3 | 16550-071-014521 | WILLIAMS PETROLEUM, INC.
5593 | Permanently Closed | 2006-06-01 06:00 | 1975-01-01 06:00 | 2017-07-20 06:00 | Petroleum | Unleaded gasoline | Unleaded gasoline | Retail | Single Wall, Steel | Steel | Field installed cathodic protection |  | Single Wall, Steel |  |  | Field installed cathodic protection | Catchment Basin, Single walled catchment basin | Automatic shutoff device At 95% full | Automatic shutoff device At 95% full |  |  | Statistical Inventory Reconciliation (SIR) | [8 empty] | UST Currently In Use: 0; UST Temp Close: 0; AST Currently In Use: 0; AST Temp Closed: 0 | 0 | 0 | 4 | 16550-095-010597 | WILLIAMS PETROLEUM, INC.
5594 | Permanently Closed | 2006-06-01 06:00 | 1975-01-01 06:00 | 2017-07-20 06:00 | Petroleum | Mid-grade gasoline | Mid-grade gasoline | Retail | Single Wall, Steel | Steel | Field installed cathodic protection |  | Single Wall, Steel |  |  | Field installed cathodic protection | Catchment Basin, Single walled catchment basin | Automatic shutoff device At 95% full | Automatic shutoff device At 95% full |  |  | Statistical Inventory Reconciliation (SIR) | [8 empty] | UST Currently In Use: 0; UST Temp Close: 0; AST Currently In Use: 0; AST Temp Closed: 0 | 0 | 0 | 4 | 16550-095-010597 | WILLIAMS PETROLEUM, INC.
5595 | Permanently Closed | 2006-06-01 06:00 | 1975-01-01 06:00 | 2017-07-20 06:00 | Petroleum | Premium gasoline | Premium gasoline | Retail | Single Wall, Steel | Steel | Field installed cathodic protection |  | Single Wall, Steel |  |  | Field installed cathodic protection | Catchment Basin, Single walled catchment basin | Automatic shutoff device At 95% full | Automatic shutoff device At 95% full |  |  | Statistical Inventory Reconciliation (SIR) | [8 empty] | UST Currently In Use: 0; UST Temp Close: 0; AST Currently In Use: 0; AST Temp Closed: 0 | 0 | 0 | 4 | 16550-095-010597 | WILLIAMS PETROLEUM, INC.
5596 | Permanently Closed | 2006-06-01 06:00 | 1980-01-01 06:00 | 2017-07-20 06:00 | Petroleum | Kerosene | Kerosene | Retail | Single Wall, Steel | Steel | Field installed cathodic protection |  | Single Wall, Steel |  |  | Field installed cathodic protection | Catchment Basin, Single walled catchment basin | Flow Rest 90% Full | Flow Rest 90% Full |  |  | Statistical Inventory Reconciliation (SIR) | [8 empty] | UST Currently In Use: 0; UST Temp Close: 0; AST Currently In Use: 0; AST Temp Closed: 0 | 0 | 0 | 4 | 16550-095-010597 | WILLIAMS PETROLEUM, INC.
5597 | Cannot Locate or abandoned | 2004-04-07 06:00 | 1987-01-10 06:00 |  | Petroleum | Unleaded gasoline | Unleaded gasoline | Retail | Steel | Steel | Coated & cathodic protection (sti-P3) |  | Steel, COATED |  | 1901-01-01 06:00 |  | Catchment Basin, Single walled catchment basin | Flow Rest 90% Full | Flow Rest 90% Full |  |  | Automatic Tank Gauge | [8 empty] | UST Currently In Use: 0; UST Temp Close: 0; AST Currently In Use: 0; AST Temp Closed: 0 | 0 | 0 | 0 | 17612-079-014519 | ROBERTSON ENTERPRISES, INC.
5598 | Cannot Locate or abandoned | 2004-04-07 06:00 | 1987-01-10 06:00 |  | Petroleum | Mid-grade gasoline | Mid-grade gasoline | Retail | Steel | Steel | Coated & cathodic protection (sti-P3) |  | Steel, COATED |  | 1901-01-01 06:00 |  | Catchment Basin, Single walled catchment basin | Flow Rest 90% Full | Flow Rest 90% Full |  |  | Automatic Tank Gauge | [8 empty] | UST Currently In Use: 0; UST Temp Close: 0; AST Currently In Use: 0; AST Temp Closed: 0 | 0 | 0 | 0 | 17612-079-014519 | ROBERTSON ENTERPRISES, INC.
5599 | Cannot Locate or abandoned | 2004-04-07 06:00 | 1987-01-10 06:00 |  | Petroleum | Premium gasoline | Premium gasoline | Retail | Steel | Steel | Coated & cathodic protection (sti-P3) |  | Steel, COATED |  | 1901-01-01 06:00 |  | Catchment Basin, Single walled catchment basin | Flow Rest 90% Full | Flow Rest 90% Full |  |  | Automatic Tank Gauge | [8 empty] | UST Currently In Use: 0; UST Temp Close: 0; AST Currently In Use: 0; AST Temp Closed: 0 | 0 | 0 | 0 | 17612-079-014519 | ROBERTSON ENTERPRISES, INC.
5600 | Permanently Closed | 1989-10-23 06:00 | 1975-01-01 06:00 | 1989-10-23 06:00 | Petroleum | Unleaded gasoline | Unleaded gasoline |  | Steel | Steel |  | Painted or None | Steel |  | 1901-01-01 06:00 | [15 empty] | UST Currently In Use: 3; UST Temp Close: 1; AST Currently In Use: 0; AST Temp Closed: 0 | 3 | 1 | 3 | 24939-083-010586 | VSPM, INC.
5601 | Permanently Closed | 1989-10-23 06:00 | 1975-01-01 06:00 | 1989-10-23 06:00 | Petroleum | Unleaded gasoline | Unleaded gasoline |  | Steel | Steel |  | Painted or None | Steel |  | 1901-01-01 06:00 | [15 empty] | UST Currently In Use: 3; UST Temp Close: 1; AST Currently In Use: 0; AST Temp Closed: 0 | 3 | 1 | 3 | 24939-083-010586 | VSPM, INC.
5602 | Permanently Closed | 1989-10-23 06:00 | 1980-01-01 06:00 | 1989-10-23 06:00 | Petroleum | Kerosene | Kerosene |  | Steel | Steel |  | Painted or None | Steel |  | 1901-01-01 06:00 | [15 empty] | UST Currently In Use: 3; UST Temp Close: 1; AST Currently In Use: 0; AST Temp Closed: 0 | 3 | 1 | 3 | 24939-083-010586 | VSPM, INC.
5603 | Currently in Use |  | 1989-10-21 06:00 |  | Petroleum | Unleaded gasoline | Unleaded gasoline | Retail | Steel | Steel | Coated & cathodic protection (sti-P3), Field installed cathodic protection |  | Steel |  |  | Field installed cathodic protection | Catchment Basin, Single walled catchment basin | Flow Rest 90% Full | Flow Rest 90% Full |  |  | Statistical Inventory Reconciliation (SIR) | [8 empty] | UST Currently In Use: 3; UST Temp Close: 1; AST Currently In Use: 0; AST Temp Closed: 0 | 3 | 1 | 3 | 24939-083-010586 | VSPM, INC.
5604 | Currently in Use |  | 1989-10-21 06:00 |  | Petroleum | Unleaded gasoline | Unleaded gasoline | Retail | Steel | Steel | Coated & cathodic protection (sti-P3), Field installed cathodic protection |  | Steel |  |  | Field installed cathodic protection | Catchment Basin, Single walled catchment basin | Flow Rest 90% Full | Flow Rest 90% Full |  |  | Statistical Inventory Reconciliation (SIR) | [8 empty] | UST Currently In Use: 3; UST Temp Close: 1; AST Currently In Use: 0; AST Temp Closed: 0 | 3 | 1 | 3 | 24939-083-010586 | VSPM, INC.
5605 | Currently in Use |  | 1989-10-21 06:00 |  | Petroleum | Premium gasoline | Premium gasoline | Retail | Steel | Steel | Coated & cathodic protection (sti-P3), Field installed cathodic protection |  | Steel |  |  | Field installed cathodic protection | Catchment Basin, Single walled catchment basin | Flow Rest 90% Full | Flow Rest 90% Full |  |  | Statistical Inventory Reconciliation (SIR) | [8 empty] | UST Currently In Use: 3; UST Temp Close: 1; AST Currently In Use: 0; AST Temp Closed: 0 | 3 | 1 | 3 | 24939-083-010586 | VSPM, INC.
5606 | Temporary Closed | 2023-11-02 06:00 | 1989-10-21 06:00 |  | Petroleum | Kerosene | Kerosene | Retail | Steel | Steel | Coated & cathodic protection (sti-P3), Field installed cathodic protection |  | Steel |  |  | Field installed cathodic protection | Catchment Basin, Single walled catchment basin | Flow Rest 90% Full | Flow Rest 90% Full |  |  | Statistical Inventory Reconciliation (SIR) | [8 empty] | UST Currently In Use: 3; UST Temp Close: 1; AST Currently In Use: 0; AST Temp Closed: 0 | 3 | 1 | 3 | 24939-083-010586 | VSPM, INC.
5607 | Currently in Use |  | 1975-01-01 06:00 |  | Petroleum | Unleaded gasoline | Unleaded gasoline | Retail | Steel | Steel | Field installed cathodic protection |  | Steel |  |  | Field installed cathodic protection | Catchment Basin, Single walled catchment basin | Flow Rest 90% Full | Flow Rest 90% Full |  |  | Statistical Inventory Reconciliation (SIR) |  | Automatic flow restrictor (MLLD) | Automatic flow restrictor (MLLD) |  |  | Statistical inventory reconciliation (SIR) | Statistical inventory reconciliation (SIR) |  | UST Currently In Use: 4; UST Temp Close: 1; AST Currently In Use: 0; AST Temp Closed: 0 | 4 | 1 | 0 | 16550-083-010599 | WILLIAMS PETROLEUM, INC.
5608 | Currently in Use |  | 1975-01-01 06:00 |  | Petroleum | Mid-grade gasoline | Mid-grade gasoline | Retail | Steel | Steel | Field installed cathodic protection |  | Steel |  |  | Field installed cathodic protection | Catchment Basin, Single walled catchment basin | Flow Rest 90% Full | Flow Rest 90% Full |  |  | Statistical Inventory Reconciliation (SIR) |  | Automatic flow restrictor (MLLD) | Automatic flow restrictor (MLLD) |  |  | Statistical inventory reconciliation (SIR) | Statistical inventory reconciliation (SIR) |  | UST Currently In Use: 4; UST Temp Close: 1; AST Currently In Use: 0; AST Temp Closed: 0 | 4 | 1 | 0 | 16550-083-010599 | WILLIAMS PETROLEUM, INC.
5609 | Temporary Closed | 2011-06-01 06:00 | 1975-01-01 06:00 |  | Petroleum | Premium gasoline | Premium gasoline | Retail | Steel | Steel | Field installed cathodic protection |  | Steel |  |  | Field installed cathodic protection | Catchment Basin, Single walled catchment basin | Flow Rest 90% Full | Flow Rest 90% Full |  |  | Statistical Inventory Reconciliation (SIR) |  | Automatic flow restrictor (MLLD) | Automatic flow restrictor (MLLD) |  |  | Statistical inventory reconciliation (SIR) | Statistical inventory reconciliation (SIR) |  | UST Currently In Use: 4; UST Temp Close: 1; AST Currently In Use: 0; AST Temp Closed: 0 | 4 | 1 | 0 | 16550-083-010599 | WILLIAMS PETROLEUM, INC.
5610 | Currently in Use |  | 1975-01-01 06:00 |  | Petroleum | Unleaded gasoline | Unleaded gasoline | Retail | Steel | Steel | Field installed cathodic protection |  | Steel |  |  | Field installed cathodic protection | Catchment Basin, Single walled catchment basin | Flow Rest 90% Full | Flow Rest 90% Full |  |  | Statistical Inventory Reconciliation (SIR) | [8 empty] | UST Currently In Use: 4; UST Temp Close: 1; AST Currently In Use: 0; AST Temp Closed: 0 | 4 | 1 | 0 | 16550-083-010599 | WILLIAMS PETROLEUM, INC.
5611 | Currently in Use |  | 1975-01-01 06:00 |  | Petroleum | Kerosene | Kerosene | Retail | Steel | Steel | Field installed cathodic protection |  | Steel |  |  | Field installed cathodic protection | Catchment Basin, Single walled catchment basin | Flow Rest 90% Full | Flow Rest 90% Full |  |  | Statistical Inventory Reconciliation (SIR) | [8 empty] | UST Currently In Use: 4; UST Temp Close: 1; AST Currently In Use: 0; AST Temp Closed: 0 | 4 | 1 | 0 | 16550-083-010599 | WILLIAMS PETROLEUM, INC.
5612 | Cannot Locate or abandoned | 2007-01-01 06:00 | 1981-01-01 06:00 |  | Petroleum | Unleaded gasoline | Unleaded gasoline | Retail | Single Wall, Steel | Steel | Field installed cathodic protection |  | Single Wall, Steel |  | 1901-01-01 06:00 | Field installed cathodic protection | Catchment Basin, Single walled catchment basin | Flow Rest 90% Full | Flow Rest 90% Full |  |  | Statistical Inventory Reconciliation (SIR) | [8 empty] | UST Currently In Use: 0; UST Temp Close: 0; AST Currently In Use: 0; AST Temp Closed: 0 | 0 | 0 | 0 | 17612-089-010592 | ROBERTSON ENTERPRISES, INC.
5613 | Cannot Locate or abandoned | 2007-01-01 06:00 | 1981-01-01 06:00 |  | Petroleum | Premium gasoline | Premium gasoline | Retail | Single Wall, Steel | Steel | Field installed cathodic protection |  | Single Wall, Steel |  | 1901-01-01 06:00 | Field installed cathodic protection | Catchment Basin, Single walled catchment basin | Flow Rest 90% Full | Flow Rest 90% Full |  |  | Statistical Inventory Reconciliation (SIR) | [8 empty] | UST Currently In Use: 0; UST Temp Close: 0; AST Currently In Use: 0; AST Temp Closed: 0 | 0 | 0 | 0 | 17612-089-010592 | ROBERTSON ENTERPRISES, INC.
5614 | Cannot Locate or abandoned | 2007-01-01 06:00 | 1981-01-01 06:00 |  | Petroleum | Kerosene | Kerosene | Retail | Single Wall, Steel | Steel | Field installed cathodic protection |  | Single Wall, Steel |  | 1901-01-01 06:00 | Field installed cathodic protection | Catchment Basin, Single walled catchment basin | Flow Rest 90% Full | Flow Rest 90% Full |  |  | Statistical Inventory Reconciliation (SIR) | [8 empty] | UST Currently In Use: 0; UST Temp Close: 0; AST Currently In Use: 0; AST Temp Closed: 0 | 0 | 0 | 0 | 17612-089-010592 | ROBERTSON ENTERPRISES, INC.
5615 | Permanently Closed | 1991-12-01 06:00 | 1981-01-01 06:00 | 1991-12-01 06:00 | Petroleum | Unleaded gasoline | Unleaded gasoline |  | Steel | Steel |  | Painted or None | Steel |  | 1901-01-01 06:00 | [15 empty] | UST Currently In Use: 0; UST Temp Close: 0; AST Currently In Use: 0; AST Temp Closed: 0 | 0 | 0 | 2 | 17378-089-010596 | FRANCIS MAYHALL BEVIL
5616 | Permanently Closed | 1991-12-01 06:00 | 1981-01-01 06:00 | 1991-12-01 06:00 | Petroleum | Unleaded gasoline | Unleaded gasoline |  | Steel | Steel |  | Painted or None | Steel |  | 1901-01-01 06:00 | [15 empty] | UST Currently In Use: 0; UST Temp Close: 0; AST Currently In Use: 0; AST Temp Closed: 0 | 0 | 0 | 2 | 17378-089-010596 | FRANCIS MAYHALL BEVIL
5617 | Permanently Closed | 1990-05-29 06:00 | 1979-01-01 06:00 | 1990-05-29 06:00 | Petroleum | Other, OTHER | Other |  | Steel | Steel |  | Painted or None | Steel |  | 1901-01-01 06:00 | [15 empty] | UST Currently In Use: 4; UST Temp Close: 0; AST Currently In Use: 0; AST Temp Closed: 0 | 4 | 0 | 1 | 22176-089-014299 | Circle K Stores, Inc.
5618 | Currently in Use |  | 1990-08-15 06:00 |  | Petroleum | Unleaded gasoline | Unleaded gasoline | Retail | Single Wall, Steel | Steel | Coated & cathodic protection (sti-P3), Field installed cathodic protection |  | Double Wall, Fiberglass reinforced plastic |  | 2007-07-27 06:00 |  | Catchment Basin, Single walled catchment basin | Flow Rest 90% Full | Flow Rest 90% Full |  |  | Continuous Automatic Tank Gauge |  | Automatic shutoff device (AELLD), Containment Sump | Containment Sump | [5 empty] | UST Currently In Use: 4; UST Temp Close: 0; AST Currently In Use: 0; AST Temp Closed: 0 | 4 | 0 | 1 | 22176-089-014299 | Circle K Stores, Inc.
5620 | Currently in Use |  | 1990-08-15 06:00 |  | Petroleum | Premium gasoline | Premium gasoline | Retail | Single Wall, Steel | Steel | Coated & cathodic protection (sti-P3), Field installed cathodic protection |  | Double Wall, Fiberglass reinforced plastic |  | 2007-07-27 06:00 |  | Catchment Basin, Single walled catchment basin | Flow Rest 90% Full | Flow Rest 90% Full |  |  | Continuous Automatic Tank Gauge |  | Automatic shutoff device (AELLD), Containment Sump | Containment Sump | Interstitial Monitoring within Secondary Containment | SENSOR TO ATG | Continuous alarm system | Continuous alarm system |  | UST Currently In Use: 4; UST Temp Close: 0; AST Currently In Use: 0; AST Temp Closed: 0 | 4 | 0 | 1 | 22176-089-014299 | Circle K Stores, Inc.
5621 | Currently in Use |  | 1990-08-15 06:00 |  | Petroleum | Other, OFFROAD | Other | Retail | Single Wall, Steel | Steel | Coated & cathodic protection (sti-P3), Field installed cathodic protection |  | Double Wall, Fiberglass reinforced plastic |  | 2007-07-27 06:00 |  | Catchment Basin, Single walled catchment basin | Flow Rest 90% Full | Flow Rest 90% Full |  |  | Continuous Automatic Tank Gauge |  | Automatic shutoff device (AELLD), Containment Sump | Containment Sump | Interstitial Monitoring within Secondary Containment |  |  |  |  | UST Currently In Use: 4; UST Temp Close: 0; AST Currently In Use: 0; AST Temp Closed: 0 | 4 | 0 | 1 | 22176-089-014299 | Circle K Stores, Inc.
5622 | Permanently Closed | 1988-04-01 06:00 | 1969-01-01 06:00 | 1988-04-01 06:00 | Petroleum | Unleaded gasoline | Unleaded gasoline |  | Steel | Steel |  | Painted or None | Steel |  | 1901-01-01 06:00 | [15 empty] | UST Currently In Use: 3; UST Temp Close: 0; AST Currently In Use: 0; AST Temp Closed: 0 | 3 | 0 | 3 | 25265-095-006220 | LGWS/CROSS AMERICA PARTNERS
5623 | Permanently Closed | 1988-04-01 06:00 | 1969-01-01 06:00 | 1988-04-01 06:00 | Petroleum | Unleaded gasoline | Unleaded gasoline |  | Steel | Steel |  | Painted or None | Steel |  | 1901-01-01 06:00 | [15 empty] | UST Currently In Use: 3; UST Temp Close: 0; AST Currently In Use: 0; AST Temp Closed: 0 | 3 | 0 | 3 | 25265-095-006220 | LGWS/CROSS AMERICA PARTNERS
5624 | Permanently Closed | 1988-04-01 06:00 | 1969-01-01 06:00 | 1988-04-01 06:00 | Petroleum | Unleaded gasoline | Unleaded gasoline |  | Steel | Steel |  | Painted or None | Steel |  | 1901-01-01 06:00 | [15 empty] | UST Currently In Use: 3; UST Temp Close: 0; AST Currently In Use: 0; AST Temp Closed: 0 | 3 | 0 | 3 | 25265-095-006220 | LGWS/CROSS AMERICA PARTNERS
5625 | Currently in Use |  | 1988-01-01 06:00 |  | Petroleum | Unleaded gasoline | Unleaded gasoline | Retail | Single Wall, Steel, MANIFOLDED | Steel | Coated & cathodic protection (sti-P3) |  | Double Wall, Flexible |  |  |  | Catchment Basin, Single walled catchment basin | Automatic shutoff device At 95% full | Automatic shutoff device At 95% full |  |  | Continuous Automatic Tank Gauge |  | Automatic shutoff device (AELLD), Containment Sump | Containment Sump | [5 empty] | UST Currently In Use: 3; UST Temp Close: 0; AST Currently In Use: 0; AST Temp Closed: 0 | 3 | 0 | 3 | 25265-095-006220 | LGWS/CROSS AMERICA PARTNERS
5627 | Currently in Use |  | 1988-01-01 06:00 |  | Petroleum | Premium gasoline | Premium gasoline | Retail | Single Wall, Steel | Steel | Coated & cathodic protection (sti-P3) |  | Double Wall, Flexible |  |  |  | Catchment Basin, Single walled catchment basin | Automatic shutoff device At 95% full | Automatic shutoff device At 95% full |  |  | Continuous Automatic Tank Gauge |  | Automatic shutoff device (AELLD), Containment Sump | Containment Sump | [5 empty] | UST Currently In Use: 3; UST Temp Close: 0; AST Currently In Use: 0; AST Temp Closed: 0 | 3 | 0 | 3 | 25265-095-006220 | LGWS/CROSS AMERICA PARTNERS
5628 | Currently in Use |  | 1988-01-01 06:00 |  | Petroleum | Ethanol free gasoline | Ethanol free gasoline | Retail | Single Wall, Steel | Steel | Coated & cathodic protection (sti-P3) |  | Double Wall, Flexible |  |  |  | Catchment Basin, Single walled catchment basin | Flow Rest 90% Full | Flow Rest 90% Full |  |  | Continuous Automatic Tank Gauge | [8 empty] | UST Currently In Use: 3; UST Temp Close: 0; AST Currently In Use: 0; AST Temp Closed: 0 | 3 | 0 | 3 | 25265-095-006220 | LGWS/CROSS AMERICA PARTNERS
5629 | Permanently Closed | 2016-09-30 06:00 | 1974-01-01 06:00 | 2017-02-15 06:00 | Petroleum | Unleaded gasoline | Unleaded gasoline | Retail | Single Wall, Steel, UNLEAD #1 | Steel | Field installed cathodic protection |  | Single Wall, Steel |  |  | Field installed cathodic protection | Catchment Basin, Single walled catchment basin | Flow Rest 90% Full | Flow Rest 90% Full |  |  | Statistical Inventory Reconciliation (SIR) | [8 empty] | UST Currently In Use: 0; UST Temp Close: 0; AST Currently In Use: 0; AST Temp Closed: 0 | 0 | 0 | 5 | 16550-095-010594 | WILLIAMS PETROLEUM, INC.
5630 | Permanently Closed | 2016-09-30 06:00 | 1974-01-01 06:00 | 2017-02-15 06:00 | Petroleum | Unleaded gasoline | Unleaded gasoline | Retail | Single Wall, Steel, UNLEAD #2 | Steel | Field installed cathodic protection |  | Single Wall, Steel |  |  | Field installed cathodic protection | Catchment Basin, Single walled catchment basin | Flow Rest 90% Full | Flow Rest 90% Full |  |  | Statistical Inventory Reconciliation (SIR) | [8 empty] | UST Currently In Use: 0; UST Temp Close: 0; AST Currently In Use: 0; AST Temp Closed: 0 | 0 | 0 | 5 | 16550-095-010594 | WILLIAMS PETROLEUM, INC.
5631 | Permanently Closed | 2016-09-30 06:00 | 1974-01-01 06:00 | 2017-02-15 06:00 | Petroleum | Premium gasoline | Premium gasoline | Retail | Single Wall, Steel | Steel | Field installed cathodic protection |  | Single Wall, Steel |  |  | Field installed cathodic protection | Catchment Basin, Single walled catchment basin | Flow Rest 90% Full | Flow Rest 90% Full |  |  | Statistical Inventory Reconciliation (SIR) | [8 empty] | UST Currently In Use: 0; UST Temp Close: 0; AST Currently In Use: 0; AST Temp Closed: 0 | 0 | 0 | 5 | 16550-095-010594 | WILLIAMS PETROLEUM, INC.
5632 | Permanently Closed | 2016-09-30 06:00 | 1974-01-01 06:00 | 2017-02-15 06:00 | Petroleum | On road diesel | On road diesel | Retail | Single Wall, Steel | Steel | Field installed cathodic protection |  | Single Wall, Steel |  |  | Field installed cathodic protection | Catchment Basin, Single walled catchment basin | Flow Rest 90% Full | Flow Rest 90% Full |  |  | Statistical Inventory Reconciliation (SIR) | [8 empty] | UST Currently In Use: 0; UST Temp Close: 0; AST Currently In Use: 0; AST Temp Closed: 0 | 0 | 0 | 5 | 16550-095-010594 | WILLIAMS PETROLEUM, INC.
5633 | Permanently Closed | 2016-09-30 06:00 | 1983-01-01 06:00 | 2017-02-15 06:00 | Petroleum | Kerosene | Kerosene | Retail | Single Wall, Steel | Steel | Field installed cathodic protection |  | Single Wall, Steel |  |  | Field installed cathodic protection | Catchment Basin, Single walled catchment basin | Automatic shutoff device At 95% full, Flow Rest 90% Full | Flow Rest 90% Full |  |  | Statistical Inventory Reconciliation (SIR) | [8 empty] | UST Currently In Use: 0; UST Temp Close: 0; AST Currently In Use: 0; AST Temp Closed: 0 | 0 | 0 | 5 | 16550-095-010594 | WILLIAMS PETROLEUM, INC.
5634 | Cannot Locate or abandoned | 2009-10-31 06:00 | 1987-01-01 06:00 |  | Petroleum | Unleaded gasoline | Unleaded gasoline | Retail | Single Wall, Steel | Steel | Coated & cathodic protection (sti-P3) |  | Single Wall, Steel |  |  | Galvanic Cathodic | Catchment Basin, Single walled catchment basin | Automatic shutoff device At 95% full | Automatic shutoff device At 95% full |  |  | Statistical Inventory Reconciliation (SIR) | [8 empty] | UST Currently In Use: 0; UST Temp Close: 0; AST Currently In Use: 0; AST Temp Closed: 0 | 0 | 0 | 0 | 17612-095-014522 | ROBERTSON ENTERPRISES, INC.
5635 | Cannot Locate or abandoned | 2009-10-31 06:00 | 1987-01-01 06:00 |  | Petroleum | Mid-grade gasoline | Mid-grade gasoline | Retail | Single Wall, Steel | Steel | Coated & cathodic protection (sti-P3) |  | Single Wall, Steel |  |  | Galvanic Cathodic | Catchment Basin, Single walled catchment basin | Automatic shutoff device At 95% full | Automatic shutoff device At 95% full |  |  | Statistical Inventory Reconciliation (SIR) | [8 empty] | UST Currently In Use: 0; UST Temp Close: 0; AST Currently In Use: 0; AST Temp Closed: 0 | 0 | 0 | 0 | 17612-095-014522 | ROBERTSON ENTERPRISES, INC.
5636 | Cannot Locate or abandoned | 2009-10-31 06:00 | 1987-01-01 06:00 |  | Petroleum | Kerosene | Kerosene | Retail | Single Wall, Steel | Steel | Coated & cathodic protection (sti-P3) |  | Single Wall, Steel |  |  | Field installed cathodic protection, Galvanic Cathodic | Catchment Basin, Single walled catchment basin | Automatic shutoff device At 95% full | Automatic shutoff device At 95% full |  |  | Statistical Inventory Reconciliation (SIR) | [8 empty] | UST Currently In Use: 0; UST Temp Close: 0; AST Currently In Use: 0; AST Temp Closed: 0 | 0 | 0 | 0 | 17612-095-014522 | ROBERTSON ENTERPRISES, INC.
5637 | Permanently Closed | 1901-01-01 06:00 | 1981-01-01 06:00 | 1985-12-01 06:00 | Petroleum | Unleaded gasoline | Unleaded gasoline |  | Steel | Steel |  | Painted or None | Steel |  | 1901-01-01 06:00 | [15 empty] | UST Currently In Use: 0; UST Temp Close: 0; AST Currently In Use: 0; AST Temp Closed: 0 | 0 | 0 | 3 | 16550-103-009993 | WILLIAMS PETROLEUM, INC.
5638 | Permanently Closed | 1901-01-01 06:00 | 1981-01-01 06:00 | 1985-12-01 06:00 | Petroleum | Unleaded gasoline | Unleaded gasoline |  | Steel | Steel |  | Painted or None | Steel |  | 1901-01-01 06:00 | [15 empty] | UST Currently In Use: 0; UST Temp Close: 0; AST Currently In Use: 0; AST Temp Closed: 0 | 0 | 0 | 3 | 16550-103-009993 | WILLIAMS PETROLEUM, INC.
5639 | Permanently Closed | 1901-01-01 06:00 | 1981-01-01 06:00 | 1985-12-01 06:00 | Petroleum | Unleaded gasoline | Unleaded gasoline |  | Steel | Steel |  | Painted or None | Steel |  | 1901-01-01 06:00 | [15 empty] | UST Currently In Use: 0; UST Temp Close: 0; AST Currently In Use: 0; AST Temp Closed: 0 | 0 | 0 | 3 | 16550-103-009993 | WILLIAMS PETROLEUM, INC.
5640 | Permanently Closed | 1901-01-01 06:00 | 1981-01-01 06:00 | 1985-12-01 06:00 | Petroleum | Unleaded gasoline | Unleaded gasoline |  | Steel | Steel |  | Painted or None | Steel |  | 1901-01-01 06:00 | [15 empty] | UST Currently In Use: 0; UST Temp Close: 0; AST Currently In Use: 0; AST Temp Closed: 0 | 0 | 0 | 2 | 16550-103-010191 | WILLIAMS PETROLEUM, INC.
5641 | Permanently Closed | 1901-01-01 06:00 | 1981-01-01 06:00 | 1985-12-01 06:00 | Petroleum | Unleaded gasoline | Unleaded gasoline |  | Steel | Steel |  | Painted or None | Steel |  | 1901-01-01 06:00 | [15 empty] | UST Currently In Use: 0; UST Temp Close: 0; AST Currently In Use: 0; AST Temp Closed: 0 | 0 | 0 | 2 | 16550-103-010191 | WILLIAMS PETROLEUM, INC.
5642 | Temporary Closed | 2010-05-01 06:00 | 1985-11-05 06:00 |  | Petroleum | Unleaded gasoline | Unleaded gasoline | Retail | Single Wall, Steel | Steel | Coated & cathodic protection (sti-P3) |  | Single Wall, Steel, ANODE BAGS |  | 1901-01-01 06:00 | Field installed cathodic protection | Catchment Basin, Single walled catchment basin | Automatic shutoff device At 95% full, Flow Rest 90% Full | Flow Rest 90% Full |  |  | Statistical Inventory Reconciliation (SIR) | [8 empty] | UST Currently In Use: 0; UST Temp Close: 2; AST Currently In Use: 0; AST Temp Closed: 0 | 0 | 2 | 0 | 17612-103-010583 | ROBERTSON ENTERPRISES, INC.
5643 | Temporary Closed | 2010-05-01 06:00 | 1985-11-05 06:00 |  | Petroleum | Premium gasoline | Premium gasoline | Retail | Single Wall, Steel | Steel | Coated & cathodic protection (sti-P3) |  | Single Wall, Steel, ANODE BAGS |  | 1901-01-01 06:00 | Field installed cathodic protection | Catchment Basin, Single walled catchment basin | Automatic shutoff device At 95% full, Flow Rest 90% Full | Flow Rest 90% Full |  |  | Statistical Inventory Reconciliation (SIR) | [8 empty] | UST Currently In Use: 0; UST Temp Close: 2; AST Currently In Use: 0; AST Temp Closed: 0 | 0 | 2 | 0 | 17612-103-010583 | ROBERTSON ENTERPRISES, INC.
5645 | Currently in Use |  | 1982-01-01 06:00 |  | Petroleum | Unleaded gasoline | Unleaded gasoline | Retail | Single Wall, Steel, MANIFOLDED | Steel | Field installed cathodic protection |  | Double Wall, Flexible |  |  |  | Catchment Basin, Single walled catchment basin | Flow Rest 90% Full | Flow Rest 90% Full |  |  | Automatic Tank Gauge |  | Other, SLAVE TANK | Other |  |  | Other, SLAVE TANK | Other |  | UST Currently In Use: 3; UST Temp Close: 0; AST Currently In Use: 0; AST Temp Closed: 0 | 3 | 0 | 0 | 25263-103-010584 | HERSHELL METCALF
5646 | Currently in Use |  | 1982-01-01 06:00 |  | Petroleum | Unleaded gasoline | Unleaded gasoline | Retail | Single Wall, Steel, MANIFOLDED | Steel | Field installed cathodic protection |  | Flexible |  | 1901-01-01 06:00 |  | Catchment Basin, Single walled catchment basin | Flow Rest 90% Full | Flow Rest 90% Full |  |  | Automatic Tank Gauge |  | Automatic flow restrictor (MLLD), MASTER UST | Automatic flow restrictor (MLLD) |  |  | Annual line testing | Annual line testing |  | UST Currently In Use: 3; UST Temp Close: 0; AST Currently In Use: 0; AST Temp Closed: 0 | 3 | 0 | 0 | 25263-103-010584 | HERSHELL METCALF
5648 | Temporary Closed | 2005-04-14 06:00 | 1982-01-01 06:00 |  | Petroleum | Unleaded gasoline | Unleaded gasoline | Retail | Single Wall, Steel | Steel | Field installed cathodic protection |  | Single Wall, Steel |  | 1901-01-01 06:00 | Field installed cathodic protection | Catchment Basin, Single walled catchment basin | Flow Rest 90% Full | Flow Rest 90% Full |  |  | Statistical Inventory Reconciliation (SIR) | [8 empty] | UST Currently In Use: 0; UST Temp Close: 3; AST Currently In Use: 0; AST Temp Closed: 0 | 0 | 3 | 0 | 17612-103-010589 | ROBERTSON ENTERPRISES, INC.
5649 | Temporary Closed | 2005-04-14 06:00 | 1982-01-01 06:00 |  | Petroleum | Premium gasoline | Premium gasoline | Retail | Single Wall, Steel | Steel | Field installed cathodic protection |  | Single Wall, Steel |  | 1901-01-01 06:00 | Field installed cathodic protection | Catchment Basin, Single walled catchment basin | Flow Rest 90% Full | Flow Rest 90% Full |  |  | Statistical Inventory Reconciliation (SIR) | [8 empty] | UST Currently In Use: 0; UST Temp Close: 3; AST Currently In Use: 0; AST Temp Closed: 0 | 0 | 3 | 0 | 17612-103-010589 | ROBERTSON ENTERPRISES, INC.
5650 | Temporary Closed | 2005-04-14 06:00 | 1982-01-01 06:00 |  | Petroleum | Kerosene | Kerosene | Retail | Single Wall, Steel | Steel | Coated & cathodic protection (sti-P3), Field installed cathodic protection |  | Single Wall, Steel |  | 1901-01-01 06:00 | Field installed cathodic protection | Catchment Basin, Single walled catchment basin | Flow Rest 90% Full | Flow Rest 90% Full |  |  | Statistical Inventory Reconciliation (SIR) | [8 empty] | UST Currently In Use: 0; UST Temp Close: 3; AST Currently In Use: 0; AST Temp Closed: 0 | 0 | 3 | 0 | 17612-103-010589 | ROBERTSON ENTERPRISES, INC.
5654 | Temporary Closed | 2007-01-01 06:00 | 1982-01-01 06:00 |  | Petroleum | Unleaded gasoline | Unleaded gasoline | Retail | Single Wall, Steel | Steel | Field installed cathodic protection, Interior lined (not allowed as a standalone method of corrosion protection) |  | Single Wall, Steel |  | 1901-01-01 06:00 | Field installed cathodic protection | Catchment Basin, Single walled catchment basin | Flow Rest 90% Full | Flow Rest 90% Full |  |  | Statistical Inventory Reconciliation (SIR) | [8 empty] | UST Currently In Use: 0; UST Temp Close: 3; AST Currently In Use: 0; AST Temp Closed: 0 | 0 | 3 | 0 | 17612-103-010595 | ROBERTSON ENTERPRISES, INC.
5655 | Temporary Closed | 2007-01-01 06:00 | 1982-01-01 06:00 |  | Petroleum | Mid-grade gasoline | Mid-grade gasoline | Retail | Single Wall, Steel | Steel | Field installed cathodic protection, Interior lined (not allowed as a standalone method of corrosion protection) |  | Single Wall, Steel |  | 1901-01-01 06:00 | Field installed cathodic protection | Catchment Basin, Single walled catchment basin | Flow Rest 90% Full | Flow Rest 90% Full |  |  | Statistical Inventory Reconciliation (SIR) | [8 empty] | UST Currently In Use: 0; UST Temp Close: 3; AST Currently In Use: 0; AST Temp Closed: 0 | 0 | 3 | 0 | 17612-103-010595 | ROBERTSON ENTERPRISES, INC.
5656 | Temporary Closed | 2007-01-01 06:00 | 1985-01-01 06:00 |  | Petroleum | Kerosene | Kerosene | Retail | Single Wall, Steel | Steel | Field installed cathodic protection, Interior lined (not allowed as a standalone method of corrosion protection) |  | Single Wall, Steel |  | 1901-01-01 06:00 | Field installed cathodic protection |  | Flow Rest 90% Full | Flow Rest 90% Full |  |  | Statistical Inventory Reconciliation (SIR) | [8 empty] | UST Currently In Use: 0; UST Temp Close: 3; AST Currently In Use: 0; AST Temp Closed: 0 | 0 | 3 | 0 | 17612-103-010595 | ROBERTSON ENTERPRISES, INC.
5657 | Permanently Closed | 2007-06-19 06:00 | 1982-01-01 06:00 | 2017-01-04 06:00 | Petroleum | Unleaded gasoline | Unleaded gasoline | Retail | Single Wall, Steel | Steel | Field installed cathodic protection |  | Single Wall, Steel |  | 1901-01-01 06:00 | Field installed cathodic protection | Catchment Basin, Single walled catchment basin | Flow Rest 90% Full | Flow Rest 90% Full |  |  | Statistical Inventory Reconciliation (SIR) | [8 empty] | UST Currently In Use: 0; UST Temp Close: 0; AST Currently In Use: 0; AST Temp Closed: 0 | 0 | 0 | 5 | 16550-103-010598 | WILLIAMS PETROLEUM, INC.
5658 | Permanently Closed | 2007-06-19 06:00 | 1982-01-01 06:00 | 2017-01-04 06:00 | Petroleum | Premium gasoline | Premium gasoline | Retail | Single Wall, Steel | Steel | Field installed cathodic protection |  | Single Wall, Steel |  | 1901-01-01 06:00 | Field installed cathodic protection | Catchment Basin, Single walled catchment basin | Flow Rest 90% Full | Flow Rest 90% Full |  |  | Statistical Inventory Reconciliation (SIR) | [8 empty] | UST Currently In Use: 0; UST Temp Close: 0; AST Currently In Use: 0; AST Temp Closed: 0 | 0 | 0 | 5 | 16550-103-010598 | WILLIAMS PETROLEUM, INC.
5659 | Inert | 1988-11-01 06:00 | 1982-01-01 06:00 |  | Petroleum | Unleaded gasoline | Unleaded gasoline |  | Steel | Steel |  | Painted or None | Steel |  | 1901-01-01 06:00 | [15 empty] | UST Currently In Use: 0; UST Temp Close: 0; AST Currently In Use: 0; AST Temp Closed: 0 | 0 | 0 | 5 | 16550-103-010598 | WILLIAMS PETROLEUM, INC.
5660 | Permanently Closed | 2007-06-19 06:00 | 1982-01-01 06:00 | 2017-01-04 06:00 | Petroleum | Mid-grade gasoline | Mid-grade gasoline | Retail | Single Wall, Steel | Steel | Field installed cathodic protection |  | Single Wall, Steel |  | 1901-01-01 06:00 | Field installed cathodic protection | Catchment Basin, Single walled catchment basin | Flow Rest 90% Full | Flow Rest 90% Full |  |  | Statistical Inventory Reconciliation (SIR) | [8 empty] | UST Currently In Use: 0; UST Temp Close: 0; AST Currently In Use: 0; AST Temp Closed: 0 | 0 | 0 | 5 | 16550-103-010598 | WILLIAMS PETROLEUM, INC.
5661 | Permanently Closed | 2007-06-19 06:00 | 1982-01-01 06:00 | 2017-01-04 06:00 | Petroleum | On road diesel | On road diesel | Retail | Single Wall, Steel | Steel | Field installed cathodic protection |  | Single Wall, Steel |  | 1901-01-01 06:00 | Field installed cathodic protection | Catchment Basin, Single walled catchment basin | Flow Rest 90% Full | Flow Rest 90% Full |  |  | Statistical Inventory Reconciliation (SIR) | [8 empty] | UST Currently In Use: 0; UST Temp Close: 0; AST Currently In Use: 0; AST Temp Closed: 0 | 0 | 0 | 5 | 16550-103-010598 | WILLIAMS PETROLEUM, INC.
5662 | Permanently Closed | 2007-06-19 06:00 | 1982-01-01 06:00 | 2017-01-04 06:00 | Petroleum | Kerosene | Kerosene | Retail | Single Wall, Steel | Steel | Field installed cathodic protection |  | Single Wall, Steel |  | 1901-01-01 06:00 | Field installed cathodic protection | Catchment Basin, Single walled catchment basin | Flow Rest 90% Full | Flow Rest 90% Full |  |  | Statistical Inventory Reconciliation (SIR) | [8 empty] | UST Currently In Use: 0; UST Temp Close: 0; AST Currently In Use: 0; AST Temp Closed: 0 | 0 | 0 | 5 | 16550-103-010598 | WILLIAMS PETROLEUM, INC.
5663 | Temporary Closed | 2012-06-30 06:00 | 1987-01-01 06:00 |  | Petroleum | Unleaded gasoline | Unleaded gasoline | Retail | Single Wall, Steel, MANIFOLDED | Steel | Coated & cathodic protection (sti-P3), Field installed cathodic protection |  | Single Wall, Steel |  |  | Field installed cathodic protection | Catchment Basin, Single walled catchment basin | Automatic shutoff device At 95% full, Flow Rest 90% Full | Flow Rest 90% Full |  |  | Statistical Inventory Reconciliation (SIR) | [8 empty] | UST Currently In Use: 0; UST Temp Close: 4; AST Currently In Use: 0; AST Temp Closed: 0 | 0 | 4 | 0 | 24213-103-014334 | CHARLES DARNELL
5664 | Temporary Closed | 2012-06-30 06:00 | 1987-01-01 06:00 |  | Petroleum | Unleaded gasoline | Unleaded gasoline | Retail | Single Wall, Steel, MANIFOLDED | Steel | Coated & cathodic protection (sti-P3), Field installed cathodic protection |  | Single Wall, Steel |  |  | Field installed cathodic protection | Catchment Basin, Single walled catchment basin | Automatic shutoff device At 95% full, Flow Rest 90% Full | Flow Rest 90% Full |  |  | Statistical Inventory Reconciliation (SIR) | [8 empty] | UST Currently In Use: 0; UST Temp Close: 4; AST Currently In Use: 0; AST Temp Closed: 0 | 0 | 4 | 0 | 24213-103-014334 | CHARLES DARNELL
5665 | Temporary Closed | 2012-06-30 06:00 | 1987-01-01 06:00 |  | Petroleum | On road diesel | On road diesel | Retail | Single Wall, Steel | Steel | Coated & cathodic protection (sti-P3), Field installed cathodic protection |  | Single Wall, Steel |  |  | Field installed cathodic protection | Catchment Basin, Single walled catchment basin | Flow Rest 90% Full | Flow Rest 90% Full |  |  | Statistical Inventory Reconciliation (SIR) | [8 empty] | UST Currently In Use: 0; UST Temp Close: 4; AST Currently In Use: 0; AST Temp Closed: 0 | 0 | 4 | 0 | 24213-103-014334 | CHARLES DARNELL
5666 | Permanently Closed | 2002-12-16 06:00 | 1987-01-01 06:00 | 2003-08-25 06:00 | Petroleum | Unleaded gasoline | Unleaded gasoline | Retail | Steel | Steel | Coated & cathodic protection (sti-P3) |  | Steel |  | 1901-01-01 06:00 | Field installed cathodic protection, ANODES | Catchment Basin, Single walled catchment basin | Automatic shutoff device At 95% full | Automatic shutoff device At 95% full |  |  | Statistical Inventory Reconciliation (SIR) | [8 empty] | UST Currently In Use: 0; UST Temp Close: 0; AST Currently In Use: 0; AST Temp Closed: 0 | 0 | 0 | 3 | 16550-103-014524 | WILLIAMS PETROLEUM, INC.
5667 | Permanently Closed | 2002-12-16 06:00 | 1987-01-01 06:00 | 2003-08-25 06:00 | Petroleum | Premium gasoline | Premium gasoline | Retail | Steel | Steel | Coated & cathodic protection (sti-P3) |  | Steel |  | 1901-01-01 06:00 | Field installed cathodic protection, ANODES | Catchment Basin, Single walled catchment basin | Automatic shutoff device At 95% full | Automatic shutoff device At 95% full |  |  | Statistical Inventory Reconciliation (SIR) | [8 empty] | UST Currently In Use: 0; UST Temp Close: 0; AST Currently In Use: 0; AST Temp Closed: 0 | 0 | 0 | 3 | 16550-103-014524 | WILLIAMS PETROLEUM, INC.
5668 | Permanently Closed | 2002-12-16 06:00 | 1987-01-01 06:00 | 2003-08-25 06:00 | Petroleum | Kerosene | Kerosene | Retail | Steel | Steel | Coated & cathodic protection (sti-P3) |  | Steel |  | 1901-01-01 06:00 | Field installed cathodic protection, ANODES | Catchment Basin, Single walled catchment basin | Automatic shutoff device At 95% full | Automatic shutoff device At 95% full |  |  | Statistical Inventory Reconciliation (SIR) | [8 empty] | UST Currently In Use: 0; UST Temp Close: 0; AST Currently In Use: 0; AST Temp Closed: 0 | 0 | 0 | 3 | 16550-103-014524 | WILLIAMS PETROLEUM, INC.
5669 | Permanently Closed | 1995-10-27 06:00 | 1987-01-01 06:00 | 1999-07-30 06:00 | Petroleum | Unleaded gasoline | Unleaded gasoline |  | Steel | Steel |  | Painted or None | Steel |  | 1901-01-01 06:00 | [6 empty] | Statistical Inventory Reconciliation (SIR) | [8 empty] | UST Currently In Use: 0; UST Temp Close: 0; AST Currently In Use: 0; AST Temp Closed: 0 | 0 | 0 | 2 | 16550-103-014525 | WILLIAMS PETROLEUM, INC.
5670 | Permanently Closed | 1995-10-27 06:00 | 1987-01-01 06:00 | 1999-07-30 06:00 | Petroleum | Unleaded gasoline | Unleaded gasoline |  | Steel | Steel |  | Painted or None | Steel |  | 1901-01-01 06:00 | [6 empty] | Statistical Inventory Reconciliation (SIR) | [8 empty] | UST Currently In Use: 0; UST Temp Close: 0; AST Currently In Use: 0; AST Temp Closed: 0 | 0 | 0 | 2 | 16550-103-014525 | WILLIAMS PETROLEUM, INC.
5672 | Retired | 1984-01-01 06:00 | 1960-01-01 06:00 |  | Petroleum | Unleaded gasoline | Unleaded gasoline |  | Steel | Steel |  | Painted or None |  |  | 1901-01-01 06:00 | [15 empty] | UST Currently In Use: 0; UST Temp Close: 0; AST Currently In Use: 0; AST Temp Closed: 0 | 0 | 0 | 0 | 10913-015-004290 | CHARLES C BONDS
5673 | Cannot Locate or abandoned | 1989-12-23 06:00 | 1960-01-01 06:00 |  | Petroleum | Unleaded gasoline | Unleaded gasoline |  | Steel | Steel |  | Painted or None |  |  | 1901-01-01 06:00 | [15 empty] | UST Currently In Use: 0; UST Temp Close: 0; AST Currently In Use: 0; AST Temp Closed: 0 | 0 | 0 | 0 | 10913-015-004290 | CHARLES C BONDS
5674 | Cannot Locate or abandoned | 1989-12-23 06:00 | 1962-01-01 06:00 |  | Petroleum | Unleaded gasoline | Unleaded gasoline |  | Steel | Steel |  | Painted or None | Steel |  | 1901-01-01 06:00 | [15 empty] | UST Currently In Use: 0; UST Temp Close: 0; AST Currently In Use: 0; AST Temp Closed: 0 | 0 | 0 | 0 | 10913-015-004290 | CHARLES C BONDS
5675 | Cannot Locate or abandoned | 1989-12-23 06:00 | 1964-01-01 06:00 |  | Petroleum | Unleaded gasoline | Unleaded gasoline |  | Steel | Steel |  | Painted or None | Steel |  | 1901-01-01 06:00 | [15 empty] | UST Currently In Use: 0; UST Temp Close: 0; AST Currently In Use: 0; AST Temp Closed: 0 | 0 | 0 | 0 | 10913-015-004290 | CHARLES C BONDS
5676 | Permanently Closed | 1997-11-01 06:00 | 1901-01-01 06:00 | 1997-11-01 06:00 | Petroleum | Unleaded gasoline | Unleaded gasoline |  | Fiberglass coated steel | Fiberglass coated steel |  |  | Steel |  | 1901-01-01 06:00 | [6 empty] | Statistical Inventory Reconciliation (SIR) | [8 empty] | UST Currently In Use: 0; UST Temp Close: 0; AST Currently In Use: 0; AST Temp Closed: 0 | 0 | 0 | 5 | 10914-089-009970 | CHARLES C KNOWLES
5677 | Permanently Closed | 1997-11-01 06:00 | 1901-01-01 06:00 | 1997-11-01 06:00 | Petroleum | Unleaded gasoline | Unleaded gasoline |  | Fiberglass coated steel | Fiberglass coated steel |  |  | Steel |  | 1901-01-01 06:00 | [6 empty] | Statistical Inventory Reconciliation (SIR) | [8 empty] | UST Currently In Use: 0; UST Temp Close: 0; AST Currently In Use: 0; AST Temp Closed: 0 | 0 | 0 | 5 | 10914-089-009970 | CHARLES C KNOWLES
5678 | Permanently Closed | 1997-11-01 06:00 | 1901-01-01 06:00 | 1997-11-01 06:00 | Petroleum | On road diesel | On road diesel |  | Fiberglass coated steel | Fiberglass coated steel |  |  | Steel |  | 1901-01-01 06:00 | [6 empty] | Statistical Inventory Reconciliation (SIR) | [8 empty] | UST Currently In Use: 0; UST Temp Close: 0; AST Currently In Use: 0; AST Temp Closed: 0 | 0 | 0 | 5 | 10914-089-009970 | CHARLES C KNOWLES
5679 | Permanently Closed | 1997-11-01 06:00 | 1901-01-01 06:00 | 1997-11-01 06:00 | Petroleum | Kerosene | Kerosene |  | Fiberglass coated steel | Fiberglass coated steel |  |  | Steel |  | 1901-01-01 06:00 | [6 empty] | Statistical Inventory Reconciliation (SIR) | [8 empty] | UST Currently In Use: 0; UST Temp Close: 0; AST Currently In Use: 0; AST Temp Closed: 0 | 0 | 0 | 5 | 10914-089-009970 | CHARLES C KNOWLES
5680 | Permanently Closed | 1997-11-01 06:00 | 1983-01-01 06:00 | 1997-11-01 06:00 | Petroleum | Kerosene | Kerosene |  | Steel | Steel |  | Painted or None | Steel |  | 1901-01-01 06:00 | [6 empty] | Statistical Inventory Reconciliation (SIR) | [8 empty] | UST Currently In Use: 0; UST Temp Close: 0; AST Currently In Use: 0; AST Temp Closed: 0 | 0 | 0 | 5 | 10914-089-009970 | CHARLES C KNOWLES
5681 | Retired | 1988-08-08 06:00 | 1978-01-01 06:00 |  | Petroleum | Unleaded gasoline | Unleaded gasoline |  | Steel | Steel |  | Painted or None | Steel |  | 1901-01-01 06:00 | [15 empty] | UST Currently In Use: 0; UST Temp Close: 0; AST Currently In Use: 0; AST Temp Closed: 0 | 0 | 0 | 0 | 10915-033-012877 | CHARLES C RAYBURN
5682 | Permanently Closed | 1989-08-01 06:00 | 1969-01-01 06:00 | 1989-08-01 06:00 | Petroleum | Unleaded gasoline | Unleaded gasoline |  | Steel | Steel |  | Painted or None | Steel |  | 1901-01-01 06:00 | [15 empty] | UST Currently In Use: 0; UST Temp Close: 0; AST Currently In Use: 0; AST Temp Closed: 0 | 0 | 0 | 4 | 10916-077-006259 | CHARLES DAVID WOODY
5683 | Permanently Closed | 1989-08-01 06:00 | 1969-01-01 06:00 | 1989-08-01 06:00 | Petroleum | Unleaded gasoline | Unleaded gasoline |  | Steel | Steel |  | Painted or None | Steel |  | 1901-01-01 06:00 | [15 empty] | UST Currently In Use: 0; UST Temp Close: 0; AST Currently In Use: 0; AST Temp Closed: 0 | 0 | 0 | 4 | 10916-077-006259 | CHARLES DAVID WOODY
5684 | Permanently Closed | 1989-08-01 06:00 | 1967-01-01 06:00 | 1989-08-01 06:00 | Petroleum | Unleaded gasoline | Unleaded gasoline |  | Steel | Steel |  | Painted or None | Steel |  | 1901-01-01 06:00 | [15 empty] | UST Currently In Use: 0; UST Temp Close: 0; AST Currently In Use: 0; AST Temp Closed: 0 | 0 | 0 | 4 | 10916-077-006259 | CHARLES DAVID WOODY
5685 | Permanently Closed | 1989-11-21 06:00 | 1967-01-01 06:00 | 1989-11-21 06:00 | Petroleum | Unleaded gasoline | Unleaded gasoline |  | Steel | Steel |  | Painted or None | Steel |  | 1901-01-01 06:00 | [15 empty] | UST Currently In Use: 0; UST Temp Close: 0; AST Currently In Use: 0; AST Temp Closed: 0 | 0 | 0 | 4 | 10916-077-006259 | CHARLES DAVID WOODY
5686 | Permanently Closed | 1991-09-03 06:00 | 1983-01-01 06:00 | 1991-09-03 06:00 | Petroleum | Unleaded gasoline | Unleaded gasoline |  | Steel | Steel | Coated & cathodic protection (sti-P3) |  |  |  | 1901-01-01 06:00 | Field installed cathodic protection | [14 empty] | UST Currently In Use: 0; UST Temp Close: 0; AST Currently In Use: 0; AST Temp Closed: 0 | 0 | 0 | 5 | 10917-097-000237 | CHARLES E GREEN
5687 | Permanently Closed | 1991-09-03 06:00 | 1968-01-01 06:00 | 1991-09-03 06:00 | Petroleum | Unleaded gasoline | Unleaded gasoline |  | Steel | Steel |  | Painted or None |  |  | 1901-01-01 06:00 | [15 empty] | UST Currently In Use: 0; UST Temp Close: 0; AST Currently In Use: 0; AST Temp Closed: 0 | 0 | 0 | 5 | 10917-097-000237 | CHARLES E GREEN
5688 | Permanently Closed | 1991-09-03 06:00 | 1968-01-01 06:00 | 1991-09-03 06:00 | Petroleum | Unleaded gasoline | Unleaded gasoline |  | Steel | Steel |  | Painted or None |  |  | 1901-01-01 06:00 | [15 empty] | UST Currently In Use: 0; UST Temp Close: 0; AST Currently In Use: 0; AST Temp Closed: 0 | 0 | 0 | 5 | 10917-097-000237 | CHARLES E GREEN
5689 | Permanently Closed | 1991-09-03 06:00 | 1972-01-01 06:00 | 1991-09-03 06:00 | Petroleum | Unleaded gasoline | Unleaded gasoline |  | Steel | Steel |  | Painted or None |  |  | 1901-01-01 06:00 | [15 empty] | UST Currently In Use: 0; UST Temp Close: 0; AST Currently In Use: 0; AST Temp Closed: 0 | 0 | 0 | 5 | 10917-097-000237 | CHARLES E GREEN
5690 | Permanently Closed | 1991-09-03 06:00 | 1968-01-01 06:00 | 1991-09-03 06:00 | Petroleum | Unleaded gasoline | Unleaded gasoline |  | Steel | Steel |  | Painted or None |  |  | 1901-01-01 06:00 | [15 empty] | UST Currently In Use: 0; UST Temp Close: 0; AST Currently In Use: 0; AST Temp Closed: 0 | 0 | 0 | 5 | 10917-097-000237 | CHARLES E GREEN
5691 | Permanently Closed | 1999-01-19 06:00 | 1977-01-01 06:00 | 1999-01-19 06:00 | Petroleum | Unleaded gasoline | Unleaded gasoline |  | Steel | Steel |  | Painted or None | Steel |  | 1901-01-01 06:00 | [12 empty] | Annual line testing | Annual line testing |  | UST Currently In Use: 0; UST Temp Close: 0; AST Currently In Use: 2; AST Temp Closed: 0 | 0 | 0 | 3 | 10919-055-000973 | CHARLES E WATTS INC
5692 | Permanently Closed | 1999-01-19 06:00 | 1977-01-01 06:00 | 1999-01-19 06:00 | Petroleum | On road diesel | On road diesel |  | Steel | Steel |  | Painted or None | Steel |  | 1901-01-01 06:00 | [12 empty] | Annual line testing | Annual line testing |  | UST Currently In Use: 0; UST Temp Close: 0; AST Currently In Use: 2; AST Temp Closed: 0 | 0 | 0 | 3 | 10919-055-000973 | CHARLES E WATTS INC
5693 | Permanently Closed | 1999-01-19 06:00 | 1977-01-01 06:00 | 1999-01-19 06:00 | Petroleum | On road diesel | On road diesel |  | Steel | Steel |  | Painted or None | Steel |  | 1901-01-01 06:00 | [12 empty] | Annual line testing | Annual line testing |  | UST Currently In Use: 0; UST Temp Close: 0; AST Currently In Use: 2; AST Temp Closed: 0 | 0 | 0 | 3 | 10919-055-000973 | CHARLES E WATTS INC
5694 | Retired | 1988-12-22 06:00 | 1968-01-01 06:00 |  | Petroleum | Unleaded gasoline | Unleaded gasoline |  | Steel | Steel |  | Painted or None | Steel |  | 1901-01-01 06:00 | [15 empty] | UST Currently In Use: 0; UST Temp Close: 0; AST Currently In Use: 0; AST Temp Closed: 0 | 0 | 0 | 0 | 10920-097-005655 | CHARLES ETHRIDGE
5695 | Retired | 1988-12-22 06:00 | 1968-01-01 06:00 |  | Petroleum | Unleaded gasoline | Unleaded gasoline |  | Steel | Steel |  | Painted or None | Steel |  | 1901-01-01 06:00 | [15 empty] | UST Currently In Use: 0; UST Temp Close: 0; AST Currently In Use: 0; AST Temp Closed: 0 | 0 | 0 | 0 | 10920-097-005655 | CHARLES ETHRIDGE
5696 | Permanently Closed | 1991-09-28 06:00 | 1976-01-01 06:00 | 1993-02-22 06:00 | Petroleum | Other, EMPTY | Other |  | Steel | Steel |  | Painted or None | Steel |  | 1901-01-01 06:00 | [15 empty] | UST Currently In Use: 0; UST Temp Close: 0; AST Currently In Use: 0; AST Temp Closed: 0 | 0 | 0 | 2 | 23288-079-007277 | ANDREW JAMES WATKINS, JR.
5697 | Permanently Closed | 1991-09-28 06:00 | 1976-01-01 06:00 | 1993-02-22 06:00 | Petroleum | Other, EMPTY | Other |  | Steel | Steel |  | Painted or None | Steel |  | 1901-01-01 06:00 | [15 empty] | UST Currently In Use: 0; UST Temp Close: 0; AST Currently In Use: 0; AST Temp Closed: 0 | 0 | 0 | 2 | 23288-079-007277 | ANDREW JAMES WATKINS, JR.
5698 |  | 2004-06-30 06:00 | 1983-01-01 06:00 | 1994-01-01 06:00 | Petroleum | Unleaded gasoline | Unleaded gasoline | Retail | Steel | Steel | Coated & cathodic protection (sti-P3) |  | Fiberglass reinforced plastic |  | 1901-01-01 06:00 |  | Catchment Basin, Single walled catchment basin | Automatic shutoff device At 95% full, Flow Rest 90% Full | Flow Rest 90% Full | [11 empty] | UST Currently In Use: 0; UST Temp Close: 0; AST Currently In Use: 0; AST Temp Closed: 0 | 0 | 0 | 2 | 23288-079-007277 | ANDREW JAMES WATKINS, JR.
5699 | Retired | 1988-12-01 06:00 | 1972-01-01 06:00 |  | Petroleum | Unleaded gasoline | Unleaded gasoline |  | Steel | Steel | Interior lined (not allowed as a standalone method of corrosion protection) | Painted or None |  |  | 1901-01-01 06:00 | [15 empty] | UST Currently In Use: 0; UST Temp Close: 0; AST Currently In Use: 0; AST Temp Closed: 0 | 0 | 0 | 0 | 10922-015-008778 | CHARLES H MURRAY (INDIVIDUAL)
5700 | Retired | 1988-12-01 06:00 | 1972-01-01 06:00 |  | Petroleum | Unleaded gasoline | Unleaded gasoline |  | Steel | Steel | Interior lined (not allowed as a standalone method of corrosion protection) | Painted or None |  |  | 1901-01-01 06:00 | [15 empty] | UST Currently In Use: 0; UST Temp Close: 0; AST Currently In Use: 0; AST Temp Closed: 0 | 0 | 0 | 0 | 10922-015-008778 | CHARLES H MURRAY (INDIVIDUAL)
5701 | Retired | 1988-12-01 06:00 | 1972-01-01 06:00 |  | Petroleum | Unleaded gasoline | Unleaded gasoline |  | Steel | Steel | Interior lined (not allowed as a standalone method of corrosion protection) | Painted or None |  |  | 1901-01-01 06:00 | [15 empty] | UST Currently In Use: 0; UST Temp Close: 0; AST Currently In Use: 0; AST Temp Closed: 0 | 0 | 0 | 0 | 10922-015-008778 | CHARLES H MURRAY (INDIVIDUAL)
5702 | Permanently Closed | 1992-12-01 06:00 | 1901-01-01 06:00 | 1992-12-01 06:00 | Petroleum | On road diesel | On road diesel | [7 empty] | 1901-01-01 06:00 | [15 empty] | UST Currently In Use: 0; UST Temp Close: 0; AST Currently In Use: 0; AST Temp Closed: 0 | 0 | 0 | 1 | 10924-073-000044 | CHARLES KEMP
5703 | Permanently Closed | 1992-12-03 06:00 | 1901-01-01 06:00 | 1992-12-03 06:00 | Petroleum | On road diesel | On road diesel |  | Steel | Steel |  | Painted or None | Steel |  | 1901-01-01 06:00 | [15 empty] | UST Currently In Use: 0; UST Temp Close: 0; AST Currently In Use: 0; AST Temp Closed: 0 | 0 | 0 | 1 | 10924-073-009239 | CHARLES KEMP
5704 | Permanently Closed | 1989-05-02 06:00 | 1978-01-01 06:00 | 1989-05-02 06:00 | Petroleum | On road diesel | On road diesel |  | Steel | Steel |  | Painted or None | Steel |  | 1901-01-01 06:00 | [15 empty] | UST Currently In Use: 0; UST Temp Close: 0; AST Currently In Use: 0; AST Temp Closed: 0 | 0 | 0 | 2 | 10924-073-010417 | CHARLES KEMP
5705 | Permanently Closed | 1989-05-02 06:00 | 1978-01-01 06:00 | 1989-05-02 06:00 | Petroleum | Unleaded gasoline | Unleaded gasoline |  | Steel | Steel |  | Painted or None | Steel |  | 1901-01-01 06:00 | [15 empty] | UST Currently In Use: 0; UST Temp Close: 0; AST Currently In Use: 0; AST Temp Closed: 0 | 0 | 0 | 2 | 10924-073-010417 | CHARLES KEMP
5706 | Permanently Closed | 2007-01-03 06:00 | 1980-08-19 06:00 | 2007-01-03 06:00 | Petroleum | Unleaded gasoline | Unleaded gasoline | Retail | Steel | Steel | Field installed cathodic protection |  | Steel |  | 1901-01-01 06:00 | Field installed cathodic protection | Catchment Basin, Single walled catchment basin | Automatic shutoff device At 95% full, Flow Rest 90% Full | Flow Rest 90% Full |  |  | Statistical Inventory Reconciliation (SIR) | [8 empty] | UST Currently In Use: 0; UST Temp Close: 0; AST Currently In Use: 0; AST Temp Closed: 0 | 0 | 0 | 2 | 21581-115-009880 | METRO BANK
5707 | Permanently Closed | 2007-01-03 06:00 | 1977-01-01 06:00 | 2007-01-03 06:00 | Petroleum | Premium gasoline | Premium gasoline | Retail | Steel | Steel | Field installed cathodic protection |  | Steel |  | 1901-01-01 06:00 | Field installed cathodic protection | Catchment Basin, Single walled catchment basin | Automatic shutoff device At 95% full, Flow Rest 90% Full | Flow Rest 90% Full |  |  | Statistical Inventory Reconciliation (SIR) | [8 empty] | UST Currently In Use: 0; UST Temp Close: 0; AST Currently In Use: 0; AST Temp Closed: 0 | 0 | 0 | 2 | 21581-115-009880 | METRO BANK
5708 | Permanently Closed | 1999-09-17 06:00 | 1968-01-01 06:00 | 2002-05-28 06:00 | Petroleum | Unleaded gasoline | Unleaded gasoline |  | Steel | Steel |  |  |  |  | 1901-01-01 06:00 | [15 empty] | UST Currently In Use: 0; UST Temp Close: 1; AST Currently In Use: 0; AST Temp Closed: 0 | 0 | 1 | 2 | 21315-097-004162 | GROVER STEWART
5709 | Permanently Closed | 1999-09-17 06:00 | 1968-01-01 06:00 | 2002-05-28 06:00 | Petroleum | Unleaded gasoline | Unleaded gasoline |  | Steel | Steel |  |  |  |  | 1901-01-01 06:00 | [15 empty] | UST Currently In Use: 0; UST Temp Close: 1; AST Currently In Use: 0; AST Temp Closed: 0 | 0 | 1 | 2 | 21315-097-004162 | GROVER STEWART
5710 | Permanently Closed | 1997-07-07 06:00 | 1982-01-01 06:00 | 1997-07-08 06:00 | Petroleum | Unleaded gasoline | Unleaded gasoline | Retail | Steel | Steel |  | Painted or None | Steel |  | 1901-01-01 06:00 | [12 empty] | Annual line testing | Annual line testing |  | UST Currently In Use: 0; UST Temp Close: 0; AST Currently In Use: 0; AST Temp Closed: 0 | 0 | 0 | 4 | 10927-099-012863 | CHARLES LYNAM
5711 | Permanently Closed | 1997-07-07 06:00 | 1982-01-01 06:00 | 1997-07-08 06:00 | Petroleum | Unleaded gasoline | Unleaded gasoline | Retail | Steel | Steel |  | Painted or None | Steel |  | 1901-01-01 06:00 | [12 empty] | Annual line testing | Annual line testing |  | UST Currently In Use: 0; UST Temp Close: 0; AST Currently In Use: 0; AST Temp Closed: 0 | 0 | 0 | 4 | 10927-099-012863 | CHARLES LYNAM
5712 | Permanently Closed | 1997-07-07 06:00 | 1986-01-01 06:00 | 1997-07-08 06:00 | Petroleum | Unleaded gasoline | Unleaded gasoline | Retail | Steel | Steel |  | Painted or None | Steel |  | 1901-01-01 06:00 | [15 empty] | UST Currently In Use: 0; UST Temp Close: 0; AST Currently In Use: 0; AST Temp Closed: 0 | 0 | 0 | 4 | 10927-099-012863 | CHARLES LYNAM
5713 | Permanently Closed | 1993-05-27 06:00 | 1988-01-01 06:00 | 1993-05-27 06:00 | Petroleum | On road diesel | On road diesel |  | Steel | Steel | Interior lined (not allowed as a standalone method of corrosion protection) | Painted or None | Steel |  | 1901-01-01 06:00 | [15 empty] | UST Currently In Use: 0; UST Temp Close: 0; AST Currently In Use: 0; AST Temp Closed: 0 | 0 | 0 | 4 | 10927-099-012863 | CHARLES LYNAM
5714 | Permanently Closed | 1990-06-26 06:00 | 1972-01-01 06:00 | 1990-06-26 06:00 | Petroleum | Unleaded gasoline | Unleaded gasoline | [7 empty] | 1901-01-01 06:00 | [15 empty] | UST Currently In Use: 0; UST Temp Close: 0; AST Currently In Use: 0; AST Temp Closed: 0 | 0 | 0 | 2 | 10928-077-007560 | CHARLES M HUNT
5715 | Permanently Closed | 1990-06-26 06:00 | 1972-01-01 06:00 | 1990-06-26 06:00 | Petroleum | Unleaded gasoline | Unleaded gasoline | [7 empty] | 1901-01-01 06:00 | [15 empty] | UST Currently In Use: 0; UST Temp Close: 0; AST Currently In Use: 0; AST Temp Closed: 0 | 0 | 0 | 2 | 10928-077-007560 | CHARLES M HUNT
5716 | Permanently Closed | 1901-01-01 06:00 | 1959-01-01 06:00 | 1989-02-04 06:00 | Petroleum | Unleaded gasoline | Unleaded gasoline |  | Steel | Steel |  | Painted or None | Steel |  | 1901-01-01 06:00 | [15 empty] | UST Currently In Use: 0; UST Temp Close: 0; AST Currently In Use: 0; AST Temp Closed: 0 | 0 | 0 | 6 | 22131-073-008674 | W.L. POSEY
5717 | Permanently Closed | 1901-01-01 06:00 | 1959-01-01 06:00 | 1989-02-04 06:00 | Petroleum | Unleaded gasoline | Unleaded gasoline |  | Steel | Steel |  | Painted or None | Steel |  | 1901-01-01 06:00 | [12 empty] | Annual line testing | Annual line testing |  | UST Currently In Use: 0; UST Temp Close: 0; AST Currently In Use: 0; AST Temp Closed: 0 | 0 | 0 | 6 | 22131-073-008674 | W.L. POSEY
5718 | Permanently Closed | 1901-01-01 06:00 | 1959-01-01 06:00 | 1989-02-04 06:00 | Petroleum | Unleaded gasoline | Unleaded gasoline |  | Steel | Steel |  | Painted or None | Steel |  | 1901-01-01 06:00 | [15 empty] | UST Currently In Use: 0; UST Temp Close: 0; AST Currently In Use: 0; AST Temp Closed: 0 | 0 | 0 | 6 | 22131-073-008674 | W.L. POSEY
5719 | Permanently Closed | 2014-07-16 06:00 | 1974-01-01 06:00 | 2021-02-10 06:00 | Petroleum | Unleaded gasoline | Unleaded gasoline | Retail | Single Wall, Steel | Steel | Field installed cathodic protection |  | Fiberglass reinforced plastic, Single Wall |  |  | Other, FLXS ISOLA | Catchment Basin, Single walled catchment basin | Automatic shutoff device At 95% full | Automatic shutoff device At 95% full | [11 empty] | UST Currently In Use: 0; UST Temp Close: 0; AST Currently In Use: 0; AST Temp Closed: 0 | 0 | 0 | 6 | 22131-073-008674 | W.L. POSEY
5720 | Permanently Closed | 2014-07-16 06:00 | 1974-01-01 06:00 | 2021-02-10 06:00 | Petroleum | Mid-grade gasoline | Mid-grade gasoline | Retail | Single Wall, Steel | Steel | Field installed cathodic protection |  | Fiberglass reinforced plastic, Single Wall |  |  | Other, FLXS ISOLA | Catchment Basin, Single walled catchment basin | Automatic shutoff device At 95% full | Automatic shutoff device At 95% full | [11 empty] | UST Currently In Use: 0; UST Temp Close: 0; AST Currently In Use: 0; AST Temp Closed: 0 | 0 | 0 | 6 | 22131-073-008674 | W.L. POSEY
5721 | Permanently Closed | 2014-07-16 06:00 | 1974-01-01 06:00 | 2021-02-10 06:00 | Petroleum | Premium gasoline | Premium gasoline | Retail | Single Wall, Steel | Steel | Field installed cathodic protection |  | Fiberglass reinforced plastic, Single Wall |  |  | Other, FLXS ISOLA | Catchment Basin, Single walled catchment basin | Automatic shutoff device At 95% full | Automatic shutoff device At 95% full | [11 empty] | UST Currently In Use: 0; UST Temp Close: 0; AST Currently In Use: 0; AST Temp Closed: 0 | 0 | 0 | 6 | 22131-073-008674 | W.L. POSEY
5722 | Permanently Closed | 2005-07-04 06:00 | 1965-01-01 06:00 | 2006-08-01 06:00 | Petroleum | Unleaded gasoline | Unleaded gasoline | Retail | Steel | Steel | Field installed cathodic protection, Interior lined (not allowed as a standalone method of corrosion protection) |  | Steel |  | 1901-01-01 06:00 | Field installed cathodic protection | Catchment Basin, Single walled catchment basin | Automatic shutoff device At 95% full | Automatic shutoff device At 95% full | [8 empty] | Annual line testing | Annual line testing |  | UST Currently In Use: 0; UST Temp Close: 0; AST Currently In Use: 0; AST Temp Closed: 0 | 0 | 0 | 5 | 15164-073-009048 | METRO CONVENIENCE STORES INC
5723 | Permanently Closed | 2005-07-04 06:00 | 1965-01-01 06:00 | 2006-08-01 06:00 | Petroleum | Unleaded gasoline | Unleaded gasoline | Retail | Steel | Steel | Field installed cathodic protection, Interior lined (not allowed as a standalone method of corrosion protection) |  | Steel |  | 1901-01-01 06:00 | Field installed cathodic protection | Catchment Basin, Single walled catchment basin | Automatic shutoff device At 95% full | Automatic shutoff device At 95% full | [8 empty] | Annual line testing | Annual line testing |  | UST Currently In Use: 0; UST Temp Close: 0; AST Currently In Use: 0; AST Temp Closed: 0 | 0 | 0 | 5 | 15164-073-009048 | METRO CONVENIENCE STORES INC
5724 | Permanently Closed | 2005-07-04 06:00 | 1965-01-01 06:00 | 2006-08-01 06:00 | Petroleum | Unleaded gasoline | Unleaded gasoline | Retail | Steel | Steel | Field installed cathodic protection, Interior lined (not allowed as a standalone method of corrosion protection) |  | Steel |  | 1901-01-01 06:00 | Field installed cathodic protection | Catchment Basin, Single walled catchment basin | Automatic shutoff device At 95% full | Automatic shutoff device At 95% full | [11 empty] | UST Currently In Use: 0; UST Temp Close: 0; AST Currently In Use: 0; AST Temp Closed: 0 | 0 | 0 | 5 | 15164-073-009048 | METRO CONVENIENCE STORES INC
5725 | Permanently Closed | 2005-07-04 06:00 | 1965-01-01 06:00 | 2006-08-01 06:00 | Petroleum | Mid-grade gasoline | Mid-grade gasoline | Retail | Steel | Steel | Field installed cathodic protection, Interior lined (not allowed as a standalone method of corrosion protection) |  | Steel |  | 1901-01-01 06:00 | Field installed cathodic protection | Catchment Basin, Single walled catchment basin | Automatic shutoff device At 95% full | Automatic shutoff device At 95% full | [8 empty] | Annual line testing | Annual line testing |  | UST Currently In Use: 0; UST Temp Close: 0; AST Currently In Use: 0; AST Temp Closed: 0 | 0 | 0 | 5 | 15164-073-009048 | METRO CONVENIENCE STORES INC
5726 | Permanently Closed | 2005-07-04 06:00 | 1965-01-01 06:00 | 2006-08-01 06:00 | Petroleum | Premium gasoline | Premium gasoline | Retail | Steel | Steel | Field installed cathodic protection, Interior lined (not allowed as a standalone method of corrosion protection) |  | Steel |  | 1901-01-01 06:00 | Field installed cathodic protection | Catchment Basin, Single walled catchment basin | Automatic shutoff device At 95% full | Automatic shutoff device At 95% full | [11 empty] | UST Currently In Use: 0; UST Temp Close: 0; AST Currently In Use: 0; AST Temp Closed: 0 | 0 | 0 | 5 | 15164-073-009048 | METRO CONVENIENCE STORES INC
5727 | Retired | 1988-12-22 06:00 | 1973-01-01 06:00 |  | Petroleum | Unleaded gasoline | Unleaded gasoline |  | Steel | Steel |  | Painted or None | Steel |  | 1901-01-01 06:00 | [15 empty] | UST Currently In Use: 0; UST Temp Close: 0; AST Currently In Use: 0; AST Temp Closed: 0 | 0 | 0 | 0 | 10931-041-008446 | CHARLES POWELL
5728 | Permanently Closed | 1996-01-01 06:00 | 1986-05-01 06:00 | 1997-11-10 06:00 | Petroleum | On road diesel | On road diesel |  | Steel | Steel |  | Painted or None | Steel |  | 1901-01-01 06:00 | [6 empty] | Statistical Inventory Reconciliation (SIR) | [5 empty] | Annual line testing, Statistical inventory reconciliation (SIR) | Statistical inventory reconciliation (SIR) |  | UST Currently In Use: 0; UST Temp Close: 0; AST Currently In Use: 0; AST Temp Closed: 0 | 0 | 0 | 6 | 10932-077-011076 | BRAD ROBERSON
5729 | Permanently Closed | 1994-02-01 06:00 | 1986-05-01 06:00 | 1994-02-01 06:00 | Petroleum | Unleaded gasoline | Unleaded gasoline |  | Steel | Steel |  | Painted or None | Steel |  | 1901-01-01 06:00 | [12 empty] | Annual line testing | Annual line testing |  | UST Currently In Use: 0; UST Temp Close: 0; AST Currently In Use: 0; AST Temp Closed: 0 | 0 | 0 | 6 | 10932-077-011076 | BRAD ROBERSON
5730 | Permanently Closed | 1997-01-01 06:00 | 1986-05-01 06:00 | 1997-11-10 06:00 | Petroleum | On road diesel | On road diesel |  | Steel | Steel |  | Painted or None | Steel |  | 1901-01-01 06:00 | [6 empty] | Statistical Inventory Reconciliation (SIR) | [5 empty] | Annual line testing, Statistical inventory reconciliation (SIR) | Statistical inventory reconciliation (SIR) |  | UST Currently In Use: 0; UST Temp Close: 0; AST Currently In Use: 0; AST Temp Closed: 0 | 0 | 0 | 6 | 10932-077-011076 | BRAD ROBERSON
5731 | Permanently Closed | 1997-01-01 06:00 | 1986-05-01 06:00 | 1997-11-10 06:00 | Petroleum | Unleaded gasoline | Unleaded gasoline |  | Steel | Steel |  | Painted or None | Steel |  | 1901-01-01 06:00 | [6 empty] | Statistical Inventory Reconciliation (SIR) | [5 empty] | Annual line testing, Statistical inventory reconciliation (SIR) | Statistical inventory reconciliation (SIR) |  | UST Currently In Use: 0; UST Temp Close: 0; AST Currently In Use: 0; AST Temp Closed: 0 | 0 | 0 | 6 | 10932-077-011076 | BRAD ROBERSON
5732 | Permanently Closed | 1997-01-01 06:00 | 1986-05-01 06:00 | 1997-11-10 06:00 | Petroleum | Unleaded gasoline | Unleaded gasoline |  | Steel | Steel |  | Painted or None | Steel |  | 1901-01-01 06:00 | [6 empty] | Statistical Inventory Reconciliation (SIR) | [5 empty] | Annual line testing, Statistical inventory reconciliation (SIR) | Statistical inventory reconciliation (SIR) |  | UST Currently In Use: 0; UST Temp Close: 0; AST Currently In Use: 0; AST Temp Closed: 0 | 0 | 0 | 6 | 10932-077-011076 | BRAD ROBERSON
5733 | Permanently Closed | 1997-01-01 06:00 | 1986-05-01 06:00 | 1997-11-10 06:00 | Petroleum | On road diesel | On road diesel |  | Steel | Steel |  | Painted or None | Steel |  | 1901-01-01 06:00 | [6 empty] | Statistical Inventory Reconciliation (SIR) | [8 empty] | UST Currently In Use: 0; UST Temp Close: 0; AST Currently In Use: 0; AST Temp Closed: 0 | 0 | 0 | 6 | 10932-077-011076 | BRAD ROBERSON
5734 | Permanently Closed | 1990-05-14 06:00 | 1978-01-01 06:00 | 1990-05-14 06:00 | Petroleum | Unleaded gasoline | Unleaded gasoline |  | Steel | Steel |  | Painted or None | Steel |  | 1901-01-01 06:00 | [15 empty] | UST Currently In Use: 0; UST Temp Close: 0; AST Currently In Use: 0; AST Temp Closed: 0 | 0 | 0 | 2 | 10934-017-008206 | CHARLES TEEL
5735 | Permanently Closed | 1990-05-14 06:00 | 1978-01-01 06:00 | 1990-05-14 06:00 | Petroleum | Unleaded gasoline | Unleaded gasoline |  | Steel | Steel |  | Painted or None | Steel |  | 1901-01-01 06:00 | [15 empty] | UST Currently In Use: 0; UST Temp Close: 0; AST Currently In Use: 0; AST Temp Closed: 0 | 0 | 0 | 2 | 10934-017-008206 | CHARLES TEEL
5736 | Permanently Closed | 1998-12-01 06:00 | 1976-01-01 06:00 | 1999-01-12 06:00 | Petroleum | Unleaded gasoline | Unleaded gasoline |  | Steel | Steel |  | Painted or None | Steel |  | 1901-01-01 06:00 | [15 empty] | UST Currently In Use: 0; UST Temp Close: 0; AST Currently In Use: 0; AST Temp Closed: 0 | 0 | 0 | 2 | 10935-065-006777 | CHARLES TINKER
5737 | Permanently Closed | 1998-12-01 06:00 | 1976-01-01 06:00 | 1999-01-12 06:00 | Petroleum | Unleaded gasoline | Unleaded gasoline |  | Steel | Steel |  | Painted or None | Steel |  | 1901-01-01 06:00 | [15 empty] | UST Currently In Use: 0; UST Temp Close: 0; AST Currently In Use: 0; AST Temp Closed: 0 | 0 | 0 | 2 | 10935-065-006777 | CHARLES TINKER
5738 | Permanently Closed | 1901-01-01 06:00 | 1953-01-01 06:00 | 1989-08-01 06:00 | Petroleum | Unleaded gasoline | Unleaded gasoline |  | Steel | Steel |  | Painted or None | Steel |  | 1901-01-01 06:00 | [15 empty] | UST Currently In Use: 0; UST Temp Close: 0; AST Currently In Use: 0; AST Temp Closed: 0 | 0 | 0 | 2 | 10936-123-004643 | CHARLES W JONES
5739 | Permanently Closed | 1901-01-01 06:00 | 1953-01-01 06:00 | 1989-08-01 06:00 | Petroleum | Unleaded gasoline | Unleaded gasoline |  | Steel | Steel |  | Painted or None | Steel |  | 1901-01-01 06:00 | [15 empty] | UST Currently In Use: 0; UST Temp Close: 0; AST Currently In Use: 0; AST Temp Closed: 0 | 0 | 0 | 2 | 10936-123-004643 | CHARLES W JONES
5740 | Permanently Closed | 1901-01-01 06:00 | 1980-05-01 06:00 | 1994-01-01 06:00 | Petroleum | Unleaded gasoline | Unleaded gasoline |  | Steel | Steel |  | Painted or None | Steel |  | 1901-01-01 06:00 | [15 empty] | UST Currently In Use: 0; UST Temp Close: 0; AST Currently In Use: 0; AST Temp Closed: 0 | 0 | 0 | 2 | 10937-119-013370 | CHARLIE EVANS
5741 | Permanently Closed | 1901-01-01 06:00 | 1975-05-01 06:00 | 1994-01-01 06:00 | Petroleum | Unleaded gasoline | Unleaded gasoline |  | Steel | Steel |  | Painted or None | Steel |  | 1901-01-01 06:00 | [15 empty] | UST Currently In Use: 0; UST Temp Close: 0; AST Currently In Use: 0; AST Temp Closed: 0 | 0 | 0 | 2 | 10937-119-013370 | CHARLIE EVANS
5742 | Permanently Closed | 1992-08-19 06:00 | 1980-01-01 06:00 | 1992-08-19 06:00 | Petroleum | Unleaded gasoline | Unleaded gasoline |  | Steel | Steel |  | Painted or None | Steel |  | 1901-01-01 06:00 | [6 empty] | Manual Tank Gauging (only tanks 1000 gal. or less and 48” or 64” in diameter) | [8 empty] | UST Currently In Use: 0; UST Temp Close: 0; AST Currently In Use: 2; AST Temp Closed: 0 | 0 | 0 | 1 | 17453-089-000325 | O W REYNOLDS
5768 | Permanently Closed | 1983-01-01 06:00 | 1964-01-01 06:00 | 1988-01-01 06:00 | Petroleum | Other, EMPTY | Other |  | Steel | Steel |  | Painted or None |  |  | 1901-01-01 06:00 | [15 empty] | UST Currently In Use: 0; UST Temp Close: 0; AST Currently In Use: 0; AST Temp Closed: 0 | 0 | 0 | 5 | 10941-053-000796 | CHARTER MARKETING CO
5769 | Permanently Closed | 1983-01-01 06:00 | 1964-01-01 06:00 | 1988-01-01 06:00 | Petroleum | Other, EMPTY | Other |  | Steel | Steel |  | Painted or None |  |  | 1901-01-01 06:00 | [15 empty] | UST Currently In Use: 0; UST Temp Close: 0; AST Currently In Use: 0; AST Temp Closed: 0 | 0 | 0 | 5 | 10941-053-000796 | CHARTER MARKETING CO
5770 | Permanently Closed | 1983-01-01 06:00 | 1964-01-01 06:00 | 1988-01-01 06:00 | Petroleum | Other, EMPTY | Other |  | Steel | Steel |  | Painted or None |  |  | 1901-01-01 06:00 | [15 empty] | UST Currently In Use: 0; UST Temp Close: 0; AST Currently In Use: 0; AST Temp Closed: 0 | 0 | 0 | 5 | 10941-053-000796 | CHARTER MARKETING CO
5771 | Permanently Closed | 1983-01-01 06:00 | 1964-01-01 06:00 | 1988-01-01 06:00 | Petroleum | Other, EMPTY | Other |  | Steel | Steel |  | Painted or None |  |  | 1901-01-01 06:00 | [15 empty] | UST Currently In Use: 0; UST Temp Close: 0; AST Currently In Use: 0; AST Temp Closed: 0 | 0 | 0 | 5 | 10941-053-000796 | CHARTER MARKETING CO
5772 | Permanently Closed | 1983-01-01 06:00 | 1964-01-01 06:00 | 1988-01-01 06:00 | Petroleum | Other, EMPTY | Other |  | Steel | Steel |  | Painted or None |  |  | 1901-01-01 06:00 | [15 empty] | UST Currently In Use: 0; UST Temp Close: 0; AST Currently In Use: 0; AST Temp Closed: 0 | 0 | 0 | 5 | 10941-053-000796 | CHARTER MARKETING CO
5806 | Permanently Closed | 1980-08-01 06:00 | 1969-01-01 06:00 | 1988-01-01 06:00 | Petroleum | Other, EMPTY | Other |  | Steel | Steel |  | Painted or None |  |  | 1901-01-01 06:00 | [15 empty] | UST Currently In Use: 0; UST Temp Close: 0; AST Currently In Use: 0; AST Temp Closed: 0 | 0 | 0 | 4 | 10941-109-000800 | CHARTER MARKETING CO
5807 | Permanently Closed | 1980-08-01 06:00 | 1969-01-01 06:00 | 1988-01-01 06:00 | Petroleum | Other, EMPTY | Other |  | Steel | Steel |  | Painted or None |  |  | 1901-01-01 06:00 | [15 empty] | UST Currently In Use: 0; UST Temp Close: 0; AST Currently In Use: 0; AST Temp Closed: 0 | 0 | 0 | 4 | 10941-109-000800 | CHARTER MARKETING CO
5808 | Permanently Closed | 1980-08-01 06:00 | 1969-01-01 06:00 | 1988-01-01 06:00 | Petroleum | Other, EMPTY | Other |  | Steel | Steel |  | Painted or None |  |  | 1901-01-01 06:00 | [15 empty] | UST Currently In Use: 0; UST Temp Close: 0; AST Currently In Use: 0; AST Temp Closed: 0 | 0 | 0 | 4 | 10941-109-000800 | CHARTER MARKETING CO
5809 | Permanently Closed | 1980-08-01 06:00 | 1969-01-01 06:00 | 1988-01-01 06:00 | Petroleum | Other, EMPTY | Other |  | Steel | Steel |  | Painted or None |  |  | 1901-01-01 06:00 | [15 empty] | UST Currently In Use: 0; UST Temp Close: 0; AST Currently In Use: 0; AST Temp Closed: 0 | 0 | 0 | 4 | 10941-109-000800 | CHARTER MARKETING CO
5826 | Permanently Closed | 1993-02-20 06:00 | 1978-01-01 06:00 | 1993-02-20 06:00 | Petroleum | Unleaded gasoline | Unleaded gasoline |  | Steel | Steel |  | Painted or None | Steel |  | 1901-01-01 06:00 | [15 empty] | UST Currently In Use: 0; UST Temp Close: 0; AST Currently In Use: 0; AST Temp Closed: 0 | 0 | 0 | 1 | 10942-069-002489 | CHARTER WOODS HOSPITAL
5827 | Permanently Closed | 1994-04-01 06:00 | 1977-01-01 06:00 | 1994-08-17 06:00 | Petroleum | Unleaded gasoline | Unleaded gasoline |  | Steel | Steel | Interior lined (not allowed as a standalone method of corrosion protection) | Painted or None | Steel |  | 1901-01-01 06:00 | [6 empty] | Statistical Inventory Reconciliation (SIR) | [8 empty] | UST Currently In Use: 0; UST Temp Close: 0; AST Currently In Use: 0; AST Temp Closed: 0 | 0 | 0 | 4 | 10943-021-007830 | CLECKLER'S TEXACO
5828 | Permanently Closed | 1994-04-01 06:00 | 1977-01-01 06:00 | 1994-08-17 06:00 | Petroleum | Unleaded gasoline | Unleaded gasoline |  | Steel | Steel | Interior lined (not allowed as a standalone method of corrosion protection) | Painted or None | Steel |  | 1901-01-01 06:00 | [6 empty] | Statistical Inventory Reconciliation (SIR) | [8 empty] | UST Currently In Use: 0; UST Temp Close: 0; AST Currently In Use: 0; AST Temp Closed: 0 | 0 | 0 | 4 | 10943-021-007830 | CLECKLER'S TEXACO
5829 | Permanently Closed | 1994-04-01 06:00 | 1977-01-01 06:00 | 1994-08-17 06:00 | Petroleum | Unleaded gasoline | Unleaded gasoline |  | Steel | Steel | Interior lined (not allowed as a standalone method of corrosion protection) | Painted or None | Steel |  | 1901-01-01 06:00 | [6 empty] | Statistical Inventory Reconciliation (SIR) | [8 empty] | UST Currently In Use: 0; UST Temp Close: 0; AST Currently In Use: 0; AST Temp Closed: 0 | 0 | 0 | 4 | 10943-021-007830 | CLECKLER'S TEXACO
5830 | Permanently Closed | 1994-04-01 06:00 | 1977-01-01 06:00 | 1994-08-17 06:00 | Petroleum | Unleaded gasoline | Unleaded gasoline |  | Steel | Steel | Interior lined (not allowed as a standalone method of corrosion protection) | Painted or None | Steel |  | 1901-01-01 06:00 | [6 empty] | Statistical Inventory Reconciliation (SIR) | [8 empty] | UST Currently In Use: 0; UST Temp Close: 0; AST Currently In Use: 0; AST Temp Closed: 0 | 0 | 0 | 4 | 10943-021-007830 | CLECKLER'S TEXACO
5831 | Permanently Closed | 1995-01-01 06:00 | 1964-01-01 06:00 |  | Petroleum | Unleaded gasoline | Unleaded gasoline |  | Steel | Steel |  |  | Steel |  | 1901-01-01 06:00 | [15 empty] | UST Currently In Use: 0; UST Temp Close: 0; AST Currently In Use: 0; AST Temp Closed: 0 | 0 | 0 | 2 | 10944-079-000403 | CHENAULT MOTOR CO INC
5832 | Permanently Closed | 1995-01-01 06:00 | 1974-01-01 06:00 |  | Petroleum | Used oil | Used oil |  | Steel | Steel |  |  | Steel |  | 1901-01-01 06:00 | [15 empty] | UST Currently In Use: 0; UST Temp Close: 0; AST Currently In Use: 0; AST Temp Closed: 0 | 0 | 0 | 2 | 10944-079-000403 | CHENAULT MOTOR CO INC
5833 | Permanently Closed | 1901-01-01 06:00 | 1970-01-01 06:00 | 1989-01-06 06:00 | Petroleum | On road diesel | On road diesel |  | Steel | Steel |  |  | Steel |  | 1901-01-01 06:00 | [15 empty] | UST Currently In Use: 0; UST Temp Close: 0; AST Currently In Use: 1; AST Temp Closed: 0 | 0 | 0 | 1 | 10945-049-001021 | CHEROKEE HOSIERY INC
5834 | Permanently Closed | 1997-07-03 06:00 | 1974-01-01 06:00 | 1997-07-03 06:00 | Petroleum | On road diesel | On road diesel |  | Steel | Steel |  |  | Steel |  | 1901-01-01 06:00 | [15 empty] | UST Currently In Use: 0; UST Temp Close: 0; AST Currently In Use: 0; AST Temp Closed: 0 | 0 | 0 | 3 | 10946-089-008594 | CHESEBROUGH PONDS INC
5835 | Permanently Closed | 1997-07-03 06:00 | 1974-01-01 06:00 | 1997-07-03 06:00 | Petroleum | On road diesel | On road diesel |  | Steel | Steel |  |  | Steel |  | 1901-01-01 06:00 | [15 empty] | UST Currently In Use: 0; UST Temp Close: 0; AST Currently In Use: 0; AST Temp Closed: 0 | 0 | 0 | 3 | 10946-089-008594 | CHESEBROUGH PONDS INC
5836 | Permanently Closed | 1997-07-03 06:00 | 1977-01-01 06:00 | 1997-07-03 06:00 | Petroleum | On road diesel | On road diesel |  | Steel | Steel |  |  | Steel |  | 1901-01-01 06:00 | [15 empty] | UST Currently In Use: 0; UST Temp Close: 0; AST Currently In Use: 0; AST Temp Closed: 0 | 0 | 0 | 3 | 10946-089-008594 | CHESEBROUGH PONDS INC
5837 | Permanently Closed | 1998-12-22 06:00 | 1979-01-01 06:00 | 1999-03-11 06:00 | Petroleum | Used oil | Used oil | Retail | Steel | Steel |  | Painted or None |  |  | 1901-01-01 06:00 | [6 empty] | Manual Tank Gauging (only tanks 1000 gal. or less and 48” or 64” in diameter) | [8 empty] | UST Currently In Use: 0; UST Temp Close: 0; AST Currently In Use: 0; AST Temp Closed: 0 | 0 | 0 | 1 | 10947-073-000608 | CHESTER F HARTSFIELD INC
5838 | Retired | 1987-01-01 06:00 | 1963-01-01 06:00 |  | Petroleum | Unleaded gasoline | Unleaded gasoline |  | Steel | Steel |  | Painted or None | Steel |  | 1901-01-01 06:00 | [15 empty] | UST Currently In Use: 0; UST Temp Close: 0; AST Currently In Use: 0; AST Temp Closed: 0 | 0 | 0 | 0 | 10948-109-010071 | CHEVRON CHEMICAL CO/ATTN PAT FLEE
5839 | Currently in Use |  | 1982-01-01 06:00 |  | Petroleum | Unleaded gasoline | Unleaded gasoline | Retail | Fiberglass reinforced plastic | Fiberglass reinforced plastic |  |  | Fiberglass reinforced plastic |  | 1901-01-01 06:00 | None | Catchment Basin, Single walled catchment basin | Flow Rest 90% Full | Flow Rest 90% Full | Interstitial Monitoring within Secondary Containment |  | Continuous Automatic Tank Gauge |  | Automatic flow restrictor (MLLD), Automatic shutoff device (AELLD) | Automatic shutoff device (AELLD) | [5 empty] | UST Currently In Use: 3; UST Temp Close: 0; AST Currently In Use: 0; AST Temp Closed: 0 | 3 | 0 | 1 | 24295-001-005238 | SAINA INC
5840 | Currently in Use |  | 1982-01-01 06:00 |  | Petroleum | Premium gasoline | Premium gasoline | Retail | Fiberglass reinforced plastic | Fiberglass reinforced plastic |  |  | Fiberglass reinforced plastic |  | 1901-01-01 06:00 | None | Catchment Basin, Single walled catchment basin | Flow Rest 90% Full | Flow Rest 90% Full | Interstitial Monitoring within Secondary Containment |  | Continuous Automatic Tank Gauge |  | Automatic shutoff device (AELLD) | Automatic shutoff device (AELLD) | [5 empty] | UST Currently In Use: 3; UST Temp Close: 0; AST Currently In Use: 0; AST Temp Closed: 0 | 3 | 0 | 1 | 24295-001-005238 | SAINA INC
5841 | Currently in Use |  | 1982-01-01 06:00 |  | Petroleum | On road diesel | On road diesel | Retail | Fiberglass reinforced plastic | Fiberglass reinforced plastic |  |  | Fiberglass reinforced plastic |  | 1901-01-01 06:00 | None | Catchment Basin, Single walled catchment basin | Flow Rest 90% Full | Flow Rest 90% Full | Interstitial Monitoring within Secondary Containment |  | Continuous Automatic Tank Gauge |  | Automatic shutoff device (AELLD) | Automatic shutoff device (AELLD) | [5 empty] | UST Currently In Use: 3; UST Temp Close: 0; AST Currently In Use: 0; AST Temp Closed: 0 | 3 | 0 | 1 | 24295-001-005238 | SAINA INC
5842 | Permanently Closed | 1998-12-02 06:00 | 1982-01-01 06:00 | 1998-12-02 06:00 | Petroleum | Used oil | Used oil | Retail | Fiberglass reinforced plastic | Fiberglass reinforced plastic |  |  | Fiberglass reinforced plastic |  | 1901-01-01 06:00 | None | [14 empty] | UST Currently In Use: 3; UST Temp Close: 0; AST Currently In Use: 0; AST Temp Closed: 0 | 3 | 0 | 1 | 24295-001-005238 | SAINA INC
5843 | Currently in Use |  | 1981-01-01 06:00 |  | Petroleum | Unleaded gasoline | Unleaded gasoline | Retail | Fiberglass reinforced plastic | Fiberglass reinforced plastic |  |  | Fiberglass reinforced plastic |  | 1901-01-01 06:00 | None | Catchment Basin, Single walled catchment basin | Flow Rest 90% Full | Flow Rest 90% Full |  |  | Continuous Automatic Tank Gauge |  | Automatic flow restrictor (MLLD) | Automatic flow restrictor (MLLD) |  |  | Annual line testing | Annual line testing |  | UST Currently In Use: 4; UST Temp Close: 0; AST Currently In Use: 0; AST Temp Closed: 0 | 4 | 0 | 0 | 19068-001-005317 | HERROD PROPERTIES
5844 | Currently in Use |  | 1981-01-01 06:00 |  | Petroleum | Mid-grade gasoline | Mid-grade gasoline | Retail | Fiberglass reinforced plastic | Fiberglass reinforced plastic |  |  | Fiberglass reinforced plastic |  | 1901-01-01 06:00 | None | Catchment Basin, Single walled catchment basin | Flow Rest 90% Full | Flow Rest 90% Full |  |  | Continuous Automatic Tank Gauge |  | Automatic flow restrictor (MLLD) | Automatic flow restrictor (MLLD) |  |  | Annual line testing | Annual line testing |  | UST Currently In Use: 4; UST Temp Close: 0; AST Currently In Use: 0; AST Temp Closed: 0 | 4 | 0 | 0 | 19068-001-005317 | HERROD PROPERTIES
5845 | Currently in Use |  | 1981-01-01 06:00 |  | Petroleum | Premium gasoline | Premium gasoline | Retail | Fiberglass reinforced plastic | Fiberglass reinforced plastic |  |  | Fiberglass reinforced plastic |  | 1901-01-01 06:00 | None | Catchment Basin, Single walled catchment basin | Flow Rest 90% Full | Flow Rest 90% Full |  |  | Continuous Automatic Tank Gauge |  | Automatic flow restrictor (MLLD) | Automatic flow restrictor (MLLD) |  |  | Annual line testing | Annual line testing |  | UST Currently In Use: 4; UST Temp Close: 0; AST Currently In Use: 0; AST Temp Closed: 0 | 4 | 0 | 0 | 19068-001-005317 | HERROD PROPERTIES
5846 | Currently in Use |  | 1981-01-01 06:00 |  | Petroleum | Used oil | Used oil |  | Fiberglass reinforced plastic | Fiberglass reinforced plastic |  |  | Fiberglass reinforced plastic |  | 1901-01-01 06:00 | None | Other, EXEMPT | Other, EXEMPT | Other |  |  | Continuous Automatic Tank Gauge | [8 empty] | UST Currently In Use: 4; UST Temp Close: 0; AST Currently In Use: 0; AST Temp Closed: 0 | 4 | 0 | 0 | 19068-001-005317 | HERROD PROPERTIES
5847 | Permanently Closed | 1991-12-18 06:00 | 1965-01-01 06:00 | 1991-12-18 06:00 | Petroleum | Unleaded gasoline | Unleaded gasoline |  | Steel | Steel | Coated & cathodic protection (sti-P3) |  | Steel |  | 1901-01-01 06:00 | Field installed cathodic protection | [14 empty] | UST Currently In Use: 3; UST Temp Close: 0; AST Currently In Use: 0; AST Temp Closed: 0 | 3 | 0 | 6 | 13364-003-005276 | MCKENZIE OIL COMPANY, INC.
5848 | Permanently Closed | 1991-12-18 06:00 | 1965-01-01 06:00 | 1991-12-18 06:00 | Petroleum | Unleaded gasoline | Unleaded gasoline |  | Steel | Steel | Coated & cathodic protection (sti-P3) |  | Steel |  | 1901-01-01 06:00 | Field installed cathodic protection | [14 empty] | UST Currently In Use: 3; UST Temp Close: 0; AST Currently In Use: 0; AST Temp Closed: 0 | 3 | 0 | 6 | 13364-003-005276 | MCKENZIE OIL COMPANY, INC.
5849 | Permanently Closed | 1991-12-18 06:00 | 1965-01-01 06:00 | 1991-12-18 06:00 | Petroleum | Unleaded gasoline | Unleaded gasoline |  | Steel | Steel | Coated & cathodic protection (sti-P3) |  | Steel |  | 1901-01-01 06:00 | Field installed cathodic protection | [14 empty] | UST Currently In Use: 3; UST Temp Close: 0; AST Currently In Use: 0; AST Temp Closed: 0 | 3 | 0 | 6 | 13364-003-005276 | MCKENZIE OIL COMPANY, INC.
5850 | Permanently Closed | 1991-12-18 06:00 | 1965-01-01 06:00 | 1991-12-18 06:00 | Petroleum | Unleaded gasoline | Unleaded gasoline |  | Steel | Steel | Coated & cathodic protection (sti-P3) |  | Steel |  | 1901-01-01 06:00 | Field installed cathodic protection | [14 empty] | UST Currently In Use: 3; UST Temp Close: 0; AST Currently In Use: 0; AST Temp Closed: 0 | 3 | 0 | 6 | 13364-003-005276 | MCKENZIE OIL COMPANY, INC.
5851 | Permanently Closed | 1991-12-18 06:00 | 1976-01-01 06:00 | 1991-12-18 06:00 | Petroleum | Unleaded gasoline | Unleaded gasoline |  | Steel | Steel | Coated & cathodic protection (sti-P3) |  | Steel |  | 1901-01-01 06:00 | Field installed cathodic protection | [14 empty] | UST Currently In Use: 3; UST Temp Close: 0; AST Currently In Use: 0; AST Temp Closed: 0 | 3 | 0 | 6 | 13364-003-005276 | MCKENZIE OIL COMPANY, INC.
5852 | Permanently Closed | 1991-12-18 06:00 | 1965-01-01 06:00 | 1991-12-18 06:00 | Petroleum | Used oil | Used oil |  | Steel | Steel | Coated & cathodic protection (sti-P3) |  | Steel |  | 1901-01-01 06:00 | Field installed cathodic protection | [14 empty] | UST Currently In Use: 3; UST Temp Close: 0; AST Currently In Use: 0; AST Temp Closed: 0 | 3 | 0 | 6 | 13364-003-005276 | MCKENZIE OIL COMPANY, INC.
5853 | Permanently Closed | 1901-01-01 06:00 | 1967-01-01 06:00 | 1988-01-01 06:00 | Petroleum | Unleaded gasoline | Unleaded gasoline |  | Steel | Steel | Coated & cathodic protection (sti-P3) |  | Steel |  | 1901-01-01 06:00 | Field installed cathodic protection | [14 empty] | UST Currently In Use: 0; UST Temp Close: 0; AST Currently In Use: 0; AST Temp Closed: 0 | 0 | 0 | 4 | 10950-003-005354 | CHEVRON USA PRODUCTS CO/ENVIR M A
5854 | Permanently Closed | 1901-01-01 06:00 | 1967-01-01 06:00 | 1988-01-01 06:00 | Petroleum | Unleaded gasoline | Unleaded gasoline |  | Steel | Steel | Coated & cathodic protection (sti-P3) |  | Steel |  | 1901-01-01 06:00 | Field installed cathodic protection | [14 empty] | UST Currently In Use: 0; UST Temp Close: 0; AST Currently In Use: 0; AST Temp Closed: 0 | 0 | 0 | 4 | 10950-003-005354 | CHEVRON USA PRODUCTS CO/ENVIR M A
5855 | Permanently Closed | 1901-01-01 06:00 | 1967-01-01 06:00 | 1988-01-01 06:00 | Petroleum | Unleaded gasoline | Unleaded gasoline |  | Steel | Steel | Coated & cathodic protection (sti-P3) |  | Steel |  | 1901-01-01 06:00 | Field installed cathodic protection | [14 empty] | UST Currently In Use: 0; UST Temp Close: 0; AST Currently In Use: 0; AST Temp Closed: 0 | 0 | 0 | 4 | 10950-003-005354 | CHEVRON USA PRODUCTS CO/ENVIR M A
5856 | Permanently Closed | 1901-01-01 06:00 | 1967-01-01 06:00 | 1988-01-01 06:00 | Petroleum | Used oil | Used oil |  | Steel | Steel | Coated & cathodic protection (sti-P3) |  | Steel |  | 1901-01-01 06:00 | Field installed cathodic protection | [14 empty] | UST Currently In Use: 0; UST Temp Close: 0; AST Currently In Use: 0; AST Temp Closed: 0 | 0 | 0 | 4 | 10950-003-005354 | CHEVRON USA PRODUCTS CO/ENVIR M A
5857 | Permanently Closed | 1981-08-01 06:00 | 1959-01-01 06:00 | 1988-01-01 06:00 | Petroleum | Used oil | Used oil |  | Steel | Steel |  | Painted or None | Steel |  | 1901-01-01 06:00 | [15 empty] | UST Currently In Use: 0; UST Temp Close: 0; AST Currently In Use: 0; AST Temp Closed: 0 | 0 | 0 | 3 | 10950-005-005221 | CHEVRON USA PRODUCTS CO/ENVIR M A
5858 | Permanently Closed | 1981-08-01 06:00 | 1959-01-01 06:00 | 1988-01-01 06:00 | Petroleum | Other, MNRLSPIRIT | Other |  | Steel | Steel |  | Painted or None | Steel |  | 1901-01-01 06:00 | [15 empty] | UST Currently In Use: 0; UST Temp Close: 0; AST Currently In Use: 0; AST Temp Closed: 0 | 0 | 0 | 3 | 10950-005-005221 | CHEVRON USA PRODUCTS CO/ENVIR M A
5859 | Permanently Closed | 1981-08-01 06:00 | 1959-01-01 06:00 | 1988-01-01 06:00 | Petroleum | Other, MSPRIT/GAS | Other |  | Steel | Steel |  | Painted or None | Steel |  | 1901-01-01 06:00 | [15 empty] | UST Currently In Use: 0; UST Temp Close: 0; AST Currently In Use: 0; AST Temp Closed: 0 | 0 | 0 | 3 | 10950-005-005221 | CHEVRON USA PRODUCTS CO/ENVIR M A
5860 | Permanently Closed | 1901-01-01 06:00 | 1980-01-01 06:00 | 1987-05-01 06:00 | Petroleum | Unleaded gasoline | Unleaded gasoline |  | Fiberglass reinforced plastic | Fiberglass reinforced plastic |  |  | Fiberglass reinforced plastic |  | 1901-01-01 06:00 | [15 empty] | UST Currently In Use: 4; UST Temp Close: 0; AST Currently In Use: 0; AST Temp Closed: 0 | 4 | 0 | 4 | 13434-013-005262 | MIDDLETON OIL COMPANY, INC.
5861 | Permanently Closed | 1901-01-01 06:00 | 1980-01-01 06:00 | 1987-05-01 06:00 | Petroleum | Unleaded gasoline | Unleaded gasoline |  | Fiberglass reinforced plastic | Fiberglass reinforced plastic |  |  | Fiberglass reinforced plastic |  | 1901-01-01 06:00 | [15 empty] | UST Currently In Use: 4; UST Temp Close: 0; AST Currently In Use: 0; AST Temp Closed: 0 | 4 | 0 | 4 | 13434-013-005262 | MIDDLETON OIL COMPANY, INC.
5862 | Permanently Closed | 1901-01-01 06:00 | 1980-01-01 06:00 | 1987-05-01 06:00 | Petroleum | Unleaded gasoline | Unleaded gasoline |  | Fiberglass reinforced plastic | Fiberglass reinforced plastic |  |  | Fiberglass reinforced plastic |  | 1901-01-01 06:00 | [15 empty] | UST Currently In Use: 4; UST Temp Close: 0; AST Currently In Use: 0; AST Temp Closed: 0 | 4 | 0 | 4 | 13434-013-005262 | MIDDLETON OIL COMPANY, INC.
5863 | Permanently Closed | 1901-01-01 06:00 | 1980-01-01 06:00 | 1987-05-01 06:00 | Petroleum | Used oil | Used oil |  | Fiberglass reinforced plastic | Fiberglass reinforced plastic |  |  | Fiberglass reinforced plastic |  | 1901-01-01 06:00 | [15 empty] | UST Currently In Use: 4; UST Temp Close: 0; AST Currently In Use: 0; AST Temp Closed: 0 | 4 | 0 | 4 | 13434-013-005262 | MIDDLETON OIL COMPANY, INC.
5864 | Currently in Use |  | 1987-01-01 06:00 |  | Petroleum | Unleaded gasoline | Unleaded gasoline | Retail | Fiberglass reinforced plastic | Fiberglass reinforced plastic |  |  | Fiberglass reinforced plastic |  | 1901-01-01 06:00 |  | Catchment Basin, Single walled catchment basin | Flow Rest 90% Full | Flow Rest 90% Full |  |  | Continuous Automatic Tank Gauge |  | Automatic shutoff device (AELLD), Containment Sump | Containment Sump | [5 empty] | UST Currently In Use: 4; UST Temp Close: 0; AST Currently In Use: 0; AST Temp Closed: 0 | 4 | 0 | 4 | 13434-013-005262 | MIDDLETON OIL COMPANY, INC.
5865 | Currently in Use |  | 1987-01-01 06:00 |  | Petroleum | Unleaded gasoline | Unleaded gasoline | Retail | Fiberglass reinforced plastic | Fiberglass reinforced plastic |  |  | Fiberglass reinforced plastic |  | 1901-01-01 06:00 |  | Catchment Basin, Single walled catchment basin | Flow Rest 90% Full | Flow Rest 90% Full |  |  | Continuous Automatic Tank Gauge |  | Containment Sump, MANIFOLDED | Containment Sump |  |  | Other, MANIFOLDED | Other |  | UST Currently In Use: 4; UST Temp Close: 0; AST Currently In Use: 0; AST Temp Closed: 0 | 4 | 0 | 4 | 13434-013-005262 | MIDDLETON OIL COMPANY, INC.
5866 | Currently in Use |  | 1987-01-01 06:00 |  | Petroleum | Premium gasoline | Premium gasoline | Retail | Fiberglass reinforced plastic | Fiberglass reinforced plastic |  |  | Fiberglass reinforced plastic |  | 1901-01-01 06:00 |  | Catchment Basin, Single walled catchment basin | Flow Rest 90% Full | Flow Rest 90% Full |  |  | Continuous Automatic Tank Gauge |  | Automatic shutoff device (AELLD), Containment Sump | Containment Sump | [5 empty] | UST Currently In Use: 4; UST Temp Close: 0; AST Currently In Use: 0; AST Temp Closed: 0 | 4 | 0 | 4 | 13434-013-005262 | MIDDLETON OIL COMPANY, INC.
5872 | Permanently Closed | 1986-02-01 06:00 | 1959-01-01 06:00 | 1987-05-01 06:00 | Petroleum | Unleaded gasoline | Unleaded gasoline |  | Steel | Steel |  | Painted or None | Steel |  | 1901-01-01 06:00 | [15 empty] | UST Currently In Use: 0; UST Temp Close: 0; AST Currently In Use: 0; AST Temp Closed: 0 | 0 | 0 | 5 | 10950-017-005228 | CHEVRON USA PRODUCTS CO/ENVIR M A
5873 | Permanently Closed | 1986-02-01 06:00 | 1959-01-01 06:00 | 1987-05-01 06:00 | Petroleum | Unleaded gasoline | Unleaded gasoline |  | Steel | Steel |  | Painted or None | Steel |  | 1901-01-01 06:00 | [15 empty] | UST Currently In Use: 0; UST Temp Close: 0; AST Currently In Use: 0; AST Temp Closed: 0 | 0 | 0 | 5 | 10950-017-005228 | CHEVRON USA PRODUCTS CO/ENVIR M A
5874 | Permanently Closed | 1986-02-01 06:00 | 1959-01-01 06:00 | 1987-05-01 06:00 | Petroleum | Unleaded gasoline | Unleaded gasoline |  | Steel | Steel |  | Painted or None | Steel |  | 1901-01-01 06:00 | [15 empty] | UST Currently In Use: 0; UST Temp Close: 0; AST Currently In Use: 0; AST Temp Closed: 0 | 0 | 0 | 5 | 10950-017-005228 | CHEVRON USA PRODUCTS CO/ENVIR M A
5875 | Permanently Closed | 1986-02-01 06:00 | 1959-01-01 06:00 | 1987-05-01 06:00 | Petroleum | Unleaded gasoline | Unleaded gasoline |  | Steel | Steel |  | Painted or None | Steel |  | 1901-01-01 06:00 | [15 empty] | UST Currently In Use: 0; UST Temp Close: 0; AST Currently In Use: 0; AST Temp Closed: 0 | 0 | 0 | 5 | 10950-017-005228 | CHEVRON USA PRODUCTS CO/ENVIR M A
5876 | Permanently Closed | 1986-02-01 06:00 | 1959-01-01 06:00 | 1987-05-01 06:00 | Petroleum | Unleaded gasoline | Unleaded gasoline |  | Steel | Steel |  | Painted or None | Steel |  | 1901-01-01 06:00 | [15 empty] | UST Currently In Use: 0; UST Temp Close: 0; AST Currently In Use: 0; AST Temp Closed: 0 | 0 | 0 | 5 | 10950-017-005228 | CHEVRON USA PRODUCTS CO/ENVIR M A
5877 | Permanently Closed | 1989-11-08 06:00 | 1971-01-01 06:00 | 1989-11-08 06:00 | Petroleum | Unleaded gasoline | Unleaded gasoline |  | Steel | Steel |  | Painted or None | Steel |  | 1901-01-01 06:00 | [15 empty] | UST Currently In Use: 3; UST Temp Close: 0; AST Currently In Use: 0; AST Temp Closed: 0 | 3 | 0 | 5 | 19768-021-005353 | FRED O HEADLEY
5878 | Permanently Closed | 1989-11-08 06:00 | 1971-01-01 06:00 | 1989-11-08 06:00 | Petroleum | Unleaded gasoline | Unleaded gasoline |  | Steel | Steel |  | Painted or None | Steel |  | 1901-01-01 06:00 | [15 empty] | UST Currently In Use: 3; UST Temp Close: 0; AST Currently In Use: 0; AST Temp Closed: 0 | 3 | 0 | 5 | 19768-021-005353 | FRED O HEADLEY
5879 | Permanently Closed | 1989-11-08 06:00 | 1971-01-01 06:00 | 1989-11-08 06:00 | Petroleum | Unleaded gasoline | Unleaded gasoline |  | Steel | Steel |  | Painted or None | Steel |  | 1901-01-01 06:00 | [15 empty] | UST Currently In Use: 3; UST Temp Close: 0; AST Currently In Use: 0; AST Temp Closed: 0 | 3 | 0 | 5 | 19768-021-005353 | FRED O HEADLEY
5880 | Permanently Closed | 1989-11-08 06:00 | 1971-01-01 06:00 | 1989-11-08 06:00 | Petroleum | Used oil | Used oil |  | Steel | Steel |  | Painted or None | Steel |  | 1901-01-01 06:00 | [15 empty] | UST Currently In Use: 3; UST Temp Close: 0; AST Currently In Use: 0; AST Temp Closed: 0 | 3 | 0 | 5 | 19768-021-005353 | FRED O HEADLEY
5881 | Permanently Closed | 1989-11-08 06:00 | 1979-01-01 06:00 | 1989-11-08 06:00 | Petroleum | On road diesel | On road diesel |  | Fiberglass reinforced plastic | Fiberglass reinforced plastic |  |  | Fiberglass reinforced plastic |  | 1901-01-01 06:00 | [15 empty] | UST Currently In Use: 3; UST Temp Close: 0; AST Currently In Use: 0; AST Temp Closed: 0 | 3 | 0 | 5 | 19768-021-005353 | FRED O HEADLEY
5882 | Currently in Use |  | 1989-11-08 06:00 |  | Petroleum | Unleaded gasoline | Unleaded gasoline | Retail | Fiberglass reinforced plastic | Fiberglass reinforced plastic |  |  | Fiberglass reinforced plastic |  | 1901-01-01 06:00 | None | Catchment Basin, Single walled catchment basin | Flow Rest 90% Full | Flow Rest 90% Full |  |  | Continuous Automatic Tank Gauge |  | Automatic shutoff device (AELLD), Containment Sump | Containment Sump | [5 empty] | UST Currently In Use: 3; UST Temp Close: 0; AST Currently In Use: 0; AST Temp Closed: 0 | 3 | 0 | 5 | 19768-021-005353 | FRED O HEADLEY
5883 | Currently in Use |  | 1989-11-08 06:00 |  | Petroleum | On road diesel | On road diesel | Retail | Fiberglass reinforced plastic | Fiberglass reinforced plastic |  |  | Fiberglass reinforced plastic |  | 1901-01-01 06:00 | None | Catchment Basin, Single walled catchment basin | Flow Rest 90% Full | Flow Rest 90% Full |  |  | Continuous Automatic Tank Gauge |  | Automatic shutoff device (AELLD), Containment Sump | Containment Sump | [5 empty] | UST Currently In Use: 3; UST Temp Close: 0; AST Currently In Use: 0; AST Temp Closed: 0 | 3 | 0 | 5 | 19768-021-005353 | FRED O HEADLEY
5884 | Currently in Use |  | 1989-11-08 06:00 |  | Petroleum | Premium gasoline | Premium gasoline | Retail | Fiberglass reinforced plastic | Fiberglass reinforced plastic |  |  | Fiberglass reinforced plastic |  | 1901-01-01 06:00 | None | Catchment Basin, Single walled catchment basin | Flow Rest 90% Full | Flow Rest 90% Full |  |  | Continuous Automatic Tank Gauge |  | Automatic shutoff device (AELLD), Containment Sump | Containment Sump | [5 empty] | UST Currently In Use: 3; UST Temp Close: 0; AST Currently In Use: 0; AST Temp Closed: 0 | 3 | 0 | 5 | 19768-021-005353 | FRED O HEADLEY
5885 | Permanently Closed | 1901-01-01 06:00 | 1968-01-01 06:00 | 1987-11-01 06:00 | Petroleum | Unleaded gasoline | Unleaded gasoline |  | Steel | Steel |  | Painted or None | Steel |  | 1901-01-01 06:00 | [6 empty] | Statistical Inventory Reconciliation (SIR) | [8 empty] | UST Currently In Use: 4; UST Temp Close: 0; AST Currently In Use: 0; AST Temp Closed: 0 | 4 | 0 | 5 | 12144-029-005342 | JACK GREEN OIL CO INC
5886 | Permanently Closed | 1901-01-01 06:00 | 1968-01-01 06:00 | 1987-11-01 06:00 | Petroleum | Unleaded gasoline | Unleaded gasoline |  | Steel | Steel |  | Painted or None | Steel |  | 1901-01-01 06:00 | [6 empty] | Statistical Inventory Reconciliation (SIR) | [8 empty] | UST Currently In Use: 4; UST Temp Close: 0; AST Currently In Use: 0; AST Temp Closed: 0 | 4 | 0 | 5 | 12144-029-005342 | JACK GREEN OIL CO INC
5887 | Permanently Closed | 1901-01-01 06:00 | 1968-01-01 06:00 | 1987-11-01 06:00 | Petroleum | Unleaded gasoline | Unleaded gasoline |  | Steel | Steel |  | Painted or None | Steel |  | 1901-01-01 06:00 | [6 empty] | Statistical Inventory Reconciliation (SIR) | [8 empty] | UST Currently In Use: 4; UST Temp Close: 0; AST Currently In Use: 0; AST Temp Closed: 0 | 4 | 0 | 5 | 12144-029-005342 | JACK GREEN OIL CO INC
5888 | Permanently Closed | 1901-01-01 06:00 | 1968-01-01 06:00 | 1987-11-01 06:00 | Petroleum | Used oil | Used oil |  | Steel | Steel |  | Painted or None | Steel |  | 1901-01-01 06:00 | [15 empty] | UST Currently In Use: 4; UST Temp Close: 0; AST Currently In Use: 0; AST Temp Closed: 0 | 4 | 0 | 5 | 12144-029-005342 | JACK GREEN OIL CO INC
5889 | Currently in Use |  | 1987-11-10 06:00 |  | Petroleum | Other, OFFROAD | Other | Retail | Fiberglass reinforced plastic, Single Wall | Single Wall |  |  | Double Wall, Fiberglass reinforced plastic |  | 2007-06-06 06:00 |  | Catchment Basin, Single walled catchment basin | Flow Rest 90% Full | Flow Rest 90% Full |  | PIT LINER | Continuous Automatic Tank Gauge |  | Automatic flow restrictor (MLLD), Containment Sump | Containment Sump |  |  | Annual line testing, Continuous alarm system | Continuous alarm system |  | UST Currently In Use: 4; UST Temp Close: 0; AST Currently In Use: 0; AST Temp Closed: 0 | 4 | 0 | 5 | 12144-029-005342 | JACK GREEN OIL CO INC
5890 | Currently in Use |  | 1987-11-10 06:00 |  | Petroleum | On road diesel | On road diesel | Retail | Fiberglass reinforced plastic, Single Wall | Single Wall |  |  | Double Wall, Fiberglass reinforced plastic |  | 2007-06-06 06:00 |  | Catchment Basin, Single walled catchment basin | Flow Rest 90% Full | Flow Rest 90% Full |  | PIT LINER | Continuous Automatic Tank Gauge |  | Automatic flow restrictor (MLLD), Containment Sump | Containment Sump |  |  | Annual line testing, Continuous alarm system | Continuous alarm system |  | UST Currently In Use: 4; UST Temp Close: 0; AST Currently In Use: 0; AST Temp Closed: 0 | 4 | 0 | 5 | 12144-029-005342 | JACK GREEN OIL CO INC
5891 | Currently in Use |  | 1987-11-10 06:00 |  | Petroleum | Premium gasoline | Premium gasoline | Retail | Fiberglass reinforced plastic, Single Wall | Single Wall |  |  | Double Wall, Fiberglass reinforced plastic |  | 2007-06-06 06:00 |  | Catchment Basin, Single walled catchment basin | Flow Rest 90% Full | Flow Rest 90% Full |  | PIT LINER | Continuous Automatic Tank Gauge |  | Automatic flow restrictor (MLLD), Containment Sump | Containment Sump |  |  | Annual line testing, Continuous alarm system | Continuous alarm system |  | UST Currently In Use: 4; UST Temp Close: 0; AST Currently In Use: 0; AST Temp Closed: 0 | 4 | 0 | 5 | 12144-029-005342 | JACK GREEN OIL CO INC
5892 | Permanently Closed | 2001-11-20 06:00 | 1987-11-10 06:00 | 2014-05-28 06:00 | Petroleum | Used oil | Used oil | Retail | Fiberglass reinforced plastic, Single Wall | Single Wall |  |  | Fiberglass reinforced plastic, Single Wall |  | 1901-01-01 06:00 |  | Catchment Basin, EXEMPT | Flow Rest 90% Full, EXEMPT | Flow Rest 90% Full |  | PIT LINER | [9 empty] | UST Currently In Use: 4; UST Temp Close: 0; AST Currently In Use: 0; AST Temp Closed: 0 | 4 | 0 | 5 | 12144-029-005342 | JACK GREEN OIL CO INC
5893 | Permanently Closed | 2004-04-08 06:00 | 1981-01-01 06:00 | 2004-04-08 06:00 | Petroleum | Unleaded gasoline | Unleaded gasoline | Retail | Fiberglass reinforced plastic | Fiberglass reinforced plastic |  |  | Fiberglass reinforced plastic |  | 1901-01-01 06:00 | None | Catchment Basin, Single walled catchment basin | Audible high level alarm At 90% full, Flow Rest 90% Full | Flow Rest 90% Full |  |  | Continuous Automatic Tank Gauge | [8 empty] | UST Currently In Use: 0; UST Temp Close: 0; AST Currently In Use: 0; AST Temp Closed: 0 | 0 | 0 | 4 | 12409-031-005267 | Tim Shirley
5894 | Permanently Closed | 2004-04-08 06:00 | 1981-01-01 06:00 | 2004-04-08 06:00 | Petroleum | Unleaded gasoline | Unleaded gasoline | Retail | Fiberglass reinforced plastic | Fiberglass reinforced plastic |  |  | Fiberglass reinforced plastic |  | 1901-01-01 06:00 | None | Catchment Basin, Single walled catchment basin | Audible high level alarm At 90% full, Flow Rest 90% Full | Flow Rest 90% Full |  |  | Continuous Automatic Tank Gauge | [8 empty] | UST Currently In Use: 0; UST Temp Close: 0; AST Currently In Use: 0; AST Temp Closed: 0 | 0 | 0 | 4 | 12409-031-005267 | Tim Shirley
5895 | Permanently Closed | 2004-04-08 06:00 | 1981-01-01 06:00 | 2004-04-08 06:00 | Petroleum | Unleaded gasoline | Unleaded gasoline | Retail | Fiberglass reinforced plastic | Fiberglass reinforced plastic |  |  | Fiberglass reinforced plastic |  | 1901-01-01 06:00 | None | Catchment Basin, Single walled catchment basin | Audible high level alarm At 90% full, Flow Rest 90% Full | Flow Rest 90% Full |  |  | Continuous Automatic Tank Gauge | [8 empty] | UST Currently In Use: 0; UST Temp Close: 0; AST Currently In Use: 0; AST Temp Closed: 0 | 0 | 0 | 4 | 12409-031-005267 | Tim Shirley
5896 | Permanently Closed | 1901-01-01 06:00 | 1981-01-01 06:00 | 1989-06-07 06:00 | Petroleum | Used oil | Used oil |  | Fiberglass reinforced plastic | Fiberglass reinforced plastic |  |  | Fiberglass reinforced plastic |  | 1901-01-01 06:00 | [15 empty] | UST Currently In Use: 0; UST Temp Close: 0; AST Currently In Use: 0; AST Temp Closed: 0 | 0 | 0 | 4 | 12409-031-005267 | Tim Shirley
5897 | Permanently Closed | 1901-01-01 06:00 | 1969-01-01 06:00 | 1988-05-01 06:00 | Petroleum | Unleaded gasoline | Unleaded gasoline |  | Steel | Steel |  | Painted or None | Steel |  | 1901-01-01 06:00 | [15 empty] | UST Currently In Use: 0; UST Temp Close: 0; AST Currently In Use: 0; AST Temp Closed: 0 | 0 | 0 | 4 | 10950-031-005346 | CHEVRON USA PRODUCTS CO/ENVIR M A
5898 | Permanently Closed | 1901-01-01 06:00 | 1969-01-01 06:00 | 1988-05-01 06:00 | Petroleum | Unleaded gasoline | Unleaded gasoline |  | Steel | Steel |  | Painted or None | Steel |  | 1901-01-01 06:00 | [15 empty] | UST Currently In Use: 0; UST Temp Close: 0; AST Currently In Use: 0; AST Temp Closed: 0 | 0 | 0 | 4 | 10950-031-005346 | CHEVRON USA PRODUCTS CO/ENVIR M A
5899 | Permanently Closed | 1901-01-01 06:00 | 1969-01-01 06:00 | 1988-05-01 06:00 | Petroleum | Unleaded gasoline | Unleaded gasoline |  | Steel | Steel |  | Painted or None | Steel |  | 1901-01-01 06:00 | [15 empty] | UST Currently In Use: 0; UST Temp Close: 0; AST Currently In Use: 0; AST Temp Closed: 0 | 0 | 0 | 4 | 10950-031-005346 | CHEVRON USA PRODUCTS CO/ENVIR M A
5900 | Permanently Closed | 1901-01-01 06:00 | 1969-01-01 06:00 | 1988-05-01 06:00 | Petroleum | Used oil | Used oil |  | Steel | Steel |  | Painted or None | Steel |  | 1901-01-01 06:00 | [15 empty] | UST Currently In Use: 0; UST Temp Close: 0; AST Currently In Use: 0; AST Temp Closed: 0 | 0 | 0 | 4 | 10950-031-005346 | CHEVRON USA PRODUCTS CO/ENVIR M A
5901 | Permanently Closed | 1981-08-01 06:00 | 1959-01-01 06:00 | 1981-08-01 06:00 | Petroleum | Used oil | Used oil |  | Steel | Steel |  | Painted or None | Steel |  | 1901-01-01 06:00 | [15 empty] | UST Currently In Use: 0; UST Temp Close: 0; AST Currently In Use: 0; AST Temp Closed: 0 | 0 | 0 | 2 | 10950-033-005222 | CHEVRON USA PRODUCTS CO/ENVIR M A
5902 | Permanently Closed | 1981-08-01 06:00 | 1959-01-01 06:00 | 1981-08-01 06:00 | Petroleum | Unleaded gasoline | Unleaded gasoline |  | Steel | Steel |  | Painted or None | Steel |  | 1901-01-01 06:00 | [15 empty] | UST Currently In Use: 0; UST Temp Close: 0; AST Currently In Use: 0; AST Temp Closed: 0 | 0 | 0 | 2 | 10950-033-005222 | CHEVRON USA PRODUCTS CO/ENVIR M A
5903 | Permanently Closed | 1901-01-01 06:00 | 1965-01-01 06:00 | 1989-05-25 06:00 | Petroleum | Unleaded gasoline | Unleaded gasoline |  | Steel | Steel |  | Painted or None | Steel |  | 1901-01-01 06:00 | [15 empty] | UST Currently In Use: 0; UST Temp Close: 0; AST Currently In Use: 0; AST Temp Closed: 0 | 0 | 0 | 4 | 10950-039-005278 | CHEVRON USA PRODUCTS CO/ENVIR M A
5904 | Permanently Closed | 1901-01-01 06:00 | 1965-01-01 06:00 | 1989-05-25 06:00 | Petroleum | Unleaded gasoline | Unleaded gasoline |  | Steel | Steel |  | Painted or None | Steel |  | 1901-01-01 06:00 | [15 empty] | UST Currently In Use: 0; UST Temp Close: 0; AST Currently In Use: 0; AST Temp Closed: 0 | 0 | 0 | 4 | 10950-039-005278 | CHEVRON USA PRODUCTS CO/ENVIR M A
5905 | Permanently Closed | 1901-01-01 06:00 | 1965-01-01 06:00 | 1989-05-25 06:00 | Petroleum | Unleaded gasoline | Unleaded gasoline |  | Steel | Steel |  | Painted or None | Steel |  | 1901-01-01 06:00 | [15 empty] | UST Currently In Use: 0; UST Temp Close: 0; AST Currently In Use: 0; AST Temp Closed: 0 | 0 | 0 | 4 | 10950-039-005278 | CHEVRON USA PRODUCTS CO/ENVIR M A
5906 | Permanently Closed | 1901-01-01 06:00 | 1965-01-01 06:00 | 1989-05-25 06:00 | Petroleum | Used oil | Used oil |  | Steel | Steel |  | Painted or None | Steel |  | 1901-01-01 06:00 | [15 empty] | UST Currently In Use: 0; UST Temp Close: 0; AST Currently In Use: 0; AST Temp Closed: 0 | 0 | 0 | 4 | 10950-039-005278 | CHEVRON USA PRODUCTS CO/ENVIR M A
5907 | Permanently Closed | 1901-01-01 06:00 | 1953-01-01 06:00 | 1987-04-25 06:00 | Petroleum | Unleaded gasoline | Unleaded gasoline |  | Steel | Steel | Coated & cathodic protection (sti-P3) |  | Steel |  | 1901-01-01 06:00 | Field installed cathodic protection | [14 empty] | UST Currently In Use: 0; UST Temp Close: 0; AST Currently In Use: 0; AST Temp Closed: 0 | 0 | 0 | 5 | 10950-041-005227 | CHEVRON USA PRODUCTS CO/ENVIR M A
5908 | Permanently Closed | 1901-01-01 06:00 | 1953-01-01 06:00 | 1987-04-25 06:00 | Petroleum | Unleaded gasoline | Unleaded gasoline |  | Steel | Steel | Coated & cathodic protection (sti-P3) |  | Steel |  | 1901-01-01 06:00 | Field installed cathodic protection | [14 empty] | UST Currently In Use: 0; UST Temp Close: 0; AST Currently In Use: 0; AST Temp Closed: 0 | 0 | 0 | 5 | 10950-041-005227 | CHEVRON USA PRODUCTS CO/ENVIR M A
5909 | Permanently Closed | 1901-01-01 06:00 | 1953-01-01 06:00 | 1987-04-25 06:00 | Petroleum | Unleaded gasoline | Unleaded gasoline |  | Steel | Steel | Coated & cathodic protection (sti-P3) |  | Steel |  | 1901-01-01 06:00 | Field installed cathodic protection | [14 empty] | UST Currently In Use: 0; UST Temp Close: 0; AST Currently In Use: 0; AST Temp Closed: 0 | 0 | 0 | 5 | 10950-041-005227 | CHEVRON USA PRODUCTS CO/ENVIR M A
5910 | Permanently Closed | 1901-01-01 06:00 | 1953-01-01 06:00 | 1987-04-25 06:00 | Petroleum | Unleaded gasoline | Unleaded gasoline |  | Steel | Steel | Coated & cathodic protection (sti-P3) |  | Steel |  | 1901-01-01 06:00 | Field installed cathodic protection | [14 empty] | UST Currently In Use: 0; UST Temp Close: 0; AST Currently In Use: 0; AST Temp Closed: 0 | 0 | 0 | 5 | 10950-041-005227 | CHEVRON USA PRODUCTS CO/ENVIR M A
5911 | Permanently Closed | 1901-01-01 06:00 | 1953-01-01 06:00 | 1987-04-25 06:00 | Petroleum | Used oil | Used oil |  | Fiberglass reinforced plastic | Fiberglass reinforced plastic |  |  | Fiberglass reinforced plastic |  | 1901-01-01 06:00 | [15 empty] | UST Currently In Use: 0; UST Temp Close: 0; AST Currently In Use: 0; AST Temp Closed: 0 | 0 | 0 | 5 | 10950-041-005227 | CHEVRON USA PRODUCTS CO/ENVIR M A
5912 | Permanently Closed | 1901-01-01 06:00 | 1967-01-01 06:00 | 1987-03-01 06:00 | Petroleum | Unleaded gasoline | Unleaded gasoline |  | Steel | Steel | Coated & cathodic protection (sti-P3) |  | Steel |  | 1901-01-01 06:00 | Field installed cathodic protection | [14 empty] | UST Currently In Use: 0; UST Temp Close: 0; AST Currently In Use: 0; AST Temp Closed: 0 | 0 | 0 | 4 | 10950-043-005272 | CHEVRON USA PRODUCTS CO/ENVIR M A
5913 | Permanently Closed | 1901-01-01 06:00 | 1967-01-01 06:00 | 1987-03-01 06:00 | Petroleum | Unleaded gasoline | Unleaded gasoline |  | Steel | Steel | Coated & cathodic protection (sti-P3) |  | Steel |  | 1901-01-01 06:00 | Field installed cathodic protection | [14 empty] | UST Currently In Use: 0; UST Temp Close: 0; AST Currently In Use: 0; AST Temp Closed: 0 | 0 | 0 | 4 | 10950-043-005272 | CHEVRON USA PRODUCTS CO/ENVIR M A
5914 | Permanently Closed | 1901-01-01 06:00 | 1967-01-01 06:00 | 1987-03-01 06:00 | Petroleum | Unleaded gasoline | Unleaded gasoline |  | Steel | Steel | Coated & cathodic protection (sti-P3) |  | Steel |  | 1901-01-01 06:00 | Field installed cathodic protection | [14 empty] | UST Currently In Use: 0; UST Temp Close: 0; AST Currently In Use: 0; AST Temp Closed: 0 | 0 | 0 | 4 | 10950-043-005272 | CHEVRON USA PRODUCTS CO/ENVIR M A
5915 | Permanently Closed | 1901-01-01 06:00 | 1967-01-01 06:00 | 1987-03-01 06:00 | Petroleum | Used oil | Used oil |  | Steel | Steel | Coated & cathodic protection (sti-P3) |  | Steel |  | 1901-01-01 06:00 | Field installed cathodic protection | [14 empty] | UST Currently In Use: 0; UST Temp Close: 0; AST Currently In Use: 0; AST Temp Closed: 0 | 0 | 0 | 4 | 10950-043-005272 | CHEVRON USA PRODUCTS CO/ENVIR M A
5916 | Permanently Closed | 1990-03-09 06:00 | 1980-01-01 06:00 | 1990-03-09 06:00 | Petroleum | Unleaded gasoline | Unleaded gasoline |  | Fiberglass reinforced plastic | Fiberglass reinforced plastic |  |  | Fiberglass reinforced plastic |  | 1901-01-01 06:00 | [15 empty] | UST Currently In Use: 0; UST Temp Close: 0; AST Currently In Use: 0; AST Temp Closed: 0 | 0 | 0 | 5 | 10950-043-005350 | CHEVRON USA PRODUCTS CO/ENVIR M A
5917 | Permanently Closed | 1990-03-09 06:00 | 1980-01-01 06:00 | 1990-03-09 06:00 | Petroleum | Unleaded gasoline | Unleaded gasoline |  | Fiberglass reinforced plastic | Fiberglass reinforced plastic |  |  | Fiberglass reinforced plastic |  | 1901-01-01 06:00 | [15 empty] | UST Currently In Use: 0; UST Temp Close: 0; AST Currently In Use: 0; AST Temp Closed: 0 | 0 | 0 | 5 | 10950-043-005350 | CHEVRON USA PRODUCTS CO/ENVIR M A
5918 | Permanently Closed | 1990-03-09 06:00 | 1980-01-01 06:00 | 1990-03-09 06:00 | Petroleum | Unleaded gasoline | Unleaded gasoline |  | Fiberglass reinforced plastic | Fiberglass reinforced plastic |  |  | Fiberglass reinforced plastic |  | 1901-01-01 06:00 | [15 empty] | UST Currently In Use: 0; UST Temp Close: 0; AST Currently In Use: 0; AST Temp Closed: 0 | 0 | 0 | 5 | 10950-043-005350 | CHEVRON USA PRODUCTS CO/ENVIR M A
5919 | Permanently Closed | 1990-03-09 06:00 | 1980-01-01 06:00 | 1990-03-09 06:00 | Petroleum | On road diesel | On road diesel |  | Fiberglass reinforced plastic | Fiberglass reinforced plastic |  |  | Fiberglass reinforced plastic |  | 1901-01-01 06:00 | [15 empty] | UST Currently In Use: 0; UST Temp Close: 0; AST Currently In Use: 0; AST Temp Closed: 0 | 0 | 0 | 5 | 10950-043-005350 | CHEVRON USA PRODUCTS CO/ENVIR M A
5920 | Permanently Closed | 1990-03-09 06:00 | 1980-01-01 06:00 | 1990-03-09 06:00 | Petroleum | Used oil | Used oil |  | Fiberglass reinforced plastic | Fiberglass reinforced plastic |  |  | Fiberglass reinforced plastic |  | 1901-01-01 06:00 | [15 empty] | UST Currently In Use: 0; UST Temp Close: 0; AST Currently In Use: 0; AST Temp Closed: 0 | 0 | 0 | 5 | 10950-043-005350 | CHEVRON USA PRODUCTS CO/ENVIR M A
5921 | Permanently Closed | 1990-02-14 06:00 | 1964-01-01 06:00 | 1990-02-14 06:00 | Petroleum | Unleaded gasoline | Unleaded gasoline |  | Steel | Steel | Coated & cathodic protection (sti-P3) |  | Steel |  | 1901-01-01 06:00 | Field installed cathodic protection | [14 empty] | UST Currently In Use: 0; UST Temp Close: 0; AST Currently In Use: 0; AST Temp Closed: 0 | 0 | 0 | 4 | 10950-043-005351 | CHEVRON USA PRODUCTS CO/ENVIR M A
5922 | Permanently Closed | 1990-02-14 06:00 | 1984-01-01 06:00 | 1990-02-14 06:00 | Petroleum | Unleaded gasoline | Unleaded gasoline |  | Steel | Steel | Coated & cathodic protection (sti-P3) |  | Steel |  | 1901-01-01 06:00 | Field installed cathodic protection | [14 empty] | UST Currently In Use: 0; UST Temp Close: 0; AST Currently In Use: 0; AST Temp Closed: 0 | 0 | 0 | 4 | 10950-043-005351 | CHEVRON USA PRODUCTS CO/ENVIR M A
5923 | Permanently Closed | 1990-02-14 06:00 | 1966-01-01 06:00 | 1990-02-14 06:00 | Petroleum | Unleaded gasoline | Unleaded gasoline |  | Steel | Steel | Coated & cathodic protection (sti-P3) |  | Steel |  | 1901-01-01 06:00 | Field installed cathodic protection | [14 empty] | UST Currently In Use: 0; UST Temp Close: 0; AST Currently In Use: 0; AST Temp Closed: 0 | 0 | 0 | 4 | 10950-043-005351 | CHEVRON USA PRODUCTS CO/ENVIR M A
5924 | Permanently Closed | 1990-02-14 06:00 | 1964-01-01 06:00 | 1990-02-14 06:00 | Petroleum | Used oil | Used oil |  | Steel | Steel | Coated & cathodic protection (sti-P3) |  | Steel |  | 1901-01-01 06:00 | Field installed cathodic protection | [14 empty] | UST Currently In Use: 0; UST Temp Close: 0; AST Currently In Use: 0; AST Temp Closed: 0 | 0 | 0 | 4 | 10950-043-005351 | CHEVRON USA PRODUCTS CO/ENVIR M A
5925 | Permanently Closed | 1993-09-30 06:00 | 1966-01-01 06:00 | 1993-09-30 06:00 | Petroleum | Used oil | Used oil |  | Steel | Steel | Coated & cathodic protection (sti-P3) |  | Steel |  | 1901-01-01 06:00 | Field installed cathodic protection | [14 empty] | UST Currently In Use: 0; UST Temp Close: 0; AST Currently In Use: 0; AST Temp Closed: 0 | 0 | 0 | 5 | 10950-043-005352 | CHEVRON USA PRODUCTS CO/ENVIR M A
5926 | Permanently Closed | 1901-01-01 06:00 | 1966-01-01 06:00 | 1988-01-11 06:00 | Petroleum | Unleaded gasoline | Unleaded gasoline |  | Steel | Steel | Coated & cathodic protection (sti-P3) |  | Steel |  | 1901-01-01 06:00 | Field installed cathodic protection | [14 empty] | UST Currently In Use: 0; UST Temp Close: 0; AST Currently In Use: 0; AST Temp Closed: 0 | 0 | 0 | 5 | 10950-043-005352 | CHEVRON USA PRODUCTS CO/ENVIR M A
5927 | Permanently Closed | 1901-01-01 06:00 | 1966-01-01 06:00 | 1988-01-11 06:00 | Petroleum | Unleaded gasoline | Unleaded gasoline |  | Steel | Steel | Coated & cathodic protection (sti-P3) |  | Steel |  | 1901-01-01 06:00 | Field installed cathodic protection | [14 empty] | UST Currently In Use: 0; UST Temp Close: 0; AST Currently In Use: 0; AST Temp Closed: 0 | 0 | 0 | 5 | 10950-043-005352 | CHEVRON USA PRODUCTS CO/ENVIR M A
5928 | Permanently Closed | 1901-01-01 06:00 | 1966-01-01 06:00 | 1988-01-11 06:00 | Petroleum | Unleaded gasoline | Unleaded gasoline |  | Steel | Steel | Coated & cathodic protection (sti-P3) |  | Steel |  | 1901-01-01 06:00 | Field installed cathodic protection | [14 empty] | UST Currently In Use: 0; UST Temp Close: 0; AST Currently In Use: 0; AST Temp Closed: 0 | 0 | 0 | 5 | 10950-043-005352 | CHEVRON USA PRODUCTS CO/ENVIR M A
5929 | Permanently Closed | 1968-06-01 06:00 | 1966-01-01 06:00 | 1988-01-11 06:00 | Petroleum | Other, OTHER | Other |  | Steel | Steel | Coated & cathodic protection (sti-P3) |  | Steel |  | 1901-01-01 06:00 | Field installed cathodic protection | [14 empty] | UST Currently In Use: 0; UST Temp Close: 0; AST Currently In Use: 0; AST Temp Closed: 0 | 0 | 0 | 5 | 10950-043-005352 | CHEVRON USA PRODUCTS CO/ENVIR M A
5930 | Currently in Use |  | 1981-01-01 06:00 |  | Petroleum | Unleaded gasoline | Unleaded gasoline | Retail | Fiberglass reinforced plastic | Fiberglass reinforced plastic |  |  | Fiberglass reinforced plastic |  | 1901-01-01 06:00 | None | Catchment Basin, Single walled catchment basin | Flow Rest 90% Full | Flow Rest 90% Full |  |  | Automatic Tank Gauge |  | Automatic flow restrictor (MLLD) | Automatic flow restrictor (MLLD) | Interstitial Monitoring within Secondary Containment | MANUAL/VISUAL CHECK | Annual line testing | Annual line testing |  | UST Currently In Use: 4; UST Temp Close: 0; AST Currently In Use: 0; AST Temp Closed: 0 | 4 | 0 | 1 | 12409-045-005241 | Tim Shirley
5931 | Currently in Use |  | 1981-01-01 06:00 |  | Petroleum | Unleaded gasoline | Unleaded gasoline | Retail | Fiberglass reinforced plastic | Fiberglass reinforced plastic |  |  | Fiberglass reinforced plastic |  | 1901-01-01 06:00 | None | Catchment Basin, Single walled catchment basin | Flow Rest 90% Full | Flow Rest 90% Full |  |  | Automatic Tank Gauge |  | Automatic flow restrictor (MLLD) | Automatic flow restrictor (MLLD) | Interstitial Monitoring within Secondary Containment | MANUAL/VISUAL CHECK | Annual line testing | Annual line testing |  | UST Currently In Use: 4; UST Temp Close: 0; AST Currently In Use: 0; AST Temp Closed: 0 | 4 | 0 | 1 | 12409-045-005241 | Tim Shirley
5932 | Currently in Use |  | 1981-01-01 06:00 |  | Petroleum | Premium gasoline | Premium gasoline | Retail | Fiberglass reinforced plastic | Fiberglass reinforced plastic |  |  | Fiberglass reinforced plastic |  | 1901-01-01 06:00 | None | Catchment Basin, Single walled catchment basin | Flow Rest 90% Full | Flow Rest 90% Full |  |  | Automatic Tank Gauge |  | Automatic flow restrictor (MLLD) | Automatic flow restrictor (MLLD) | Interstitial Monitoring within Secondary Containment | MANUAL/VISUAL CHECK |  |  |  | UST Currently In Use: 4; UST Temp Close: 0; AST Currently In Use: 0; AST Temp Closed: 0 | 4 | 0 | 1 | 12409-045-005241 | Tim Shirley
5933 | Permanently Closed | 1995-01-30 06:00 | 1981-01-01 06:00 | 1995-02-03 06:00 | Petroleum | Used oil | Used oil | Retail | Fiberglass reinforced plastic | Fiberglass reinforced plastic |  |  | Fiberglass reinforced plastic |  | 1901-01-01 06:00 | None | [14 empty] | UST Currently In Use: 4; UST Temp Close: 0; AST Currently In Use: 0; AST Temp Closed: 0 | 4 | 0 | 1 | 12409-045-005241 | Tim Shirley
5934 | Permanently Closed | 1901-01-01 06:00 | 1966-01-01 06:00 | 1988-01-01 06:00 | Petroleum | Unleaded gasoline | Unleaded gasoline |  | Steel | Steel | Coated & cathodic protection (sti-P3) |  | Steel |  | 1901-01-01 06:00 | Field installed cathodic protection | [14 empty] | UST Currently In Use: 0; UST Temp Close: 0; AST Currently In Use: 0; AST Temp Closed: 0 | 0 | 0 | 4 | 10950-047-005314 | CHEVRON USA PRODUCTS CO/ENVIR M A
5935 | Permanently Closed | 1901-01-01 06:00 | 1966-01-01 06:00 | 1988-01-01 06:00 | Petroleum | Unleaded gasoline | Unleaded gasoline |  | Steel | Steel | Coated & cathodic protection (sti-P3) |  | Steel |  | 1901-01-01 06:00 | Field installed cathodic protection | [14 empty] | UST Currently In Use: 0; UST Temp Close: 0; AST Currently In Use: 0; AST Temp Closed: 0 | 0 | 0 | 4 | 10950-047-005314 | CHEVRON USA PRODUCTS CO/ENVIR M A
5936 | Permanently Closed | 1901-01-01 06:00 | 1966-01-01 06:00 | 1988-01-01 06:00 | Petroleum | Unleaded gasoline | Unleaded gasoline |  | Steel | Steel | Coated & cathodic protection (sti-P3) |  | Steel |  | 1901-01-01 06:00 | Field installed cathodic protection | [14 empty] | UST Currently In Use: 0; UST Temp Close: 0; AST Currently In Use: 0; AST Temp Closed: 0 | 0 | 0 | 4 | 10950-047-005314 | CHEVRON USA PRODUCTS CO/ENVIR M A
5937 | Permanently Closed | 1901-01-01 06:00 | 1966-01-01 06:00 | 1988-01-01 06:00 | Petroleum | Used oil | Used oil |  | Steel | Steel | Coated & cathodic protection (sti-P3) |  | Steel |  | 1901-01-01 06:00 | Field installed cathodic protection | [14 empty] | UST Currently In Use: 0; UST Temp Close: 0; AST Currently In Use: 0; AST Temp Closed: 0 | 0 | 0 | 4 | 10950-047-005314 | CHEVRON USA PRODUCTS CO/ENVIR M A
5938 | Currently in Use |  | 1983-01-01 06:00 |  | Petroleum | Unleaded gasoline | Unleaded gasoline | Retail | Fiberglass reinforced plastic, Single Wall | Single Wall |  |  | Double Wall, Fiberglass reinforced plastic |  | 1901-01-01 06:00 |  | Catchment Basin, Single walled catchment basin | Flow Rest 90% Full | Flow Rest 90% Full |  |  | Continuous Automatic Tank Gauge |  | Automatic shutoff device (AELLD), Containment Sump | Containment Sump | [5 empty] | UST Currently In Use: 3; UST Temp Close: 0; AST Currently In Use: 0; AST Temp Closed: 0 | 3 | 0 | 1 | 15476-055-005263 | YOUNG OIL INC
5939 | Currently in Use |  | 1983-01-01 06:00 |  | Petroleum | Mid-grade gasoline | Mid-grade gasoline | Retail | Fiberglass reinforced plastic, Single Wall | Single Wall |  |  | Double Wall, Fiberglass reinforced plastic |  | 1901-01-01 06:00 |  | Catchment Basin, Single walled catchment basin | Flow Rest 90% Full | Flow Rest 90% Full |  |  | Continuous Automatic Tank Gauge |  | Automatic shutoff device (AELLD), Containment Sump | Containment Sump | [5 empty] | UST Currently In Use: 3; UST Temp Close: 0; AST Currently In Use: 0; AST Temp Closed: 0 | 3 | 0 | 1 | 15476-055-005263 | YOUNG OIL INC
5940 | Currently in Use |  | 1983-01-01 06:00 |  | Petroleum | Premium gasoline | Premium gasoline | Retail | Fiberglass reinforced plastic, Single Wall | Single Wall |  |  | Double Wall, Fiberglass reinforced plastic |  | 1901-01-01 06:00 |  | Catchment Basin, Single walled catchment basin | Flow Rest 90% Full | Flow Rest 90% Full |  |  | Continuous Automatic Tank Gauge |  | Automatic shutoff device (AELLD), Containment Sump | Containment Sump | [5 empty] | UST Currently In Use: 3; UST Temp Close: 0; AST Currently In Use: 0; AST Temp Closed: 0 | 3 | 0 | 1 | 15476-055-005263 | YOUNG OIL INC
5941 | Permanently Closed | 1991-09-06 06:00 | 1980-01-01 06:00 | 1991-09-06 06:00 | Petroleum | Used oil | Used oil |  | Fiberglass reinforced plastic | Fiberglass reinforced plastic |  |  | Fiberglass reinforced plastic |  | 1901-01-01 06:00 | [15 empty] | UST Currently In Use: 3; UST Temp Close: 0; AST Currently In Use: 0; AST Temp Closed: 0 | 3 | 0 | 1 | 15476-055-005263 | YOUNG OIL INC
5942 | Currently in Use |  | 1991-05-01 06:00 |  | Petroleum | Unleaded gasoline | Unleaded gasoline | Retail | Single Wall, Steel | Steel | Coated & cathodic protection (sti-P3), Field installed cathodic protection |  | Double Wall, Fiberglass reinforced plastic |  |  |  | Catchment Basin, Single walled catchment basin | Automatic shutoff device At 95% full | Automatic shutoff device At 95% full |  |  | Continuous Automatic Tank Gauge |  | Automatic shutoff device (AELLD), Containment Sump | Containment Sump |  |  | Annual line testing | Annual line testing |  | UST Currently In Use: 3; UST Temp Close: 0; AST Currently In Use: 0; AST Temp Closed: 0 | 3 | 0 | 0 | 25265-055-005264 | LGWS/CROSS AMERICA PARTNERS
5943 | Currently in Use |  | 1991-05-01 06:00 |  | Petroleum | Mid-grade gasoline | Mid-grade gasoline | Retail | Single Wall, Steel | Steel | Coated & cathodic protection (sti-P3), Field installed cathodic protection |  | Double Wall, Fiberglass reinforced plastic |  |  |  | Catchment Basin, Single walled catchment basin | Automatic shutoff device At 95% full | Automatic shutoff device At 95% full |  |  | Continuous Automatic Tank Gauge |  | Automatic flow restrictor (MLLD), Containment Sump | Containment Sump |  |  | Annual line testing | Annual line testing |  | UST Currently In Use: 3; UST Temp Close: 0; AST Currently In Use: 0; AST Temp Closed: 0 | 3 | 0 | 0 | 25265-055-005264 | LGWS/CROSS AMERICA PARTNERS
5944 | Currently in Use |  | 1991-05-01 06:00 |  | Petroleum | Premium gasoline | Premium gasoline | Retail | Single Wall, Steel | Steel | Coated & cathodic protection (sti-P3), Field installed cathodic protection |  | Double Wall, Fiberglass reinforced plastic |  |  |  | Catchment Basin, Single walled catchment basin | Automatic shutoff device At 95% full | Automatic shutoff device At 95% full |  |  | Continuous Automatic Tank Gauge |  | Automatic flow restrictor (MLLD), Containment Sump | Containment Sump |  |  | Annual line testing | Annual line testing |  | UST Currently In Use: 3; UST Temp Close: 0; AST Currently In Use: 0; AST Temp Closed: 0 | 3 | 0 | 0 | 25265-055-005264 | LGWS/CROSS AMERICA PARTNERS
5945 | Permanently Closed | 1990-01-08 06:00 | 1966-01-01 06:00 | 1990-01-08 06:00 | Petroleum | Unleaded gasoline | Unleaded gasoline |  | Steel | Steel |  | Painted or None | Steel |  | 1901-01-01 06:00 | [15 empty] | UST Currently In Use: 0; UST Temp Close: 0; AST Currently In Use: 0; AST Temp Closed: 0 | 0 | 0 | 4 | 10950-063-005266 | CHEVRON USA PRODUCTS CO/ENVIR M A
5946 | Permanently Closed | 1990-01-08 06:00 | 1966-01-01 06:00 | 1990-01-08 06:00 | Petroleum | Unleaded gasoline | Unleaded gasoline |  | Steel | Steel |  | Painted or None | Steel |  | 1901-01-01 06:00 | [15 empty] | UST Currently In Use: 0; UST Temp Close: 0; AST Currently In Use: 0; AST Temp Closed: 0 | 0 | 0 | 4 | 10950-063-005266 | CHEVRON USA PRODUCTS CO/ENVIR M A
5947 | Permanently Closed | 1990-01-08 06:00 | 1966-01-01 06:00 | 1990-01-08 06:00 | Petroleum | Unleaded gasoline | Unleaded gasoline |  | Steel | Steel |  | Painted or None | Steel |  | 1901-01-01 06:00 | [15 empty] | UST Currently In Use: 0; UST Temp Close: 0; AST Currently In Use: 0; AST Temp Closed: 0 | 0 | 0 | 4 | 10950-063-005266 | CHEVRON USA PRODUCTS CO/ENVIR M A
5948 | Permanently Closed | 1990-01-08 06:00 | 1966-01-01 06:00 | 1990-01-08 06:00 | Petroleum | Used oil | Used oil |  | Steel | Steel |  | Painted or None | Steel |  | 1901-01-01 06:00 | [15 empty] | UST Currently In Use: 0; UST Temp Close: 0; AST Currently In Use: 0; AST Temp Closed: 0 | 0 | 0 | 4 | 10950-063-005266 | CHEVRON USA PRODUCTS CO/ENVIR M A
5949 | Permanently Closed | 1983-05-01 06:00 | 1959-01-01 06:00 |  | Petroleum | On road diesel | On road diesel |  | Steel | Steel |  | Painted or None | Other, REMOVED |  | 1901-01-01 06:00 | [15 empty] | UST Currently In Use: 0; UST Temp Close: 0; AST Currently In Use: 0; AST Temp Closed: 0 | 0 | 0 | 2 | 10950-065-005223 | CHEVRON USA PRODUCTS CO/ENVIR M A
5950 | Permanently Closed | 1983-05-01 06:00 | 1959-01-01 06:00 |  | Petroleum | Unleaded gasoline | Unleaded gasoline |  | Steel | Steel |  | Painted or None | Other, REMOVED |  | 1901-01-01 06:00 | [15 empty] | UST Currently In Use: 0; UST Temp Close: 0; AST Currently In Use: 0; AST Temp Closed: 0 | 0 | 0 | 2 | 10950-065-005223 | CHEVRON USA PRODUCTS CO/ENVIR M A
5951 | Retired | 1981-08-01 06:00 | 1959-01-01 06:00 |  | Petroleum | Used oil | Used oil |  | Steel | Steel |  | Painted or None | Steel |  | 1901-01-01 06:00 | [15 empty] | UST Currently In Use: 0; UST Temp Close: 0; AST Currently In Use: 0; AST Temp Closed: 0 | 0 | 0 | 0 | 10950-069-005220 | CHEVRON USA PRODUCTS CO/ENVIR M A
5952 | Retired | 1981-08-01 06:00 | 1959-01-01 06:00 |  | Petroleum | Used oil | Used oil |  | Steel | Steel |  | Painted or None | Steel |  | 1901-01-01 06:00 | [15 empty] | UST Currently In Use: 0; UST Temp Close: 0; AST Currently In Use: 0; AST Temp Closed: 0 | 0 | 0 | 0 | 10950-069-005220 | CHEVRON USA PRODUCTS CO/ENVIR M A
5953 | Permanently Closed | 1901-01-01 06:00 | 1970-01-01 06:00 | 1989-03-28 06:00 | Petroleum | Unleaded gasoline | Unleaded gasoline |  | Steel | Steel |  | Painted or None | Steel |  | 1901-01-01 06:00 | [15 empty] | UST Currently In Use: 0; UST Temp Close: 0; AST Currently In Use: 0; AST Temp Closed: 0 | 0 | 0 | 6 | 10950-069-005268 | CHEVRON USA PRODUCTS CO/ENVIR M A
5954 | Permanently Closed | 1901-01-01 06:00 | 1970-01-01 06:00 | 1989-03-28 06:00 | Petroleum | Unleaded gasoline | Unleaded gasoline |  | Steel | Steel |  | Painted or None | Steel |  | 1901-01-01 06:00 | [15 empty] | UST Currently In Use: 0; UST Temp Close: 0; AST Currently In Use: 0; AST Temp Closed: 0 | 0 | 0 | 6 | 10950-069-005268 | CHEVRON USA PRODUCTS CO/ENVIR M A
5955 | Permanently Closed | 1901-01-01 06:00 | 1970-01-01 06:00 | 1989-03-28 06:00 | Petroleum | Unleaded gasoline | Unleaded gasoline |  | Steel | Steel |  | Painted or None | Steel |  | 1901-01-01 06:00 | [15 empty] | UST Currently In Use: 0; UST Temp Close: 0; AST Currently In Use: 0; AST Temp Closed: 0 | 0 | 0 | 6 | 10950-069-005268 | CHEVRON USA PRODUCTS CO/ENVIR M A
5956 | Permanently Closed | 1901-01-01 06:00 | 1970-01-01 06:00 | 1989-03-28 06:00 | Petroleum | Unleaded gasoline | Unleaded gasoline |  | Steel | Steel |  | Painted or None | Steel |  | 1901-01-01 06:00 | [15 empty] | UST Currently In Use: 0; UST Temp Close: 0; AST Currently In Use: 0; AST Temp Closed: 0 | 0 | 0 | 6 | 10950-069-005268 | CHEVRON USA PRODUCTS CO/ENVIR M A
5957 | Permanently Closed | 1901-01-01 06:00 | 1970-01-01 06:00 | 1989-03-28 06:00 | Petroleum | Unleaded gasoline | Unleaded gasoline |  | Steel | Steel |  | Painted or None | Steel |  | 1901-01-01 06:00 | [15 empty] | UST Currently In Use: 0; UST Temp Close: 0; AST Currently In Use: 0; AST Temp Closed: 0 | 0 | 0 | 6 | 10950-069-005268 | CHEVRON USA PRODUCTS CO/ENVIR M A
5958 | Permanently Closed | 1901-01-01 06:00 | 1970-01-01 06:00 | 1989-03-28 06:00 | Petroleum | Used oil | Used oil |  | Steel | Steel |  | Painted or None | Steel |  | 1901-01-01 06:00 | [15 empty] | UST Currently In Use: 0; UST Temp Close: 0; AST Currently In Use: 0; AST Temp Closed: 0 | 0 | 0 | 6 | 10950-069-005268 | CHEVRON USA PRODUCTS CO/ENVIR M A
5959 | Currently in Use |  | 1980-01-01 06:00 |  | Petroleum | Unleaded gasoline | Unleaded gasoline | Retail | Fiberglass reinforced plastic | Fiberglass reinforced plastic |  |  | Fiberglass reinforced plastic |  | 1901-01-01 06:00 | None | Catchment Basin, Single walled catchment basin | Flow Rest 90% Full | Flow Rest 90% Full |  |  | Continuous Automatic Tank Gauge |  | Automatic flow restrictor (MLLD) | Automatic flow restrictor (MLLD) |  |  | Annual line testing | Annual line testing |  | UST Currently In Use: 4; UST Temp Close: 0; AST Currently In Use: 0; AST Temp Closed: 0 | 4 | 0 | 1 | 12409-069-005269 | Tim Shirley
5960 | Currently in Use |  | 1980-01-01 06:00 |  | Petroleum | Ethanol free gasoline | Ethanol free gasoline | Retail | Fiberglass reinforced plastic | Fiberglass reinforced plastic |  |  | Fiberglass reinforced plastic |  | 1901-01-01 06:00 | None | Catchment Basin, Single walled catchment basin | Flow Rest 90% Full | Flow Rest 90% Full |  |  | Continuous Automatic Tank Gauge |  | Automatic flow restrictor (MLLD) | Automatic flow restrictor (MLLD) |  |  | Annual line testing | Annual line testing |  | UST Currently In Use: 4; UST Temp Close: 0; AST Currently In Use: 0; AST Temp Closed: 0 | 4 | 0 | 1 | 12409-069-005269 | Tim Shirley
5961 | Currently in Use |  | 1980-01-01 06:00 |  | Petroleum | Premium gasoline | Premium gasoline | Retail | Fiberglass reinforced plastic | Fiberglass reinforced plastic |  |  | Fiberglass reinforced plastic |  | 1901-01-01 06:00 | None | Catchment Basin, Single walled catchment basin | Flow Rest 90% Full | Flow Rest 90% Full |  |  | Continuous Automatic Tank Gauge |  | Automatic flow restrictor (MLLD) | Automatic flow restrictor (MLLD) |  |  | Annual line testing | Annual line testing |  | UST Currently In Use: 4; UST Temp Close: 0; AST Currently In Use: 0; AST Temp Closed: 0 | 4 | 0 | 1 | 12409-069-005269 | Tim Shirley
5962 | Currently in Use |  | 1980-01-01 06:00 |  | Petroleum | On road diesel | On road diesel | Retail | Fiberglass reinforced plastic | Fiberglass reinforced plastic |  |  | Fiberglass reinforced plastic |  | 1901-01-01 06:00 | None | Catchment Basin, Single walled catchment basin | Flow Rest 90% Full | Flow Rest 90% Full |  |  | Continuous Automatic Tank Gauge |  | Automatic flow restrictor (MLLD) | Automatic flow restrictor (MLLD) |  |  | Annual line testing | Annual line testing |  | UST Currently In Use: 4; UST Temp Close: 0; AST Currently In Use: 0; AST Temp Closed: 0 | 4 | 0 | 1 | 12409-069-005269 | Tim Shirley
5963 | Permanently Closed | 1990-09-11 06:00 | 1980-01-01 06:00 | 1990-09-11 06:00 | Petroleum | Used oil | Used oil |  | Fiberglass reinforced plastic | Fiberglass reinforced plastic |  |  | Fiberglass reinforced plastic |  | 1901-01-01 06:00 | [15 empty] | UST Currently In Use: 4; UST Temp Close: 0; AST Currently In Use: 0; AST Temp Closed: 0 | 4 | 0 | 1 | 12409-069-005269 | Tim Shirley
5964 | Permanently Closed | 1989-10-24 06:00 | 1965-01-01 06:00 | 1989-10-24 06:00 | Petroleum | Unleaded gasoline | Unleaded gasoline |  | Steel | Steel |  | Painted or None | Steel |  | 1901-01-01 06:00 | [15 empty] | UST Currently In Use: 0; UST Temp Close: 0; AST Currently In Use: 0; AST Temp Closed: 0 | 0 | 0 | 8 | 14477-069-005270 | SOUTHEASTERN OIL CO INC
5965 | Permanently Closed | 1989-10-24 06:00 | 1974-01-01 06:00 | 1989-10-24 06:00 | Petroleum | Unleaded gasoline | Unleaded gasoline |  | Steel | Steel |  | Painted or None | Steel |  | 1901-01-01 06:00 | [15 empty] | UST Currently In Use: 0; UST Temp Close: 0; AST Currently In Use: 0; AST Temp Closed: 0 | 0 | 0 | 8 | 14477-069-005270 | SOUTHEASTERN OIL CO INC
5966 | Permanently Closed | 1989-10-24 06:00 | 1965-01-01 06:00 | 1989-10-24 06:00 | Petroleum | Unleaded gasoline | Unleaded gasoline |  | Steel | Steel |  | Painted or None | Steel |  | 1901-01-01 06:00 | [15 empty] | UST Currently In Use: 0; UST Temp Close: 0; AST Currently In Use: 0; AST Temp Closed: 0 | 0 | 0 | 8 | 14477-069-005270 | SOUTHEASTERN OIL CO INC
5967 | Permanently Closed | 1989-10-24 06:00 | 1965-01-01 06:00 | 1989-10-24 06:00 | Petroleum | Used oil | Used oil |  | Steel | Steel |  | Painted or None | Steel |  | 1901-01-01 06:00 | [15 empty] | UST Currently In Use: 0; UST Temp Close: 0; AST Currently In Use: 0; AST Temp Closed: 0 | 0 | 0 | 8 | 14477-069-005270 | SOUTHEASTERN OIL CO INC
5968 | Permanently Closed | 1986-01-01 06:00 | 1960-01-01 06:00 | 1986-04-22 05:00 | Petroleum | Unleaded gasoline | Unleaded gasoline |  | Steel | Steel |  | Painted or None | Steel |  | 1901-01-01 06:00 | [15 empty] | UST Currently In Use: 0; UST Temp Close: 0; AST Currently In Use: 0; AST Temp Closed: 0 | 0 | 0 | 6 | 10950-069-005347 | CHEVRON USA PRODUCTS CO/ENVIR M A
5969 | Permanently Closed | 1986-01-01 06:00 | 1958-01-01 06:00 | 1986-04-22 05:00 | Petroleum | Unleaded gasoline | Unleaded gasoline |  | Steel | Steel |  | Painted or None | Steel |  | 1901-01-01 06:00 | [15 empty] | UST Currently In Use: 0; UST Temp Close: 0; AST Currently In Use: 0; AST Temp Closed: 0 | 0 | 0 | 6 | 10950-069-005347 | CHEVRON USA PRODUCTS CO/ENVIR M A
5970 | Permanently Closed | 1986-01-01 06:00 | 1970-01-01 06:00 | 1986-04-22 05:00 | Petroleum | Unleaded gasoline | Unleaded gasoline |  | Steel | Steel |  | Painted or None | Steel |  | 1901-01-01 06:00 | [15 empty] | UST Currently In Use: 0; UST Temp Close: 0; AST Currently In Use: 0; AST Temp Closed: 0 | 0 | 0 | 6 | 10950-069-005347 | CHEVRON USA PRODUCTS CO/ENVIR M A
5971 | Permanently Closed | 1986-01-01 06:00 | 1958-01-01 06:00 | 1986-04-22 05:00 | Petroleum | Unleaded gasoline | Unleaded gasoline |  | Steel | Steel |  | Painted or None | Steel |  | 1901-01-01 06:00 | [15 empty] | UST Currently In Use: 0; UST Temp Close: 0; AST Currently In Use: 0; AST Temp Closed: 0 | 0 | 0 | 6 | 10950-069-005347 | CHEVRON USA PRODUCTS CO/ENVIR M A
5972 | Permanently Closed | 1986-01-01 06:00 | 1970-01-01 06:00 | 1986-04-22 05:00 | Petroleum | Unleaded gasoline | Unleaded gasoline |  | Steel | Steel |  | Painted or None | Steel |  | 1901-01-01 06:00 | [15 empty] | UST Currently In Use: 0; UST Temp Close: 0; AST Currently In Use: 0; AST Temp Closed: 0 | 0 | 0 | 6 | 10950-069-005347 | CHEVRON USA PRODUCTS CO/ENVIR M A
5973 | Permanently Closed | 1986-01-01 06:00 | 1958-01-01 06:00 | 1986-04-22 05:00 | Petroleum | Used oil | Used oil |  | Steel | Steel |  | Painted or None | Steel |  | 1901-01-01 06:00 | [15 empty] | UST Currently In Use: 0; UST Temp Close: 0; AST Currently In Use: 0; AST Temp Closed: 0 | 0 | 0 | 6 | 10950-069-005347 | CHEVRON USA PRODUCTS CO/ENVIR M A
5974 | Permanently Closed | 1991-01-03 06:00 | 1983-01-01 06:00 | 1991-01-03 06:00 | Petroleum | Unleaded gasoline | Unleaded gasoline |  | Fiberglass reinforced plastic | Fiberglass reinforced plastic |  |  | Fiberglass reinforced plastic |  | 1901-01-01 06:00 | [15 empty] | UST Currently In Use: 0; UST Temp Close: 0; AST Currently In Use: 0; AST Temp Closed: 0 | 0 | 0 | 4 | 10950-071-005315 | CHEVRON USA PRODUCTS CO/ENVIR M A
5975 | Permanently Closed | 1991-01-03 06:00 | 1983-01-01 06:00 | 1991-01-03 06:00 | Petroleum | Unleaded gasoline | Unleaded gasoline |  | Fiberglass reinforced plastic | Fiberglass reinforced plastic |  |  | Fiberglass reinforced plastic |  | 1901-01-01 06:00 | [15 empty] | UST Currently In Use: 0; UST Temp Close: 0; AST Currently In Use: 0; AST Temp Closed: 0 | 0 | 0 | 4 | 10950-071-005315 | CHEVRON USA PRODUCTS CO/ENVIR M A
5976 | Permanently Closed | 1991-01-03 06:00 | 1983-01-01 06:00 | 1991-01-03 06:00 | Petroleum | Unleaded gasoline | Unleaded gasoline |  | Fiberglass reinforced plastic | Fiberglass reinforced plastic |  |  | Fiberglass reinforced plastic |  | 1901-01-01 06:00 | [15 empty] | UST Currently In Use: 0; UST Temp Close: 0; AST Currently In Use: 0; AST Temp Closed: 0 | 0 | 0 | 4 | 10950-071-005315 | CHEVRON USA PRODUCTS CO/ENVIR M A
5977 | Permanently Closed | 1991-01-03 06:00 | 1983-01-01 06:00 | 1991-01-03 06:00 | Petroleum | Used oil | Used oil |  | Fiberglass reinforced plastic | Fiberglass reinforced plastic |  |  | Fiberglass reinforced plastic |  | 1901-01-01 06:00 | [15 empty] | UST Currently In Use: 0; UST Temp Close: 0; AST Currently In Use: 0; AST Temp Closed: 0 | 0 | 0 | 4 | 10950-071-005315 | CHEVRON USA PRODUCTS CO/ENVIR M A
5978 | Permanently Closed | 1901-01-01 06:00 | 1980-01-01 06:00 | 1985-11-01 06:00 | Petroleum | Used oil | Used oil |  | Fiberglass reinforced plastic | Fiberglass reinforced plastic |  |  | Steel |  | 1901-01-01 06:00 | [15 empty] | UST Currently In Use: 0; UST Temp Close: 0; AST Currently In Use: 0; AST Temp Closed: 0 | 0 | 0 | 2 | 10950-073-005225 | CHEVRON USA PRODUCTS CO/ENVIR M A
5979 | Permanently Closed | 1901-01-01 06:00 | 1969-01-01 06:00 | 1985-11-01 06:00 | Petroleum | Used oil | Used oil |  | Steel | Steel |  | Painted or None | Steel |  | 1901-01-01 06:00 | [15 empty] | UST Currently In Use: 0; UST Temp Close: 0; AST Currently In Use: 0; AST Temp Closed: 0 | 0 | 0 | 2 | 10950-073-005225 | CHEVRON USA PRODUCTS CO/ENVIR M A
5980 | Permanently Closed | 1901-01-01 06:00 | 1966-01-01 06:00 | 1988-01-01 06:00 | Petroleum | Unleaded gasoline | Unleaded gasoline |  | Steel | Steel |  | Painted or None | Fiberglass reinforced plastic |  | 1901-01-01 06:00 | [15 empty] | UST Currently In Use: 0; UST Temp Close: 0; AST Currently In Use: 0; AST Temp Closed: 0 | 0 | 0 | 4 | 10950-073-005273 | CHEVRON USA PRODUCTS CO/ENVIR M A
5981 | Permanently Closed | 1901-01-01 06:00 | 1966-01-01 06:00 | 1988-01-01 06:00 | Petroleum | Unleaded gasoline | Unleaded gasoline |  | Steel | Steel |  | Painted or None | Fiberglass reinforced plastic |  | 1901-01-01 06:00 | [15 empty] | UST Currently In Use: 0; UST Temp Close: 0; AST Currently In Use: 0; AST Temp Closed: 0 | 0 | 0 | 4 | 10950-073-005273 | CHEVRON USA PRODUCTS CO/ENVIR M A
5982 | Permanently Closed | 1901-01-01 06:00 | 1966-01-01 06:00 | 1988-01-01 06:00 | Petroleum | Unleaded gasoline | Unleaded gasoline |  | Steel | Steel |  | Painted or None | Fiberglass reinforced plastic |  | 1901-01-01 06:00 | [15 empty] | UST Currently In Use: 0; UST Temp Close: 0; AST Currently In Use: 0; AST Temp Closed: 0 | 0 | 0 | 4 | 10950-073-005273 | CHEVRON USA PRODUCTS CO/ENVIR M A
5983 | Permanently Closed | 1901-01-01 06:00 | 1966-01-01 06:00 | 1988-01-01 06:00 | Petroleum | Used oil | Used oil |  | Steel | Steel |  | Painted or None | Fiberglass reinforced plastic |  | 1901-01-01 06:00 | [15 empty] | UST Currently In Use: 0; UST Temp Close: 0; AST Currently In Use: 0; AST Temp Closed: 0 | 0 | 0 | 4 | 10950-073-005273 | CHEVRON USA PRODUCTS CO/ENVIR M A
5984 | Permanently Closed | 1990-07-18 06:00 | 1962-01-01 06:00 | 1990-07-18 06:00 | Petroleum | Unleaded gasoline | Unleaded gasoline |  | Steel | Steel |  | Painted or None | Steel |  | 1901-01-01 06:00 | [15 empty] | UST Currently In Use: 0; UST Temp Close: 0; AST Currently In Use: 0; AST Temp Closed: 0 | 0 | 0 | 5 | 10950-073-005274 | CHEVRON USA PRODUCTS CO/ENVIR M A
5985 | Permanently Closed | 1990-07-18 06:00 | 1962-01-01 06:00 | 1990-07-18 06:00 | Petroleum | Unleaded gasoline | Unleaded gasoline |  | Steel | Steel |  | Painted or None | Steel |  | 1901-01-01 06:00 | [15 empty] | UST Currently In Use: 0; UST Temp Close: 0; AST Currently In Use: 0; AST Temp Closed: 0 | 0 | 0 | 5 | 10950-073-005274 | CHEVRON USA PRODUCTS CO/ENVIR M A
5986 | Permanently Closed | 1990-07-18 06:00 | 1962-01-01 06:00 | 1990-07-18 06:00 | Petroleum | Unleaded gasoline | Unleaded gasoline |  | Steel | Steel |  | Painted or None | Steel |  | 1901-01-01 06:00 | [15 empty] | UST Currently In Use: 0; UST Temp Close: 0; AST Currently In Use: 0; AST Temp Closed: 0 | 0 | 0 | 5 | 10950-073-005274 | CHEVRON USA PRODUCTS CO/ENVIR M A
5987 | Permanently Closed | 1990-07-18 06:00 | 1962-01-01 06:00 | 1990-07-18 06:00 | Petroleum | Unleaded gasoline | Unleaded gasoline |  | Steel | Steel |  | Painted or None | Steel |  | 1901-01-01 06:00 | [15 empty] | UST Currently In Use: 0; UST Temp Close: 0; AST Currently In Use: 0; AST Temp Closed: 0 | 0 | 0 | 5 | 10950-073-005274 | CHEVRON USA PRODUCTS CO/ENVIR M A
5988 | Permanently Closed | 1990-07-18 06:00 | 1962-01-01 06:00 | 1990-07-18 06:00 | Petroleum | Used oil | Used oil |  | Steel | Steel |  | Painted or None | Steel |  | 1901-01-01 06:00 | [15 empty] | UST Currently In Use: 0; UST Temp Close: 0; AST Currently In Use: 0; AST Temp Closed: 0 | 0 | 0 | 5 | 10950-073-005274 | CHEVRON USA PRODUCTS CO/ENVIR M A
5989 | Permanently Closed | 1990-05-01 06:00 | 1978-01-01 06:00 | 1990-05-01 06:00 | Petroleum | Unleaded gasoline | Unleaded gasoline |  | Steel | Steel |  | Painted or None | Steel |  | 1901-01-01 06:00 | [15 empty] | UST Currently In Use: 0; UST Temp Close: 0; AST Currently In Use: 0; AST Temp Closed: 0 | 0 | 0 | 4 | 10950-073-005275 | CHEVRON USA PRODUCTS CO/ENVIR M A
5990 | Permanently Closed | 1990-05-01 06:00 | 1978-01-01 06:00 | 1990-05-01 06:00 | Petroleum | Unleaded gasoline | Unleaded gasoline |  | Steel | Steel |  | Painted or None | Steel |  | 1901-01-01 06:00 | [15 empty] | UST Currently In Use: 0; UST Temp Close: 0; AST Currently In Use: 0; AST Temp Closed: 0 | 0 | 0 | 4 | 10950-073-005275 | CHEVRON USA PRODUCTS CO/ENVIR M A
5991 | Permanently Closed | 1990-05-01 06:00 | 1978-01-01 06:00 | 1990-05-01 06:00 | Petroleum | Unleaded gasoline | Unleaded gasoline |  | Steel | Steel |  | Painted or None | Steel |  | 1901-01-01 06:00 | [15 empty] | UST Currently In Use: 0; UST Temp Close: 0; AST Currently In Use: 0; AST Temp Closed: 0 | 0 | 0 | 4 | 10950-073-005275 | CHEVRON USA PRODUCTS CO/ENVIR M A
5992 | Permanently Closed | 1990-05-01 06:00 | 1978-01-01 06:00 | 1990-05-01 06:00 | Petroleum | Used oil | Used oil |  | Steel | Steel |  | Painted or None | Steel |  | 1901-01-01 06:00 | [15 empty] | UST Currently In Use: 0; UST Temp Close: 0; AST Currently In Use: 0; AST Temp Closed: 0 | 0 | 0 | 4 | 10950-073-005275 | CHEVRON USA PRODUCTS CO/ENVIR M A
5993 | Permanently Closed | 1901-01-01 06:00 | 1971-01-01 06:00 | 1988-01-01 06:00 | Petroleum | Unleaded gasoline | Unleaded gasoline |  | Steel | Steel |  | Painted or None | Steel |  | 1901-01-01 06:00 | [15 empty] | UST Currently In Use: 3; UST Temp Close: 0; AST Currently In Use: 0; AST Temp Closed: 0 | 3 | 0 | 5 | 13343-073-005279 | MCCULLOUGH OIL COMPANY, INC.
5994 | Permanently Closed | 1901-01-01 06:00 | 1971-01-01 06:00 | 1988-01-01 06:00 | Petroleum | Unleaded gasoline | Unleaded gasoline |  | Steel | Steel |  | Painted or None | Steel |  | 1901-01-01 06:00 | [15 empty] | UST Currently In Use: 3; UST Temp Close: 0; AST Currently In Use: 0; AST Temp Closed: 0 | 3 | 0 | 5 | 13343-073-005279 | MCCULLOUGH OIL COMPANY, INC.
5995 | Permanently Closed | 1901-01-01 06:00 | 1971-01-01 06:00 | 1988-01-01 06:00 | Petroleum | Unleaded gasoline | Unleaded gasoline |  | Steel | Steel |  | Painted or None | Steel |  | 1901-01-01 06:00 | [15 empty] | UST Currently In Use: 3; UST Temp Close: 0; AST Currently In Use: 0; AST Temp Closed: 0 | 3 | 0 | 5 | 13343-073-005279 | MCCULLOUGH OIL COMPANY, INC.
5996 | Permanently Closed | 1901-01-01 06:00 | 1971-01-01 06:00 | 1988-01-01 06:00 | Petroleum | Used oil | Used oil |  | Steel | Steel |  | Painted or None | Steel |  | 1901-01-01 06:00 | [15 empty] | UST Currently In Use: 3; UST Temp Close: 0; AST Currently In Use: 0; AST Temp Closed: 0 | 3 | 0 | 5 | 13343-073-005279 | MCCULLOUGH OIL COMPANY, INC.
5997 | Currently in Use |  | 1994-03-23 06:00 |  | Petroleum | Unleaded gasoline | Unleaded gasoline | Retail | Fiberglass reinforced plastic, Single Wall | Single Wall |  |  | Double Wall, Flexible, BLUE-WHITE | SA&TCI |  |  | Catchment Basin, Single walled catchment basin | Automatic shutoff device At 95% full | Automatic shutoff device At 95% full |  |  | Continuous Automatic Tank Gauge |  | Automatic flow restrictor (MLLD) | Automatic flow restrictor (MLLD) |  |  | Annual line testing | Annual line testing |  | UST Currently In Use: 3; UST Temp Close: 0; AST Currently In Use: 0; AST Temp Closed: 0 | 3 | 0 | 5 | 13343-073-005279 | MCCULLOUGH OIL COMPANY, INC.
5998 | Currently in Use |  | 1994-03-23 06:00 |  | Petroleum | Premium gasoline | Premium gasoline | Retail | Fiberglass reinforced plastic, Single Wall | Single Wall |  |  | Double Wall, Flexible, BLUE-WHITE | SA&TCI |  |  | Catchment Basin, Single walled catchment basin | Automatic shutoff device At 95% full | Automatic shutoff device At 95% full |  |  | Continuous Automatic Tank Gauge |  | Automatic flow restrictor (MLLD) | Automatic flow restrictor (MLLD) |  |  | Annual line testing | Annual line testing |  | UST Currently In Use: 3; UST Temp Close: 0; AST Currently In Use: 0; AST Temp Closed: 0 | 3 | 0 | 5 | 13343-073-005279 | MCCULLOUGH OIL COMPANY, INC.
5999 | Currently in Use |  | 1994-03-23 06:00 |  | Petroleum | On road diesel | On road diesel | Retail | Fiberglass reinforced plastic, Single Wall | Single Wall |  |  | Double Wall, Flexible, BLUE-WHITE | SA&TCI |  |  | Catchment Basin, Single walled catchment basin | Automatic shutoff device At 95% full | Automatic shutoff device At 95% full |  |  | Continuous Automatic Tank Gauge |  | Automatic flow restrictor (MLLD) | Automatic flow restrictor (MLLD) |  |  | Annual line testing | Annual line testing |  | UST Currently In Use: 3; UST Temp Close: 0; AST Currently In Use: 0; AST Temp Closed: 0 | 3 | 0 | 5 | 13343-073-005279 | MCCULLOUGH OIL COMPANY, INC.
6000 | Permanently Closed | 1995-06-23 06:00 | 1983-01-01 06:00 | 1995-06-23 06:00 | Petroleum | Used oil | Used oil |  | Fiberglass reinforced plastic | Fiberglass reinforced plastic |  |  | Fiberglass reinforced plastic |  | 1901-01-01 06:00 | [6 empty] | Statistical Inventory Reconciliation (SIR) | [8 empty] | UST Currently In Use: 3; UST Temp Close: 0; AST Currently In Use: 0; AST Temp Closed: 0 | 3 | 0 | 5 | 13343-073-005279 | MCCULLOUGH OIL COMPANY, INC.
6001 | Permanently Closed | 1901-01-01 06:00 | 1970-01-01 06:00 | 1988-01-01 06:00 | Petroleum | Unleaded gasoline | Unleaded gasoline |  | Steel | Steel |  | Painted or None | Steel |  | 1901-01-01 06:00 | [15 empty] | UST Currently In Use: 0; UST Temp Close: 0; AST Currently In Use: 0; AST Temp Closed: 0 | 0 | 0 | 7 | 13526-073-005280 | MOORE OIL COMPANY, INC.
6002 | Permanently Closed | 1901-01-01 06:00 | 1970-01-01 06:00 | 1988-01-01 06:00 | Petroleum | Unleaded gasoline | Unleaded gasoline |  | Steel | Steel |  | Painted or None | Steel |  | 1901-01-01 06:00 | [15 empty] | UST Currently In Use: 0; UST Temp Close: 0; AST Currently In Use: 0; AST Temp Closed: 0 | 0 | 0 | 7 | 13526-073-005280 | MOORE OIL COMPANY, INC.
6003 | Permanently Closed | 1901-01-01 06:00 | 1970-01-01 06:00 | 1988-01-01 06:00 | Petroleum | Unleaded gasoline | Unleaded gasoline |  | Steel | Steel |  | Painted or None | Steel |  | 1901-01-01 06:00 | [15 empty] | UST Currently In Use: 0; UST Temp Close: 0; AST Currently In Use: 0; AST Temp Closed: 0 | 0 | 0 | 7 | 13526-073-005280 | MOORE OIL COMPANY, INC.
6004 | Permanently Closed | 1901-01-01 06:00 | 1970-01-01 06:00 | 1988-01-01 06:00 | Petroleum | Used oil | Used oil |  | Steel | Steel |  | Painted or None | Steel |  | 1901-01-01 06:00 | [15 empty] | UST Currently In Use: 0; UST Temp Close: 0; AST Currently In Use: 0; AST Temp Closed: 0 | 0 | 0 | 7 | 13526-073-005280 | MOORE OIL COMPANY, INC.
6005 | Permanently Closed | 2007-03-13 06:00 | 1983-01-01 06:00 | 2007-03-13 06:00 | Petroleum | Unleaded gasoline | Unleaded gasoline | Retail | Fiberglass reinforced plastic | Fiberglass reinforced plastic |  |  | Fiberglass reinforced plastic |  | 1901-01-01 06:00 |  | Catchment Basin, Single walled catchment basin | Flow Rest 90% Full | Flow Rest 90% Full |  |  | Continuous Automatic Tank Gauge |  | Automatic shutoff device (AELLD) | Automatic shutoff device (AELLD) | [5 empty] | UST Currently In Use: 0; UST Temp Close: 0; AST Currently In Use: 0; AST Temp Closed: 0 | 0 | 0 | 7 | 13526-073-005280 | MOORE OIL COMPANY, INC.
6006 | Permanently Closed | 2007-03-13 06:00 | 1983-01-01 06:00 | 2007-03-13 06:00 | Petroleum | Mid-grade gasoline | Mid-grade gasoline | Retail | Fiberglass reinforced plastic | Fiberglass reinforced plastic |  |  | Fiberglass reinforced plastic |  | 1901-01-01 06:00 |  | Catchment Basin, Single walled catchment basin | Flow Rest 90% Full | Flow Rest 90% Full |  |  | Continuous Automatic Tank Gauge |  | Automatic shutoff device (AELLD) | Automatic shutoff device (AELLD) | [5 empty] | UST Currently In Use: 0; UST Temp Close: 0; AST Currently In Use: 0; AST Temp Closed: 0 | 0 | 0 | 7 | 13526-073-005280 | MOORE OIL COMPANY, INC.
6007 | Permanently Closed | 2007-03-13 06:00 | 1983-01-01 06:00 | 2007-03-13 06:00 | Petroleum | Premium gasoline | Premium gasoline | Retail | Fiberglass reinforced plastic | Fiberglass reinforced plastic |  |  | Fiberglass reinforced plastic |  | 1901-01-01 06:00 |  | Catchment Basin, Single walled catchment basin | Flow Rest 90% Full | Flow Rest 90% Full |  |  | Continuous Automatic Tank Gauge |  | Automatic shutoff device (AELLD) | Automatic shutoff device (AELLD) | [5 empty] | UST Currently In Use: 0; UST Temp Close: 0; AST Currently In Use: 0; AST Temp Closed: 0 | 0 | 0 | 7 | 13526-073-005280 | MOORE OIL COMPANY, INC.
6008 | Permanently Closed | 1901-01-01 06:00 | 1980-01-01 06:00 | 1988-01-01 06:00 | Petroleum | Unleaded gasoline | Unleaded gasoline |  | Fiberglass reinforced plastic | Fiberglass reinforced plastic |  |  | Fiberglass reinforced plastic |  | 1901-01-01 06:00 | [15 empty] | UST Currently In Use: 0; UST Temp Close: 0; AST Currently In Use: 0; AST Temp Closed: 0 | 0 | 0 | 7 | 19761-073-005281 | R AND B PROPERTIES LLC
6009 | Permanently Closed | 1901-01-01 06:00 | 1980-01-01 06:00 | 1988-01-01 06:00 | Petroleum | Unleaded gasoline | Unleaded gasoline |  | Fiberglass reinforced plastic | Fiberglass reinforced plastic |  |  | Fiberglass reinforced plastic |  | 1901-01-01 06:00 | [15 empty] | UST Currently In Use: 0; UST Temp Close: 0; AST Currently In Use: 0; AST Temp Closed: 0 | 0 | 0 | 7 | 19761-073-005281 | R AND B PROPERTIES LLC
6010 | Permanently Closed | 1901-01-01 06:00 | 1980-01-01 06:00 | 1988-01-01 06:00 | Petroleum | Unleaded gasoline | Unleaded gasoline |  | Fiberglass reinforced plastic | Fiberglass reinforced plastic |  |  | Fiberglass reinforced plastic |  | 1901-01-01 06:00 | [15 empty] | UST Currently In Use: 0; UST Temp Close: 0; AST Currently In Use: 0; AST Temp Closed: 0 | 0 | 0 | 7 | 19761-073-005281 | R AND B PROPERTIES LLC
6011 | Permanently Closed | 1901-01-01 06:00 | 1980-01-01 06:00 | 1988-01-01 06:00 | Petroleum | Used oil | Used oil |  | Fiberglass reinforced plastic | Fiberglass reinforced plastic |  |  | Fiberglass reinforced plastic |  | 1901-01-01 06:00 | [15 empty] | UST Currently In Use: 0; UST Temp Close: 0; AST Currently In Use: 0; AST Temp Closed: 0 | 0 | 0 | 7 | 19761-073-005281 | R AND B PROPERTIES LLC
6012 | Permanently Closed | 2000-01-10 06:00 | 1983-01-01 06:00 | 2000-01-22 06:00 | Petroleum | Unleaded gasoline | Unleaded gasoline | Retail | Fiberglass reinforced plastic | Fiberglass reinforced plastic |  |  | Fiberglass reinforced plastic |  | 1901-01-01 06:00 |  | Catchment Basin, Single walled catchment basin | Automatic shutoff device At 95% full | Automatic shutoff device At 95% full |  |  | Statistical Inventory Reconciliation (SIR) | [5 empty] | Statistical inventory reconciliation (SIR) | Statistical inventory reconciliation (SIR) |  | UST Currently In Use: 0; UST Temp Close: 0; AST Currently In Use: 0; AST Temp Closed: 0 | 0 | 0 | 7 | 19761-073-005281 | R AND B PROPERTIES LLC
6013 | Permanently Closed | 2000-01-10 06:00 | 1983-01-01 06:00 | 2000-01-22 06:00 | Petroleum | Unleaded gasoline | Unleaded gasoline | Retail | Fiberglass reinforced plastic | Fiberglass reinforced plastic |  |  | Fiberglass reinforced plastic |  | 1901-01-01 06:00 |  | Catchment Basin, Single walled catchment basin | Automatic shutoff device At 95% full | Automatic shutoff device At 95% full |  |  | Statistical Inventory Reconciliation (SIR) | [5 empty] | Statistical inventory reconciliation (SIR) | Statistical inventory reconciliation (SIR) |  | UST Currently In Use: 0; UST Temp Close: 0; AST Currently In Use: 0; AST Temp Closed: 0 | 0 | 0 | 7 | 19761-073-005281 | R AND B PROPERTIES LLC
6014 | Permanently Closed | 2000-01-10 06:00 | 1983-01-01 06:00 | 2000-01-22 06:00 | Petroleum | Unleaded gasoline | Unleaded gasoline | Retail | Fiberglass reinforced plastic | Fiberglass reinforced plastic |  |  | Fiberglass reinforced plastic |  | 1901-01-01 06:00 |  | Catchment Basin, Single walled catchment basin | Automatic shutoff device At 95% full | Automatic shutoff device At 95% full |  |  | Statistical Inventory Reconciliation (SIR) | [5 empty] | Statistical inventory reconciliation (SIR) | Statistical inventory reconciliation (SIR) |  | UST Currently In Use: 0; UST Temp Close: 0; AST Currently In Use: 0; AST Temp Closed: 0 | 0 | 0 | 7 | 19761-073-005281 | R AND B PROPERTIES LLC
6015 | Permanently Closed | 1989-10-19 06:00 | 1967-01-01 06:00 | 1989-10-19 06:00 | Petroleum | Unleaded gasoline | Unleaded gasoline |  | Steel | Steel |  | Painted or None | Steel |  | 1901-01-01 06:00 | [15 empty] | UST Currently In Use: 2; UST Temp Close: 0; AST Currently In Use: 0; AST Temp Closed: 0 | 2 | 0 | 4 | 25755-073-005282 | D27 ENERGY INC
6016 | Permanently Closed | 1989-10-19 06:00 | 1967-01-01 06:00 | 1989-10-19 06:00 | Petroleum | Unleaded gasoline | Unleaded gasoline |  | Steel | Steel |  | Painted or None | Steel |  | 1901-01-01 06:00 | [15 empty] | UST Currently In Use: 2; UST Temp Close: 0; AST Currently In Use: 0; AST Temp Closed: 0 | 2 | 0 | 4 | 25755-073-005282 | D27 ENERGY INC
6017 | Permanently Closed | 1989-10-19 06:00 | 1967-01-01 06:00 | 1989-10-19 06:00 | Petroleum | Unleaded gasoline | Unleaded gasoline |  | Steel | Steel |  | Painted or None | Steel |  | 1901-01-01 06:00 | [15 empty] | UST Currently In Use: 2; UST Temp Close: 0; AST Currently In Use: 0; AST Temp Closed: 0 | 2 | 0 | 4 | 25755-073-005282 | D27 ENERGY INC
6018 | Permanently Closed | 1989-10-19 06:00 | 1967-01-01 06:00 | 1989-10-19 06:00 | Petroleum | Used oil | Used oil |  | Steel | Steel |  | Painted or None | Steel |  | 1901-01-01 06:00 | [15 empty] | UST Currently In Use: 2; UST Temp Close: 0; AST Currently In Use: 0; AST Temp Closed: 0 | 2 | 0 | 4 | 25755-073-005282 | D27 ENERGY INC
6020 | Currently in Use |  | 1990-10-19 06:00 |  | Petroleum | Premium gasoline | Premium gasoline | Retail | Double Wall, Fiberglass reinforced plastic | Fiberglass reinforced plastic |  |  | Fiberglass reinforced plastic, Single Wall |  | 1901-01-01 06:00 |  | Catchment Basin, Single walled catchment basin | Automatic shutoff device At 95% full | Automatic shutoff device At 95% full |  |  | Automatic Tank Gauge |  | Automatic shutoff device (AELLD) | Automatic shutoff device (AELLD) |  |  | Automatic electronic line leak detector (AELLD) | Automatic electronic line leak detector (AELLD) |  | UST Currently In Use: 2; UST Temp Close: 0; AST Currently In Use: 0; AST Temp Closed: 0 | 2 | 0 | 4 | 25755-073-005282 | D27 ENERGY INC
6021 | Currently in Use |  | 1990-10-19 06:00 |  | Petroleum | Unleaded gasoline | Unleaded gasoline | Retail | Double Wall, Fiberglass reinforced plastic | Fiberglass reinforced plastic |  |  | Fiberglass reinforced plastic, Single Wall |  | 1901-01-01 06:00 |  | Catchment Basin, Single walled catchment basin | Automatic shutoff device At 95% full | Automatic shutoff device At 95% full |  |  | Automatic Tank Gauge |  | Automatic shutoff device (AELLD) | Automatic shutoff device (AELLD) |  |  | Automatic electronic line leak detector (AELLD) | Automatic electronic line leak detector (AELLD) |  | UST Currently In Use: 2; UST Temp Close: 0; AST Currently In Use: 0; AST Temp Closed: 0 | 2 | 0 | 4 | 25755-073-005282 | D27 ENERGY INC
6022 | Permanently Closed | 1901-01-01 06:00 | 1968-01-01 06:00 | 1988-01-01 06:00 | Petroleum | Unleaded gasoline | Unleaded gasoline |  | Steel | Steel |  | Painted or None | Steel |  | 1901-01-01 06:00 | [15 empty] | UST Currently In Use: 0; UST Temp Close: 0; AST Currently In Use: 0; AST Temp Closed: 0 | 0 | 0 | 4 | 10950-073-005283 | CHEVRON USA PRODUCTS CO/ENVIR M A
6023 | Permanently Closed | 1901-01-01 06:00 | 1968-01-01 06:00 | 1988-01-01 06:00 | Petroleum | Unleaded gasoline | Unleaded gasoline |  | Steel | Steel |  | Painted or None | Steel |  | 1901-01-01 06:00 | [15 empty] | UST Currently In Use: 0; UST Temp Close: 0; AST Currently In Use: 0; AST Temp Closed: 0 | 0 | 0 | 4 | 10950-073-005283 | CHEVRON USA PRODUCTS CO/ENVIR M A
6024 | Permanently Closed | 1901-01-01 06:00 | 1968-01-01 06:00 | 1988-01-01 06:00 | Petroleum | Unleaded gasoline | Unleaded gasoline |  | Steel | Steel |  | Painted or None | Steel |  | 1901-01-01 06:00 | [15 empty] | UST Currently In Use: 0; UST Temp Close: 0; AST Currently In Use: 0; AST Temp Closed: 0 | 0 | 0 | 4 | 10950-073-005283 | CHEVRON USA PRODUCTS CO/ENVIR M A
6025 | Permanently Closed | 1901-01-01 06:00 | 1968-01-01 06:00 | 1989-05-01 06:00 | Petroleum | Used oil | Used oil |  | Steel | Steel |  | Painted or None | Steel |  | 1901-01-01 06:00 | [15 empty] | UST Currently In Use: 0; UST Temp Close: 0; AST Currently In Use: 0; AST Temp Closed: 0 | 0 | 0 | 4 | 10950-073-005283 | CHEVRON USA PRODUCTS CO/ENVIR M A
6026 | Permanently Closed | 1991-09-17 06:00 | 1969-01-01 06:00 | 1991-09-17 06:00 | Petroleum | Unleaded gasoline | Unleaded gasoline |  | Steel | Steel | Coated & cathodic protection (sti-P3) |  | Steel |  | 1901-01-01 06:00 | Field installed cathodic protection | [14 empty] | UST Currently In Use: 0; UST Temp Close: 0; AST Currently In Use: 0; AST Temp Closed: 0 | 0 | 0 | 4 | 10950-073-005284 | CHEVRON USA PRODUCTS CO/ENVIR M A
6027 | Permanently Closed | 1991-09-17 06:00 | 1969-01-01 06:00 | 1991-09-17 06:00 | Petroleum | Unleaded gasoline | Unleaded gasoline |  | Steel | Steel | Coated & cathodic protection (sti-P3) |  | Steel |  | 1901-01-01 06:00 | Field installed cathodic protection | [14 empty] | UST Currently In Use: 0; UST Temp Close: 0; AST Currently In Use: 0; AST Temp Closed: 0 | 0 | 0 | 4 | 10950-073-005284 | CHEVRON USA PRODUCTS CO/ENVIR M A
6028 | Permanently Closed | 1991-09-17 06:00 | 1969-01-01 06:00 | 1991-09-17 06:00 | Petroleum | Unleaded gasoline | Unleaded gasoline |  | Steel | Steel | Coated & cathodic protection (sti-P3) |  | Steel |  | 1901-01-01 06:00 | Field installed cathodic protection | [14 empty] | UST Currently In Use: 0; UST Temp Close: 0; AST Currently In Use: 0; AST Temp Closed: 0 | 0 | 0 | 4 | 10950-073-005284 | CHEVRON USA PRODUCTS CO/ENVIR M A
6029 | Permanently Closed | 1991-09-17 06:00 | 1969-01-01 06:00 | 1991-09-17 06:00 | Petroleum | Used oil | Used oil |  | Steel | Steel | Coated & cathodic protection (sti-P3) |  | Steel |  | 1901-01-01 06:00 | Field installed cathodic protection | [14 empty] | UST Currently In Use: 0; UST Temp Close: 0; AST Currently In Use: 0; AST Temp Closed: 0 | 0 | 0 | 4 | 10950-073-005284 | CHEVRON USA PRODUCTS CO/ENVIR M A
6030 | Permanently Closed | 1989-11-09 06:00 | 1967-01-01 06:00 | 1989-11-09 06:00 | Petroleum | Unleaded gasoline | Unleaded gasoline |  | Steel | Steel |  | Painted or None | Fiberglass reinforced plastic |  | 1901-01-01 06:00 | [15 empty] | UST Currently In Use: 0; UST Temp Close: 0; AST Currently In Use: 0; AST Temp Closed: 0 | 0 | 0 | 7 | 13526-073-005285 | MOORE OIL COMPANY, INC.
6031 | Permanently Closed | 1989-11-09 06:00 | 1967-01-01 06:00 | 1989-11-09 06:00 | Petroleum | Unleaded gasoline | Unleaded gasoline |  | Steel | Steel |  | Painted or None | Fiberglass reinforced plastic |  | 1901-01-01 06:00 | [15 empty] | UST Currently In Use: 0; UST Temp Close: 0; AST Currently In Use: 0; AST Temp Closed: 0 | 0 | 0 | 7 | 13526-073-005285 | MOORE OIL COMPANY, INC.
6032 | Permanently Closed | 1989-11-09 06:00 | 1967-01-01 06:00 | 1989-11-09 06:00 | Petroleum | Unleaded gasoline | Unleaded gasoline |  | Steel | Steel |  | Painted or None | Fiberglass reinforced plastic |  | 1901-01-01 06:00 | [15 empty] | UST Currently In Use: 0; UST Temp Close: 0; AST Currently In Use: 0; AST Temp Closed: 0 | 0 | 0 | 7 | 13526-073-005285 | MOORE OIL COMPANY, INC.
6033 | Permanently Closed | 1989-11-09 06:00 | 1967-01-01 06:00 | 1989-11-09 06:00 | Petroleum | Used oil | Used oil |  | Steel | Steel |  | Painted or None | Steel |  | 1901-01-01 06:00 | [15 empty] | UST Currently In Use: 0; UST Temp Close: 0; AST Currently In Use: 0; AST Temp Closed: 0 | 0 | 0 | 7 | 13526-073-005285 | MOORE OIL COMPANY, INC.
6034 | Permanently Closed | 2011-10-22 06:00 | 1989-11-09 06:00 | 2013-10-22 06:00 | Petroleum | Unleaded gasoline | Unleaded gasoline | Retail | Fiberglass reinforced plastic | Fiberglass reinforced plastic |  |  | Fiberglass reinforced plastic |  | 1901-01-01 06:00 |  | Catchment Basin, Single walled catchment basin | Automatic shutoff device At 95% full, Flow Rest 90% Full | Flow Rest 90% Full | Interstitial Monitoring within Secondary Containment |  | Continuous Automatic Tank Gauge |  | Automatic shutoff device (AELLD) | Automatic shutoff device (AELLD) | [5 empty] | UST Currently In Use: 0; UST Temp Close: 0; AST Currently In Use: 0; AST Temp Closed: 0 | 0 | 0 | 7 | 13526-073-005285 | MOORE OIL COMPANY, INC.
6035 | Permanently Closed | 2011-10-22 06:00 | 1989-11-09 06:00 | 2013-10-22 06:00 | Petroleum | Unleaded gasoline | Unleaded gasoline | Retail | Fiberglass reinforced plastic | Fiberglass reinforced plastic |  |  | Fiberglass reinforced plastic |  | 1901-01-01 06:00 |  | Catchment Basin, Single walled catchment basin | Automatic shutoff device At 95% full, Flow Rest 90% Full | Flow Rest 90% Full | Interstitial Monitoring within Secondary Containment |  | Continuous Automatic Tank Gauge |  | Automatic shutoff device (AELLD) | Automatic shutoff device (AELLD) | [5 empty] | UST Currently In Use: 0; UST Temp Close: 0; AST Currently In Use: 0; AST Temp Closed: 0 | 0 | 0 | 7 | 13526-073-005285 | MOORE OIL COMPANY, INC.
6036 | Permanently Closed | 2011-10-22 06:00 | 1989-11-09 06:00 | 2013-10-22 06:00 | Petroleum | Premium gasoline | Premium gasoline | Retail | Fiberglass reinforced plastic | Fiberglass reinforced plastic |  |  | Fiberglass reinforced plastic |  | 1901-01-01 06:00 |  | Catchment Basin, Single walled catchment basin | Automatic shutoff device At 95% full, Flow Rest 90% Full | Flow Rest 90% Full | Interstitial Monitoring within Secondary Containment |  | Continuous Automatic Tank Gauge |  | Automatic shutoff device (AELLD) | Automatic shutoff device (AELLD) | [5 empty] | UST Currently In Use: 0; UST Temp Close: 0; AST Currently In Use: 0; AST Temp Closed: 0 | 0 | 0 | 7 | 13526-073-005285 | MOORE OIL COMPANY, INC.
6037 | Currently in Use |  | 1980-01-01 06:00 |  | Petroleum | Premium gasoline | Premium gasoline | Retail | Fiberglass reinforced plastic, Single Wall | Single Wall |  |  | Double Wall, Fiberglass reinforced plastic |  | 1901-01-01 06:00 |  | Catchment Basin, Single walled catchment basin | Automatic shutoff device At 95% full | Automatic shutoff device At 95% full |  |  | Continuous Automatic Tank Gauge |  | Automatic flow restrictor (MLLD) | Automatic flow restrictor (MLLD) |  |  | Annual line testing | Annual line testing |  | UST Currently In Use: 3; UST Temp Close: 0; AST Currently In Use: 0; AST Temp Closed: 0 | 3 | 0 | 1 | 25157-073-005287 | G COURSE LLC
6038 | Currently in Use |  | 1980-01-01 06:00 |  | Petroleum | Unleaded gasoline | Unleaded gasoline | Retail | Fiberglass reinforced plastic, Single Wall | Single Wall |  |  | Fiberglass reinforced plastic, Single Wall |  | 1901-01-01 06:00 |  | Catchment Basin, Single walled catchment basin | Automatic shutoff device At 95% full | Automatic shutoff device At 95% full |  |  | Continuous Automatic Tank Gauge |  | Automatic flow restrictor (MLLD) | Automatic flow restrictor (MLLD) |  |  | Annual line testing | Annual line testing |  | UST Currently In Use: 3; UST Temp Close: 0; AST Currently In Use: 0; AST Temp Closed: 0 | 3 | 0 | 1 | 25157-073-005287 | G COURSE LLC
6039 | Currently in Use |  | 1980-01-01 06:00 |  | Petroleum | On road diesel | On road diesel | Retail | Fiberglass reinforced plastic, Single Wall | Single Wall |  |  | Double Wall, Fiberglass reinforced plastic |  | 1901-01-01 06:00 |  | Catchment Basin, Single walled catchment basin | Automatic shutoff device At 95% full | Automatic shutoff device At 95% full |  |  | Continuous Automatic Tank Gauge |  | Automatic flow restrictor (MLLD) | Automatic flow restrictor (MLLD) |  |  | Annual line testing | Annual line testing |  | UST Currently In Use: 3; UST Temp Close: 0; AST Currently In Use: 0; AST Temp Closed: 0 | 3 | 0 | 1 | 25157-073-005287 | G COURSE LLC
6040 | Permanently Closed | 1993-06-01 06:00 | 1980-01-01 06:00 | 1993-06-01 06:00 | Petroleum | Used oil | Used oil | Retail | Fiberglass reinforced plastic | Fiberglass reinforced plastic |  |  | Fiberglass reinforced plastic |  | 1901-01-01 06:00 | [15 empty] | UST Currently In Use: 3; UST Temp Close: 0; AST Currently In Use: 0; AST Temp Closed: 0 | 3 | 0 | 1 | 25157-073-005287 | G COURSE LLC
6041 | Permanently Closed | 1990-08-29 06:00 | 1971-01-01 06:00 | 1990-08-29 06:00 | Petroleum | Unleaded gasoline | Unleaded gasoline |  | Steel | Steel | Coated & cathodic protection (sti-P3) |  | Steel |  | 1901-01-01 06:00 | Field installed cathodic protection | [14 empty] | UST Currently In Use: 0; UST Temp Close: 0; AST Currently In Use: 0; AST Temp Closed: 0 | 0 | 0 | 8 | 10950-073-005288 | CHEVRON USA PRODUCTS CO/ENVIR M A
6042 | Permanently Closed | 1990-08-29 06:00 | 1971-01-01 06:00 | 1990-08-29 06:00 | Petroleum | Unleaded gasoline | Unleaded gasoline |  | Steel | Steel | Coated & cathodic protection (sti-P3) |  | Steel |  | 1901-01-01 06:00 | Field installed cathodic protection | [14 empty] | UST Currently In Use: 0; UST Temp Close: 0; AST Currently In Use: 0; AST Temp Closed: 0 | 0 | 0 | 8 | 10950-073-005288 | CHEVRON USA PRODUCTS CO/ENVIR M A
6043 | Permanently Closed | 1990-08-29 06:00 | 1971-01-01 06:00 | 1990-08-29 06:00 | Petroleum | Unleaded gasoline | Unleaded gasoline |  | Steel | Steel | Coated & cathodic protection (sti-P3) |  | Steel |  | 1901-01-01 06:00 | Field installed cathodic protection | [14 empty] | UST Currently In Use: 0; UST Temp Close: 0; AST Currently In Use: 0; AST Temp Closed: 0 | 0 | 0 | 8 | 10950-073-005288 | CHEVRON USA PRODUCTS CO/ENVIR M A
6044 | Permanently Closed | 1990-09-18 06:00 | 1971-01-01 06:00 | 1990-09-18 06:00 | Petroleum | Used oil | Used oil |  | Steel | Steel | Coated & cathodic protection (sti-P3) |  | Steel |  | 1901-01-01 06:00 | Field installed cathodic protection | [14 empty] | UST Currently In Use: 0; UST Temp Close: 0; AST Currently In Use: 0; AST Temp Closed: 0 | 0 | 0 | 8 | 10950-073-005288 | CHEVRON USA PRODUCTS CO/ENVIR M A
6045 | Permanently Closed | 1993-08-04 06:00 | 1990-09-10 06:00 | 1993-08-04 06:00 | Petroleum | Unleaded gasoline | Unleaded gasoline |  | Fiberglass reinforced plastic | Fiberglass reinforced plastic |  |  | Fiberglass reinforced plastic |  | 1901-01-01 06:00 |  |  |  |  | Interstitial Monitoring within Secondary Containment | [10 empty] | UST Currently In Use: 0; UST Temp Close: 0; AST Currently In Use: 0; AST Temp Closed: 0 | 0 | 0 | 8 | 10950-073-005288 | CHEVRON USA PRODUCTS CO/ENVIR M A
6046 | Permanently Closed | 1993-08-04 06:00 | 1990-09-10 06:00 | 1993-08-04 06:00 | Petroleum | Unleaded gasoline | Unleaded gasoline |  | Fiberglass reinforced plastic | Fiberglass reinforced plastic |  |  | Fiberglass reinforced plastic |  | 1901-01-01 06:00 |  |  |  |  | Interstitial Monitoring within Secondary Containment | [10 empty] | UST Currently In Use: 0; UST Temp Close: 0; AST Currently In Use: 0; AST Temp Closed: 0 | 0 | 0 | 8 | 10950-073-005288 | CHEVRON USA PRODUCTS CO/ENVIR M A
6047 | Permanently Closed | 1993-08-04 06:00 | 1990-09-10 06:00 | 1993-08-04 06:00 | Petroleum | Unleaded gasoline | Unleaded gasoline |  | Fiberglass reinforced plastic | Fiberglass reinforced plastic |  |  | Fiberglass reinforced plastic |  | 1901-01-01 06:00 |  |  |  |  | Interstitial Monitoring within Secondary Containment | [10 empty] | UST Currently In Use: 0; UST Temp Close: 0; AST Currently In Use: 0; AST Temp Closed: 0 | 0 | 0 | 8 | 10950-073-005288 | CHEVRON USA PRODUCTS CO/ENVIR M A
6048 | Permanently Closed | 1993-08-04 06:00 | 1990-09-10 06:00 | 1993-08-04 06:00 | Petroleum | Used oil | Used oil |  | Fiberglass reinforced plastic | Fiberglass reinforced plastic |  |  | Fiberglass reinforced plastic |  | 1901-01-01 06:00 |  |  |  |  | Interstitial Monitoring within Secondary Containment | [10 empty] | UST Currently In Use: 0; UST Temp Close: 0; AST Currently In Use: 0; AST Temp Closed: 0 | 0 | 0 | 8 | 10950-073-005288 | CHEVRON USA PRODUCTS CO/ENVIR M A
6049 | Permanently Closed | 1901-01-01 06:00 | 1964-01-01 06:00 | 1988-01-01 06:00 | Petroleum | Unleaded gasoline | Unleaded gasoline |  | Steel | Steel |  | Painted or None | Steel |  | 1901-01-01 06:00 | [15 empty] | UST Currently In Use: 0; UST Temp Close: 0; AST Currently In Use: 0; AST Temp Closed: 0 | 0 | 0 | 5 | 10950-073-005289 | CHEVRON USA PRODUCTS CO/ENVIR M A
6050 | Permanently Closed | 1901-01-01 06:00 | 1964-01-01 06:00 | 1988-01-01 06:00 | Petroleum | Unleaded gasoline | Unleaded gasoline |  | Steel | Steel |  | Painted or None | Steel |  | 1901-01-01 06:00 | [15 empty] | UST Currently In Use: 0; UST Temp Close: 0; AST Currently In Use: 0; AST Temp Closed: 0 | 0 | 0 | 5 | 10950-073-005289 | CHEVRON USA PRODUCTS CO/ENVIR M A
6051 | Permanently Closed | 1901-01-01 06:00 | 1964-01-01 06:00 | 1988-01-01 06:00 | Petroleum | Unleaded gasoline | Unleaded gasoline |  | Steel | Steel |  | Painted or None | Steel |  | 1901-01-01 06:00 | [15 empty] | UST Currently In Use: 0; UST Temp Close: 0; AST Currently In Use: 0; AST Temp Closed: 0 | 0 | 0 | 5 | 10950-073-005289 | CHEVRON USA PRODUCTS CO/ENVIR M A
6052 | Permanently Closed | 1901-01-01 06:00 | 1964-01-01 06:00 | 1988-01-01 06:00 | Petroleum | Unleaded gasoline | Unleaded gasoline |  | Steel | Steel |  | Painted or None | Steel |  | 1901-01-01 06:00 | [15 empty] | UST Currently In Use: 0; UST Temp Close: 0; AST Currently In Use: 0; AST Temp Closed: 0 | 0 | 0 | 5 | 10950-073-005289 | CHEVRON USA PRODUCTS CO/ENVIR M A
6053 | Permanently Closed | 1901-01-01 06:00 | 1964-01-01 06:00 | 1988-01-01 06:00 | Petroleum | Used oil | Used oil |  | Steel | Steel |  | Painted or None | Steel |  | 1901-01-01 06:00 | [15 empty] | UST Currently In Use: 0; UST Temp Close: 0; AST Currently In Use: 0; AST Temp Closed: 0 | 0 | 0 | 5 | 10950-073-005289 | CHEVRON USA PRODUCTS CO/ENVIR M A
6054 | Permanently Closed | 1988-10-10 06:00 | 1979-01-01 06:00 | 1988-10-10 06:00 | Petroleum | Unleaded gasoline | Unleaded gasoline |  | Fiberglass reinforced plastic | Fiberglass reinforced plastic |  |  | Fiberglass reinforced plastic |  | 1901-01-01 06:00 | [15 empty] | UST Currently In Use: 0; UST Temp Close: 0; AST Currently In Use: 0; AST Temp Closed: 0 | 0 | 0 | 4 | 10950-073-005290 | CHEVRON USA PRODUCTS CO/ENVIR M A
6055 | Permanently Closed | 1988-10-10 06:00 | 1979-01-01 06:00 | 1988-10-10 06:00 | Petroleum | Unleaded gasoline | Unleaded gasoline |  | Fiberglass reinforced plastic | Fiberglass reinforced plastic |  |  | Fiberglass reinforced plastic |  | 1901-01-01 06:00 | [15 empty] | UST Currently In Use: 0; UST Temp Close: 0; AST Currently In Use: 0; AST Temp Closed: 0 | 0 | 0 | 4 | 10950-073-005290 | CHEVRON USA PRODUCTS CO/ENVIR M A
6056 | Permanently Closed | 1988-10-10 06:00 | 1979-01-01 06:00 | 1988-10-10 06:00 | Petroleum | Unleaded gasoline | Unleaded gasoline |  | Fiberglass reinforced plastic | Fiberglass reinforced plastic |  |  | Fiberglass reinforced plastic |  | 1901-01-01 06:00 | [15 empty] | UST Currently In Use: 0; UST Temp Close: 0; AST Currently In Use: 0; AST Temp Closed: 0 | 0 | 0 | 4 | 10950-073-005290 | CHEVRON USA PRODUCTS CO/ENVIR M A
6057 | Permanently Closed | 1988-10-10 06:00 | 1979-01-01 06:00 | 1988-10-10 06:00 | Petroleum | Used oil | Used oil |  | Fiberglass reinforced plastic | Fiberglass reinforced plastic |  |  | Fiberglass reinforced plastic |  | 1901-01-01 06:00 | [15 empty] | UST Currently In Use: 0; UST Temp Close: 0; AST Currently In Use: 0; AST Temp Closed: 0 | 0 | 0 | 4 | 10950-073-005290 | CHEVRON USA PRODUCTS CO/ENVIR M A
6058 | Permanently Closed | 1990-11-06 06:00 | 1964-01-01 06:00 | 1990-11-06 06:00 | Petroleum | Unleaded gasoline | Unleaded gasoline |  | Steel | Steel | Coated & cathodic protection (sti-P3) |  | Steel |  | 1901-01-01 06:00 | Field installed cathodic protection | [14 empty] | UST Currently In Use: 0; UST Temp Close: 0; AST Currently In Use: 0; AST Temp Closed: 0 | 0 | 0 | 5 | 10950-073-005291 | CHEVRON USA PRODUCTS CO/ENVIR M A
6059 | Permanently Closed | 1990-11-06 06:00 | 1964-01-01 06:00 | 1990-11-06 06:00 | Petroleum | Unleaded gasoline | Unleaded gasoline |  | Steel | Steel | Coated & cathodic protection (sti-P3) |  | Steel |  | 1901-01-01 06:00 | Field installed cathodic protection | [14 empty] | UST Currently In Use: 0; UST Temp Close: 0; AST Currently In Use: 0; AST Temp Closed: 0 | 0 | 0 | 5 | 10950-073-005291 | CHEVRON USA PRODUCTS CO/ENVIR M A
6060 | Permanently Closed | 1990-11-06 06:00 | 1964-01-01 06:00 | 1990-11-06 06:00 | Petroleum | Unleaded gasoline | Unleaded gasoline |  | Steel | Steel | Coated & cathodic protection (sti-P3) |  | Steel |  | 1901-01-01 06:00 | Field installed cathodic protection | [14 empty] | UST Currently In Use: 0; UST Temp Close: 0; AST Currently In Use: 0; AST Temp Closed: 0 | 0 | 0 | 5 | 10950-073-005291 | CHEVRON USA PRODUCTS CO/ENVIR M A
6061 | Permanently Closed | 1990-11-06 06:00 | 1964-01-01 06:00 | 1990-11-06 06:00 | Petroleum | Unleaded gasoline | Unleaded gasoline |  | Steel | Steel | Coated & cathodic protection (sti-P3) |  | Steel |  | 1901-01-01 06:00 | Field installed cathodic protection | [14 empty] | UST Currently In Use: 0; UST Temp Close: 0; AST Currently In Use: 0; AST Temp Closed: 0 | 0 | 0 | 5 | 10950-073-005291 | CHEVRON USA PRODUCTS CO/ENVIR M A
6062 | Permanently Closed | 1990-11-06 06:00 | 1964-01-01 06:00 | 1990-11-06 06:00 | Petroleum | Used oil | Used oil |  | Steel | Steel | Coated & cathodic protection (sti-P3) |  | Steel |  | 1901-01-01 06:00 | Field installed cathodic protection | [14 empty] | UST Currently In Use: 0; UST Temp Close: 0; AST Currently In Use: 0; AST Temp Closed: 0 | 0 | 0 | 5 | 10950-073-005291 | CHEVRON USA PRODUCTS CO/ENVIR M A
6063 | Permanently Closed | 1901-01-01 06:00 | 1969-01-01 06:00 | 1988-01-01 06:00 | Petroleum | Unleaded gasoline | Unleaded gasoline |  | Steel | Steel |  | Painted or None | Steel |  | 1901-01-01 06:00 | [15 empty] | UST Currently In Use: 3; UST Temp Close: 0; AST Currently In Use: 0; AST Temp Closed: 0 | 3 | 0 | 5 | 25438-073-005292 | DAVID 18 LLC
6064 | Permanently Closed | 1901-01-01 06:00 | 1969-01-01 06:00 | 1988-01-01 06:00 | Petroleum | Unleaded gasoline | Unleaded gasoline |  | Steel | Steel |  | Painted or None | Steel |  | 1901-01-01 06:00 | [15 empty] | UST Currently In Use: 3; UST Temp Close: 0; AST Currently In Use: 0; AST Temp Closed: 0 | 3 | 0 | 5 | 25438-073-005292 | DAVID 18 LLC
6065 | Permanently Closed | 1901-01-01 06:00 | 1969-01-01 06:00 | 1988-01-01 06:00 | Petroleum | Unleaded gasoline | Unleaded gasoline |  | Steel | Steel |  | Painted or None | Steel |  | 1901-01-01 06:00 | [15 empty] | UST Currently In Use: 3; UST Temp Close: 0; AST Currently In Use: 0; AST Temp Closed: 0 | 3 | 0 | 5 | 25438-073-005292 | DAVID 18 LLC
6066 | Permanently Closed | 1901-01-01 06:00 | 1969-01-01 06:00 | 1988-01-01 06:00 | Petroleum | Used oil | Used oil |  | Steel | Steel |  | Painted or None | Steel |  | 1901-01-01 06:00 | [15 empty] | UST Currently In Use: 3; UST Temp Close: 0; AST Currently In Use: 0; AST Temp Closed: 0 | 3 | 0 | 5 | 25438-073-005292 | DAVID 18 LLC
6067 | Permanently Closed | 1901-01-01 06:00 | 1979-01-01 06:00 | 1988-01-01 06:00 | Petroleum | On road diesel | On road diesel |  | Fiberglass reinforced plastic | Fiberglass reinforced plastic |  |  | Fiberglass reinforced plastic |  | 1901-01-01 06:00 | [15 empty] | UST Currently In Use: 3; UST Temp Close: 0; AST Currently In Use: 0; AST Temp Closed: 0 | 3 | 0 | 5 | 25438-073-005292 | DAVID 18 LLC
6068 | Currently in Use |  | 1985-01-01 06:00 |  | Petroleum | Unleaded gasoline | Unleaded gasoline | Retail | Fiberglass reinforced plastic, Single Wall, 10K-10K | Single Wall |  |  | Double Wall, Flexible | OPW | 1901-01-01 06:00 |  | Catchment Basin, Single walled catchment basin | Flow Rest 90% Full | Flow Rest 90% Full |  |  | Continuous Automatic Tank Gauge |  | Automatic flow restrictor (MLLD) | Automatic flow restrictor (MLLD) |  |  | Annual line testing | Annual line testing |  | UST Currently In Use: 3; UST Temp Close: 0; AST Currently In Use: 0; AST Temp Closed: 0 | 3 | 0 | 5 | 25438-073-005292 | DAVID 18 LLC
6070 | Currently in Use |  | 1985-01-01 06:00 |  | Petroleum | Premium gasoline | Premium gasoline | Retail | Fiberglass reinforced plastic, Single Wall | Single Wall |  |  | Double Wall, Flexible | OPW | 1901-01-01 06:00 |  | Catchment Basin, Single walled catchment basin | Flow Rest 90% Full | Flow Rest 90% Full |  |  | Continuous Automatic Tank Gauge |  | Automatic flow restrictor (MLLD) | Automatic flow restrictor (MLLD) |  |  | Annual line testing | Annual line testing |  | UST Currently In Use: 3; UST Temp Close: 0; AST Currently In Use: 0; AST Temp Closed: 0 | 3 | 0 | 5 | 25438-073-005292 | DAVID 18 LLC
6071 | Permanently Closed | 1991-09-30 06:00 | 1976-01-01 06:00 | 1991-09-30 06:00 | Petroleum | Unleaded gasoline | Unleaded gasoline |  | Steel | Steel |  | Painted or None | Steel |  | 1901-01-01 06:00 | [15 empty] | UST Currently In Use: 0; UST Temp Close: 0; AST Currently In Use: 0; AST Temp Closed: 0 | 0 | 0 | 4 | 10950-073-005293 | CHEVRON USA PRODUCTS CO/ENVIR M A
6072 | Permanently Closed | 1991-09-30 06:00 | 1964-01-01 06:00 | 1991-09-30 06:00 | Petroleum | Unleaded gasoline | Unleaded gasoline |  | Steel | Steel |  | Painted or None | Steel |  | 1901-01-01 06:00 | [15 empty] | UST Currently In Use: 0; UST Temp Close: 0; AST Currently In Use: 0; AST Temp Closed: 0 | 0 | 0 | 4 | 10950-073-005293 | CHEVRON USA PRODUCTS CO/ENVIR M A
6073 | Permanently Closed | 1991-09-30 06:00 | 1976-01-01 06:00 | 1991-09-30 06:00 | Petroleum | Unleaded gasoline | Unleaded gasoline |  | Steel | Steel |  | Painted or None | Steel |  | 1901-01-01 06:00 | [15 empty] | UST Currently In Use: 0; UST Temp Close: 0; AST Currently In Use: 0; AST Temp Closed: 0 | 0 | 0 | 4 | 10950-073-005293 | CHEVRON USA PRODUCTS CO/ENVIR M A
6074 | Permanently Closed | 1991-09-30 06:00 | 1964-01-01 06:00 | 1991-09-30 06:00 | Petroleum | Used oil | Used oil |  | Steel | Steel |  | Painted or None | Steel |  | 1901-01-01 06:00 | [15 empty] | UST Currently In Use: 0; UST Temp Close: 0; AST Currently In Use: 0; AST Temp Closed: 0 | 0 | 0 | 4 | 10950-073-005293 | CHEVRON USA PRODUCTS CO/ENVIR M A
6075 | Permanently Closed | 1901-01-01 06:00 | 1963-01-01 06:00 | 1988-01-01 06:00 | Petroleum | Unleaded gasoline | Unleaded gasoline |  | Steel | Steel | Coated & cathodic protection (sti-P3) |  | Steel |  | 1901-01-01 06:00 | Field installed cathodic protection | [14 empty] | UST Currently In Use: 0; UST Temp Close: 0; AST Currently In Use: 0; AST Temp Closed: 0 | 0 | 0 | 4 | 10950-073-005294 | CHEVRON USA PRODUCTS CO/ENVIR M A
6076 | Permanently Closed | 1901-01-01 06:00 | 1967-01-01 06:00 | 1988-01-01 06:00 | Petroleum | Unleaded gasoline | Unleaded gasoline |  | Steel | Steel | Coated & cathodic protection (sti-P3) |  | Steel |  | 1901-01-01 06:00 | Field installed cathodic protection | [14 empty] | UST Currently In Use: 0; UST Temp Close: 0; AST Currently In Use: 0; AST Temp Closed: 0 | 0 | 0 | 4 | 10950-073-005294 | CHEVRON USA PRODUCTS CO/ENVIR M A
6077 | Permanently Closed | 1901-01-01 06:00 | 1967-01-01 06:00 | 1988-01-01 06:00 | Petroleum | Unleaded gasoline | Unleaded gasoline |  | Steel | Steel | Coated & cathodic protection (sti-P3) |  | Steel |  | 1901-01-01 06:00 | Field installed cathodic protection | [14 empty] | UST Currently In Use: 0; UST Temp Close: 0; AST Currently In Use: 0; AST Temp Closed: 0 | 0 | 0 | 4 | 10950-073-005294 | CHEVRON USA PRODUCTS CO/ENVIR M A
6078 | Permanently Closed | 1901-01-01 06:00 | 1967-01-01 06:00 | 1988-01-01 06:00 | Petroleum | Used oil | Used oil |  | Steel | Steel | Coated & cathodic protection (sti-P3) |  | Steel |  | 1901-01-01 06:00 | Field installed cathodic protection | [14 empty] | UST Currently In Use: 0; UST Temp Close: 0; AST Currently In Use: 0; AST Temp Closed: 0 | 0 | 0 | 4 | 10950-073-005294 | CHEVRON USA PRODUCTS CO/ENVIR M A
6079 | Permanently Closed | 1988-01-01 06:00 | 1981-03-01 06:00 | 1988-01-01 06:00 | Petroleum | Unleaded gasoline | Unleaded gasoline | Retail | Fiberglass reinforced plastic | Fiberglass reinforced plastic |  |  | Fiberglass reinforced plastic |  | 1901-01-01 06:00 | [12 empty] | Annual line testing | Annual line testing |  | UST Currently In Use: 3; UST Temp Close: 0; AST Currently In Use: 0; AST Temp Closed: 0 | 3 | 0 | 5 | 17448-073-005295 | B DONALD COMPTON
6080 | Permanently Closed | 1988-01-01 06:00 | 1981-03-01 06:00 | 1988-01-01 06:00 | Petroleum | Unleaded gasoline | Unleaded gasoline | Retail | Fiberglass reinforced plastic | Fiberglass reinforced plastic |  |  | Fiberglass reinforced plastic |  | 1901-01-01 06:00 | [12 empty] | Annual line testing | Annual line testing |  | UST Currently In Use: 3; UST Temp Close: 0; AST Currently In Use: 0; AST Temp Closed: 0 | 3 | 0 | 5 | 17448-073-005295 | B DONALD COMPTON
6081 | Permanently Closed | 1988-01-01 06:00 | 1981-03-01 06:00 | 1988-01-01 06:00 | Petroleum | Unleaded gasoline | Unleaded gasoline | Retail | Fiberglass reinforced plastic | Fiberglass reinforced plastic |  |  | Fiberglass reinforced plastic |  | 1901-01-01 06:00 | [12 empty] | Annual line testing | Annual line testing |  | UST Currently In Use: 3; UST Temp Close: 0; AST Currently In Use: 0; AST Temp Closed: 0 | 3 | 0 | 5 | 17448-073-005295 | B DONALD COMPTON
6082 | Permanently Closed | 1988-01-01 06:00 | 1981-03-01 06:00 | 1988-01-01 06:00 | Petroleum | On road diesel | On road diesel | Retail | Fiberglass reinforced plastic | Fiberglass reinforced plastic |  |  | Fiberglass reinforced plastic |  | 1901-01-01 06:00 | [15 empty] | UST Currently In Use: 3; UST Temp Close: 0; AST Currently In Use: 0; AST Temp Closed: 0 | 3 | 0 | 5 | 17448-073-005295 | B DONALD COMPTON
6083 | Permanently Closed | 1988-01-01 06:00 | 1981-03-01 06:00 | 1988-01-01 06:00 | Petroleum | Used oil | Used oil | Retail | Fiberglass reinforced plastic | Fiberglass reinforced plastic |  |  | Fiberglass reinforced plastic |  | 1901-01-01 06:00 | [15 empty] | UST Currently In Use: 3; UST Temp Close: 0; AST Currently In Use: 0; AST Temp Closed: 0 | 3 | 0 | 5 | 17448-073-005295 | B DONALD COMPTON
6084 | Currently in Use |  | 1978-01-01 06:00 |  | Petroleum | Premium gasoline | Premium gasoline | Retail | Fiberglass reinforced plastic, Single Wall | Single Wall |  |  | Fiberglass reinforced plastic, Single Wall |  | 1901-01-01 06:00 |  | Catchment Basin, Single walled catchment basin | Flow Rest 90% Full | Flow Rest 90% Full |  |  | Continuous Automatic Tank Gauge |  | Automatic flow restrictor (MLLD) | Automatic flow restrictor (MLLD) |  |  | Annual line testing | Annual line testing |  | UST Currently In Use: 3; UST Temp Close: 0; AST Currently In Use: 0; AST Temp Closed: 0 | 3 | 0 | 1 | 25143-073-005296 | TEG & TAJ FOOD MART, LLC
6085 | Currently in Use |  | 1978-01-01 06:00 |  | Petroleum | Unleaded gasoline | Unleaded gasoline | Retail | Fiberglass reinforced plastic, Single Wall | Single Wall |  |  | Fiberglass reinforced plastic, Single Wall |  | 1901-01-01 06:00 |  | Catchment Basin, Single walled catchment basin | Flow Rest 90% Full | Flow Rest 90% Full |  |  | Continuous Automatic Tank Gauge |  | Automatic flow restrictor (MLLD) | Automatic flow restrictor (MLLD) |  |  | Annual line testing | Annual line testing |  | UST Currently In Use: 3; UST Temp Close: 0; AST Currently In Use: 0; AST Temp Closed: 0 | 3 | 0 | 1 | 25143-073-005296 | TEG & TAJ FOOD MART, LLC
6086 | Currently in Use |  | 1978-01-01 06:00 |  | Petroleum | Unleaded gasoline | Unleaded gasoline | Retail | Fiberglass reinforced plastic, Single Wall | Single Wall |  |  | Fiberglass reinforced plastic, Single Wall |  | 1901-01-01 06:00 |  | Catchment Basin, Single walled catchment basin | Flow Rest 90% Full | Flow Rest 90% Full |  |  | Continuous Automatic Tank Gauge |  | Automatic flow restrictor (MLLD) | Automatic flow restrictor (MLLD) |  |  | Annual line testing | Annual line testing |  | UST Currently In Use: 3; UST Temp Close: 0; AST Currently In Use: 0; AST Temp Closed: 0 | 3 | 0 | 1 | 25143-073-005296 | TEG & TAJ FOOD MART, LLC
6087 | Permanently Closed | 1989-10-18 06:00 | 1978-01-01 06:00 | 1989-10-18 06:00 | Petroleum | Used oil | Used oil |  | Fiberglass reinforced plastic | Fiberglass reinforced plastic |  |  | Fiberglass reinforced plastic |  | 1901-01-01 06:00 | [15 empty] | UST Currently In Use: 3; UST Temp Close: 0; AST Currently In Use: 0; AST Temp Closed: 0 | 3 | 0 | 1 | 25143-073-005296 | TEG & TAJ FOOD MART, LLC
6088 | Permanently Closed | 1992-09-08 06:00 | 1985-01-01 06:00 | 1992-09-08 06:00 | Petroleum | Unleaded gasoline | Unleaded gasoline |  | Fiberglass reinforced plastic | Fiberglass reinforced plastic |  |  | Fiberglass reinforced plastic |  | 1901-01-01 06:00 | None | [14 empty] | UST Currently In Use: 3; UST Temp Close: 0; AST Currently In Use: 0; AST Temp Closed: 0 | 3 | 0 | 4 | 19974-073-005297 | ROUND ROBIN ENTERPRISES INC
6089 | Permanently Closed | 1992-09-08 06:00 | 1985-01-01 06:00 | 1992-09-08 06:00 | Petroleum | Unleaded gasoline | Unleaded gasoline |  | Fiberglass reinforced plastic | Fiberglass reinforced plastic |  |  | Fiberglass reinforced plastic |  | 1901-01-01 06:00 | None | [14 empty] | UST Currently In Use: 3; UST Temp Close: 0; AST Currently In Use: 0; AST Temp Closed: 0 | 3 | 0 | 4 | 19974-073-005297 | ROUND ROBIN ENTERPRISES INC
6090 | Permanently Closed | 1992-09-08 06:00 | 1985-01-01 06:00 | 1992-09-08 06:00 | Petroleum | Unleaded gasoline | Unleaded gasoline |  | Fiberglass reinforced plastic | Fiberglass reinforced plastic |  |  | Fiberglass reinforced plastic |  | 1901-01-01 06:00 | None | [14 empty] | UST Currently In Use: 3; UST Temp Close: 0; AST Currently In Use: 0; AST Temp Closed: 0 | 3 | 0 | 4 | 19974-073-005297 | ROUND ROBIN ENTERPRISES INC
6091 | Permanently Closed | 1992-09-08 06:00 | 1985-01-01 06:00 | 1992-09-08 06:00 | Petroleum | Used oil | Used oil |  | Fiberglass reinforced plastic | Fiberglass reinforced plastic |  |  | Fiberglass reinforced plastic |  | 1901-01-01 06:00 | None | [14 empty] | UST Currently In Use: 3; UST Temp Close: 0; AST Currently In Use: 0; AST Temp Closed: 0 | 3 | 0 | 4 | 19974-073-005297 | ROUND ROBIN ENTERPRISES INC
6092 | Currently in Use |  | 1980-01-01 06:00 |  | Petroleum | Unleaded gasoline | Unleaded gasoline | Retail | Fiberglass reinforced plastic, Single Wall | Single Wall |  |  | Fiberglass reinforced plastic |  | 1901-01-01 06:00 |  | Catchment Basin, Single walled catchment basin | Automatic shutoff device At 95% full | Automatic shutoff device At 95% full |  |  | Continuous Automatic Tank Gauge |  | Automatic flow restrictor (MLLD) | Automatic flow restrictor (MLLD) |  |  | Annual line testing | Annual line testing |  | UST Currently In Use: 4; UST Temp Close: 0; AST Currently In Use: 0; AST Temp Closed: 0 | 4 | 0 | 1 | 19608-073-005298 | TOMMY NUNNUM
6093 | Currently in Use |  | 1980-01-01 06:00 |  | Petroleum | Unleaded gasoline | Unleaded gasoline | Retail | Fiberglass reinforced plastic, Single Wall | Single Wall |  |  | Fiberglass reinforced plastic |  | 1901-01-01 06:00 |  | Catchment Basin, Single walled catchment basin | Automatic shutoff device At 95% full | Automatic shutoff device At 95% full |  |  | Continuous Automatic Tank Gauge |  | Automatic flow restrictor (MLLD) | Automatic flow restrictor (MLLD) |  |  | Annual line testing | Annual line testing |  | UST Currently In Use: 4; UST Temp Close: 0; AST Currently In Use: 0; AST Temp Closed: 0 | 4 | 0 | 1 | 19608-073-005298 | TOMMY NUNNUM
6094 | Currently in Use |  | 1980-01-01 06:00 |  | Petroleum | Premium gasoline | Premium gasoline | Retail | Fiberglass reinforced plastic, Single Wall | Single Wall |  |  | Fiberglass reinforced plastic |  | 1901-01-01 06:00 |  | Catchment Basin, Single walled catchment basin | Automatic shutoff device At 95% full | Automatic shutoff device At 95% full |  |  | Continuous Automatic Tank Gauge |  | Automatic flow restrictor (MLLD) | Automatic flow restrictor (MLLD) |  |  | Annual line testing | Annual line testing |  | UST Currently In Use: 4; UST Temp Close: 0; AST Currently In Use: 0; AST Temp Closed: 0 | 4 | 0 | 1 | 19608-073-005298 | TOMMY NUNNUM
6095 | Currently in Use |  | 1980-01-01 06:00 |  | Petroleum | On road diesel | On road diesel | Retail | Fiberglass reinforced plastic, Single Wall | Single Wall |  |  | Fiberglass reinforced plastic |  | 1901-01-01 06:00 |  | Catchment Basin, Single walled catchment basin | Automatic shutoff device At 95% full | Automatic shutoff device At 95% full |  |  | Continuous Automatic Tank Gauge |  | Automatic flow restrictor (MLLD) | Automatic flow restrictor (MLLD) |  |  | Annual line testing | Annual line testing |  | UST Currently In Use: 4; UST Temp Close: 0; AST Currently In Use: 0; AST Temp Closed: 0 | 4 | 0 | 1 | 19608-073-005298 | TOMMY NUNNUM
6096 | Permanently Closed | 1992-01-01 06:00 | 1980-01-01 06:00 | 1988-01-01 06:00 | Petroleum | Used oil | Used oil | Retail | Fiberglass reinforced plastic | Fiberglass reinforced plastic |  |  | Fiberglass reinforced plastic |  | 1901-01-01 06:00 |  | Other, EXEMPT | Other, EXEMPT | Other | [8 empty] | Annual line testing | Annual line testing |  | UST Currently In Use: 4; UST Temp Close: 0; AST Currently In Use: 0; AST Temp Closed: 0 | 4 | 0 | 1 | 19608-073-005298 | TOMMY NUNNUM
6097 | Permanently Closed | 1901-01-01 06:00 | 1961-01-01 06:00 | 1987-06-01 06:00 | Petroleum | Unleaded gasoline | Unleaded gasoline |  | Steel | Steel | Coated & cathodic protection (sti-P3) |  | Steel |  | 1901-01-01 06:00 | Field installed cathodic protection | [14 empty] | UST Currently In Use: 0; UST Temp Close: 0; AST Currently In Use: 0; AST Temp Closed: 0 | 0 | 0 | 8 | 10950-073-005299 | CHEVRON USA PRODUCTS CO/ENVIR M A
6098 | Permanently Closed | 1901-01-01 06:00 | 1961-01-01 06:00 | 1987-06-01 06:00 | Petroleum | Unleaded gasoline | Unleaded gasoline |  | Steel | Steel | Coated & cathodic protection (sti-P3) |  | Steel |  | 1901-01-01 06:00 | Field installed cathodic protection | [14 empty] | UST Currently In Use: 0; UST Temp Close: 0; AST Currently In Use: 0; AST Temp Closed: 0 | 0 | 0 | 8 | 10950-073-005299 | CHEVRON USA PRODUCTS CO/ENVIR M A
6099 | Permanently Closed | 1901-01-01 06:00 | 1961-01-01 06:00 | 1987-06-01 06:00 | Petroleum | Unleaded gasoline | Unleaded gasoline |  | Steel | Steel | Coated & cathodic protection (sti-P3) |  | Steel |  | 1901-01-01 06:00 | Field installed cathodic protection | [14 empty] | UST Currently In Use: 0; UST Temp Close: 0; AST Currently In Use: 0; AST Temp Closed: 0 | 0 | 0 | 8 | 10950-073-005299 | CHEVRON USA PRODUCTS CO/ENVIR M A
6100 | Permanently Closed | 1901-01-01 06:00 | 1961-01-01 06:00 | 1987-06-01 06:00 | Petroleum | Unleaded gasoline | Unleaded gasoline |  | Steel | Steel | Coated & cathodic protection (sti-P3) |  | Steel |  | 1901-01-01 06:00 | Field installed cathodic protection | [14 empty] | UST Currently In Use: 0; UST Temp Close: 0; AST Currently In Use: 0; AST Temp Closed: 0 | 0 | 0 | 8 | 10950-073-005299 | CHEVRON USA PRODUCTS CO/ENVIR M A
6101 | Permanently Closed | 1901-01-01 06:00 | 1961-01-01 06:00 | 1987-06-01 06:00 | Petroleum | Unleaded gasoline | Unleaded gasoline |  | Steel | Steel | Coated & cathodic protection (sti-P3) |  | Steel |  | 1901-01-01 06:00 | Field installed cathodic protection | [14 empty] | UST Currently In Use: 0; UST Temp Close: 0; AST Currently In Use: 0; AST Temp Closed: 0 | 0 | 0 | 8 | 10950-073-005299 | CHEVRON USA PRODUCTS CO/ENVIR M A
6102 | Permanently Closed | 1901-01-01 06:00 | 1961-01-01 06:00 | 1987-06-01 06:00 | Petroleum | On road diesel | On road diesel |  | Steel | Steel | Coated & cathodic protection (sti-P3) |  | Steel |  | 1901-01-01 06:00 | Field installed cathodic protection | [14 empty] | UST Currently In Use: 0; UST Temp Close: 0; AST Currently In Use: 0; AST Temp Closed: 0 | 0 | 0 | 8 | 10950-073-005299 | CHEVRON USA PRODUCTS CO/ENVIR M A
6103 | Permanently Closed | 1901-01-01 06:00 | 1961-01-01 06:00 | 1987-06-01 06:00 | Petroleum | On road diesel | On road diesel |  | Steel | Steel | Coated & cathodic protection (sti-P3) |  | Steel |  | 1901-01-01 06:00 | Field installed cathodic protection | [14 empty] | UST Currently In Use: 0; UST Temp Close: 0; AST Currently In Use: 0; AST Temp Closed: 0 | 0 | 0 | 8 | 10950-073-005299 | CHEVRON USA PRODUCTS CO/ENVIR M A
6104 | Permanently Closed | 1901-01-01 06:00 | 1983-01-01 06:00 | 1987-06-01 06:00 | Petroleum | Used oil | Used oil |  | Fiberglass reinforced plastic | Fiberglass reinforced plastic |  |  | Fiberglass reinforced plastic |  | 1901-01-01 06:00 | [15 empty] | UST Currently In Use: 0; UST Temp Close: 0; AST Currently In Use: 0; AST Temp Closed: 0 | 0 | 0 | 8 | 10950-073-005299 | CHEVRON USA PRODUCTS CO/ENVIR M A
6105 | Currently in Use |  | 1979-01-01 06:00 |  | Petroleum | Unleaded gasoline | Unleaded gasoline | Retail | Fiberglass reinforced plastic, Single Wall | Single Wall |  |  | Double Wall, Fiberglass reinforced plastic |  | 1901-01-01 06:00 |  | Catchment Basin, Single walled catchment basin | Flow Rest 90% Full | Flow Rest 90% Full |  |  | Continuous Automatic Tank Gauge |  | Automatic shutoff device (AELLD) | Automatic shutoff device (AELLD) |  |  | Annual line testing | Annual line testing |  | UST Currently In Use: 3; UST Temp Close: 1; AST Currently In Use: 0; AST Temp Closed: 0 | 3 | 1 | 0 | 17448-073-005301 | B DONALD COMPTON
6106 | Currently in Use |  | 1979-01-01 06:00 |  | Petroleum | Unleaded gasoline | Unleaded gasoline | Retail | Fiberglass reinforced plastic, Single Wall | Single Wall |  |  | Double Wall, Fiberglass reinforced plastic |  | 1901-01-01 06:00 |  | Catchment Basin, Single walled catchment basin | Flow Rest 90% Full | Flow Rest 90% Full |  |  | Continuous Automatic Tank Gauge |  | Automatic shutoff device (AELLD) | Automatic shutoff device (AELLD) |  |  | Annual line testing | Annual line testing |  | UST Currently In Use: 3; UST Temp Close: 1; AST Currently In Use: 0; AST Temp Closed: 0 | 3 | 1 | 0 | 17448-073-005301 | B DONALD COMPTON
6107 | Currently in Use |  | 1979-01-01 06:00 |  | Petroleum | Premium gasoline | Premium gasoline | Retail | Fiberglass reinforced plastic, Single Wall | Single Wall |  |  | Double Wall, Fiberglass reinforced plastic |  | 1901-01-01 06:00 |  | Catchment Basin, Single walled catchment basin | Flow Rest 90% Full | Flow Rest 90% Full |  |  | Continuous Automatic Tank Gauge |  | Automatic shutoff device (AELLD) | Automatic shutoff device (AELLD) | [5 empty] | UST Currently In Use: 3; UST Temp Close: 1; AST Currently In Use: 0; AST Temp Closed: 0 | 3 | 1 | 0 | 17448-073-005301 | B DONALD COMPTON
6108 | Temporary Closed | 2020-01-01 06:00 | 1979-01-01 06:00 |  | Petroleum | On road diesel | On road diesel | Retail | Fiberglass reinforced plastic, Single Wall | Single Wall |  |  | Double Wall, Fiberglass reinforced plastic |  | 1901-01-01 06:00 |  | Catchment Basin, Single walled catchment basin | Flow Rest 90% Full | Flow Rest 90% Full |  |  | Continuous Automatic Tank Gauge |  | Automatic shutoff device (AELLD) | Automatic shutoff device (AELLD) | [5 empty] | UST Currently In Use: 3; UST Temp Close: 1; AST Currently In Use: 0; AST Temp Closed: 0 | 3 | 1 | 0 | 17448-073-005301 | B DONALD COMPTON
6109 | Permanently Closed | 1901-01-01 06:00 | 1961-01-01 06:00 | 1987-08-01 06:00 | Petroleum | Unleaded gasoline | Unleaded gasoline |  | Steel | Steel |  | Painted or None | Steel |  | 1901-01-01 06:00 | [15 empty] | UST Currently In Use: 0; UST Temp Close: 0; AST Currently In Use: 0; AST Temp Closed: 0 | 0 | 0 | 6 | 10950-073-005302 | CHEVRON USA PRODUCTS CO/ENVIR M A
6110 | Permanently Closed | 1901-01-01 06:00 | 1961-01-01 06:00 | 1987-08-01 06:00 | Petroleum | Unleaded gasoline | Unleaded gasoline |  | Steel | Steel |  | Painted or None | Steel |  | 1901-01-01 06:00 | [15 empty] | UST Currently In Use: 0; UST Temp Close: 0; AST Currently In Use: 0; AST Temp Closed: 0 | 0 | 0 | 6 | 10950-073-005302 | CHEVRON USA PRODUCTS CO/ENVIR M A
6111 | Permanently Closed | 1901-01-01 06:00 | 1961-01-01 06:00 | 1987-08-01 06:00 | Petroleum | Unleaded gasoline | Unleaded gasoline |  | Steel | Steel |  | Painted or None | Steel |  | 1901-01-01 06:00 | [15 empty] | UST Currently In Use: 0; UST Temp Close: 0; AST Currently In Use: 0; AST Temp Closed: 0 | 0 | 0 | 6 | 10950-073-005302 | CHEVRON USA PRODUCTS CO/ENVIR M A
6112 | Permanently Closed | 1901-01-01 06:00 | 1961-01-01 06:00 | 1987-08-01 06:00 | Petroleum | Unleaded gasoline | Unleaded gasoline |  | Steel | Steel |  | Painted or None | Steel |  | 1901-01-01 06:00 | [15 empty] | UST Currently In Use: 0; UST Temp Close: 0; AST Currently In Use: 0; AST Temp Closed: 0 | 0 | 0 | 6 | 10950-073-005302 | CHEVRON USA PRODUCTS CO/ENVIR M A
6113 | Permanently Closed | 1901-01-01 06:00 | 1961-01-01 06:00 | 1987-08-01 06:00 | Petroleum | Unleaded gasoline | Unleaded gasoline |  | Steel | Steel |  | Painted or None | Steel |  | 1901-01-01 06:00 | [15 empty] | UST Currently In Use: 0; UST Temp Close: 0; AST Currently In Use: 0; AST Temp Closed: 0 | 0 | 0 | 6 | 10950-073-005302 | CHEVRON USA PRODUCTS CO/ENVIR M A
6114 | Permanently Closed | 1901-01-01 06:00 | 1961-01-01 06:00 | 1987-08-01 06:00 | Petroleum | Used oil | Used oil |  | Steel | Steel |  | Painted or None | Steel |  | 1901-01-01 06:00 | [15 empty] | UST Currently In Use: 0; UST Temp Close: 0; AST Currently In Use: 0; AST Temp Closed: 0 | 0 | 0 | 6 | 10950-073-005302 | CHEVRON USA PRODUCTS CO/ENVIR M A
6115 | Currently in Use |  | 1981-01-01 06:00 |  | Petroleum | Unleaded gasoline | Unleaded gasoline | Retail | Fiberglass reinforced plastic, Single Wall | Single Wall |  |  | Fiberglass reinforced plastic, Single Wall |  | 1901-01-01 06:00 |  | Catchment Basin, Single walled catchment basin | Automatic shutoff device At 95% full | Automatic shutoff device At 95% full |  |  | Continuous Automatic Tank Gauge |  | Automatic shutoff device (AELLD) | Automatic shutoff device (AELLD) | [5 empty] | UST Currently In Use: 3; UST Temp Close: 0; AST Currently In Use: 0; AST Temp Closed: 0 | 3 | 0 | 1 | 13343-073-005358 | MCCULLOUGH OIL COMPANY, INC.
6116 | Currently in Use |  | 1981-01-01 06:00 |  | Petroleum | Premium gasoline | Premium gasoline | Retail | Fiberglass reinforced plastic, Single Wall | Single Wall |  |  | Fiberglass reinforced plastic, Single Wall |  | 1901-01-01 06:00 |  | Catchment Basin, Single walled catchment basin | Audible high level alarm At 90% full | Audible high level alarm At 90% full |  |  | Continuous Automatic Tank Gauge |  | Automatic shutoff device (AELLD) | Automatic shutoff device (AELLD) | [5 empty] | UST Currently In Use: 3; UST Temp Close: 0; AST Currently In Use: 0; AST Temp Closed: 0 | 3 | 0 | 1 | 13343-073-005358 | MCCULLOUGH OIL COMPANY, INC.
6117 | Currently in Use |  | 1981-01-01 06:00 |  | Petroleum | On road diesel | On road diesel | Retail | Fiberglass reinforced plastic, Single Wall | Single Wall |  |  | Fiberglass reinforced plastic, Single Wall |  | 1901-01-01 06:00 |  | Catchment Basin, Single walled catchment basin | Audible high level alarm At 90% full | Audible high level alarm At 90% full |  |  | Continuous Automatic Tank Gauge |  | Automatic shutoff device (AELLD) | Automatic shutoff device (AELLD) | [5 empty] | UST Currently In Use: 3; UST Temp Close: 0; AST Currently In Use: 0; AST Temp Closed: 0 | 3 | 0 | 1 | 13343-073-005358 | MCCULLOUGH OIL COMPANY, INC.
6118 | Permanently Closed | 1992-01-01 06:00 | 1981-01-01 06:00 | 1992-01-01 06:00 | Petroleum | Used oil | Used oil | Retail | Fiberglass reinforced plastic | Fiberglass reinforced plastic |  |  | Fiberglass reinforced plastic |  | 1901-01-01 06:00 | [15 empty] | UST Currently In Use: 3; UST Temp Close: 0; AST Currently In Use: 0; AST Temp Closed: 0 | 3 | 0 | 1 | 13343-073-005358 | MCCULLOUGH OIL COMPANY, INC.
6119 | Permanently Closed | 1993-07-09 06:00 | 1968-01-01 06:00 | 1993-07-09 06:00 | Petroleum | Unleaded gasoline | Unleaded gasoline |  | Steel | Steel | Coated & cathodic protection (sti-P3) |  | Steel |  | 1901-01-01 06:00 | Field installed cathodic protection | [11 empty] | Annual line testing | Annual line testing |  | UST Currently In Use: 3; UST Temp Close: 0; AST Currently In Use: 0; AST Temp Closed: 0 | 3 | 0 | 4 | 13526-073-005359 | MOORE OIL COMPANY, INC.
6120 | Permanently Closed | 1993-07-09 06:00 | 1968-01-01 06:00 | 1993-07-09 06:00 | Petroleum | Unleaded gasoline | Unleaded gasoline |  | Steel | Steel | Coated & cathodic protection (sti-P3) |  | Steel |  | 1901-01-01 06:00 | Field installed cathodic protection | [11 empty] | Annual line testing | Annual line testing |  | UST Currently In Use: 3; UST Temp Close: 0; AST Currently In Use: 0; AST Temp Closed: 0 | 3 | 0 | 4 | 13526-073-005359 | MOORE OIL COMPANY, INC.
6121 | Permanently Closed | 1993-07-09 06:00 | 1968-01-01 06:00 | 1993-07-09 06:00 | Petroleum | Unleaded gasoline | Unleaded gasoline |  | Steel | Steel | Coated & cathodic protection (sti-P3) |  | Steel |  | 1901-01-01 06:00 | Field installed cathodic protection | [11 empty] | Annual line testing | Annual line testing |  | UST Currently In Use: 3; UST Temp Close: 0; AST Currently In Use: 0; AST Temp Closed: 0 | 3 | 0 | 4 | 13526-073-005359 | MOORE OIL COMPANY, INC.
6122 | Permanently Closed | 1993-07-09 06:00 | 1968-01-01 06:00 | 1993-07-09 06:00 | Petroleum | Used oil | Used oil |  | Steel | Steel | Coated & cathodic protection (sti-P3) |  | Steel |  | 1901-01-01 06:00 | Field installed cathodic protection | [14 empty] | UST Currently In Use: 3; UST Temp Close: 0; AST Currently In Use: 0; AST Temp Closed: 0 | 3 | 0 | 4 | 13526-073-005359 | MOORE OIL COMPANY, INC.
6123 | Permanently Closed | 1991-09-30 06:00 | 1979-01-01 06:00 | 1991-09-30 06:00 | Petroleum | Unleaded gasoline | Unleaded gasoline |  | Fiberglass reinforced plastic | Fiberglass reinforced plastic |  |  | Fiberglass reinforced plastic |  | 1901-01-01 06:00 | [15 empty] | UST Currently In Use: 0; UST Temp Close: 0; AST Currently In Use: 0; AST Temp Closed: 0 | 0 | 0 | 4 | 10950-073-005361 | CHEVRON USA PRODUCTS CO/ENVIR M A
6124 | Permanently Closed | 1991-09-30 06:00 | 1979-01-01 06:00 | 1991-09-30 06:00 | Petroleum | Unleaded gasoline | Unleaded gasoline |  | Fiberglass reinforced plastic | Fiberglass reinforced plastic |  |  | Fiberglass reinforced plastic |  | 1901-01-01 06:00 | [15 empty] | UST Currently In Use: 0; UST Temp Close: 0; AST Currently In Use: 0; AST Temp Closed: 0 | 0 | 0 | 4 | 10950-073-005361 | CHEVRON USA PRODUCTS CO/ENVIR M A
6125 | Permanently Closed | 1991-09-30 06:00 | 1979-01-01 06:00 | 1991-09-30 06:00 | Petroleum | Unleaded gasoline | Unleaded gasoline |  | Fiberglass reinforced plastic | Fiberglass reinforced plastic |  |  | Fiberglass reinforced plastic |  | 1901-01-01 06:00 | [15 empty] | UST Currently In Use: 0; UST Temp Close: 0; AST Currently In Use: 0; AST Temp Closed: 0 | 0 | 0 | 4 | 10950-073-005361 | CHEVRON USA PRODUCTS CO/ENVIR M A
6126 | Permanently Closed | 1991-09-30 06:00 | 1979-01-01 06:00 | 1991-09-30 06:00 | Petroleum | Used oil | Used oil |  | Fiberglass reinforced plastic | Fiberglass reinforced plastic |  |  | Fiberglass reinforced plastic |  | 1901-01-01 06:00 | [15 empty] | UST Currently In Use: 0; UST Temp Close: 0; AST Currently In Use: 0; AST Temp Closed: 0 | 0 | 0 | 4 | 10950-073-005361 | CHEVRON USA PRODUCTS CO/ENVIR M A
6127 | Permanently Closed | 1901-01-01 06:00 | 1980-01-01 06:00 | 1988-08-30 06:00 | Petroleum | Unleaded gasoline | Unleaded gasoline |  | Fiberglass reinforced plastic | Fiberglass reinforced plastic |  |  | Fiberglass reinforced plastic |  | 1901-01-01 06:00 | [15 empty] | UST Currently In Use: 0; UST Temp Close: 0; AST Currently In Use: 0; AST Temp Closed: 0 | 0 | 0 | 4 | 10950-073-005362 | CHEVRON USA PRODUCTS CO/ENVIR M A
6128 | Permanently Closed | 1901-01-01 06:00 | 1980-01-01 06:00 | 1988-08-30 06:00 | Petroleum | Unleaded gasoline | Unleaded gasoline |  | Fiberglass reinforced plastic | Fiberglass reinforced plastic |  |  | Fiberglass reinforced plastic |  | 1901-01-01 06:00 | [15 empty] | UST Currently In Use: 0; UST Temp Close: 0; AST Currently In Use: 0; AST Temp Closed: 0 | 0 | 0 | 4 | 10950-073-005362 | CHEVRON USA PRODUCTS CO/ENVIR M A
6129 | Permanently Closed | 1901-01-01 06:00 | 1980-01-01 06:00 | 1988-08-30 06:00 | Petroleum | Unleaded gasoline | Unleaded gasoline |  | Fiberglass reinforced plastic | Fiberglass reinforced plastic |  |  | Fiberglass reinforced plastic |  | 1901-01-01 06:00 | [15 empty] | UST Currently In Use: 0; UST Temp Close: 0; AST Currently In Use: 0; AST Temp Closed: 0 | 0 | 0 | 4 | 10950-073-005362 | CHEVRON USA PRODUCTS CO/ENVIR M A
6130 | Permanently Closed | 1901-01-01 06:00 | 1980-01-01 06:00 | 1988-08-30 06:00 | Petroleum | Used oil | Used oil |  | Fiberglass reinforced plastic | Fiberglass reinforced plastic |  |  | Fiberglass reinforced plastic |  | 1901-01-01 06:00 | [15 empty] | UST Currently In Use: 0; UST Temp Close: 0; AST Currently In Use: 0; AST Temp Closed: 0 | 0 | 0 | 4 | 10950-073-005362 | CHEVRON USA PRODUCTS CO/ENVIR M A
6131 | Currently in Use |  | 1981-01-01 06:00 |  | Petroleum | Unleaded gasoline | Unleaded gasoline | Retail | Fiberglass reinforced plastic, Single Wall | Single Wall |  |  | Double Wall, Fiberglass reinforced plastic |  | 2003-01-01 06:00 |  | Catchment Basin, Single walled catchment basin | Automatic shutoff device At 95% full | Automatic shutoff device At 95% full |  |  | Continuous Automatic Tank Gauge |  | Automatic shutoff device (AELLD) | Automatic shutoff device (AELLD) | [5 empty] | UST Currently In Use: 4; UST Temp Close: 0; AST Currently In Use: 0; AST Temp Closed: 0 | 4 | 0 | 1 | 13526-073-005363 | MOORE OIL COMPANY, INC.
6132 | Currently in Use |  | 1981-01-01 06:00 |  | Petroleum | Unleaded gasoline | Unleaded gasoline | Retail | Fiberglass reinforced plastic, Single Wall | Single Wall |  |  | Double Wall, Fiberglass reinforced plastic |  | 2003-01-01 06:00 |  | Catchment Basin, Single walled catchment basin | Automatic shutoff device At 95% full | Automatic shutoff device At 95% full |  |  | Continuous Automatic Tank Gauge |  | Automatic shutoff device (AELLD) | Automatic shutoff device (AELLD) | [5 empty] | UST Currently In Use: 4; UST Temp Close: 0; AST Currently In Use: 0; AST Temp Closed: 0 | 4 | 0 | 1 | 13526-073-005363 | MOORE OIL COMPANY, INC.
6133 | Permanently Closed | 1901-01-01 06:00 | 1981-01-01 06:00 | 1998-10-01 06:00 | Petroleum | Used oil | Used oil | Retail | Fiberglass reinforced plastic | Fiberglass reinforced plastic |  |  | Fiberglass reinforced plastic |  | 1901-01-01 06:00 | [15 empty] | UST Currently In Use: 4; UST Temp Close: 0; AST Currently In Use: 0; AST Temp Closed: 0 | 4 | 0 | 1 | 13526-073-005363 | MOORE OIL COMPANY, INC.
6134 | Currently in Use |  | 1979-01-01 06:00 |  | Petroleum | On road diesel | On road diesel | Retail | Fiberglass reinforced plastic, Single Wall | Single Wall |  |  | Double Wall, Fiberglass reinforced plastic |  | 2003-01-01 06:00 |  | Catchment Basin, Single walled catchment basin | Automatic shutoff device At 95% full | Automatic shutoff device At 95% full |  |  | Continuous Automatic Tank Gauge |  | Automatic shutoff device (AELLD) | Automatic shutoff device (AELLD) | [5 empty] | UST Currently In Use: 4; UST Temp Close: 0; AST Currently In Use: 0; AST Temp Closed: 0 | 4 | 0 | 1 | 13526-073-005363 | MOORE OIL COMPANY, INC.
6135 | Currently in Use |  | 1981-01-01 06:00 |  | Petroleum | Premium gasoline | Premium gasoline | Retail | Fiberglass reinforced plastic, Single Wall | Single Wall |  |  | Double Wall, Fiberglass reinforced plastic |  | 2003-01-01 06:00 |  | Catchment Basin, Single walled catchment basin | Automatic shutoff device At 95% full | Automatic shutoff device At 95% full |  |  | Continuous Automatic Tank Gauge |  | Automatic shutoff device (AELLD) | Automatic shutoff device (AELLD) | [5 empty] | UST Currently In Use: 4; UST Temp Close: 0; AST Currently In Use: 0; AST Temp Closed: 0 | 4 | 0 | 1 | 13526-073-005363 | MOORE OIL COMPANY, INC.
6136 | Permanently Closed | 1901-01-01 06:00 | 1961-01-01 06:00 | 1988-01-01 06:00 | Petroleum | Unleaded gasoline | Unleaded gasoline |  | Steel | Steel |  | Painted or None | Steel |  | 1901-01-01 06:00 | [15 empty] | UST Currently In Use: 0; UST Temp Close: 0; AST Currently In Use: 0; AST Temp Closed: 0 | 0 | 0 | 6 | 10950-073-005364 | CHEVRON USA PRODUCTS CO/ENVIR M A
6137 | Permanently Closed | 1901-01-01 06:00 | 1961-01-01 06:00 | 1988-01-01 06:00 | Petroleum | Unleaded gasoline | Unleaded gasoline |  | Steel | Steel |  | Painted or None | Steel |  | 1901-01-01 06:00 | [15 empty] | UST Currently In Use: 0; UST Temp Close: 0; AST Currently In Use: 0; AST Temp Closed: 0 | 0 | 0 | 6 | 10950-073-005364 | CHEVRON USA PRODUCTS CO/ENVIR M A
6138 | Permanently Closed | 1901-01-01 06:00 | 1961-01-01 06:00 | 1988-01-01 06:00 | Petroleum | Unleaded gasoline | Unleaded gasoline |  | Steel | Steel |  | Painted or None | Steel |  | 1901-01-01 06:00 | [15 empty] | UST Currently In Use: 0; UST Temp Close: 0; AST Currently In Use: 0; AST Temp Closed: 0 | 0 | 0 | 6 | 10950-073-005364 | CHEVRON USA PRODUCTS CO/ENVIR M A
6139 | Permanently Closed | 1901-01-01 06:00 | 1961-01-01 06:00 | 1988-01-01 06:00 | Petroleum | Unleaded gasoline | Unleaded gasoline |  | Steel | Steel |  | Painted or None | Steel |  | 1901-01-01 06:00 | [15 empty] | UST Currently In Use: 0; UST Temp Close: 0; AST Currently In Use: 0; AST Temp Closed: 0 | 0 | 0 | 6 | 10950-073-005364 | CHEVRON USA PRODUCTS CO/ENVIR M A
6140 | Permanently Closed | 1901-01-01 06:00 | 1961-01-01 06:00 | 1988-01-01 06:00 | Petroleum | Unleaded gasoline | Unleaded gasoline |  | Steel | Steel |  | Painted or None | Steel |  | 1901-01-01 06:00 | [15 empty] | UST Currently In Use: 0; UST Temp Close: 0; AST Currently In Use: 0; AST Temp Closed: 0 | 0 | 0 | 6 | 10950-073-005364 | CHEVRON USA PRODUCTS CO/ENVIR M A
6141 | Permanently Closed | 1901-01-01 06:00 | 1961-01-01 06:00 | 1988-01-01 06:00 | Petroleum | Used oil | Used oil |  | Steel | Steel |  | Painted or None | Steel |  | 1901-01-01 06:00 | [15 empty] | UST Currently In Use: 0; UST Temp Close: 0; AST Currently In Use: 0; AST Temp Closed: 0 | 0 | 0 | 6 | 10950-073-005364 | CHEVRON USA PRODUCTS CO/ENVIR M A
6142 | Permanently Closed | 1901-01-01 06:00 | 1966-01-01 06:00 | 1987-09-01 06:00 | Petroleum | Unleaded gasoline | Unleaded gasoline |  | Steel | Steel | Coated & cathodic protection (sti-P3) |  | Steel |  | 1901-01-01 06:00 | Field installed cathodic protection | [14 empty] | UST Currently In Use: 0; UST Temp Close: 0; AST Currently In Use: 0; AST Temp Closed: 0 | 0 | 0 | 4 | 10950-073-005366 | CHEVRON USA PRODUCTS CO/ENVIR M A
6143 | Permanently Closed | 1901-01-01 06:00 | 1966-01-01 06:00 | 1987-09-01 06:00 | Petroleum | Unleaded gasoline | Unleaded gasoline |  | Steel | Steel | Coated & cathodic protection (sti-P3) |  | Steel |  | 1901-01-01 06:00 | Field installed cathodic protection | [14 empty] | UST Currently In Use: 0; UST Temp Close: 0; AST Currently In Use: 0; AST Temp Closed: 0 | 0 | 0 | 4 | 10950-073-005366 | CHEVRON USA PRODUCTS CO/ENVIR M A
6144 | Permanently Closed | 1901-01-01 06:00 | 1966-01-01 06:00 | 1987-09-01 06:00 | Petroleum | Unleaded gasoline | Unleaded gasoline |  | Steel | Steel | Coated & cathodic protection (sti-P3) |  | Steel |  | 1901-01-01 06:00 | Field installed cathodic protection | [14 empty] | UST Currently In Use: 0; UST Temp Close: 0; AST Currently In Use: 0; AST Temp Closed: 0 | 0 | 0 | 4 | 10950-073-005366 | CHEVRON USA PRODUCTS CO/ENVIR M A
6145 | Permanently Closed | 1901-01-01 06:00 | 1966-01-01 06:00 | 1987-09-01 06:00 | Petroleum | Used oil | Used oil |  | Steel | Steel | Coated & cathodic protection (sti-P3) |  | Steel |  | 1901-01-01 06:00 | Field installed cathodic protection | [14 empty] | UST Currently In Use: 0; UST Temp Close: 0; AST Currently In Use: 0; AST Temp Closed: 0 | 0 | 0 | 4 | 10950-073-005366 | CHEVRON USA PRODUCTS CO/ENVIR M A
6146 | Permanently Closed | 1986-04-01 06:00 | 1969-01-01 06:00 | 1986-09-01 06:00 | Petroleum | Unleaded gasoline | Unleaded gasoline |  | Steel | Steel |  | Painted or None | Steel |  | 1901-01-01 06:00 | [15 empty] | UST Currently In Use: 3; UST Temp Close: 0; AST Currently In Use: 0; AST Temp Closed: 0 | 3 | 0 | 5 | 13526-073-005367 | MOORE OIL COMPANY, INC.
6147 | Permanently Closed | 1986-04-01 06:00 | 1969-01-01 06:00 | 1986-09-01 06:00 | Petroleum | Unleaded gasoline | Unleaded gasoline |  | Steel | Steel |  | Painted or None | Steel |  | 1901-01-01 06:00 | [15 empty] | UST Currently In Use: 3; UST Temp Close: 0; AST Currently In Use: 0; AST Temp Closed: 0 | 3 | 0 | 5 | 13526-073-005367 | MOORE OIL COMPANY, INC.
6148 | Permanently Closed | 1986-04-01 06:00 | 1969-01-01 06:00 | 1986-09-01 06:00 | Petroleum | Unleaded gasoline | Unleaded gasoline |  | Steel | Steel |  | Painted or None | Steel |  | 1901-01-01 06:00 | [15 empty] | UST Currently In Use: 3; UST Temp Close: 0; AST Currently In Use: 0; AST Temp Closed: 0 | 3 | 0 | 5 | 13526-073-005367 | MOORE OIL COMPANY, INC.
6149 | Permanently Closed | 1986-04-01 06:00 | 1976-01-01 06:00 | 1986-09-01 06:00 | Petroleum | On road diesel | On road diesel |  | Fiberglass reinforced plastic | Fiberglass reinforced plastic |  |  | Fiberglass reinforced plastic |  | 1901-01-01 06:00 | [15 empty] | UST Currently In Use: 3; UST Temp Close: 0; AST Currently In Use: 0; AST Temp Closed: 0 | 3 | 0 | 5 | 13526-073-005367 | MOORE OIL COMPANY, INC.
6150 | Permanently Closed | 1986-04-01 06:00 | 1969-01-01 06:00 | 1986-09-01 06:00 | Petroleum | Used oil | Used oil |  | Steel | Steel |  | Painted or None | Steel |  | 1901-01-01 06:00 | [15 empty] | UST Currently In Use: 3; UST Temp Close: 0; AST Currently In Use: 0; AST Temp Closed: 0 | 3 | 0 | 5 | 13526-073-005367 | MOORE OIL COMPANY, INC.
6151 | Currently in Use |  | 1986-01-01 06:00 |  | Petroleum | Unleaded gasoline | Unleaded gasoline | Retail | Fiberglass reinforced plastic, Single Wall | Single Wall |  |  | Double Wall, Fiberglass reinforced plastic, 2-PIECE |  | 1901-01-01 06:00 |  | Catchment Basin, Single walled catchment basin | Automatic shutoff device At 95% full | Automatic shutoff device At 95% full |  |  | Continuous Automatic Tank Gauge |  | Automatic flow restrictor (MLLD) | Automatic flow restrictor (MLLD) |  |  | Annual line testing | Annual line testing |  | UST Currently In Use: 3; UST Temp Close: 0; AST Currently In Use: 0; AST Temp Closed: 0 | 3 | 0 | 5 | 13526-073-005367 | MOORE OIL COMPANY, INC.
6152 | Currently in Use |  | 1986-01-01 06:00 |  | Petroleum | Unleaded gasoline | Unleaded gasoline | Retail | Fiberglass reinforced plastic, Single Wall | Single Wall |  |  | Double Wall, Fiberglass reinforced plastic, 2-PIECE |  | 1901-01-01 06:00 |  | Catchment Basin, Single walled catchment basin | Automatic shutoff device At 95% full | Automatic shutoff device At 95% full |  |  | Continuous Automatic Tank Gauge |  | Automatic flow restrictor (MLLD) | Automatic flow restrictor (MLLD) |  |  | Annual line testing | Annual line testing |  | UST Currently In Use: 3; UST Temp Close: 0; AST Currently In Use: 0; AST Temp Closed: 0 | 3 | 0 | 5 | 13526-073-005367 | MOORE OIL COMPANY, INC.
6153 | Currently in Use |  | 1986-01-01 06:00 |  | Petroleum | Premium gasoline | Premium gasoline | Retail | Fiberglass reinforced plastic, Single Wall | Single Wall |  |  | Double Wall, Fiberglass reinforced plastic, 2-PIECE |  | 1901-01-01 06:00 |  | Catchment Basin, Single walled catchment basin | Automatic shutoff device At 95% full | Automatic shutoff device At 95% full |  |  | Continuous Automatic Tank Gauge |  | Automatic flow restrictor (MLLD) | Automatic flow restrictor (MLLD) |  |  | Annual line testing | Annual line testing |  | UST Currently In Use: 3; UST Temp Close: 0; AST Currently In Use: 0; AST Temp Closed: 0 | 3 | 0 | 5 | 13526-073-005367 | MOORE OIL COMPANY, INC.
6154 | Permanently Closed | 1901-01-01 06:00 | 1965-01-01 06:00 | 1988-11-01 06:00 | Petroleum | Unleaded gasoline | Unleaded gasoline |  | Steel | Steel |  | Painted or None | Steel |  | 1901-01-01 06:00 | [15 empty] | UST Currently In Use: 3; UST Temp Close: 0; AST Currently In Use: 0; AST Temp Closed: 0 | 3 | 0 | 4 | 23679-073-005368 | BOCA PROPERTIES LLC
6155 | Permanently Closed | 1901-01-01 06:00 | 1965-01-01 06:00 | 1988-11-01 06:00 | Petroleum | Unleaded gasoline | Unleaded gasoline |  | Steel | Steel |  | Painted or None | Steel |  | 1901-01-01 06:00 | [15 empty] | UST Currently In Use: 3; UST Temp Close: 0; AST Currently In Use: 0; AST Temp Closed: 0 | 3 | 0 | 4 | 23679-073-005368 | BOCA PROPERTIES LLC
6156 | Permanently Closed | 1901-01-01 06:00 | 1965-01-01 06:00 | 1988-11-01 06:00 | Petroleum | Unleaded gasoline | Unleaded gasoline |  | Steel | Steel |  | Painted or None | Steel |  | 1901-01-01 06:00 | [15 empty] | UST Currently In Use: 3; UST Temp Close: 0; AST Currently In Use: 0; AST Temp Closed: 0 | 3 | 0 | 4 | 23679-073-005368 | BOCA PROPERTIES LLC
6157 | Permanently Closed | 1901-01-01 06:00 | 1965-01-01 06:00 | 1988-11-01 06:00 | Petroleum | Used oil | Used oil |  | Steel | Steel |  | Painted or None | Steel |  | 1901-01-01 06:00 | [15 empty] | UST Currently In Use: 3; UST Temp Close: 0; AST Currently In Use: 0; AST Temp Closed: 0 | 3 | 0 | 4 | 23679-073-005368 | BOCA PROPERTIES LLC
6158 | Permanently Closed | 1990-04-23 06:00 | 1961-01-01 06:00 | 1990-04-23 06:00 | Petroleum | Unleaded gasoline | Unleaded gasoline |  | Steel | Steel |  | Painted or None | Steel |  | 1901-01-01 06:00 | [15 empty] | UST Currently In Use: 0; UST Temp Close: 0; AST Currently In Use: 0; AST Temp Closed: 0 | 0 | 0 | 7 | 10950-077-005345 | CHEVRON USA PRODUCTS CO/ENVIR M A
6159 | Permanently Closed | 1990-04-23 06:00 | 1961-01-01 06:00 | 1990-04-23 06:00 | Petroleum | Unleaded gasoline | Unleaded gasoline |  | Steel | Steel |  | Painted or None | Steel |  | 1901-01-01 06:00 | [15 empty] | UST Currently In Use: 0; UST Temp Close: 0; AST Currently In Use: 0; AST Temp Closed: 0 | 0 | 0 | 7 | 10950-077-005345 | CHEVRON USA PRODUCTS CO/ENVIR M A
6160 | Permanently Closed | 1990-04-23 06:00 | 1961-01-01 06:00 | 1990-04-23 06:00 | Petroleum | Unleaded gasoline | Unleaded gasoline |  | Steel | Steel |  | Painted or None | Steel |  | 1901-01-01 06:00 | [15 empty] | UST Currently In Use: 0; UST Temp Close: 0; AST Currently In Use: 0; AST Temp Closed: 0 | 0 | 0 | 7 | 10950-077-005345 | CHEVRON USA PRODUCTS CO/ENVIR M A
6161 | Permanently Closed | 1990-04-23 06:00 | 1961-01-01 06:00 | 1990-04-23 06:00 | Petroleum | Unleaded gasoline | Unleaded gasoline |  | Steel | Steel |  | Painted or None | Steel |  | 1901-01-01 06:00 | [15 empty] | UST Currently In Use: 0; UST Temp Close: 0; AST Currently In Use: 0; AST Temp Closed: 0 | 0 | 0 | 7 | 10950-077-005345 | CHEVRON USA PRODUCTS CO/ENVIR M A
6162 | Permanently Closed | 1990-04-23 06:00 | 1961-01-01 06:00 | 1990-04-23 06:00 | Petroleum | Unleaded gasoline | Unleaded gasoline |  | Steel | Steel |  | Painted or None | Steel |  | 1901-01-01 06:00 | [15 empty] | UST Currently In Use: 0; UST Temp Close: 0; AST Currently In Use: 0; AST Temp Closed: 0 | 0 | 0 | 7 | 10950-077-005345 | CHEVRON USA PRODUCTS CO/ENVIR M A
6163 | Permanently Closed | 1990-04-23 06:00 | 1961-01-01 06:00 | 1990-04-23 06:00 | Petroleum | Unleaded gasoline | Unleaded gasoline |  | Steel | Steel |  | Painted or None | Steel |  | 1901-01-01 06:00 | [15 empty] | UST Currently In Use: 0; UST Temp Close: 0; AST Currently In Use: 0; AST Temp Closed: 0 | 0 | 0 | 7 | 10950-077-005345 | CHEVRON USA PRODUCTS CO/ENVIR M A
6164 | Permanently Closed | 1990-04-23 06:00 | 1961-01-01 06:00 | 1990-04-23 06:00 | Petroleum | Used oil | Used oil |  | Steel | Steel |  | Painted or None | Steel |  | 1901-01-01 06:00 | [15 empty] | UST Currently In Use: 0; UST Temp Close: 0; AST Currently In Use: 0; AST Temp Closed: 0 | 0 | 0 | 7 | 10950-077-005345 | CHEVRON USA PRODUCTS CO/ENVIR M A
6165 | Permanently Closed | 2017-07-01 06:00 | 1980-01-01 06:00 | 2017-07-06 06:00 | Petroleum | Unleaded gasoline | Unleaded gasoline | Retail | Fiberglass reinforced plastic | Fiberglass reinforced plastic |  |  | Fiberglass reinforced plastic |  | 1901-01-01 06:00 |  | Catchment Basin, Single walled catchment basin | Flow Rest 90% Full | Flow Rest 90% Full |  |  | Continuous Automatic Tank Gauge | [5 empty] | Annual line testing | Annual line testing |  | UST Currently In Use: 0; UST Temp Close: 0; AST Currently In Use: 0; AST Temp Closed: 0 | 0 | 0 | 4 | 21444-081-005242 | INDY LYNX LLC
6166 | Permanently Closed | 2017-07-01 06:00 | 1980-01-01 06:00 | 2017-07-06 06:00 | Petroleum | Mid-grade gasoline | Mid-grade gasoline | Retail | Fiberglass reinforced plastic | Fiberglass reinforced plastic |  |  | Fiberglass reinforced plastic |  | 1901-01-01 06:00 |  | Catchment Basin, Single walled catchment basin | Flow Rest 90% Full | Flow Rest 90% Full |  |  | Continuous Automatic Tank Gauge | [5 empty] | Annual line testing | Annual line testing |  | UST Currently In Use: 0; UST Temp Close: 0; AST Currently In Use: 0; AST Temp Closed: 0 | 0 | 0 | 4 | 21444-081-005242 | INDY LYNX LLC
6167 | Permanently Closed | 2017-07-01 06:00 | 1980-01-01 06:00 | 2017-07-06 06:00 | Petroleum | Premium gasoline | Premium gasoline | Retail | Fiberglass reinforced plastic | Fiberglass reinforced plastic |  |  | Fiberglass reinforced plastic |  | 1901-01-01 06:00 |  | Catchment Basin, Single walled catchment basin | Flow Rest 90% Full | Flow Rest 90% Full |  |  | Continuous Automatic Tank Gauge | [5 empty] | Annual line testing | Annual line testing |  | UST Currently In Use: 0; UST Temp Close: 0; AST Currently In Use: 0; AST Temp Closed: 0 | 0 | 0 | 4 | 21444-081-005242 | INDY LYNX LLC
6168 | Permanently Closed | 1988-01-01 06:00 | 1982-01-01 06:00 | 1988-01-01 06:00 | Petroleum | Used oil | Used oil | Retail | Fiberglass reinforced plastic | Fiberglass reinforced plastic |  |  | Fiberglass reinforced plastic |  | 1901-01-01 06:00 | [6 empty] | Statistical Inventory Reconciliation (SIR) | [8 empty] | UST Currently In Use: 0; UST Temp Close: 0; AST Currently In Use: 0; AST Temp Closed: 0 | 0 | 0 | 4 | 21444-081-005242 | INDY LYNX LLC
6169 | Permanently Closed | 1990-02-21 06:00 | 1957-01-01 06:00 | 1990-02-22 06:00 | Petroleum | Unleaded gasoline | Unleaded gasoline |  | Steel | Steel | Coated & cathodic protection (sti-P3) |  | Steel |  | 1901-01-01 06:00 | Field installed cathodic protection | [14 empty] | UST Currently In Use: 0; UST Temp Close: 0; AST Currently In Use: 0; AST Temp Closed: 0 | 0 | 0 | 8 | 24632-081-005369 | WILLIAM MICHAEL THROWER
6170 | Permanently Closed | 1990-02-21 06:00 | 1957-01-01 06:00 | 1990-02-22 06:00 | Petroleum | Unleaded gasoline | Unleaded gasoline |  | Steel | Steel | Coated & cathodic protection (sti-P3) |  | Steel |  | 1901-01-01 06:00 | Field installed cathodic protection | [14 empty] | UST Currently In Use: 0; UST Temp Close: 0; AST Currently In Use: 0; AST Temp Closed: 0 | 0 | 0 | 8 | 24632-081-005369 | WILLIAM MICHAEL THROWER
6171 | Permanently Closed | 1990-02-21 06:00 | 1957-01-01 06:00 | 1990-02-22 06:00 | Petroleum | Unleaded gasoline | Unleaded gasoline |  | Steel | Steel | Coated & cathodic protection (sti-P3) |  | Steel |  | 1901-01-01 06:00 | Field installed cathodic protection | [14 empty] | UST Currently In Use: 0; UST Temp Close: 0; AST Currently In Use: 0; AST Temp Closed: 0 | 0 | 0 | 8 | 24632-081-005369 | WILLIAM MICHAEL THROWER
6172 | Permanently Closed | 1990-02-21 06:00 | 1957-01-01 06:00 | 1990-02-22 06:00 | Petroleum | Used oil | Used oil |  | Steel | Steel | Coated & cathodic protection (sti-P3) |  | Steel |  | 1901-01-01 06:00 | Field installed cathodic protection | [14 empty] | UST Currently In Use: 0; UST Temp Close: 0; AST Currently In Use: 0; AST Temp Closed: 0 | 0 | 0 | 8 | 24632-081-005369 | WILLIAM MICHAEL THROWER
6173 | Permanently Closed | 1990-02-21 06:00 | 1957-01-01 06:00 | 1990-02-22 06:00 | Petroleum | Unleaded gasoline | Unleaded gasoline |  | Steel | Steel |  | Painted or None | Steel |  | 1901-01-01 06:00 | Field installed cathodic protection | [14 empty] | UST Currently In Use: 0; UST Temp Close: 0; AST Currently In Use: 0; AST Temp Closed: 0 | 0 | 0 | 8 | 24632-081-005369 | WILLIAM MICHAEL THROWER
6174 | Permanently Closed | 1901-01-01 06:00 | 1968-01-01 06:00 | 1988-10-24 06:00 | Petroleum | Unleaded gasoline | Unleaded gasoline |  | Steel | Steel |  | Painted or None | Steel |  | 1901-01-01 06:00 | [15 empty] | UST Currently In Use: 3; UST Temp Close: 0; AST Currently In Use: 0; AST Temp Closed: 0 | 3 | 0 | 4 | 14801-083-005355 | OILOP, INC.
6175 | Permanently Closed | 1901-01-01 06:00 | 1968-01-01 06:00 | 1988-10-24 06:00 | Petroleum | Unleaded gasoline | Unleaded gasoline |  | Steel | Steel |  | Painted or None | Steel |  | 1901-01-01 06:00 | [15 empty] | UST Currently In Use: 3; UST Temp Close: 0; AST Currently In Use: 0; AST Temp Closed: 0 | 3 | 0 | 4 | 14801-083-005355 | OILOP, INC.
6176 | Permanently Closed | 1901-01-01 06:00 | 1968-01-01 06:00 | 1988-10-24 06:00 | Petroleum | Unleaded gasoline | Unleaded gasoline |  | Steel | Steel |  | Painted or None | Steel |  | 1901-01-01 06:00 | [15 empty] | UST Currently In Use: 3; UST Temp Close: 0; AST Currently In Use: 0; AST Temp Closed: 0 | 3 | 0 | 4 | 14801-083-005355 | OILOP, INC.
6177 | Permanently Closed | 1901-01-01 06:00 | 1968-01-01 06:00 | 1988-10-24 06:00 | Petroleum | Used oil | Used oil |  | Steel | Steel |  | Painted or None | Steel |  | 1901-01-01 06:00 | [15 empty] | UST Currently In Use: 3; UST Temp Close: 0; AST Currently In Use: 0; AST Temp Closed: 0 | 3 | 0 | 4 | 14801-083-005355 | OILOP, INC.
6178 | Currently in Use |  | 1988-01-01 06:00 |  | Petroleum | Unleaded gasoline | Unleaded gasoline | Retail | Fiberglass reinforced plastic | Fiberglass reinforced plastic |  |  | Fiberglass reinforced plastic |  | 1901-01-01 06:00 |  | Catchment Basin, Single walled catchment basin | Flow Rest 90% Full | Flow Rest 90% Full | Interstitial Monitoring within Secondary Containment |  | Continuous Automatic Tank Gauge |  | Automatic flow restrictor (MLLD) | Automatic flow restrictor (MLLD) |  |  | Annual line testing | Annual line testing |  | UST Currently In Use: 3; UST Temp Close: 0; AST Currently In Use: 0; AST Temp Closed: 0 | 3 | 0 | 4 | 14801-083-005355 | OILOP, INC.
6179 | Currently in Use |  | 1988-01-01 06:00 |  | Petroleum | On road diesel | On road diesel | Retail | Fiberglass reinforced plastic | Fiberglass reinforced plastic |  |  | Fiberglass reinforced plastic |  | 1901-01-01 06:00 |  | Catchment Basin, Single walled catchment basin | Flow Rest 90% Full | Flow Rest 90% Full | Interstitial Monitoring within Secondary Containment |  | Continuous Automatic Tank Gauge |  | Automatic flow restrictor (MLLD) | Automatic flow restrictor (MLLD) |  |  | Annual line testing | Annual line testing |  | UST Currently In Use: 3; UST Temp Close: 0; AST Currently In Use: 0; AST Temp Closed: 0 | 3 | 0 | 4 | 14801-083-005355 | OILOP, INC.
6180 | Currently in Use |  | 1988-01-01 06:00 |  | Petroleum | Premium gasoline | Premium gasoline | Retail | Fiberglass reinforced plastic | Fiberglass reinforced plastic |  |  | Fiberglass reinforced plastic |  | 1901-01-01 06:00 |  | Catchment Basin, Single walled catchment basin | Flow Rest 90% Full | Flow Rest 90% Full | Interstitial Monitoring within Secondary Containment |  | Continuous Automatic Tank Gauge |  | Automatic flow restrictor (MLLD) | Automatic flow restrictor (MLLD) |  |  | Annual line testing | Annual line testing |  | UST Currently In Use: 3; UST Temp Close: 0; AST Currently In Use: 0; AST Temp Closed: 0 | 3 | 0 | 4 | 14801-083-005355 | OILOP, INC.
6181 | Permanently Closed | 1901-01-01 06:00 | 1966-01-01 06:00 | 1988-06-01 06:00 | Petroleum | Unleaded gasoline | Unleaded gasoline |  | Steel | Steel | Coated & cathodic protection (sti-P3) |  | Steel |  | 1901-01-01 06:00 | Field installed cathodic protection | [14 empty] | UST Currently In Use: 0; UST Temp Close: 0; AST Currently In Use: 0; AST Temp Closed: 0 | 0 | 0 | 4 | 10950-087-005229 | CHEVRON USA PRODUCTS CO/ENVIR M A
6182 | Permanently Closed | 1901-01-01 06:00 | 1966-01-01 06:00 | 1988-06-01 06:00 | Petroleum | Unleaded gasoline | Unleaded gasoline |  | Steel | Steel | Coated & cathodic protection (sti-P3) |  | Steel |  | 1901-01-01 06:00 | Field installed cathodic protection | [14 empty] | UST Currently In Use: 0; UST Temp Close: 0; AST Currently In Use: 0; AST Temp Closed: 0 | 0 | 0 | 4 | 10950-087-005229 | CHEVRON USA PRODUCTS CO/ENVIR M A
6183 | Permanently Closed | 1901-01-01 06:00 | 1966-01-01 06:00 | 1988-06-01 06:00 | Petroleum | Unleaded gasoline | Unleaded gasoline |  | Steel | Steel | Coated & cathodic protection (sti-P3) |  | Steel |  | 1901-01-01 06:00 | Field installed cathodic protection | [14 empty] | UST Currently In Use: 0; UST Temp Close: 0; AST Currently In Use: 0; AST Temp Closed: 0 | 0 | 0 | 4 | 10950-087-005229 | CHEVRON USA PRODUCTS CO/ENVIR M A
6184 | Permanently Closed | 1901-01-01 06:00 | 1966-01-01 06:00 | 1988-06-01 06:00 | Petroleum | Used oil | Used oil |  | Steel | Steel | Coated & cathodic protection (sti-P3) |  | Steel |  | 1901-01-01 06:00 | Field installed cathodic protection | [14 empty] | UST Currently In Use: 0; UST Temp Close: 0; AST Currently In Use: 0; AST Temp Closed: 0 | 0 | 0 | 4 | 10950-087-005229 | CHEVRON USA PRODUCTS CO/ENVIR M A
6185 | Permanently Closed | 1901-01-01 06:00 | 1967-01-01 06:00 | 1989-02-21 06:00 | Petroleum | Unleaded gasoline | Unleaded gasoline |  | Steel | Steel |  | Painted or None | Steel |  | 1901-01-01 06:00 | [15 empty] | UST Currently In Use: 0; UST Temp Close: 0; AST Currently In Use: 0; AST Temp Closed: 0 | 0 | 0 | 4 | 10950-087-005306 | CHEVRON USA PRODUCTS CO/ENVIR M A
6186 | Permanently Closed | 1901-01-01 06:00 | 1967-01-01 06:00 | 1989-02-21 06:00 | Petroleum | Unleaded gasoline | Unleaded gasoline |  | Steel | Steel |  | Painted or None | Steel |  | 1901-01-01 06:00 | [15 empty] | UST Currently In Use: 0; UST Temp Close: 0; AST Currently In Use: 0; AST Temp Closed: 0 | 0 | 0 | 4 | 10950-087-005306 | CHEVRON USA PRODUCTS CO/ENVIR M A
6187 | Permanently Closed | 1901-01-01 06:00 | 1967-01-01 06:00 | 1989-02-21 06:00 | Petroleum | Unleaded gasoline | Unleaded gasoline |  | Steel | Steel |  | Painted or None | Steel |  | 1901-01-01 06:00 | [15 empty] | UST Currently In Use: 0; UST Temp Close: 0; AST Currently In Use: 0; AST Temp Closed: 0 | 0 | 0 | 4 | 10950-087-005306 | CHEVRON USA PRODUCTS CO/ENVIR M A
6188 | Permanently Closed | 1901-01-01 06:00 | 1967-01-01 06:00 | 1989-02-21 06:00 | Petroleum | Used oil | Used oil |  | Steel | Steel |  | Painted or None | Steel |  | 1901-01-01 06:00 | [15 empty] | UST Currently In Use: 0; UST Temp Close: 0; AST Currently In Use: 0; AST Temp Closed: 0 | 0 | 0 | 4 | 10950-087-005306 | CHEVRON USA PRODUCTS CO/ENVIR M A
6189 | Permanently Closed | 1901-01-01 06:00 | 1981-01-01 06:00 | 1988-10-17 06:00 | Petroleum | Unleaded gasoline | Unleaded gasoline |  | Fiberglass reinforced plastic | Fiberglass reinforced plastic |  |  | Fiberglass reinforced plastic |  | 1901-01-01 06:00 | [15 empty] | UST Currently In Use: 3; UST Temp Close: 0; AST Currently In Use: 0; AST Temp Closed: 0 | 3 | 0 | 4 | 19766-089-005256 | SHERYL & JOE SPRAY
6190 | Permanently Closed | 1901-01-01 06:00 | 1981-01-01 06:00 | 1988-10-17 06:00 | Petroleum | Unleaded gasoline | Unleaded gasoline |  | Fiberglass reinforced plastic | Fiberglass reinforced plastic |  |  | Fiberglass reinforced plastic |  | 1901-01-01 06:00 | [15 empty] | UST Currently In Use: 3; UST Temp Close: 0; AST Currently In Use: 0; AST Temp Closed: 0 | 3 | 0 | 4 | 19766-089-005256 | SHERYL & JOE SPRAY
6191 | Permanently Closed | 1901-01-01 06:00 | 1981-01-01 06:00 | 1988-10-17 06:00 | Petroleum | Unleaded gasoline | Unleaded gasoline |  | Fiberglass reinforced plastic | Fiberglass reinforced plastic |  |  | Fiberglass reinforced plastic |  | 1901-01-01 06:00 | [15 empty] | UST Currently In Use: 3; UST Temp Close: 0; AST Currently In Use: 0; AST Temp Closed: 0 | 3 | 0 | 4 | 19766-089-005256 | SHERYL & JOE SPRAY
6192 | Permanently Closed | 1901-01-01 06:00 | 1981-01-01 06:00 | 1988-10-17 06:00 | Petroleum | Used oil | Used oil |  | Fiberglass reinforced plastic | Fiberglass reinforced plastic |  |  | Fiberglass reinforced plastic |  | 1901-01-01 06:00 | [15 empty] | UST Currently In Use: 3; UST Temp Close: 0; AST Currently In Use: 0; AST Temp Closed: 0 | 3 | 0 | 4 | 19766-089-005256 | SHERYL & JOE SPRAY
6193 | Currently in Use |  | 1988-01-01 06:00 |  | Petroleum | Unleaded gasoline | Unleaded gasoline | Retail | Double Wall, Fiberglass reinforced plastic | Fiberglass reinforced plastic |  |  | Fiberglass reinforced plastic, Single Wall |  | 1901-01-01 06:00 |  | Catchment Basin, Single walled catchment basin | Automatic shutoff device At 95% full, Flow Rest 90% Full | Flow Rest 90% Full |  |  | Continuous Automatic Tank Gauge |  | Automatic flow restrictor (MLLD) | Automatic flow restrictor (MLLD) |  |  | Annual line testing | Annual line testing |  | UST Currently In Use: 3; UST Temp Close: 0; AST Currently In Use: 0; AST Temp Closed: 0 | 3 | 0 | 4 | 19766-089-005256 | SHERYL & JOE SPRAY
6194 | Currently in Use |  | 1988-01-01 06:00 |  | Petroleum | Premium gasoline | Premium gasoline | Retail | Double Wall, Fiberglass reinforced plastic | Fiberglass reinforced plastic |  |  | Fiberglass reinforced plastic, Single Wall |  | 1901-01-01 06:00 |  | Catchment Basin, Single walled catchment basin | Flow Rest 90% Full | Flow Rest 90% Full |  |  | Continuous Automatic Tank Gauge |  | Automatic flow restrictor (MLLD) | Automatic flow restrictor (MLLD) |  |  | Annual line testing | Annual line testing |  | UST Currently In Use: 3; UST Temp Close: 0; AST Currently In Use: 0; AST Temp Closed: 0 | 3 | 0 | 4 | 19766-089-005256 | SHERYL & JOE SPRAY
6195 | Currently in Use |  | 1988-01-01 06:00 |  | Petroleum | Mid-grade gasoline | Mid-grade gasoline | Retail | Double Wall, Fiberglass reinforced plastic | Fiberglass reinforced plastic |  |  | Fiberglass reinforced plastic, Single Wall |  | 1901-01-01 06:00 |  | Catchment Basin, Single walled catchment basin | Flow Rest 90% Full | Flow Rest 90% Full |  |  | Continuous Automatic Tank Gauge |  | Automatic flow restrictor (MLLD) | Automatic flow restrictor (MLLD) |  |  | Annual line testing | Annual line testing |  | UST Currently In Use: 3; UST Temp Close: 0; AST Currently In Use: 0; AST Temp Closed: 0 | 3 | 0 | 4 | 19766-089-005256 | SHERYL & JOE SPRAY
6196 | Permanently Closed | 1990-02-07 06:00 | 1968-01-01 06:00 | 1990-02-27 06:00 | Petroleum | Unleaded gasoline | Unleaded gasoline |  | Steel | Steel |  | Painted or None | Steel |  | 1901-01-01 06:00 | [15 empty] | UST Currently In Use: 0; UST Temp Close: 0; AST Currently In Use: 0; AST Temp Closed: 0 | 0 | 0 | 4 | 10950-089-005257 | CHEVRON USA PRODUCTS CO/ENVIR M A
6197 | Permanently Closed | 1990-02-07 06:00 | 1968-01-01 06:00 | 1990-02-07 06:00 | Petroleum | Unleaded gasoline | Unleaded gasoline |  | Steel | Steel |  | Painted or None | Steel |  | 1901-01-01 06:00 | [15 empty] | UST Currently In Use: 0; UST Temp Close: 0; AST Currently In Use: 0; AST Temp Closed: 0 | 0 | 0 | 4 | 10950-089-005257 | CHEVRON USA PRODUCTS CO/ENVIR M A
6198 | Permanently Closed | 1990-02-07 06:00 | 1968-01-01 06:00 | 1990-02-07 06:00 | Petroleum | Unleaded gasoline | Unleaded gasoline |  | Steel | Steel |  | Painted or None | Steel |  | 1901-01-01 06:00 | [15 empty] | UST Currently In Use: 0; UST Temp Close: 0; AST Currently In Use: 0; AST Temp Closed: 0 | 0 | 0 | 4 | 10950-089-005257 | CHEVRON USA PRODUCTS CO/ENVIR M A
6199 | Permanently Closed | 1990-02-07 06:00 | 1968-01-01 06:00 | 1990-02-07 06:00 | Petroleum | Used oil | Used oil |  | Steel | Steel |  | Painted or None | Steel |  | 1901-01-01 06:00 | [15 empty] | UST Currently In Use: 0; UST Temp Close: 0; AST Currently In Use: 0; AST Temp Closed: 0 | 0 | 0 | 4 | 10950-089-005257 | CHEVRON USA PRODUCTS CO/ENVIR M A
6200 | Permanently Closed | 1989-12-05 06:00 | 1964-01-01 06:00 | 1989-12-05 06:00 | Petroleum | Unleaded gasoline | Unleaded gasoline |  | Steel | Steel | Coated & cathodic protection (sti-P3) |  | Steel |  | 1901-01-01 06:00 | Field installed cathodic protection | [14 empty] | UST Currently In Use: 0; UST Temp Close: 0; AST Currently In Use: 0; AST Temp Closed: 0 | 0 | 0 | 5 | 10950-089-005258 | CHEVRON USA PRODUCTS CO/ENVIR M A
6201 | Permanently Closed | 1989-12-05 06:00 | 1964-01-01 06:00 | 1989-12-05 06:00 | Petroleum | Unleaded gasoline | Unleaded gasoline |  | Steel | Steel | Coated & cathodic protection (sti-P3) |  | Steel |  | 1901-01-01 06:00 | Field installed cathodic protection | [14 empty] | UST Currently In Use: 0; UST Temp Close: 0; AST Currently In Use: 0; AST Temp Closed: 0 | 0 | 0 | 5 | 10950-089-005258 | CHEVRON USA PRODUCTS CO/ENVIR M A
6202 | Permanently Closed | 1989-12-05 06:00 | 1964-01-01 06:00 | 1989-12-05 06:00 | Petroleum | Unleaded gasoline | Unleaded gasoline |  | Steel | Steel | Coated & cathodic protection (sti-P3) |  | Steel |  | 1901-01-01 06:00 | Field installed cathodic protection | [14 empty] | UST Currently In Use: 0; UST Temp Close: 0; AST Currently In Use: 0; AST Temp Closed: 0 | 0 | 0 | 5 | 10950-089-005258 | CHEVRON USA PRODUCTS CO/ENVIR M A
6203 | Permanently Closed | 1989-12-05 06:00 | 1964-01-01 06:00 | 1989-12-05 06:00 | Petroleum | Unleaded gasoline | Unleaded gasoline |  | Steel | Steel | Coated & cathodic protection (sti-P3) |  | Steel |  | 1901-01-01 06:00 | Field installed cathodic protection | [14 empty] | UST Currently In Use: 0; UST Temp Close: 0; AST Currently In Use: 0; AST Temp Closed: 0 | 0 | 0 | 5 | 10950-089-005258 | CHEVRON USA PRODUCTS CO/ENVIR M A
6204 | Permanently Closed | 1989-12-05 06:00 | 1964-01-01 06:00 | 1989-12-05 06:00 | Petroleum | Used oil | Used oil |  | Steel | Steel | Coated & cathodic protection (sti-P3) |  | Steel |  | 1901-01-01 06:00 | Field installed cathodic protection | [14 empty] | UST Currently In Use: 0; UST Temp Close: 0; AST Currently In Use: 0; AST Temp Closed: 0 | 0 | 0 | 5 | 10950-089-005258 | CHEVRON USA PRODUCTS CO/ENVIR M A
6205 | Permanently Closed | 1901-01-01 06:00 | 1964-01-01 06:00 | 1988-04-04 06:00 | Petroleum | Unleaded gasoline | Unleaded gasoline |  | Steel | Steel | Coated & cathodic protection (sti-P3) |  | Steel |  | 1901-01-01 06:00 | Field installed cathodic protection | [14 empty] | UST Currently In Use: 0; UST Temp Close: 0; AST Currently In Use: 0; AST Temp Closed: 0 | 0 | 0 | 4 | 10950-089-005259 | CHEVRON USA PRODUCTS CO/ENVIR M A
6206 | Permanently Closed | 1901-01-01 06:00 | 1964-01-01 06:00 | 1988-04-04 06:00 | Petroleum | Unleaded gasoline | Unleaded gasoline |  | Steel | Steel | Coated & cathodic protection (sti-P3) |  | Steel |  | 1901-01-01 06:00 | Field installed cathodic protection | [14 empty] | UST Currently In Use: 0; UST Temp Close: 0; AST Currently In Use: 0; AST Temp Closed: 0 | 0 | 0 | 4 | 10950-089-005259 | CHEVRON USA PRODUCTS CO/ENVIR M A
6207 | Permanently Closed | 1901-01-01 06:00 | 1964-01-01 06:00 | 1988-04-04 06:00 | Petroleum | Unleaded gasoline | Unleaded gasoline |  | Steel | Steel | Coated & cathodic protection (sti-P3) |  | Steel |  | 1901-01-01 06:00 | Field installed cathodic protection | [14 empty] | UST Currently In Use: 0; UST Temp Close: 0; AST Currently In Use: 0; AST Temp Closed: 0 | 0 | 0 | 4 | 10950-089-005259 | CHEVRON USA PRODUCTS CO/ENVIR M A
6208 | Permanently Closed | 1901-01-01 06:00 | 1964-01-01 06:00 | 1988-04-04 06:00 | Petroleum | Used oil | Used oil |  | Steel | Steel | Coated & cathodic protection (sti-P3) |  | Steel |  | 1901-01-01 06:00 | Field installed cathodic protection | [14 empty] | UST Currently In Use: 0; UST Temp Close: 0; AST Currently In Use: 0; AST Temp Closed: 0 | 0 | 0 | 4 | 10950-089-005259 | CHEVRON USA PRODUCTS CO/ENVIR M A
6209 | Permanently Closed | 1901-01-01 06:00 | 1975-01-01 06:00 | 1988-12-19 06:00 | Petroleum | Unleaded gasoline | Unleaded gasoline |  | Steel | Steel |  | Painted or None | Steel |  | 1901-01-01 06:00 | [15 empty] | UST Currently In Use: 0; UST Temp Close: 0; AST Currently In Use: 0; AST Temp Closed: 0 | 0 | 0 | 6 | 10950-089-005260 | CHEVRON USA PRODUCTS CO/ENVIR M A
6210 | Permanently Closed | 1901-01-01 06:00 | 1975-01-01 06:00 | 1988-12-19 06:00 | Petroleum | Unleaded gasoline | Unleaded gasoline |  | Steel | Steel |  | Painted or None | Steel |  | 1901-01-01 06:00 | [15 empty] | UST Currently In Use: 0; UST Temp Close: 0; AST Currently In Use: 0; AST Temp Closed: 0 | 0 | 0 | 6 | 10950-089-005260 | CHEVRON USA PRODUCTS CO/ENVIR M A
6211 | Permanently Closed | 1901-01-01 06:00 | 1975-01-01 06:00 | 1988-12-19 06:00 | Petroleum | Unleaded gasoline | Unleaded gasoline |  | Steel | Steel |  | Painted or None | Steel |  | 1901-01-01 06:00 | [15 empty] | UST Currently In Use: 0; UST Temp Close: 0; AST Currently In Use: 0; AST Temp Closed: 0 | 0 | 0 | 6 | 10950-089-005260 | CHEVRON USA PRODUCTS CO/ENVIR M A
6212 | Permanently Closed | 1901-01-01 06:00 | 1975-01-01 06:00 | 1988-12-19 06:00 | Petroleum | Unleaded gasoline | Unleaded gasoline |  | Steel | Steel |  | Painted or None | Steel |  | 1901-01-01 06:00 | [15 empty] | UST Currently In Use: 0; UST Temp Close: 0; AST Currently In Use: 0; AST Temp Closed: 0 | 0 | 0 | 6 | 10950-089-005260 | CHEVRON USA PRODUCTS CO/ENVIR M A
6213 | Permanently Closed | 1901-01-01 06:00 | 1975-01-01 06:00 | 1988-12-19 06:00 | Petroleum | Unleaded gasoline | Unleaded gasoline |  | Steel | Steel |  | Painted or None | Steel |  | 1901-01-01 06:00 | [15 empty] | UST Currently In Use: 0; UST Temp Close: 0; AST Currently In Use: 0; AST Temp Closed: 0 | 0 | 0 | 6 | 10950-089-005260 | CHEVRON USA PRODUCTS CO/ENVIR M A
6214 | Permanently Closed | 1901-01-01 06:00 | 1980-01-01 06:00 | 1988-12-19 06:00 | Petroleum | Used oil | Used oil |  | Steel | Steel |  | Painted or None | Steel |  | 1901-01-01 06:00 | [15 empty] | UST Currently In Use: 0; UST Temp Close: 0; AST Currently In Use: 0; AST Temp Closed: 0 | 0 | 0 | 6 | 10950-089-005260 | CHEVRON USA PRODUCTS CO/ENVIR M A
6215 | Permanently Closed | 1901-01-01 06:00 | 1961-01-01 06:00 | 1989-10-10 06:00 | Petroleum | Unleaded gasoline | Unleaded gasoline |  | Steel | Steel | Coated & cathodic protection (sti-P3) |  | Steel |  | 1901-01-01 06:00 | Field installed cathodic protection | [14 empty] | UST Currently In Use: 0; UST Temp Close: 0; AST Currently In Use: 0; AST Temp Closed: 0 | 0 | 0 | 6 | 10950-089-005340 | CHEVRON USA PRODUCTS CO/ENVIR M A
6216 | Permanently Closed | 1901-01-01 06:00 | 1961-01-01 06:00 | 1989-10-10 06:00 | Petroleum | Unleaded gasoline | Unleaded gasoline |  | Steel | Steel | Coated & cathodic protection (sti-P3) |  | Steel |  | 1901-01-01 06:00 | Field installed cathodic protection | [14 empty] | UST Currently In Use: 0; UST Temp Close: 0; AST Currently In Use: 0; AST Temp Closed: 0 | 0 | 0 | 6 | 10950-089-005340 | CHEVRON USA PRODUCTS CO/ENVIR M A
6217 | Permanently Closed | 1901-01-01 06:00 | 1961-01-01 06:00 | 1989-10-10 06:00 | Petroleum | Unleaded gasoline | Unleaded gasoline |  | Steel | Steel | Coated & cathodic protection (sti-P3) |  | Steel |  | 1901-01-01 06:00 | Field installed cathodic protection | [14 empty] | UST Currently In Use: 0; UST Temp Close: 0; AST Currently In Use: 0; AST Temp Closed: 0 | 0 | 0 | 6 | 10950-089-005340 | CHEVRON USA PRODUCTS CO/ENVIR M A
6218 | Permanently Closed | 1989-10-10 06:00 | 1961-01-01 06:00 | 1989-10-10 06:00 | Petroleum | Unleaded gasoline | Unleaded gasoline |  | Steel | Steel | Coated & cathodic protection (sti-P3) |  | Steel |  | 1901-01-01 06:00 | Field installed cathodic protection | [14 empty] | UST Currently In Use: 0; UST Temp Close: 0; AST Currently In Use: 0; AST Temp Closed: 0 | 0 | 0 | 6 | 10950-089-005340 | CHEVRON USA PRODUCTS CO/ENVIR M A
6219 | Permanently Closed | 1989-10-10 06:00 | 1961-01-01 06:00 | 1989-10-10 06:00 | Petroleum | Unleaded gasoline | Unleaded gasoline |  | Steel | Steel | Coated & cathodic protection (sti-P3) |  | Steel |  | 1901-01-01 06:00 | Field installed cathodic protection | [14 empty] | UST Currently In Use: 0; UST Temp Close: 0; AST Currently In Use: 0; AST Temp Closed: 0 | 0 | 0 | 6 | 10950-089-005340 | CHEVRON USA PRODUCTS CO/ENVIR M A
6220 | Permanently Closed | 1989-10-10 06:00 | 1961-01-01 06:00 | 1989-10-10 06:00 | Petroleum | Used oil | Used oil |  | Steel | Steel | Coated & cathodic protection (sti-P3) |  | Steel |  | 1901-01-01 06:00 | Field installed cathodic protection | [14 empty] | UST Currently In Use: 0; UST Temp Close: 0; AST Currently In Use: 0; AST Temp Closed: 0 | 0 | 0 | 6 | 10950-089-005340 | CHEVRON USA PRODUCTS CO/ENVIR M A
6221 | Permanently Closed | 1901-01-01 06:00 | 1968-01-01 06:00 | 1988-04-01 06:00 | Petroleum | Unleaded gasoline | Unleaded gasoline |  | Steel | Steel |  | Painted or None | Steel |  | 1901-01-01 06:00 | [15 empty] | UST Currently In Use: 0; UST Temp Close: 0; AST Currently In Use: 0; AST Temp Closed: 0 | 0 | 0 | 4 | 10950-089-005341 | CHEVRON USA PRODUCTS CO/ENVIR M A
6222 | Permanently Closed | 1901-01-01 06:00 | 1968-01-01 06:00 | 1988-04-01 06:00 | Petroleum | Unleaded gasoline | Unleaded gasoline |  | Steel | Steel |  | Painted or None | Steel |  | 1901-01-01 06:00 | [15 empty] | UST Currently In Use: 0; UST Temp Close: 0; AST Currently In Use: 0; AST Temp Closed: 0 | 0 | 0 | 4 | 10950-089-005341 | CHEVRON USA PRODUCTS CO/ENVIR M A
6223 | Permanently Closed | 1901-01-01 06:00 | 1968-01-01 06:00 | 1988-04-01 06:00 | Petroleum | Unleaded gasoline | Unleaded gasoline |  | Steel | Steel |  | Painted or None | Steel |  | 1901-01-01 06:00 | [15 empty] | UST Currently In Use: 0; UST Temp Close: 0; AST Currently In Use: 0; AST Temp Closed: 0 | 0 | 0 | 4 | 10950-089-005341 | CHEVRON USA PRODUCTS CO/ENVIR M A
6224 | Permanently Closed | 1901-01-01 06:00 | 1968-01-01 06:00 | 1988-04-01 06:00 | Petroleum | Used oil | Used oil |  | Steel | Steel |  | Painted or None | Steel |  | 1901-01-01 06:00 | [15 empty] | UST Currently In Use: 0; UST Temp Close: 0; AST Currently In Use: 0; AST Temp Closed: 0 | 0 | 0 | 4 | 10950-089-005341 | CHEVRON USA PRODUCTS CO/ENVIR M A
6225 | Currently in Use |  | 1989-01-01 06:00 |  | Petroleum | Premium gasoline | Premium gasoline | Retail | Fiberglass reinforced plastic | Fiberglass reinforced plastic |  |  | Fiberglass reinforced plastic |  | 1901-01-01 06:00 |  | Catchment Basin, Single walled catchment basin | Flow Rest 90% Full | Flow Rest 90% Full |  |  | Continuous Automatic Tank Gauge |  | Automatic flow restrictor (MLLD) | Automatic flow restrictor (MLLD) |  |  | Annual line testing | Annual line testing |  | UST Currently In Use: 3; UST Temp Close: 0; AST Currently In Use: 0; AST Temp Closed: 0 | 3 | 0 | 4 | 21753-089-013745 | FARZANEH, INC.
6226 | Currently in Use |  | 1989-01-01 06:00 |  | Petroleum | On road diesel | On road diesel | Retail | Fiberglass reinforced plastic | Fiberglass reinforced plastic |  |  | Fiberglass reinforced plastic |  | 1901-01-01 06:00 |  | Catchment Basin, Single walled catchment basin | Flow Rest 90% Full | Flow Rest 90% Full |  |  | Continuous Automatic Tank Gauge |  | Automatic flow restrictor (MLLD) | Automatic flow restrictor (MLLD) |  |  | Annual line testing | Annual line testing |  | UST Currently In Use: 3; UST Temp Close: 0; AST Currently In Use: 0; AST Temp Closed: 0 | 3 | 0 | 4 | 21753-089-013745 | FARZANEH, INC.
6227 | Currently in Use |  | 1989-01-01 06:00 |  | Petroleum | Unleaded gasoline | Unleaded gasoline | Retail | Fiberglass reinforced plastic | Fiberglass reinforced plastic |  |  | Fiberglass reinforced plastic |  | 1901-01-01 06:00 |  | Catchment Basin, Single walled catchment basin | Flow Rest 90% Full | Flow Rest 90% Full |  |  | Continuous Automatic Tank Gauge |  | Automatic flow restrictor (MLLD) | Automatic flow restrictor (MLLD) |  |  | Annual line testing | Annual line testing |  | UST Currently In Use: 3; UST Temp Close: 0; AST Currently In Use: 0; AST Temp Closed: 0 | 3 | 0 | 4 | 21753-089-013745 | FARZANEH, INC.
6228 | Permanently Closed | 1989-01-01 06:00 | 1907-01-01 06:00 | 1989-01-16 06:00 | Petroleum | Unleaded gasoline | Unleaded gasoline |  | Steel | Steel |  |  | Steel |  | 1901-01-01 06:00 | [15 empty] | UST Currently In Use: 3; UST Temp Close: 0; AST Currently In Use: 0; AST Temp Closed: 0 | 3 | 0 | 4 | 21753-089-013745 | FARZANEH, INC.
6229 | Permanently Closed | 1989-01-01 06:00 | 1907-01-01 06:00 | 1989-01-16 06:00 | Petroleum | On road diesel | On road diesel |  | Steel | Steel |  |  | Steel |  | 1901-01-01 06:00 | [15 empty] | UST Currently In Use: 3; UST Temp Close: 0; AST Currently In Use: 0; AST Temp Closed: 0 | 3 | 0 | 4 | 21753-089-013745 | FARZANEH, INC.
6230 | Permanently Closed | 1989-01-01 06:00 | 1907-01-01 06:00 | 1989-01-16 06:00 | Petroleum | Unleaded gasoline | Unleaded gasoline |  | Steel | Steel |  |  | Steel |  | 1901-01-01 06:00 | [15 empty] | UST Currently In Use: 3; UST Temp Close: 0; AST Currently In Use: 0; AST Temp Closed: 0 | 3 | 0 | 4 | 21753-089-013745 | FARZANEH, INC.
6231 | Permanently Closed | 1989-01-01 06:00 | 1907-01-01 06:00 | 1989-01-16 06:00 | Petroleum | On road diesel | On road diesel |  | Steel | Steel |  |  | Steel |  | 1901-01-01 06:00 | [15 empty] | UST Currently In Use: 3; UST Temp Close: 0; AST Currently In Use: 0; AST Temp Closed: 0 | 3 | 0 | 4 | 21753-089-013745 | FARZANEH, INC.
6232 | Permanently Closed | 1901-01-01 06:00 | 1966-01-01 06:00 | 1988-10-01 06:00 | Petroleum | Unleaded gasoline | Unleaded gasoline |  | Steel | Steel |  | Painted or None | Fiberglass reinforced plastic |  | 1901-01-01 06:00 | [15 empty] | UST Currently In Use: 3; UST Temp Close: 0; AST Currently In Use: 0; AST Temp Closed: 0 | 3 | 0 | 5 | 15201-095-005343 | VULCAN OIL COMPANY INC.
6233 | Permanently Closed | 1901-01-01 06:00 | 1966-01-01 06:00 | 1988-10-01 06:00 | Petroleum | Unleaded gasoline | Unleaded gasoline |  | Steel | Steel |  | Painted or None | Fiberglass reinforced plastic |  | 1901-01-01 06:00 | [15 empty] | UST Currently In Use: 3; UST Temp Close: 0; AST Currently In Use: 0; AST Temp Closed: 0 | 3 | 0 | 5 | 15201-095-005343 | VULCAN OIL COMPANY INC.
6234 | Permanently Closed | 1901-01-01 06:00 | 1966-01-01 06:00 | 1988-10-01 06:00 | Petroleum | Unleaded gasoline | Unleaded gasoline |  | Steel | Steel |  | Painted or None | Fiberglass reinforced plastic |  | 1901-01-01 06:00 | [15 empty] | UST Currently In Use: 3; UST Temp Close: 0; AST Currently In Use: 0; AST Temp Closed: 0 | 3 | 0 | 5 | 15201-095-005343 | VULCAN OIL COMPANY INC.
6235 | Permanently Closed | 1901-01-01 06:00 | 1966-01-01 06:00 | 1988-10-01 06:00 | Petroleum | Used oil | Used oil |  | Steel | Steel |  | Painted or None | Steel |  | 1901-01-01 06:00 | [15 empty] | UST Currently In Use: 3; UST Temp Close: 0; AST Currently In Use: 0; AST Temp Closed: 0 | 3 | 0 | 5 | 15201-095-005343 | VULCAN OIL COMPANY INC.
6236 | Currently in Use |  | 1988-01-01 06:00 |  | Petroleum | Unleaded gasoline | Unleaded gasoline | Retail | Double Wall, Fiberglass reinforced plastic | Fiberglass reinforced plastic |  |  | Double Wall, Fiberglass reinforced plastic |  | 1901-01-01 06:00 |  | Catchment Basin, Single walled catchment basin | Flow Rest 90% Full | Flow Rest 90% Full | Interstitial Monitoring within Secondary Containment | SENSOR TO ATG | Continuous Automatic Tank Gauge |  | Automatic shutoff device (AELLD) | Automatic shutoff device (AELLD) | [5 empty] | UST Currently In Use: 3; UST Temp Close: 0; AST Currently In Use: 0; AST Temp Closed: 0 | 3 | 0 | 5 | 15201-095-005343 | VULCAN OIL COMPANY INC.
6237 | Currently in Use |  | 1988-01-01 06:00 |  | Petroleum | Premium gasoline | Premium gasoline | Retail | Double Wall, Fiberglass reinforced plastic | Fiberglass reinforced plastic |  |  | Double Wall, Fiberglass reinforced plastic |  | 1901-01-01 06:00 |  | Catchment Basin, Single walled catchment basin | Flow Rest 90% Full | Flow Rest 90% Full | Interstitial Monitoring within Secondary Containment | SENSOR TO ATG | Continuous Automatic Tank Gauge |  | Automatic shutoff device (AELLD) | Automatic shutoff device (AELLD) | [5 empty] | UST Currently In Use: 3; UST Temp Close: 0; AST Currently In Use: 0; AST Temp Closed: 0 | 3 | 0 | 5 | 15201-095-005343 | VULCAN OIL COMPANY INC.
6238 | Currently in Use |  | 1988-01-01 06:00 |  | Petroleum | Unleaded gasoline | Unleaded gasoline | Retail | Double Wall, Fiberglass reinforced plastic | Fiberglass reinforced plastic |  |  | Double Wall, Fiberglass reinforced plastic |  | 1901-01-01 06:00 |  | Catchment Basin, Single walled catchment basin | Flow Rest 90% Full | Flow Rest 90% Full | Interstitial Monitoring within Secondary Containment | SENSOR TO ATG | Continuous Automatic Tank Gauge |  | Automatic shutoff device (AELLD) | Automatic shutoff device (AELLD) | [5 empty] | UST Currently In Use: 3; UST Temp Close: 0; AST Currently In Use: 0; AST Temp Closed: 0 | 3 | 0 | 5 | 15201-095-005343 | VULCAN OIL COMPANY INC.
6239 | Permanently Closed | 1991-08-16 06:00 | 1988-01-01 06:00 | 1991-08-16 06:00 | Petroleum | Used oil | Used oil |  | Fiberglass reinforced plastic | Fiberglass reinforced plastic |  |  | Fiberglass reinforced plastic |  | 1901-01-01 06:00 | [15 empty] | UST Currently In Use: 3; UST Temp Close: 0; AST Currently In Use: 0; AST Temp Closed: 0 | 3 | 0 | 5 | 15201-095-005343 | VULCAN OIL COMPANY INC.
6240 | Permanently Closed | 1901-01-01 06:00 | 1966-01-01 06:00 | 1989-07-01 06:00 | Petroleum | Unleaded gasoline | Unleaded gasoline |  | Steel | Steel | Coated & cathodic protection (sti-P3) |  | Steel |  | 1901-01-01 06:00 | Field installed cathodic protection | [14 empty] | UST Currently In Use: 0; UST Temp Close: 0; AST Currently In Use: 0; AST Temp Closed: 0 | 0 | 0 | 7 | 10950-097-005253 | CHEVRON USA PRODUCTS CO/ENVIR M A
6241 | Permanently Closed | 1901-01-01 06:00 | 1966-01-01 06:00 | 1989-07-01 06:00 | Petroleum | Unleaded gasoline | Unleaded gasoline |  | Steel | Steel | Coated & cathodic protection (sti-P3) |  | Steel |  | 1901-01-01 06:00 | Field installed cathodic protection | [14 empty] | UST Currently In Use: 0; UST Temp Close: 0; AST Currently In Use: 0; AST Temp Closed: 0 | 0 | 0 | 7 | 10950-097-005253 | CHEVRON USA PRODUCTS CO/ENVIR M A
6242 | Permanently Closed | 1901-01-01 06:00 | 1966-01-01 06:00 | 1989-07-01 06:00 | Petroleum | Unleaded gasoline | Unleaded gasoline |  | Steel | Steel | Coated & cathodic protection (sti-P3) |  | Steel |  | 1901-01-01 06:00 | Field installed cathodic protection | [14 empty] | UST Currently In Use: 0; UST Temp Close: 0; AST Currently In Use: 0; AST Temp Closed: 0 | 0 | 0 | 7 | 10950-097-005253 | CHEVRON USA PRODUCTS CO/ENVIR M A
6243 | Permanently Closed | 1901-01-01 06:00 | 1966-01-01 06:00 | 1989-07-01 06:00 | Petroleum | Unleaded gasoline | Unleaded gasoline |  | Steel | Steel | Coated & cathodic protection (sti-P3) |  | Steel |  | 1901-01-01 06:00 | Field installed cathodic protection | [14 empty] | UST Currently In Use: 0; UST Temp Close: 0; AST Currently In Use: 0; AST Temp Closed: 0 | 0 | 0 | 7 | 10950-097-005253 | CHEVRON USA PRODUCTS CO/ENVIR M A
6244 | Permanently Closed | 1901-01-01 06:00 | 1966-01-01 06:00 | 1989-07-01 06:00 | Petroleum | Unleaded gasoline | Unleaded gasoline |  | Steel | Steel | Coated & cathodic protection (sti-P3) |  | Steel |  | 1901-01-01 06:00 | Field installed cathodic protection | [14 empty] | UST Currently In Use: 0; UST Temp Close: 0; AST Currently In Use: 0; AST Temp Closed: 0 | 0 | 0 | 7 | 10950-097-005253 | CHEVRON USA PRODUCTS CO/ENVIR M A
6245 | Permanently Closed | 1901-01-01 06:00 | 1966-01-01 06:00 | 1989-07-01 06:00 | Petroleum | Unleaded gasoline | Unleaded gasoline |  | Steel | Steel | Coated & cathodic protection (sti-P3) |  | Steel |  | 1901-01-01 06:00 | Field installed cathodic protection | [14 empty] | UST Currently In Use: 0; UST Temp Close: 0; AST Currently In Use: 0; AST Temp Closed: 0 | 0 | 0 | 7 | 10950-097-005253 | CHEVRON USA PRODUCTS CO/ENVIR M A
6246 | Permanently Closed | 1901-01-01 06:00 | 1966-01-01 06:00 | 1989-07-01 06:00 | Petroleum | Used oil | Used oil |  | Steel | Steel | Coated & cathodic protection (sti-P3) |  | Steel |  | 1901-01-01 06:00 | Field installed cathodic protection | [14 empty] | UST Currently In Use: 0; UST Temp Close: 0; AST Currently In Use: 0; AST Temp Closed: 0 | 0 | 0 | 7 | 10950-097-005253 | CHEVRON USA PRODUCTS CO/ENVIR M A
6247 | Permanently Closed | 1901-01-01 06:00 | 1963-01-01 06:00 | 1987-08-01 06:00 | Petroleum | Unleaded gasoline | Unleaded gasoline |  | Steel | Steel |  | Painted or None | Steel |  | 1901-01-01 06:00 | [15 empty] | UST Currently In Use: 2; UST Temp Close: 0; AST Currently In Use: 0; AST Temp Closed: 0 | 2 | 0 | 7 | 24872-097-005254 | DOLAT, LLC
6248 | Permanently Closed | 1901-01-01 06:00 | 1963-01-01 06:00 | 1987-08-01 06:00 | Petroleum | Unleaded gasoline | Unleaded gasoline |  | Steel | Steel |  | Painted or None | Steel |  | 1901-01-01 06:00 | [15 empty] | UST Currently In Use: 2; UST Temp Close: 0; AST Currently In Use: 0; AST Temp Closed: 0 | 2 | 0 | 7 | 24872-097-005254 | DOLAT, LLC
6249 | Permanently Closed | 1901-01-01 06:00 | 1963-01-01 06:00 | 1987-08-01 06:00 | Petroleum | Unleaded gasoline | Unleaded gasoline |  | Steel | Steel |  | Painted or None | Steel |  | 1901-01-01 06:00 | [15 empty] | UST Currently In Use: 2; UST Temp Close: 0; AST Currently In Use: 0; AST Temp Closed: 0 | 2 | 0 | 7 | 24872-097-005254 | DOLAT, LLC
6250 | Permanently Closed | 1901-01-01 06:00 | 1963-01-01 06:00 | 1987-08-01 06:00 | Petroleum | Unleaded gasoline | Unleaded gasoline |  | Steel | Steel |  | Painted or None | Steel |  | 1901-01-01 06:00 | [15 empty] | UST Currently In Use: 2; UST Temp Close: 0; AST Currently In Use: 0; AST Temp Closed: 0 | 2 | 0 | 7 | 24872-097-005254 | DOLAT, LLC
6251 | Permanently Closed | 1901-01-01 06:00 | 1978-01-01 06:00 | 1987-08-01 06:00 | Petroleum | Unleaded gasoline | Unleaded gasoline |  | Fiberglass reinforced plastic | Fiberglass reinforced plastic |  |  | Fiberglass reinforced plastic |  | 1901-01-01 06:00 | [15 empty] | UST Currently In Use: 2; UST Temp Close: 0; AST Currently In Use: 0; AST Temp Closed: 0 | 2 | 0 | 7 | 24872-097-005254 | DOLAT, LLC
6252 | Permanently Closed | 1901-01-01 06:00 | 1963-01-01 06:00 | 1987-08-01 06:00 | Petroleum | Used oil | Used oil |  | Steel | Steel |  | Painted or None | Steel |  | 1901-01-01 06:00 | [15 empty] | UST Currently In Use: 2; UST Temp Close: 0; AST Currently In Use: 0; AST Temp Closed: 0 | 2 | 0 | 7 | 24872-097-005254 | DOLAT, LLC
6253 | Currently in Use |  | 1983-01-01 06:00 |  | Petroleum | Unleaded gasoline | Unleaded gasoline | Retail | Fiberglass reinforced plastic | Fiberglass reinforced plastic |  |  | Fiberglass reinforced plastic |  | 1901-01-01 06:00 |  | Catchment Basin, Single walled catchment basin | Flow Rest 90% Full | Flow Rest 90% Full |  |  | Continuous Automatic Tank Gauge |  | Automatic flow restrictor (MLLD) | Automatic flow restrictor (MLLD) |  |  | Annual line testing | Annual line testing |  | UST Currently In Use: 2; UST Temp Close: 0; AST Currently In Use: 0; AST Temp Closed: 0 | 2 | 0 | 7 | 24872-097-005254 | DOLAT, LLC
6255 | Currently in Use |  | 1983-01-01 06:00 |  | Petroleum | Premium gasoline | Premium gasoline | Retail | Fiberglass reinforced plastic | Fiberglass reinforced plastic |  |  | Fiberglass reinforced plastic |  | 1901-01-01 06:00 |  | Catchment Basin, Single walled catchment basin | Flow Rest 90% Full | Flow Rest 90% Full |  |  | Continuous Automatic Tank Gauge |  | Automatic flow restrictor (MLLD) | Automatic flow restrictor (MLLD) |  |  | Annual line testing | Annual line testing |  | UST Currently In Use: 2; UST Temp Close: 0; AST Currently In Use: 0; AST Temp Closed: 0 | 2 | 0 | 7 | 24872-097-005254 | DOLAT, LLC
6256 | Permanently Closed | 1992-02-07 06:00 | 1983-01-01 06:00 | 1992-02-07 06:00 | Petroleum | Used oil | Used oil |  | Fiberglass reinforced plastic | Fiberglass reinforced plastic |  |  | Fiberglass reinforced plastic |  | 1901-01-01 06:00 | [15 empty] | UST Currently In Use: 2; UST Temp Close: 0; AST Currently In Use: 0; AST Temp Closed: 0 | 2 | 0 | 7 | 24872-097-005254 | DOLAT, LLC
6257 | Permanently Closed | 1901-01-01 06:00 | 1967-01-01 06:00 | 1988-09-01 06:00 | Petroleum | Unleaded gasoline | Unleaded gasoline |  | Steel | Steel |  | Painted or None | Steel |  | 1901-01-01 06:00 | [15 empty] | UST Currently In Use: 0; UST Temp Close: 0; AST Currently In Use: 0; AST Temp Closed: 0 | 0 | 0 | 5 | 10950-097-005255 | CHEVRON USA PRODUCTS CO/ENVIR M A
6258 | Permanently Closed | 1901-01-01 06:00 | 1967-01-01 06:00 | 1988-09-01 06:00 | Petroleum | Unleaded gasoline | Unleaded gasoline |  | Steel | Steel |  | Painted or None | Steel |  | 1901-01-01 06:00 | [15 empty] | UST Currently In Use: 0; UST Temp Close: 0; AST Currently In Use: 0; AST Temp Closed: 0 | 0 | 0 | 5 | 10950-097-005255 | CHEVRON USA PRODUCTS CO/ENVIR M A
6259 | Permanently Closed | 1901-01-01 06:00 | 1967-01-01 06:00 | 1988-09-01 06:00 | Petroleum | Unleaded gasoline | Unleaded gasoline |  | Steel | Steel |  | Painted or None | Steel |  | 1901-01-01 06:00 | [15 empty] | UST Currently In Use: 0; UST Temp Close: 0; AST Currently In Use: 0; AST Temp Closed: 0 | 0 | 0 | 5 | 10950-097-005255 | CHEVRON USA PRODUCTS CO/ENVIR M A
6260 | Permanently Closed | 1901-01-01 06:00 | 1967-01-01 06:00 | 1988-09-01 06:00 | Petroleum | Unleaded gasoline | Unleaded gasoline |  | Steel | Steel |  | Painted or None | Steel |  | 1901-01-01 06:00 | [15 empty] | UST Currently In Use: 0; UST Temp Close: 0; AST Currently In Use: 0; AST Temp Closed: 0 | 0 | 0 | 5 | 10950-097-005255 | CHEVRON USA PRODUCTS CO/ENVIR M A
6261 | Permanently Closed | 1901-01-01 06:00 | 1967-01-01 06:00 | 1988-09-01 06:00 | Petroleum | Used oil | Used oil |  | Steel | Steel |  | Painted or None | Steel |  | 1901-01-01 06:00 | [15 empty] | UST Currently In Use: 0; UST Temp Close: 0; AST Currently In Use: 0; AST Temp Closed: 0 | 0 | 0 | 5 | 10950-097-005255 | CHEVRON USA PRODUCTS CO/ENVIR M A
6262 | Permanently Closed | 2021-06-03 06:00 | 1980-01-01 06:00 | 2021-06-17 06:00 | Petroleum | Unleaded gasoline | Unleaded gasoline | Retail | Fiberglass reinforced plastic | Fiberglass reinforced plastic |  |  | Fiberglass reinforced plastic |  | 1901-01-01 06:00 |  | Catchment Basin, Single walled catchment basin | Automatic shutoff device At 95% full, Flow Rest 90% Full | Flow Rest 90% Full |  |  | Statistical Inventory Reconciliation (SIR) |  | Automatic flow restrictor (MLLD), Containment Sump | Containment Sump |  |  | Statistical inventory reconciliation (SIR) | Statistical inventory reconciliation (SIR) |  | UST Currently In Use: 0; UST Temp Close: 0; AST Currently In Use: 0; AST Temp Closed: 0 | 0 | 0 | 5 | 14410-097-005325 | MCDONALD OIL COMPANY
6263 | Permanently Closed | 2021-06-03 06:00 | 1980-01-01 06:00 | 2021-06-17 06:00 | Petroleum | Premium gasoline | Premium gasoline | Retail | Fiberglass reinforced plastic | Fiberglass reinforced plastic |  |  | Fiberglass reinforced plastic |  | 1901-01-01 06:00 |  | Catchment Basin, Single walled catchment basin | Automatic shutoff device At 95% full, Flow Rest 90% Full | Flow Rest 90% Full |  |  | Statistical Inventory Reconciliation (SIR) |  | Automatic flow restrictor (MLLD), Containment Sump | Containment Sump |  |  | Statistical inventory reconciliation (SIR) | Statistical inventory reconciliation (SIR) |  | UST Currently In Use: 0; UST Temp Close: 0; AST Currently In Use: 0; AST Temp Closed: 0 | 0 | 0 | 5 | 14410-097-005325 | MCDONALD OIL COMPANY
6264 | Permanently Closed | 2017-12-07 06:00 | 1980-01-01 06:00 | 2021-06-17 06:00 | Petroleum | Premium gasoline | Premium gasoline | Retail | Fiberglass reinforced plastic | Fiberglass reinforced plastic |  |  | Fiberglass reinforced plastic |  | 1901-01-01 06:00 |  | Catchment Basin, Single walled catchment basin | Automatic shutoff device At 95% full, Flow Rest 90% Full | Flow Rest 90% Full |  |  | Statistical Inventory Reconciliation (SIR) |  | Containment Sump | Containment Sump |  |  | Statistical inventory reconciliation (SIR) | Statistical inventory reconciliation (SIR) |  | UST Currently In Use: 0; UST Temp Close: 0; AST Currently In Use: 0; AST Temp Closed: 0 | 0 | 0 | 5 | 14410-097-005325 | MCDONALD OIL COMPANY
6265 | Permanently Closed | 1996-03-07 06:00 | 1980-01-01 06:00 | 1996-03-07 06:00 | Petroleum | Used oil | Used oil |  | Fiberglass reinforced plastic | Fiberglass reinforced plastic |  |  | Fiberglass reinforced plastic |  | 1901-01-01 06:00 | [15 empty] | UST Currently In Use: 0; UST Temp Close: 0; AST Currently In Use: 0; AST Temp Closed: 0 | 0 | 0 | 5 | 14410-097-005325 | MCDONALD OIL COMPANY
6266 | Permanently Closed | 2021-06-03 06:00 | 1979-01-01 06:00 | 2021-06-17 06:00 | Petroleum | On road diesel | On road diesel | Retail | Fiberglass reinforced plastic | Fiberglass reinforced plastic |  |  | Fiberglass reinforced plastic |  | 1901-01-01 06:00 |  | Catchment Basin, Single walled catchment basin | Automatic shutoff device At 95% full, Flow Rest 90% Full | Flow Rest 90% Full |  |  | Statistical Inventory Reconciliation (SIR) |  | Automatic flow restrictor (MLLD), Containment Sump | Containment Sump |  |  | Statistical inventory reconciliation (SIR) | Statistical inventory reconciliation (SIR) |  | UST Currently In Use: 0; UST Temp Close: 0; AST Currently In Use: 0; AST Temp Closed: 0 | 0 | 0 | 5 | 14410-097-005325 | MCDONALD OIL COMPANY
6267 | Permanently Closed | 1989-09-01 06:00 | 1967-01-01 06:00 | 1989-09-01 06:00 | Petroleum | Unleaded gasoline | Unleaded gasoline |  | Steel | Steel |  | Painted or None | Steel |  | 1901-01-01 06:00 | [15 empty] | UST Currently In Use: 3; UST Temp Close: 0; AST Currently In Use: 0; AST Temp Closed: 0 | 3 | 0 | 5 | 19101-097-005326 | VASILIOS SIMPSIRIDIS
6268 | Permanently Closed | 1989-09-01 06:00 | 1967-01-01 06:00 | 1989-09-01 06:00 | Petroleum | Unleaded gasoline | Unleaded gasoline |  | Steel | Steel |  | Painted or None | Steel |  | 1901-01-01 06:00 | [15 empty] | UST Currently In Use: 3; UST Temp Close: 0; AST Currently In Use: 0; AST Temp Closed: 0 | 3 | 0 | 5 | 19101-097-005326 | VASILIOS SIMPSIRIDIS
6269 | Permanently Closed | 1989-09-01 06:00 | 1967-01-01 06:00 | 1989-09-01 06:00 | Petroleum | Unleaded gasoline | Unleaded gasoline |  | Steel | Steel |  | Painted or None | Steel |  | 1901-01-01 06:00 | [15 empty] | UST Currently In Use: 3; UST Temp Close: 0; AST Currently In Use: 0; AST Temp Closed: 0 | 3 | 0 | 5 | 19101-097-005326 | VASILIOS SIMPSIRIDIS
6270 | Permanently Closed | 1989-09-01 06:00 | 1967-01-01 06:00 | 1989-09-01 06:00 | Petroleum | Used oil | Used oil |  | Steel | Steel |  | Painted or None | Steel |  | 1901-01-01 06:00 | [15 empty] | UST Currently In Use: 3; UST Temp Close: 0; AST Currently In Use: 0; AST Temp Closed: 0 | 3 | 0 | 5 | 19101-097-005326 | VASILIOS SIMPSIRIDIS
6271 | Currently in Use |  | 1989-01-01 06:00 |  | Petroleum | Unleaded gasoline | Unleaded gasoline | Retail | Fiberglass reinforced plastic | Fiberglass reinforced plastic |  |  | Flexible |  | 1901-01-01 06:00 |  | Catchment Basin, Single walled catchment basin | Automatic shutoff device At 95% full | Automatic shutoff device At 95% full |  |  | Continuous Automatic Tank Gauge |  | Automatic flow restrictor (MLLD), Containment Sump | Containment Sump |  |  | Annual line testing | Annual line testing |  | UST Currently In Use: 3; UST Temp Close: 0; AST Currently In Use: 0; AST Temp Closed: 0 | 3 | 0 | 5 | 19101-097-005326 | VASILIOS SIMPSIRIDIS
6272 | Currently in Use |  | 1989-09-23 06:00 |  | Petroleum | Premium gasoline | Premium gasoline | Retail | Fiberglass reinforced plastic | Fiberglass reinforced plastic |  |  | Flexible |  | 1901-01-01 06:00 |  | Catchment Basin, Single walled catchment basin | Automatic shutoff device At 95% full | Automatic shutoff device At 95% full |  |  | Continuous Automatic Tank Gauge |  | Automatic flow restrictor (MLLD), Containment Sump | Containment Sump |  |  | Annual line testing | Annual line testing |  | UST Currently In Use: 3; UST Temp Close: 0; AST Currently In Use: 0; AST Temp Closed: 0 | 3 | 0 | 5 | 19101-097-005326 | VASILIOS SIMPSIRIDIS
6273 | Currently in Use |  | 1989-09-23 06:00 |  | Petroleum | On road diesel | On road diesel | Retail | Fiberglass reinforced plastic | Fiberglass reinforced plastic |  |  | Flexible |  | 1901-01-01 06:00 |  | Catchment Basin, Single walled catchment basin | Automatic shutoff device At 95% full | Automatic shutoff device At 95% full |  |  | Continuous Automatic Tank Gauge |  | Automatic flow restrictor (MLLD), Containment Sump | Containment Sump |  |  | Annual line testing | Annual line testing |  | UST Currently In Use: 3; UST Temp Close: 0; AST Currently In Use: 0; AST Temp Closed: 0 | 3 | 0 | 5 | 19101-097-005326 | VASILIOS SIMPSIRIDIS
6274 | Permanently Closed | 1992-09-22 06:00 | 1990-09-23 06:00 | 1992-09-22 06:00 | Petroleum | Used oil | Used oil |  | Fiberglass reinforced plastic | Fiberglass reinforced plastic |  |  | Fiberglass reinforced plastic |  | 1901-01-01 06:00 |  |  |  |  | Interstitial Monitoring within Secondary Containment | [10 empty] | UST Currently In Use: 3; UST Temp Close: 0; AST Currently In Use: 0; AST Temp Closed: 0 | 3 | 0 | 5 | 19101-097-005326 | VASILIOS SIMPSIRIDIS
6275 | Temporary Closed | 2012-04-10 06:00 | 1980-01-01 06:00 |  | Petroleum | Unleaded gasoline | Unleaded gasoline | Retail | Fiberglass reinforced plastic | Fiberglass reinforced plastic |  |  | Fiberglass reinforced plastic |  | 1901-01-01 06:00 |  | Catchment Basin, Single walled catchment basin | Automatic shutoff device At 95% full | Automatic shutoff device At 95% full |  |  | Statistical Inventory Reconciliation (SIR) |  | Automatic flow restrictor (MLLD) | Automatic flow restrictor (MLLD) |  |  | Statistical inventory reconciliation (SIR) | Statistical inventory reconciliation (SIR) |  | UST Currently In Use: 0; UST Temp Close: 5; AST Currently In Use: 0; AST Temp Closed: 0 | 0 | 5 | 0 | 17691-097-005327 | ROBERT M RACHEL
6276 | Temporary Closed | 2009-06-01 06:00 | 1980-01-01 06:00 |  | Petroleum | Other, ETHAN 100% | Other | Retail | Fiberglass reinforced plastic | Fiberglass reinforced plastic |  |  | Fiberglass reinforced plastic |  | 1901-01-01 06:00 |  | Catchment Basin, Single walled catchment basin | Automatic shutoff device At 95% full | Automatic shutoff device At 95% full |  |  | Statistical Inventory Reconciliation (SIR) |  | Automatic flow restrictor (MLLD) | Automatic flow restrictor (MLLD) |  |  | Statistical inventory reconciliation (SIR) | Statistical inventory reconciliation (SIR) |  | UST Currently In Use: 0; UST Temp Close: 5; AST Currently In Use: 0; AST Temp Closed: 0 | 0 | 5 | 0 | 17691-097-005327 | ROBERT M RACHEL
6277 | Temporary Closed | 2012-04-10 06:00 | 1980-01-01 06:00 |  | Petroleum | Premium gasoline | Premium gasoline | Retail | Fiberglass reinforced plastic | Fiberglass reinforced plastic |  |  | Fiberglass reinforced plastic |  | 1901-01-01 06:00 |  | Catchment Basin, Single walled catchment basin | Automatic shutoff device At 95% full | Automatic shutoff device At 95% full |  |  | Statistical Inventory Reconciliation (SIR) |  | Automatic flow restrictor (MLLD) | Automatic flow restrictor (MLLD) |  |  | Statistical inventory reconciliation (SIR) | Statistical inventory reconciliation (SIR) |  | UST Currently In Use: 0; UST Temp Close: 5; AST Currently In Use: 0; AST Temp Closed: 0 | 0 | 5 | 0 | 17691-097-005327 | ROBERT M RACHEL
6278 | Temporary Closed | 2012-04-10 06:00 | 1980-01-01 06:00 |  | Petroleum | On road diesel | On road diesel | Retail | Fiberglass reinforced plastic | Fiberglass reinforced plastic |  |  | Fiberglass reinforced plastic |  | 1901-01-01 06:00 |  | Catchment Basin, Single walled catchment basin | Automatic shutoff device At 95% full | Automatic shutoff device At 95% full |  |  | Statistical Inventory Reconciliation (SIR) |  | Automatic flow restrictor (MLLD) | Automatic flow restrictor (MLLD) |  |  | Statistical inventory reconciliation (SIR) | Statistical inventory reconciliation (SIR) |  | UST Currently In Use: 0; UST Temp Close: 5; AST Currently In Use: 0; AST Temp Closed: 0 | 0 | 5 | 0 | 17691-097-005327 | ROBERT M RACHEL
6279 | Temporary Closed | 2000-05-10 06:00 | 1980-01-01 06:00 |  | Petroleum | Used oil | Used oil | Retail | Fiberglass reinforced plastic | Fiberglass reinforced plastic |  |  | Fiberglass reinforced plastic |  | 1901-01-01 06:00 |  | Other, EXEMPT | Other, EXEMPT | Other | [11 empty] | UST Currently In Use: 0; UST Temp Close: 5; AST Currently In Use: 0; AST Temp Closed: 0 | 0 | 5 | 0 | 17691-097-005327 | ROBERT M RACHEL
6280 | Currently in Use |  | 1985-01-01 06:00 |  | Petroleum | Unleaded gasoline | Unleaded gasoline | Retail | Fiberglass reinforced plastic | Fiberglass reinforced plastic |  |  | Flexible |  | 1901-01-01 06:00 |  | Catchment Basin, Single walled catchment basin | Flow Rest 90% Full | Flow Rest 90% Full |  |  | Continuous Automatic Tank Gauge |  | Automatic flow restrictor (MLLD) | Automatic flow restrictor (MLLD) |  | SENSOR TO ATG | Annual line testing | Annual line testing |  | UST Currently In Use: 3; UST Temp Close: 0; AST Currently In Use: 0; AST Temp Closed: 0 | 3 | 0 | 1 | 22176-097-005328 | Circle K Stores, Inc.
6282 | Currently in Use |  | 1985-01-01 06:00 |  | Petroleum | Premium gasoline | Premium gasoline | Retail | Fiberglass reinforced plastic | Fiberglass reinforced plastic |  |  | Flexible |  | 1901-01-01 06:00 |  | Catchment Basin, Single walled catchment basin | Flow Rest 90% Full | Flow Rest 90% Full |  |  | Continuous Automatic Tank Gauge |  | Automatic flow restrictor (MLLD) | Automatic flow restrictor (MLLD) |  | SENSOR TO ATG | Annual line testing | Annual line testing |  | UST Currently In Use: 3; UST Temp Close: 0; AST Currently In Use: 0; AST Temp Closed: 0 | 3 | 0 | 1 | 22176-097-005328 | Circle K Stores, Inc.
6283 | Permanently Closed | 2001-07-17 06:00 | 1985-01-01 06:00 | 2002-01-29 06:00 | Petroleum | Used oil | Used oil | Retail | Fiberglass reinforced plastic | Fiberglass reinforced plastic |  |  | Fiberglass reinforced plastic |  | 1901-01-01 06:00 |  | Other, EXEMPT | Automatic shutoff device At 95% full, EXEMPT | Automatic shutoff device At 95% full |  |  | Statistical Inventory Reconciliation (SIR) | [8 empty] | UST Currently In Use: 3; UST Temp Close: 0; AST Currently In Use: 0; AST Temp Closed: 0 | 3 | 0 | 1 | 22176-097-005328 | Circle K Stores, Inc.
6284 | Currently in Use |  | 1985-01-01 06:00 |  | Petroleum | On road diesel | On road diesel | Retail | Fiberglass reinforced plastic | Fiberglass reinforced plastic |  |  | Flexible |  | 1901-01-01 06:00 |  | Catchment Basin, Single walled catchment basin | Flow Rest 90% Full | Flow Rest 90% Full |  |  | Continuous Automatic Tank Gauge |  | Automatic flow restrictor (MLLD) | Automatic flow restrictor (MLLD) |  | SENSOR TO ATG | Annual line testing | Annual line testing |  | UST Currently In Use: 3; UST Temp Close: 0; AST Currently In Use: 0; AST Temp Closed: 0 | 3 | 0 | 1 | 22176-097-005328 | Circle K Stores, Inc.
6285 | Currently in Use |  | 1981-01-01 06:00 |  | Petroleum | Unleaded gasoline | Unleaded gasoline | Retail | Fiberglass reinforced plastic | Fiberglass reinforced plastic |  |  | Flexible |  | 1901-01-01 06:00 |  | Catchment Basin, Single walled catchment basin | Automatic shutoff device At 95% full | Automatic shutoff device At 95% full |  |  | Continuous Automatic Tank Gauge |  | Automatic shutoff device (AELLD), Containment Sump | Containment Sump | [5 empty] | UST Currently In Use: 3; UST Temp Close: 0; AST Currently In Use: 0; AST Temp Closed: 0 | 3 | 0 | 0 | 19740-097-005329 | WILLIAM BENTON
6286 | Currently in Use |  | 1981-01-01 06:00 |  | Petroleum | Mid-grade gasoline | Mid-grade gasoline | Retail | Fiberglass reinforced plastic | Fiberglass reinforced plastic |  |  | Flexible |  | 1901-01-01 06:00 |  | Catchment Basin, Single walled catchment basin | Automatic shutoff device At 95% full | Automatic shutoff device At 95% full |  |  | Continuous Automatic Tank Gauge |  | Automatic shutoff device (AELLD), Containment Sump | Containment Sump |  | SENSOR TO ATG |  |  |  | UST Currently In Use: 3; UST Temp Close: 0; AST Currently In Use: 0; AST Temp Closed: 0 | 3 | 0 | 0 | 19740-097-005329 | WILLIAM BENTON
6287 | Currently in Use |  | 1981-01-01 06:00 |  | Petroleum | Premium gasoline | Premium gasoline | Retail | Fiberglass reinforced plastic | Fiberglass reinforced plastic |  |  | Flexible |  | 1901-01-01 06:00 |  | Catchment Basin, Single walled catchment basin | Automatic shutoff device At 95% full | Automatic shutoff device At 95% full |  |  | Continuous Automatic Tank Gauge |  | Automatic shutoff device (AELLD), Containment Sump | Containment Sump |  | SENSOR TO ATG |  |  |  | UST Currently In Use: 3; UST Temp Close: 0; AST Currently In Use: 0; AST Temp Closed: 0 | 3 | 0 | 0 | 19740-097-005329 | WILLIAM BENTON
6288 | Permanently Closed | 1991-05-28 06:00 | 1980-01-01 06:00 | 1991-05-28 06:00 | Petroleum | Unleaded gasoline | Unleaded gasoline |  | Fiberglass reinforced plastic | Fiberglass reinforced plastic |  |  | Fiberglass reinforced plastic |  | 1901-01-01 06:00 | [15 empty] | UST Currently In Use: 0; UST Temp Close: 0; AST Currently In Use: 0; AST Temp Closed: 0 | 0 | 0 | 5 | 10950-097-005330 | CHEVRON USA PRODUCTS CO/ENVIR M A
6289 | Permanently Closed | 1991-05-28 06:00 | 1980-01-01 06:00 | 1991-05-28 06:00 | Petroleum | Unleaded gasoline | Unleaded gasoline |  | Fiberglass reinforced plastic | Fiberglass reinforced plastic |  |  | Fiberglass reinforced plastic |  | 1901-01-01 06:00 | [15 empty] | UST Currently In Use: 0; UST Temp Close: 0; AST Currently In Use: 0; AST Temp Closed: 0 | 0 | 0 | 5 | 10950-097-005330 | CHEVRON USA PRODUCTS CO/ENVIR M A
6290 | Permanently Closed | 1991-05-28 06:00 | 1980-01-01 06:00 | 1991-05-28 06:00 | Petroleum | Unleaded gasoline | Unleaded gasoline |  | Fiberglass reinforced plastic | Fiberglass reinforced plastic |  |  | Fiberglass reinforced plastic |  | 1901-01-01 06:00 | [15 empty] | UST Currently In Use: 0; UST Temp Close: 0; AST Currently In Use: 0; AST Temp Closed: 0 | 0 | 0 | 5 | 10950-097-005330 | CHEVRON USA PRODUCTS CO/ENVIR M A
6291 | Permanently Closed | 1991-05-28 06:00 | 1980-01-01 06:00 | 1991-05-28 06:00 | Petroleum | Used oil | Used oil |  | Fiberglass reinforced plastic | Fiberglass reinforced plastic |  |  | Fiberglass reinforced plastic |  | 1901-01-01 06:00 | [15 empty] | UST Currently In Use: 0; UST Temp Close: 0; AST Currently In Use: 0; AST Temp Closed: 0 | 0 | 0 | 5 | 10950-097-005330 | CHEVRON USA PRODUCTS CO/ENVIR M A
6292 | Permanently Closed | 1991-05-28 06:00 | 1976-01-01 06:00 | 1991-05-28 06:00 | Petroleum | On road diesel | On road diesel |  | Fiberglass reinforced plastic | Fiberglass reinforced plastic |  |  | Fiberglass reinforced plastic |  | 1901-01-01 06:00 | [15 empty] | UST Currently In Use: 0; UST Temp Close: 0; AST Currently In Use: 0; AST Temp Closed: 0 | 0 | 0 | 5 | 10950-097-005330 | CHEVRON USA PRODUCTS CO/ENVIR M A
6293 | Permanently Closed | 1992-08-12 06:00 | 1980-01-01 06:00 | 1992-08-12 06:00 | Petroleum | Unleaded gasoline | Unleaded gasoline |  | Fiberglass reinforced plastic | Fiberglass reinforced plastic |  |  | Fiberglass reinforced plastic |  | 1901-01-01 06:00 | [15 empty] | UST Currently In Use: 0; UST Temp Close: 0; AST Currently In Use: 0; AST Temp Closed: 0 | 0 | 0 | 4 | 10950-097-005331 | CHEVRON USA PRODUCTS CO/ENVIR M A
6294 | Permanently Closed | 1992-08-12 06:00 | 1980-01-01 06:00 | 1992-08-12 06:00 | Petroleum | Unleaded gasoline | Unleaded gasoline |  | Fiberglass reinforced plastic | Fiberglass reinforced plastic |  |  | Fiberglass reinforced plastic |  | 1901-01-01 06:00 | [15 empty] | UST Currently In Use: 0; UST Temp Close: 0; AST Currently In Use: 0; AST Temp Closed: 0 | 0 | 0 | 4 | 10950-097-005331 | CHEVRON USA PRODUCTS CO/ENVIR M A
6295 | Permanently Closed | 1992-08-12 06:00 | 1980-01-01 06:00 | 1992-08-12 06:00 | Petroleum | Unleaded gasoline | Unleaded gasoline |  | Fiberglass reinforced plastic | Fiberglass reinforced plastic |  |  | Fiberglass reinforced plastic |  | 1901-01-01 06:00 | [15 empty] | UST Currently In Use: 0; UST Temp Close: 0; AST Currently In Use: 0; AST Temp Closed: 0 | 0 | 0 | 4 | 10950-097-005331 | CHEVRON USA PRODUCTS CO/ENVIR M A
6296 | Permanently Closed | 1992-08-12 06:00 | 1980-01-01 06:00 | 1992-08-12 06:00 | Petroleum | Used oil | Used oil |  | Fiberglass reinforced plastic | Fiberglass reinforced plastic |  |  | Fiberglass reinforced plastic |  | 1901-01-01 06:00 | [15 empty] | UST Currently In Use: 0; UST Temp Close: 0; AST Currently In Use: 0; AST Temp Closed: 0 | 0 | 0 | 4 | 10950-097-005331 | CHEVRON USA PRODUCTS CO/ENVIR M A
6297 | Permanently Closed | 2007-05-01 06:00 | 1983-01-01 06:00 | 2008-01-15 06:00 | Petroleum | Unleaded gasoline | Unleaded gasoline | Retail | Fiberglass reinforced plastic | Fiberglass reinforced plastic |  |  | Fiberglass reinforced plastic |  | 1901-01-01 06:00 |  | Catchment Basin, Single walled catchment basin | Automatic shutoff device At 95% full | Automatic shutoff device At 95% full |  |  | Statistical Inventory Reconciliation (SIR) | [5 empty] | Statistical inventory reconciliation (SIR) | Statistical inventory reconciliation (SIR) |  | UST Currently In Use: 2; UST Temp Close: 0; AST Currently In Use: 0; AST Temp Closed: 0 | 2 | 0 | 3 | 21749-097-005332 | MYERS OIL COMPANY CO CHAMBLISS GROUP
6298 | Permanently Closed | 2007-05-01 06:00 | 1983-01-01 06:00 | 2008-01-15 06:00 | Petroleum | Mid-grade gasoline | Mid-grade gasoline | Retail | Fiberglass reinforced plastic | Fiberglass reinforced plastic |  |  | Fiberglass reinforced plastic |  | 1901-01-01 06:00 |  | Catchment Basin, Single walled catchment basin | Automatic shutoff device At 95% full | Automatic shutoff device At 95% full |  |  | Statistical Inventory Reconciliation (SIR) | [5 empty] | Statistical inventory reconciliation (SIR) | Statistical inventory reconciliation (SIR) |  | UST Currently In Use: 2; UST Temp Close: 0; AST Currently In Use: 0; AST Temp Closed: 0 | 2 | 0 | 3 | 21749-097-005332 | MYERS OIL COMPANY CO CHAMBLISS GROUP
6299 | Permanently Closed | 2007-05-01 06:00 | 1983-01-01 06:00 | 2008-01-15 06:00 | Petroleum | Premium gasoline | Premium gasoline | Retail | Fiberglass reinforced plastic | Fiberglass reinforced plastic |  |  | Fiberglass reinforced plastic |  | 1901-01-01 06:00 |  | Catchment Basin, Single walled catchment basin | Automatic shutoff device At 95% full | Automatic shutoff device At 95% full |  |  | Statistical Inventory Reconciliation (SIR) | [5 empty] | Statistical inventory reconciliation (SIR) | Statistical inventory reconciliation (SIR) |  | UST Currently In Use: 2; UST Temp Close: 0; AST Currently In Use: 0; AST Temp Closed: 0 | 2 | 0 | 3 | 21749-097-005332 | MYERS OIL COMPANY CO CHAMBLISS GROUP
6300 | Permanently Closed | 1992-08-12 06:00 | 1980-01-01 06:00 | 1992-08-12 06:00 | Petroleum | Unleaded gasoline | Unleaded gasoline |  | Fiberglass reinforced plastic | Fiberglass reinforced plastic |  |  | Fiberglass reinforced plastic |  | 1901-01-01 06:00 | [15 empty] | UST Currently In Use: 0; UST Temp Close: 0; AST Currently In Use: 0; AST Temp Closed: 0 | 0 | 0 | 5 | 10950-097-005334 | CHEVRON USA PRODUCTS CO/ENVIR M A
6301 | Permanently Closed | 1992-08-12 06:00 | 1980-01-01 06:00 | 1992-08-12 06:00 | Petroleum | Unleaded gasoline | Unleaded gasoline |  | Fiberglass reinforced plastic | Fiberglass reinforced plastic |  |  | Fiberglass reinforced plastic |  | 1901-01-01 06:00 | [15 empty] | UST Currently In Use: 0; UST Temp Close: 0; AST Currently In Use: 0; AST Temp Closed: 0 | 0 | 0 | 5 | 10950-097-005334 | CHEVRON USA PRODUCTS CO/ENVIR M A
6302 | Permanently Closed | 1992-08-12 06:00 | 1980-01-01 06:00 | 1992-08-12 06:00 | Petroleum | Unleaded gasoline | Unleaded gasoline |  | Fiberglass reinforced plastic | Fiberglass reinforced plastic |  |  | Fiberglass reinforced plastic |  | 1901-01-01 06:00 | [15 empty] | UST Currently In Use: 0; UST Temp Close: 0; AST Currently In Use: 0; AST Temp Closed: 0 | 0 | 0 | 5 | 10950-097-005334 | CHEVRON USA PRODUCTS CO/ENVIR M A
6303 | Permanently Closed | 1992-08-12 06:00 | 1980-01-01 06:00 | 1992-08-12 06:00 | Petroleum | On road diesel | On road diesel |  | Fiberglass reinforced plastic | Fiberglass reinforced plastic |  |  | Fiberglass reinforced plastic |  | 1901-01-01 06:00 | [15 empty] | UST Currently In Use: 0; UST Temp Close: 0; AST Currently In Use: 0; AST Temp Closed: 0 | 0 | 0 | 5 | 10950-097-005334 | CHEVRON USA PRODUCTS CO/ENVIR M A
6304 | Permanently Closed | 1993-08-12 06:00 | 1980-01-01 06:00 | 1993-08-12 06:00 | Petroleum | Used oil | Used oil |  | Fiberglass reinforced plastic | Fiberglass reinforced plastic |  |  | Fiberglass reinforced plastic |  | 1901-01-01 06:00 | [15 empty] | UST Currently In Use: 0; UST Temp Close: 0; AST Currently In Use: 0; AST Temp Closed: 0 | 0 | 0 | 5 | 10950-097-005334 | CHEVRON USA PRODUCTS CO/ENVIR M A
6305 | Permanently Closed | 1901-01-01 06:00 | 1981-01-01 06:00 | 1988-09-27 06:00 | Petroleum | Unleaded gasoline | Unleaded gasoline |  | Fiberglass reinforced plastic | Fiberglass reinforced plastic |  |  | Fiberglass reinforced plastic |  | 1901-01-01 06:00 | [15 empty] | UST Currently In Use: 0; UST Temp Close: 0; AST Currently In Use: 0; AST Temp Closed: 0 | 0 | 0 | 4 | 10950-097-005335 | CHEVRON USA PRODUCTS CO/ENVIR M A
6306 | Permanently Closed | 1901-01-01 06:00 | 1981-01-01 06:00 | 1988-09-27 06:00 | Petroleum | Unleaded gasoline | Unleaded gasoline |  | Fiberglass reinforced plastic | Fiberglass reinforced plastic |  |  | Fiberglass reinforced plastic |  | 1901-01-01 06:00 | [15 empty] | UST Currently In Use: 0; UST Temp Close: 0; AST Currently In Use: 0; AST Temp Closed: 0 | 0 | 0 | 4 | 10950-097-005335 | CHEVRON USA PRODUCTS CO/ENVIR M A
6307 | Permanently Closed | 1901-01-01 06:00 | 1981-01-01 06:00 | 1988-09-27 06:00 | Petroleum | Unleaded gasoline | Unleaded gasoline |  | Fiberglass reinforced plastic | Fiberglass reinforced plastic |  |  | Fiberglass reinforced plastic |  | 1901-01-01 06:00 | [15 empty] | UST Currently In Use: 0; UST Temp Close: 0; AST Currently In Use: 0; AST Temp Closed: 0 | 0 | 0 | 4 | 10950-097-005335 | CHEVRON USA PRODUCTS CO/ENVIR M A
6308 | Permanently Closed | 1901-01-01 06:00 | 1981-01-01 06:00 | 1988-09-27 06:00 | Petroleum | Used oil | Used oil |  | Fiberglass reinforced plastic | Fiberglass reinforced plastic |  |  | Fiberglass reinforced plastic |  | 1901-01-01 06:00 | [15 empty] | UST Currently In Use: 0; UST Temp Close: 0; AST Currently In Use: 0; AST Temp Closed: 0 | 0 | 0 | 4 | 10950-097-005335 | CHEVRON USA PRODUCTS CO/ENVIR M A
6309 | Permanently Closed | 1990-05-30 06:00 | 1964-01-01 06:00 | 1990-05-30 06:00 | Petroleum | Unleaded gasoline | Unleaded gasoline |  | Steel | Steel | Coated & cathodic protection (sti-P3) |  | Steel |  | 1901-01-01 06:00 | Field installed cathodic protection | [14 empty] | UST Currently In Use: 3; UST Temp Close: 0; AST Currently In Use: 0; AST Temp Closed: 0 | 3 | 0 | 5 | 25736-097-005336 | MM ALABAMA LEASING
6310 | Permanently Closed | 1990-05-30 06:00 | 1964-01-01 06:00 | 1990-05-30 06:00 | Petroleum | Unleaded gasoline | Unleaded gasoline |  | Steel | Steel | Coated & cathodic protection (sti-P3) |  | Steel |  | 1901-01-01 06:00 | Field installed cathodic protection | [14 empty] | UST Currently In Use: 3; UST Temp Close: 0; AST Currently In Use: 0; AST Temp Closed: 0 | 3 | 0 | 5 | 25736-097-005336 | MM ALABAMA LEASING
6311 | Permanently Closed | 1990-05-30 06:00 | 1964-01-01 06:00 | 1990-05-30 06:00 | Petroleum | Unleaded gasoline | Unleaded gasoline |  | Steel | Steel | Coated & cathodic protection (sti-P3) |  | Steel |  | 1901-01-01 06:00 | Field installed cathodic protection | [14 empty] | UST Currently In Use: 3; UST Temp Close: 0; AST Currently In Use: 0; AST Temp Closed: 0 | 3 | 0 | 5 | 25736-097-005336 | MM ALABAMA LEASING
6312 | Permanently Closed | 1990-05-30 06:00 | 1964-01-01 06:00 | 1990-05-30 06:00 | Petroleum | Unleaded gasoline | Unleaded gasoline |  | Steel | Steel | Coated & cathodic protection (sti-P3) |  | Steel |  | 1901-01-01 06:00 | Field installed cathodic protection | [14 empty] | UST Currently In Use: 3; UST Temp Close: 0; AST Currently In Use: 0; AST Temp Closed: 0 | 3 | 0 | 5 | 25736-097-005336 | MM ALABAMA LEASING
6313 | Permanently Closed | 1990-05-30 06:00 | 1964-01-01 06:00 | 1990-05-30 06:00 | Petroleum | Used oil | Used oil |  | Steel | Steel | Coated & cathodic protection (sti-P3) |  | Steel |  | 1901-01-01 06:00 | Field installed cathodic protection | [14 empty] | UST Currently In Use: 3; UST Temp Close: 0; AST Currently In Use: 0; AST Temp Closed: 0 | 3 | 0 | 5 | 25736-097-005336 | MM ALABAMA LEASING
6314 | Permanently Closed | 1901-01-01 06:00 | 1960-01-01 06:00 | 1988-02-24 06:00 | Petroleum | Unleaded gasoline | Unleaded gasoline |  | Steel | Steel | Coated & cathodic protection (sti-P3) |  | Steel |  | 1901-01-01 06:00 | Field installed cathodic protection | [14 empty] | UST Currently In Use: 0; UST Temp Close: 0; AST Currently In Use: 0; AST Temp Closed: 0 | 0 | 0 | 5 | 10950-097-005337 | CHEVRON USA PRODUCTS CO/ENVIR M A
6315 | Permanently Closed | 1901-01-01 06:00 | 1960-01-01 06:00 | 1988-02-24 06:00 | Petroleum | Unleaded gasoline | Unleaded gasoline |  | Steel | Steel | Coated & cathodic protection (sti-P3) |  | Steel |  | 1901-01-01 06:00 | Field installed cathodic protection | [14 empty] | UST Currently In Use: 0; UST Temp Close: 0; AST Currently In Use: 0; AST Temp Closed: 0 | 0 | 0 | 5 | 10950-097-005337 | CHEVRON USA PRODUCTS CO/ENVIR M A
6316 | Permanently Closed | 1901-01-01 06:00 | 1974-01-01 06:00 | 1988-02-24 06:00 | Petroleum | Unleaded gasoline | Unleaded gasoline |  | Steel | Steel | Coated & cathodic protection (sti-P3) |  | Steel |  | 1901-01-01 06:00 | Field installed cathodic protection | [14 empty] | UST Currently In Use: 0; UST Temp Close: 0; AST Currently In Use: 0; AST Temp Closed: 0 | 0 | 0 | 5 | 10950-097-005337 | CHEVRON USA PRODUCTS CO/ENVIR M A
6317 | Permanently Closed | 1901-01-01 06:00 | 1974-01-01 06:00 | 1988-02-24 06:00 | Petroleum | Unleaded gasoline | Unleaded gasoline |  | Steel | Steel | Coated & cathodic protection (sti-P3) |  | Steel |  | 1901-01-01 06:00 | Field installed cathodic protection | [14 empty] | UST Currently In Use: 0; UST Temp Close: 0; AST Currently In Use: 0; AST Temp Closed: 0 | 0 | 0 | 5 | 10950-097-005337 | CHEVRON USA PRODUCTS CO/ENVIR M A
6318 | Permanently Closed | 1901-01-01 06:00 | 1960-01-01 06:00 | 1988-02-24 06:00 | Petroleum | Used oil | Used oil |  | Steel | Steel | Coated & cathodic protection (sti-P3) |  | Steel |  | 1901-01-01 06:00 | Field installed cathodic protection | [14 empty] | UST Currently In Use: 0; UST Temp Close: 0; AST Currently In Use: 0; AST Temp Closed: 0 | 0 | 0 | 5 | 10950-097-005337 | CHEVRON USA PRODUCTS CO/ENVIR M A
6319 | Currently in Use |  | 1981-01-01 06:00 |  | Petroleum | Unleaded gasoline | Unleaded gasoline | Retail | Fiberglass reinforced plastic | Fiberglass reinforced plastic |  |  | Flexible |  | 1901-01-01 06:00 |  | Catchment Basin, Single walled catchment basin | Automatic shutoff device At 95% full | Automatic shutoff device At 95% full |  |  | Continuous Automatic Tank Gauge |  | Automatic flow restrictor (MLLD), Containment Sump | Containment Sump |  | MANUAL/VISUAL CHECK | Annual line testing | Annual line testing |  | UST Currently In Use: 3; UST Temp Close: 0; AST Currently In Use: 0; AST Temp Closed: 0 | 3 | 0 | 1 | 23742-097-005338 | SANH VO
6320 | Currently in Use |  | 1981-01-01 06:00 |  | Petroleum | Premium gasoline | Premium gasoline | Retail | Fiberglass reinforced plastic | Fiberglass reinforced plastic |  |  | Flexible |  | 1901-01-01 06:00 |  | Catchment Basin, Single walled catchment basin | Automatic shutoff device At 95% full | Automatic shutoff device At 95% full |  |  | Continuous Automatic Tank Gauge |  | Automatic flow restrictor (MLLD), Containment Sump | Containment Sump |  | MANUAL/VISUAL CHECK | Annual line testing | Annual line testing |  | UST Currently In Use: 3; UST Temp Close: 0; AST Currently In Use: 0; AST Temp Closed: 0 | 3 | 0 | 1 | 23742-097-005338 | SANH VO
6321 | Currently in Use |  | 1981-01-01 06:00 |  | Petroleum | On road diesel | On road diesel | Retail | Fiberglass reinforced plastic | Fiberglass reinforced plastic |  |  | Flexible |  | 1901-01-01 06:00 |  | Catchment Basin, Single walled catchment basin | Automatic shutoff device At 95% full | Automatic shutoff device At 95% full |  |  | Continuous Automatic Tank Gauge |  | Automatic flow restrictor (MLLD), Containment Sump | Containment Sump |  | MANUAL/VISUAL CHECK | Annual line testing | Annual line testing |  | UST Currently In Use: 3; UST Temp Close: 0; AST Currently In Use: 0; AST Temp Closed: 0 | 3 | 0 | 1 | 23742-097-005338 | SANH VO
6322 | Permanently Closed | 1995-03-17 06:00 | 1981-01-01 06:00 | 1995-03-17 06:00 | Petroleum | Used oil | Used oil |  | Fiberglass reinforced plastic | Fiberglass reinforced plastic |  |  | Fiberglass reinforced plastic |  | 1901-01-01 06:00 | [15 empty] | UST Currently In Use: 3; UST Temp Close: 0; AST Currently In Use: 0; AST Temp Closed: 0 | 3 | 0 | 1 | 23742-097-005338 | SANH VO
6323 | Permanently Closed | 1901-01-01 06:00 | 1970-01-01 06:00 | 1989-04-13 06:00 | Petroleum | Unleaded gasoline | Unleaded gasoline |  | Steel | Steel |  | Painted or None | Fiberglass reinforced plastic |  | 1901-01-01 06:00 | [15 empty] | UST Currently In Use: 0; UST Temp Close: 0; AST Currently In Use: 0; AST Temp Closed: 0 | 0 | 0 | 4 | 10950-101-005244 | CHEVRON USA PRODUCTS CO/ENVIR M A
6324 | Permanently Closed | 1901-01-01 06:00 | 1970-01-01 06:00 | 1989-04-13 06:00 | Petroleum | Unleaded gasoline | Unleaded gasoline |  | Steel | Steel |  | Painted or None | Fiberglass reinforced plastic |  | 1901-01-01 06:00 | [15 empty] | UST Currently In Use: 0; UST Temp Close: 0; AST Currently In Use: 0; AST Temp Closed: 0 | 0 | 0 | 4 | 10950-101-005244 | CHEVRON USA PRODUCTS CO/ENVIR M A
6325 | Permanently Closed | 1901-01-01 06:00 | 1970-01-01 06:00 | 1989-04-13 06:00 | Petroleum | Unleaded gasoline | Unleaded gasoline |  | Steel | Steel |  | Painted or None | Fiberglass reinforced plastic |  | 1901-01-01 06:00 | [15 empty] | UST Currently In Use: 0; UST Temp Close: 0; AST Currently In Use: 0; AST Temp Closed: 0 | 0 | 0 | 4 | 10950-101-005244 | CHEVRON USA PRODUCTS CO/ENVIR M A
6326 | Permanently Closed | 1901-01-01 06:00 | 1970-01-01 06:00 | 1989-04-13 06:00 | Petroleum | Used oil | Used oil |  | Steel | Steel |  | Painted or None | Fiberglass reinforced plastic |  | 1901-01-01 06:00 | [15 empty] | UST Currently In Use: 0; UST Temp Close: 0; AST Currently In Use: 0; AST Temp Closed: 0 | 0 | 0 | 4 | 10950-101-005244 | CHEVRON USA PRODUCTS CO/ENVIR M A
6327 | Currently in Use |  | 1984-01-05 06:00 |  | Petroleum | Unleaded gasoline | Unleaded gasoline | Retail | Fiberglass reinforced plastic | Fiberglass reinforced plastic |  |  | Fiberglass reinforced plastic |  | 1901-01-01 06:00 | None | Catchment Basin, Single walled catchment basin | Flow Rest 90% Full | Flow Rest 90% Full |  |  | Continuous Automatic Tank Gauge |  | Automatic flow restrictor (MLLD) | Automatic flow restrictor (MLLD) |  |  | Annual line testing | Annual line testing |  | UST Currently In Use: 3; UST Temp Close: 0; AST Currently In Use: 0; AST Temp Closed: 0 | 3 | 0 | 1 | 25072-101-005245 | SAI AARYA, INC.
6328 | Currently in Use |  | 1984-01-05 06:00 |  | Petroleum | Unleaded gasoline | Unleaded gasoline | Retail | Fiberglass reinforced plastic | Fiberglass reinforced plastic |  |  | Fiberglass reinforced plastic |  | 1901-01-01 06:00 | None | Catchment Basin, Single walled catchment basin | Flow Rest 90% Full | Flow Rest 90% Full |  |  | Continuous Automatic Tank Gauge |  | Automatic flow restrictor (MLLD) | Automatic flow restrictor (MLLD) |  |  | Annual line testing | Annual line testing |  | UST Currently In Use: 3; UST Temp Close: 0; AST Currently In Use: 0; AST Temp Closed: 0 | 3 | 0 | 1 | 25072-101-005245 | SAI AARYA, INC.
6329 | Currently in Use |  | 1984-01-05 06:00 |  | Petroleum | Unleaded gasoline | Unleaded gasoline | Retail | Fiberglass reinforced plastic | Fiberglass reinforced plastic |  |  | Fiberglass reinforced plastic |  | 1901-01-01 06:00 | None | Catchment Basin, Single walled catchment basin | Flow Rest 90% Full | Flow Rest 90% Full |  |  | Continuous Automatic Tank Gauge |  | Automatic flow restrictor (MLLD) | Automatic flow restrictor (MLLD) |  |  | Annual line testing | Annual line testing |  | UST Currently In Use: 3; UST Temp Close: 0; AST Currently In Use: 0; AST Temp Closed: 0 | 3 | 0 | 1 | 25072-101-005245 | SAI AARYA, INC.
6330 | Permanently Closed | 1993-04-05 06:00 | 1981-01-01 06:00 | 1993-04-05 06:00 | Petroleum | Used oil | Used oil |  | Fiberglass reinforced plastic | Fiberglass reinforced plastic |  |  | Fiberglass reinforced plastic |  | 1901-01-01 06:00 | [15 empty] | UST Currently In Use: 3; UST Temp Close: 0; AST Currently In Use: 0; AST Temp Closed: 0 | 3 | 0 | 1 | 25072-101-005245 | SAI AARYA, INC.
6331 | Permanently Closed | 1901-01-01 06:00 | 1980-01-01 06:00 | 1988-01-01 06:00 | Petroleum | Unleaded gasoline | Unleaded gasoline |  | Fiberglass reinforced plastic | Fiberglass reinforced plastic |  |  | Fiberglass reinforced plastic |  | 1901-01-01 06:00 | [15 empty] | UST Currently In Use: 0; UST Temp Close: 0; AST Currently In Use: 0; AST Temp Closed: 0 | 0 | 0 | 5 | 10950-101-005246 | CHEVRON USA PRODUCTS CO/ENVIR M A
6332 | Permanently Closed | 1901-01-01 06:00 | 1980-01-01 06:00 | 1988-01-01 06:00 | Petroleum | Unleaded gasoline | Unleaded gasoline |  | Fiberglass reinforced plastic | Fiberglass reinforced plastic |  |  | Fiberglass reinforced plastic |  | 1901-01-01 06:00 | [15 empty] | UST Currently In Use: 0; UST Temp Close: 0; AST Currently In Use: 0; AST Temp Closed: 0 | 0 | 0 | 5 | 10950-101-005246 | CHEVRON USA PRODUCTS CO/ENVIR M A
6333 | Permanently Closed | 1901-01-01 06:00 | 1980-01-01 06:00 | 1988-01-01 06:00 | Petroleum | Unleaded gasoline | Unleaded gasoline |  | Fiberglass reinforced plastic | Fiberglass reinforced plastic |  |  | Fiberglass reinforced plastic |  | 1901-01-01 06:00 | [15 empty] | UST Currently In Use: 0; UST Temp Close: 0; AST Currently In Use: 0; AST Temp Closed: 0 | 0 | 0 | 5 | 10950-101-005246 | CHEVRON USA PRODUCTS CO/ENVIR M A
6334 | Permanently Closed | 1901-01-01 06:00 | 1980-01-01 06:00 | 1988-01-01 06:00 | Petroleum | On road diesel | On road diesel |  | Fiberglass reinforced plastic | Fiberglass reinforced plastic |  |  | Fiberglass reinforced plastic |  | 1901-01-01 06:00 | [15 empty] | UST Currently In Use: 0; UST Temp Close: 0; AST Currently In Use: 0; AST Temp Closed: 0 | 0 | 0 | 5 | 10950-101-005246 | CHEVRON USA PRODUCTS CO/ENVIR M A
6335 | Permanently Closed | 1901-01-01 06:00 | 1980-01-01 06:00 | 1988-01-01 06:00 | Petroleum | Used oil | Used oil |  | Fiberglass reinforced plastic | Fiberglass reinforced plastic |  |  | Fiberglass reinforced plastic |  | 1901-01-01 06:00 | [15 empty] | UST Currently In Use: 0; UST Temp Close: 0; AST Currently In Use: 0; AST Temp Closed: 0 | 0 | 0 | 5 | 10950-101-005246 | CHEVRON USA PRODUCTS CO/ENVIR M A
6336 | Permanently Closed | 1990-04-24 06:00 | 1965-01-01 06:00 | 1990-04-24 06:00 | Petroleum | Unleaded gasoline | Unleaded gasoline |  | Steel | Steel | Coated & cathodic protection (sti-P3) |  | Steel |  | 1901-01-01 06:00 | Field installed cathodic protection | [14 empty] | UST Currently In Use: 0; UST Temp Close: 0; AST Currently In Use: 0; AST Temp Closed: 0 | 0 | 0 | 4 | 10950-101-005247 | CHEVRON USA PRODUCTS CO/ENVIR M A
6337 | Permanently Closed | 1990-04-24 06:00 | 1965-01-01 06:00 | 1990-04-24 06:00 | Petroleum | Unleaded gasoline | Unleaded gasoline |  | Steel | Steel | Coated & cathodic protection (sti-P3) |  | Steel |  | 1901-01-01 06:00 | Field installed cathodic protection | [14 empty] | UST Currently In Use: 0; UST Temp Close: 0; AST Currently In Use: 0; AST Temp Closed: 0 | 0 | 0 | 4 | 10950-101-005247 | CHEVRON USA PRODUCTS CO/ENVIR M A
6338 | Permanently Closed | 1990-04-24 06:00 | 1965-01-01 06:00 | 1990-04-24 06:00 | Petroleum | Unleaded gasoline | Unleaded gasoline |  | Steel | Steel | Coated & cathodic protection (sti-P3) |  | Steel |  | 1901-01-01 06:00 | Field installed cathodic protection | [14 empty] | UST Currently In Use: 0; UST Temp Close: 0; AST Currently In Use: 0; AST Temp Closed: 0 | 0 | 0 | 4 | 10950-101-005247 | CHEVRON USA PRODUCTS CO/ENVIR M A
6339 | Permanently Closed | 1990-04-24 06:00 | 1965-01-01 06:00 | 1990-04-24 06:00 | Petroleum | Used oil | Used oil |  | Steel | Steel | Coated & cathodic protection (sti-P3) |  | Steel |  | 1901-01-01 06:00 | Field installed cathodic protection | [14 empty] | UST Currently In Use: 0; UST Temp Close: 0; AST Currently In Use: 0; AST Temp Closed: 0 | 0 | 0 | 4 | 10950-101-005247 | CHEVRON USA PRODUCTS CO/ENVIR M A
6340 | Permanently Closed | 2021-06-09 06:00 | 1987-12-14 06:00 | 2021-06-23 06:00 | Petroleum | Unleaded gasoline | Unleaded gasoline | Retail | Fiberglass reinforced plastic | Fiberglass reinforced plastic |  |  | Fiberglass reinforced plastic |  | 1901-01-01 06:00 | None | Catchment Basin, Single walled catchment basin | Flow Rest 90% Full | Flow Rest 90% Full |  |  | Continuous Automatic Tank Gauge |  | Automatic shutoff device (AELLD) | Automatic shutoff device (AELLD) | [5 empty] | UST Currently In Use: 0; UST Temp Close: 0; AST Currently In Use: 0; AST Temp Closed: 0 | 0 | 0 | 3 | 23868-101-005248 | SLIDELL OIL COMPANY, LLC
6341 | Permanently Closed | 2021-06-09 06:00 | 1987-12-14 06:00 | 2021-06-23 06:00 | Petroleum | Premium gasoline | Premium gasoline | Retail | Fiberglass reinforced plastic | Fiberglass reinforced plastic |  |  | Fiberglass reinforced plastic |  | 1901-01-01 06:00 | None | Catchment Basin, Single walled catchment basin | Flow Rest 90% Full | Flow Rest 90% Full |  |  | Continuous Automatic Tank Gauge |  | Automatic shutoff device (AELLD) | Automatic shutoff device (AELLD) | [5 empty] | UST Currently In Use: 0; UST Temp Close: 0; AST Currently In Use: 0; AST Temp Closed: 0 | 0 | 0 | 3 | 23868-101-005248 | SLIDELL OIL COMPANY, LLC
6342 | Permanently Closed | 2021-06-09 06:00 | 1987-12-14 06:00 | 2021-06-23 06:00 | Petroleum | On road diesel | On road diesel | Retail | Fiberglass reinforced plastic | Fiberglass reinforced plastic |  |  | Fiberglass reinforced plastic |  | 1901-01-01 06:00 | None | Catchment Basin, Single walled catchment basin | Flow Rest 90% Full | Flow Rest 90% Full |  |  | Continuous Automatic Tank Gauge |  | Automatic shutoff device (AELLD) | Automatic shutoff device (AELLD) | [5 empty] | UST Currently In Use: 0; UST Temp Close: 0; AST Currently In Use: 0; AST Temp Closed: 0 | 0 | 0 | 3 | 23868-101-005248 | SLIDELL OIL COMPANY, LLC
6344 | Permanently Closed | 1901-01-01 06:00 | 1967-01-01 06:00 | 1987-11-01 06:00 | Petroleum | Unleaded gasoline | Unleaded gasoline |  | Steel | Steel |  | Painted or None | Steel |  | 1901-01-01 06:00 | [15 empty] | UST Currently In Use: 3; UST Temp Close: 0; AST Currently In Use: 0; AST Temp Closed: 0 | 3 | 0 | 5 | 23868-101-005249 | SLIDELL OIL COMPANY, LLC
6345 | Permanently Closed | 1901-01-01 06:00 | 1967-01-01 06:00 | 1987-11-01 06:00 | Petroleum | Unleaded gasoline | Unleaded gasoline |  | Steel | Steel |  | Painted or None | Steel |  | 1901-01-01 06:00 | [15 empty] | UST Currently In Use: 3; UST Temp Close: 0; AST Currently In Use: 0; AST Temp Closed: 0 | 3 | 0 | 5 | 23868-101-005249 | SLIDELL OIL COMPANY, LLC
6346 | Permanently Closed | 1901-01-01 06:00 | 1967-01-01 06:00 | 1987-11-01 06:00 | Petroleum | Unleaded gasoline | Unleaded gasoline |  | Steel | Steel |  | Painted or None | Steel |  | 1901-01-01 06:00 | [15 empty] | UST Currently In Use: 3; UST Temp Close: 0; AST Currently In Use: 0; AST Temp Closed: 0 | 3 | 0 | 5 | 23868-101-005249 | SLIDELL OIL COMPANY, LLC
6347 | Permanently Closed | 1901-01-01 06:00 | 1967-01-01 06:00 | 1987-11-01 06:00 | Petroleum | Used oil | Used oil |  | Steel | Steel |  | Painted or None | Steel |  | 1901-01-01 06:00 | [15 empty] | UST Currently In Use: 3; UST Temp Close: 0; AST Currently In Use: 0; AST Temp Closed: 0 | 3 | 0 | 5 | 23868-101-005249 | SLIDELL OIL COMPANY, LLC
6348 | Currently in Use |  | 1983-01-01 06:00 |  | Petroleum | Unleaded gasoline | Unleaded gasoline | Retail | Fiberglass reinforced plastic | Fiberglass reinforced plastic |  |  | Fiberglass reinforced plastic |  | 1901-01-01 06:00 | None | Catchment Basin, Single walled catchment basin | Automatic shutoff device At 95% full | Automatic shutoff device At 95% full |  |  | Continuous Automatic Tank Gauge |  | Automatic flow restrictor (MLLD) | Automatic flow restrictor (MLLD) | [5 empty] | UST Currently In Use: 3; UST Temp Close: 0; AST Currently In Use: 0; AST Temp Closed: 0 | 3 | 0 | 5 | 23868-101-005249 | SLIDELL OIL COMPANY, LLC
6349 | Currently in Use |  | 1983-01-01 06:00 |  | Petroleum | Premium gasoline | Premium gasoline | Retail | Fiberglass reinforced plastic | Fiberglass reinforced plastic |  |  | Fiberglass reinforced plastic |  | 1901-01-01 06:00 | None | Catchment Basin, Single walled catchment basin | Automatic shutoff device At 95% full | Automatic shutoff device At 95% full |  |  | Continuous Automatic Tank Gauge |  | Automatic flow restrictor (MLLD) | Automatic flow restrictor (MLLD) | [5 empty] | UST Currently In Use: 3; UST Temp Close: 0; AST Currently In Use: 0; AST Temp Closed: 0 | 3 | 0 | 5 | 23868-101-005249 | SLIDELL OIL COMPANY, LLC
6350 | Currently in Use |  | 1983-01-01 06:00 |  | Petroleum | On road diesel | On road diesel | Retail | Fiberglass reinforced plastic | Fiberglass reinforced plastic |  |  | Fiberglass reinforced plastic |  | 1901-01-01 06:00 | None | Catchment Basin, Single walled catchment basin | Automatic shutoff device At 95% full | Automatic shutoff device At 95% full |  |  | Continuous Automatic Tank Gauge |  | Automatic flow restrictor (MLLD) | Automatic flow restrictor (MLLD) | [5 empty] | UST Currently In Use: 3; UST Temp Close: 0; AST Currently In Use: 0; AST Temp Closed: 0 | 3 | 0 | 5 | 23868-101-005249 | SLIDELL OIL COMPANY, LLC
6351 | Permanently Closed | 1991-05-31 06:00 | 1983-01-01 06:00 | 1991-05-31 06:00 | Petroleum | Used oil | Used oil |  | Fiberglass reinforced plastic | Fiberglass reinforced plastic |  |  | Fiberglass reinforced plastic |  | 1901-01-01 06:00 | [15 empty] | UST Currently In Use: 3; UST Temp Close: 0; AST Currently In Use: 0; AST Temp Closed: 0 | 3 | 0 | 5 | 23868-101-005249 | SLIDELL OIL COMPANY, LLC
6352 | Permanently Closed | 1901-01-01 06:00 | 1983-01-01 06:00 | 1989-02-09 06:00 | Petroleum | Unleaded gasoline | Unleaded gasoline |  | Fiberglass reinforced plastic | Fiberglass reinforced plastic |  |  | Fiberglass reinforced plastic |  | 1901-01-01 06:00 | [15 empty] | UST Currently In Use: 0; UST Temp Close: 0; AST Currently In Use: 0; AST Temp Closed: 0 | 0 | 0 | 4 | 10950-101-005250 | CHEVRON USA PRODUCTS CO/ENVIR M A
6353 | Permanently Closed | 1901-01-01 06:00 | 1983-01-01 06:00 | 1989-02-09 06:00 | Petroleum | Unleaded gasoline | Unleaded gasoline |  | Fiberglass reinforced plastic | Fiberglass reinforced plastic |  |  | Fiberglass reinforced plastic |  | 1901-01-01 06:00 | [15 empty] | UST Currently In Use: 0; UST Temp Close: 0; AST Currently In Use: 0; AST Temp Closed: 0 | 0 | 0 | 4 | 10950-101-005250 | CHEVRON USA PRODUCTS CO/ENVIR M A
6354 | Permanently Closed | 1901-01-01 06:00 | 1983-01-01 06:00 | 1989-02-09 06:00 | Petroleum | Unleaded gasoline | Unleaded gasoline |  | Fiberglass reinforced plastic | Fiberglass reinforced plastic |  |  | Fiberglass reinforced plastic |  | 1901-01-01 06:00 | [15 empty] | UST Currently In Use: 0; UST Temp Close: 0; AST Currently In Use: 0; AST Temp Closed: 0 | 0 | 0 | 4 | 10950-101-005250 | CHEVRON USA PRODUCTS CO/ENVIR M A
6355 | Permanently Closed | 1901-01-01 06:00 | 1983-01-01 06:00 | 1989-02-09 06:00 | Petroleum | Used oil | Used oil |  | Fiberglass reinforced plastic | Fiberglass reinforced plastic |  |  | Fiberglass reinforced plastic |  | 1901-01-01 06:00 | [15 empty] | UST Currently In Use: 0; UST Temp Close: 0; AST Currently In Use: 0; AST Temp Closed: 0 | 0 | 0 | 4 | 10950-101-005250 | CHEVRON USA PRODUCTS CO/ENVIR M A
6356 | Permanently Closed | 1901-01-01 06:00 | 1964-01-01 06:00 | 1987-05-27 06:00 | Petroleum | Unleaded gasoline | Unleaded gasoline |  | Steel | Steel | Coated & cathodic protection (sti-P3) |  | Steel |  | 1901-01-01 06:00 | Field installed cathodic protection | [14 empty] | UST Currently In Use: 0; UST Temp Close: 0; AST Currently In Use: 0; AST Temp Closed: 0 | 0 | 0 | 5 | 10950-101-005251 | CHEVRON USA PRODUCTS CO/ENVIR M A
6357 | Permanently Closed | 1901-01-01 06:00 | 1950-01-01 06:00 | 1987-05-27 06:00 | Petroleum | Unleaded gasoline | Unleaded gasoline |  | Steel | Steel | Coated & cathodic protection (sti-P3) |  | Steel |  | 1901-01-01 06:00 | Field installed cathodic protection | [14 empty] | UST Currently In Use: 0; UST Temp Close: 0; AST Currently In Use: 0; AST Temp Closed: 0 | 0 | 0 | 5 | 10950-101-005251 | CHEVRON USA PRODUCTS CO/ENVIR M A
6358 | Permanently Closed | 1901-01-01 06:00 | 1950-01-01 06:00 | 1987-05-27 06:00 | Petroleum | Unleaded gasoline | Unleaded gasoline |  | Steel | Steel | Coated & cathodic protection (sti-P3) |  | Steel |  | 1901-01-01 06:00 | Field installed cathodic protection | [14 empty] | UST Currently In Use: 0; UST Temp Close: 0; AST Currently In Use: 0; AST Temp Closed: 0 | 0 | 0 | 5 | 10950-101-005251 | CHEVRON USA PRODUCTS CO/ENVIR M A
6359 | Permanently Closed | 1901-01-01 06:00 | 1974-01-01 06:00 | 1987-05-27 06:00 | Petroleum | Unleaded gasoline | Unleaded gasoline |  | Steel | Steel | Coated & cathodic protection (sti-P3) |  | Steel |  | 1901-01-01 06:00 | Field installed cathodic protection | [14 empty] | UST Currently In Use: 0; UST Temp Close: 0; AST Currently In Use: 0; AST Temp Closed: 0 | 0 | 0 | 5 | 10950-101-005251 | CHEVRON USA PRODUCTS CO/ENVIR M A
6360 | Permanently Closed | 1901-01-01 06:00 | 1964-01-01 06:00 | 1987-05-27 06:00 | Petroleum | Used oil | Used oil |  | Steel | Steel | Coated & cathodic protection (sti-P3) |  | Steel |  | 1901-01-01 06:00 | Field installed cathodic protection | [14 empty] | UST Currently In Use: 0; UST Temp Close: 0; AST Currently In Use: 0; AST Temp Closed: 0 | 0 | 0 | 5 | 10950-101-005251 | CHEVRON USA PRODUCTS CO/ENVIR M A
6361 | Permanently Closed | 1901-01-01 06:00 | 1953-01-01 06:00 | 1988-08-01 06:00 | Petroleum | Unleaded gasoline | Unleaded gasoline |  | Steel | Steel | Coated & cathodic protection (sti-P3) |  | Steel |  | 1901-01-01 06:00 | Field installed cathodic protection | [14 empty] | UST Currently In Use: 0; UST Temp Close: 0; AST Currently In Use: 0; AST Temp Closed: 0 | 0 | 0 | 4 | 10950-101-005252 | CHEVRON USA PRODUCTS CO/ENVIR M A
6362 | Permanently Closed | 1901-01-01 06:00 | 1953-01-01 06:00 | 1988-08-01 06:00 | Petroleum | Unleaded gasoline | Unleaded gasoline |  | Steel | Steel | Coated & cathodic protection (sti-P3) |  | Steel |  | 1901-01-01 06:00 | Field installed cathodic protection | [14 empty] | UST Currently In Use: 0; UST Temp Close: 0; AST Currently In Use: 0; AST Temp Closed: 0 | 0 | 0 | 4 | 10950-101-005252 | CHEVRON USA PRODUCTS CO/ENVIR M A
6363 | Permanently Closed | 1901-01-01 06:00 | 1972-01-01 06:00 | 1988-08-01 06:00 | Petroleum | Unleaded gasoline | Unleaded gasoline |  | Steel | Steel | Coated & cathodic protection (sti-P3) |  | Steel |  | 1901-01-01 06:00 | Field installed cathodic protection | [14 empty] | UST Currently In Use: 0; UST Temp Close: 0; AST Currently In Use: 0; AST Temp Closed: 0 | 0 | 0 | 4 | 10950-101-005252 | CHEVRON USA PRODUCTS CO/ENVIR M A
6364 | Permanently Closed | 1901-01-01 06:00 | 1953-01-01 06:00 | 1988-08-01 06:00 | Petroleum | Used oil | Used oil |  | Steel | Steel | Coated & cathodic protection (sti-P3) |  | Steel |  | 1901-01-01 06:00 | Field installed cathodic protection | [14 empty] | UST Currently In Use: 0; UST Temp Close: 0; AST Currently In Use: 0; AST Temp Closed: 0 | 0 | 0 | 4 | 10950-101-005252 | CHEVRON USA PRODUCTS CO/ENVIR M A
6365 | Permanently Closed | 1901-01-01 06:00 | 1975-01-01 06:00 | 1988-11-30 06:00 | Petroleum | Unleaded gasoline | Unleaded gasoline |  | Steel | Steel |  | Painted or None | Steel |  | 1901-01-01 06:00 | [15 empty] | UST Currently In Use: 3; UST Temp Close: 0; AST Currently In Use: 0; AST Temp Closed: 0 | 3 | 0 | 4 | 25074-101-005320 | OPK PROPERTY MANAGEMENT LLC
6366 | Permanently Closed | 1901-01-01 06:00 | 1975-01-01 06:00 | 1988-11-30 06:00 | Petroleum | Unleaded gasoline | Unleaded gasoline |  | Steel | Steel |  | Painted or None | Steel |  | 1901-01-01 06:00 | [15 empty] | UST Currently In Use: 3; UST Temp Close: 0; AST Currently In Use: 0; AST Temp Closed: 0 | 3 | 0 | 4 | 25074-101-005320 | OPK PROPERTY MANAGEMENT LLC
6367 | Permanently Closed | 1901-01-01 06:00 | 1975-01-01 06:00 | 1988-11-30 06:00 | Petroleum | Unleaded gasoline | Unleaded gasoline |  | Steel | Steel |  | Painted or None | Steel |  | 1901-01-01 06:00 | [15 empty] | UST Currently In Use: 3; UST Temp Close: 0; AST Currently In Use: 0; AST Temp Closed: 0 | 3 | 0 | 4 | 25074-101-005320 | OPK PROPERTY MANAGEMENT LLC
6368 | Permanently Closed | 1901-01-01 06:00 | 1975-01-01 06:00 | 1988-11-30 06:00 | Petroleum | Used oil | Used oil |  | Steel | Steel |  | Painted or None | Steel |  | 1901-01-01 06:00 | [15 empty] | UST Currently In Use: 3; UST Temp Close: 0; AST Currently In Use: 0; AST Temp Closed: 0 | 3 | 0 | 4 | 25074-101-005320 | OPK PROPERTY MANAGEMENT LLC
6369 | Currently in Use |  | 1988-12-02 06:00 |  | Petroleum | Unleaded gasoline | Unleaded gasoline | Retail | Fiberglass reinforced plastic | Fiberglass reinforced plastic |  |  | Fiberglass reinforced plastic |  | 1901-01-01 06:00 | None | Catchment Basin, Single walled catchment basin | Flow Rest 90% Full | Flow Rest 90% Full |  |  | Continuous Automatic Tank Gauge |  | Automatic shutoff device (AELLD), Containment Sump | Containment Sump | [5 empty] | UST Currently In Use: 3; UST Temp Close: 0; AST Currently In Use: 0; AST Temp Closed: 0 | 3 | 0 | 4 | 25074-101-005320 | OPK PROPERTY MANAGEMENT LLC
6370 | Currently in Use |  | 1988-12-02 06:00 |  | Petroleum | Unleaded gasoline | Unleaded gasoline | Retail | Fiberglass reinforced plastic | Fiberglass reinforced plastic |  |  | Fiberglass reinforced plastic |  | 1901-01-01 06:00 | None | Catchment Basin, Single walled catchment basin | Flow Rest 90% Full | Flow Rest 90% Full |  |  | Continuous Automatic Tank Gauge |  | Automatic shutoff device (AELLD), Containment Sump | Containment Sump | [5 empty] | UST Currently In Use: 3; UST Temp Close: 0; AST Currently In Use: 0; AST Temp Closed: 0 | 3 | 0 | 4 | 25074-101-005320 | OPK PROPERTY MANAGEMENT LLC
6371 | Currently in Use |  | 1988-12-02 06:00 |  | Petroleum | Unleaded gasoline | Unleaded gasoline | Retail | Fiberglass reinforced plastic | Fiberglass reinforced plastic |  |  | Fiberglass reinforced plastic |  | 1901-01-01 06:00 | None | Catchment Basin, Single walled catchment basin | Flow Rest 90% Full | Flow Rest 90% Full |  |  | Continuous Automatic Tank Gauge |  | Automatic shutoff device (AELLD), Containment Sump | Containment Sump | [5 empty] | UST Currently In Use: 3; UST Temp Close: 0; AST Currently In Use: 0; AST Temp Closed: 0 | 3 | 0 | 4 | 25074-101-005320 | OPK PROPERTY MANAGEMENT LLC
6372 | Currently in Use |  | 1981-01-01 06:00 |  | Petroleum | Unleaded gasoline | Unleaded gasoline | Retail | Fiberglass reinforced plastic | Fiberglass reinforced plastic |  |  | Fiberglass reinforced plastic |  | 1901-01-01 06:00 |  | Catchment Basin, Single walled catchment basin | Automatic shutoff device At 95% full, Flow Rest 90% Full | Flow Rest 90% Full |  |  | Continuous Automatic Tank Gauge |  | Automatic flow restrictor (MLLD) | Automatic flow restrictor (MLLD) |  |  | Annual line testing | Annual line testing |  | UST Currently In Use: 3; UST Temp Close: 0; AST Currently In Use: 0; AST Temp Closed: 0 | 3 | 0 | 1 | 24497-101-005321 | MBM 02 LLC
6373 | Currently in Use |  | 1981-01-01 06:00 |  | Petroleum | Unleaded gasoline | Unleaded gasoline | Retail | Fiberglass reinforced plastic | Fiberglass reinforced plastic |  |  | Fiberglass reinforced plastic |  | 1901-01-01 06:00 |  | Catchment Basin, Single walled catchment basin | Automatic shutoff device At 95% full, Flow Rest 90% Full | Flow Rest 90% Full |  |  | Continuous Automatic Tank Gauge |  | Automatic flow restrictor (MLLD) | Automatic flow restrictor (MLLD) |  |  | Annual line testing | Annual line testing |  | UST Currently In Use: 3; UST Temp Close: 0; AST Currently In Use: 0; AST Temp Closed: 0 | 3 | 0 | 1 | 24497-101-005321 | MBM 02 LLC
6374 | Currently in Use |  | 1981-01-01 06:00 |  | Petroleum | Premium gasoline | Premium gasoline | Retail | Fiberglass reinforced plastic | Fiberglass reinforced plastic |  |  | Fiberglass reinforced plastic |  | 1901-01-01 06:00 |  | Catchment Basin, Single walled catchment basin | Flow Rest 90% Full | Flow Rest 90% Full |  |  | Continuous Automatic Tank Gauge |  | Automatic flow restrictor (MLLD) | Automatic flow restrictor (MLLD) |  |  | Annual line testing | Annual line testing |  | UST Currently In Use: 3; UST Temp Close: 0; AST Currently In Use: 0; AST Temp Closed: 0 | 3 | 0 | 1 | 24497-101-005321 | MBM 02 LLC
6375 | Permanently Closed | 1991-03-01 06:00 | 1981-01-01 06:00 | 1991-09-05 06:00 | Petroleum | Used oil | Used oil |  | Fiberglass reinforced plastic | Fiberglass reinforced plastic |  |  | Fiberglass reinforced plastic |  | 1901-01-01 06:00 | [15 empty] | UST Currently In Use: 3; UST Temp Close: 0; AST Currently In Use: 0; AST Temp Closed: 0 | 3 | 0 | 1 | 24497-101-005321 | MBM 02 LLC
6376 | Permanently Closed | 1901-01-01 06:00 | 1969-01-01 06:00 | 1988-01-01 06:00 | Petroleum | Unleaded gasoline | Unleaded gasoline |  | Steel | Steel |  | Painted or None | Steel |  | 1901-01-01 06:00 | [15 empty] | UST Currently In Use: 3; UST Temp Close: 0; AST Currently In Use: 0; AST Temp Closed: 0 | 3 | 0 | 5 | 22806-101-005322 | ADVANT ENERGY
6377 | Permanently Closed | 1901-01-01 06:00 | 1969-01-01 06:00 | 1988-01-01 06:00 | Petroleum | Unleaded gasoline | Unleaded gasoline |  | Steel | Steel |  | Painted or None | Steel |  | 1901-01-01 06:00 | [15 empty] | UST Currently In Use: 3; UST Temp Close: 0; AST Currently In Use: 0; AST Temp Closed: 0 | 3 | 0 | 5 | 22806-101-005322 | ADVANT ENERGY
6378 | Permanently Closed | 1901-01-01 06:00 | 1969-01-01 06:00 | 1988-01-01 06:00 | Petroleum | Unleaded gasoline | Unleaded gasoline |  | Steel | Steel |  | Painted or None | Steel |  | 1901-01-01 06:00 | [15 empty] | UST Currently In Use: 3; UST Temp Close: 0; AST Currently In Use: 0; AST Temp Closed: 0 | 3 | 0 | 5 | 22806-101-005322 | ADVANT ENERGY
6379 | Permanently Closed | 1901-01-01 06:00 | 1969-01-01 06:00 | 1988-01-01 06:00 | Petroleum | Used oil | Used oil |  | Steel | Steel |  | Painted or None | Steel |  | 1901-01-01 06:00 | [15 empty] | UST Currently In Use: 3; UST Temp Close: 0; AST Currently In Use: 0; AST Temp Closed: 0 | 3 | 0 | 5 | 22806-101-005322 | ADVANT ENERGY
6380 | Currently in Use |  | 1987-01-01 06:00 |  | Petroleum | Unleaded gasoline | Unleaded gasoline | Retail | Fiberglass reinforced plastic | Fiberglass reinforced plastic |  |  | Flexible | APT | 1901-01-01 06:00 | None | Catchment Basin, Single walled catchment basin | Flow Rest 90% Full | Flow Rest 90% Full |  |  | Continuous Automatic Tank Gauge |  | Automatic flow restrictor (MLLD), Containment Sump | Containment Sump | Interstitial Monitoring within Secondary Containment |  | Continuous alarm system | Continuous alarm system |  | UST Currently In Use: 3; UST Temp Close: 0; AST Currently In Use: 0; AST Temp Closed: 0 | 3 | 0 | 5 | 22806-101-005322 | ADVANT ENERGY
6381 | Currently in Use |  | 1987-01-01 06:00 |  | Petroleum | Unleaded gasoline | Unleaded gasoline | Retail | Fiberglass reinforced plastic | Fiberglass reinforced plastic |  |  | Flexible | APT | 1901-01-01 06:00 | None | Catchment Basin, Single walled catchment basin | Flow Rest 90% Full | Flow Rest 90% Full |  |  | Continuous Automatic Tank Gauge |  | Containment Sump | Containment Sump | Interstitial Monitoring within Secondary Containment |  | Continuous alarm system | Continuous alarm system |  | UST Currently In Use: 3; UST Temp Close: 0; AST Currently In Use: 0; AST Temp Closed: 0 | 3 | 0 | 5 | 22806-101-005322 | ADVANT ENERGY
6382 | Currently in Use |  | 1987-01-01 06:00 |  | Petroleum | Premium gasoline | Premium gasoline | Retail | Fiberglass reinforced plastic | Fiberglass reinforced plastic |  |  | Flexible | APT | 1901-01-01 06:00 | None | Catchment Basin, Single walled catchment basin | Flow Rest 90% Full | Flow Rest 90% Full |  |  | Continuous Automatic Tank Gauge |  | Automatic flow restrictor (MLLD), Containment Sump | Containment Sump | Interstitial Monitoring within Secondary Containment |  | Continuous alarm system | Continuous alarm system |  | UST Currently In Use: 3; UST Temp Close: 0; AST Currently In Use: 0; AST Temp Closed: 0 | 3 | 0 | 5 | 22806-101-005322 | ADVANT ENERGY
6383 | Permanently Closed | 2001-06-15 06:00 | 1987-01-01 06:00 | 2002-06-17 06:00 | Petroleum | Used oil | Used oil |  | Fiberglass reinforced plastic | Fiberglass reinforced plastic |  |  | Fiberglass reinforced plastic |  | 1901-01-01 06:00 | None | Other, EXEMPT | Flow Rest 90% Full, EXEMPT | Flow Rest 90% Full |  |  | Manual Tank Gauging (only tanks 1000 gal. or less and 48” or 64” in diameter) | [8 empty] | UST Currently In Use: 3; UST Temp Close: 0; AST Currently In Use: 0; AST Temp Closed: 0 | 3 | 0 | 5 | 22806-101-005322 | ADVANT ENERGY
6384 | Permanently Closed | 1901-01-01 06:00 | 1967-01-01 06:00 | 1988-01-01 06:00 | Petroleum | Unleaded gasoline | Unleaded gasoline |  | Steel | Steel | Coated & cathodic protection (sti-P3) |  | Steel |  | 1901-01-01 06:00 | Field installed cathodic protection | [14 empty] | UST Currently In Use: 0; UST Temp Close: 0; AST Currently In Use: 0; AST Temp Closed: 0 | 0 | 0 | 5 | 10950-101-005323 | CHEVRON USA PRODUCTS CO/ENVIR M A
6385 | Permanently Closed | 1901-01-01 06:00 | 1960-01-01 06:00 | 1988-01-01 06:00 | Petroleum | Unleaded gasoline | Unleaded gasoline |  | Steel | Steel | Coated & cathodic protection (sti-P3) |  | Steel |  | 1901-01-01 06:00 | Field installed cathodic protection | [14 empty] | UST Currently In Use: 0; UST Temp Close: 0; AST Currently In Use: 0; AST Temp Closed: 0 | 0 | 0 | 5 | 10950-101-005323 | CHEVRON USA PRODUCTS CO/ENVIR M A
6386 | Permanently Closed | 1901-01-01 06:00 | 1960-01-01 06:00 | 1988-01-01 06:00 | Petroleum | Unleaded gasoline | Unleaded gasoline |  | Steel | Steel | Coated & cathodic protection (sti-P3) |  | Steel |  | 1901-01-01 06:00 | Field installed cathodic protection | [14 empty] | UST Currently In Use: 0; UST Temp Close: 0; AST Currently In Use: 0; AST Temp Closed: 0 | 0 | 0 | 5 | 10950-101-005323 | CHEVRON USA PRODUCTS CO/ENVIR M A
6387 | Permanently Closed | 1901-01-01 06:00 | 1960-01-01 06:00 | 1988-01-01 06:00 | Petroleum | Unleaded gasoline | Unleaded gasoline |  | Steel | Steel | Coated & cathodic protection (sti-P3) |  | Steel |  | 1901-01-01 06:00 | Field installed cathodic protection | [14 empty] | UST Currently In Use: 0; UST Temp Close: 0; AST Currently In Use: 0; AST Temp Closed: 0 | 0 | 0 | 5 | 10950-101-005323 | CHEVRON USA PRODUCTS CO/ENVIR M A
6388 | Permanently Closed | 1901-01-01 06:00 | 1960-01-01 06:00 | 1988-01-01 06:00 | Petroleum | Used oil | Used oil |  | Steel | Steel | Coated & cathodic protection (sti-P3) |  | Steel |  | 1901-01-01 06:00 | Field installed cathodic protection | [14 empty] | UST Currently In Use: 0; UST Temp Close: 0; AST Currently In Use: 0; AST Temp Closed: 0 | 0 | 0 | 5 | 10950-101-005323 | CHEVRON USA PRODUCTS CO/ENVIR M A
6389 | Permanently Closed | 1901-01-01 06:00 | 1969-01-01 06:00 | 1992-02-05 06:00 | Petroleum | Unleaded gasoline | Unleaded gasoline |  | Steel | Steel |  | Painted or None | Steel |  | 1901-01-01 06:00 | [15 empty] | UST Currently In Use: 0; UST Temp Close: 0; AST Currently In Use: 0; AST Temp Closed: 0 | 0 | 0 | 4 | 10950-101-005324 | CHEVRON USA PRODUCTS CO/ENVIR M A
6390 | Permanently Closed | 1901-01-01 06:00 | 1969-01-01 06:00 | 1992-02-05 06:00 | Petroleum | Unleaded gasoline | Unleaded gasoline |  | Steel | Steel |  | Painted or None | Steel |  | 1901-01-01 06:00 | [15 empty] | UST Currently In Use: 0; UST Temp Close: 0; AST Currently In Use: 0; AST Temp Closed: 0 | 0 | 0 | 4 | 10950-101-005324 | CHEVRON USA PRODUCTS CO/ENVIR M A
6391 | Permanently Closed | 1901-01-01 06:00 | 1969-01-01 06:00 | 1992-02-05 06:00 | Petroleum | Unleaded gasoline | Unleaded gasoline |  | Steel | Steel |  | Painted or None | Steel |  | 1901-01-01 06:00 | [15 empty] | UST Currently In Use: 0; UST Temp Close: 0; AST Currently In Use: 0; AST Temp Closed: 0 | 0 | 0 | 4 | 10950-101-005324 | CHEVRON USA PRODUCTS CO/ENVIR M A
6392 | Permanently Closed | 1901-01-01 06:00 | 1969-01-01 06:00 | 1992-02-05 06:00 | Petroleum | Used oil | Used oil |  | Steel | Steel |  | Painted or None | Steel |  | 1901-01-01 06:00 | [15 empty] | UST Currently In Use: 0; UST Temp Close: 0; AST Currently In Use: 0; AST Temp Closed: 0 | 0 | 0 | 4 | 10950-101-005324 | CHEVRON USA PRODUCTS CO/ENVIR M A
6393 | Permanently Closed | 1981-08-01 06:00 | 1949-01-01 06:00 | 1981-08-01 06:00 | Petroleum | Unleaded gasoline | Unleaded gasoline |  | Steel | Steel |  | Painted or None | Steel |  | 1901-01-01 06:00 | [15 empty] | UST Currently In Use: 0; UST Temp Close: 0; AST Currently In Use: 0; AST Temp Closed: 0 | 0 | 0 | 1 | 10950-103-005219 | CHEVRON USA PRODUCTS CO/ENVIR M A
6394 | Currently in Use |  | 1982-01-01 06:00 |  | Petroleum | Unleaded gasoline | Unleaded gasoline | Retail | Fiberglass reinforced plastic, Single Wall | Single Wall |  |  | Double Wall, Fiberglass reinforced plastic |  | 2009-12-29 06:00 |  | Catchment Basin, Single walled catchment basin | Automatic shutoff device At 95% full | Automatic shutoff device At 95% full |  |  | Continuous Automatic Tank Gauge | Single walled submersible pump containment sump | Automatic flow restrictor (MLLD), Containment Sump, Sump sensor relayed to automatically shut off submersible pump | Sump sensor relayed to automatically shut off submersible pump | Interstitial Monitoring within Secondary Containment | SENSOR TO ATG | Continuous alarm system | Continuous alarm system |  | UST Currently In Use: 3; UST Temp Close: 0; AST Currently In Use: 0; AST Temp Closed: 0 | 3 | 0 | 1 | 25265-103-005261 | LGWS/CROSS AMERICA PARTNERS
6396 | Currently in Use |  | 1982-01-01 06:00 |  | Petroleum | On road diesel | On road diesel | Retail | Fiberglass reinforced plastic, Single Wall | Single Wall |  |  | Double Wall, Fiberglass reinforced plastic |  | 2009-12-29 06:00 |  | Catchment Basin, Single walled catchment basin | Automatic shutoff device At 95% full | Automatic shutoff device At 95% full |  |  | Continuous Automatic Tank Gauge | Single walled submersible pump containment sump | Automatic flow restrictor (MLLD), Containment Sump | Containment Sump | Interstitial Monitoring within Secondary Containment | SENSOR TO ATG | Continuous alarm system | Continuous alarm system |  | UST Currently In Use: 3; UST Temp Close: 0; AST Currently In Use: 0; AST Temp Closed: 0 | 3 | 0 | 1 | 25265-103-005261 | LGWS/CROSS AMERICA PARTNERS
6397 | Permanently Closed | 2008-04-10 06:00 | 1982-01-01 06:00 | 2008-10-09 06:00 | Petroleum | Used oil | Used oil | Bulk facility | Fiberglass reinforced plastic | Fiberglass reinforced plastic |  |  | Fiberglass reinforced plastic |  |  |  | Other, EXEMPT | Other, EXEMPT | Other |  |  | Manual Tank Gauging (only tanks 1000 gal. or less and 48” or 64” in diameter) | [8 empty] | UST Currently In Use: 3; UST Temp Close: 0; AST Currently In Use: 0; AST Temp Closed: 0 | 3 | 0 | 1 | 25265-103-005261 | LGWS/CROSS AMERICA PARTNERS
6398 | Currently in Use |  | 1980-01-01 06:00 |  | Petroleum | Premium gasoline | Premium gasoline | Retail | Fiberglass reinforced plastic, Single Wall | Single Wall |  |  | Double Wall, Fiberglass reinforced plastic |  | 2009-12-29 06:00 |  | Catchment Basin, Single walled catchment basin | Automatic shutoff device At 95% full | Automatic shutoff device At 95% full |  |  | Continuous Automatic Tank Gauge | Single walled submersible pump containment sump | Automatic flow restrictor (MLLD), Containment Sump | Containment Sump | Interstitial Monitoring within Secondary Containment | SENSOR TO ATG | Continuous alarm system | Continuous alarm system |  | UST Currently In Use: 3; UST Temp Close: 0; AST Currently In Use: 0; AST Temp Closed: 0 | 3 | 0 | 1 | 25265-103-005261 | LGWS/CROSS AMERICA PARTNERS
6399 | Permanently Closed | 1901-01-01 06:00 | 1966-01-01 06:00 | 1989-01-17 06:00 | Petroleum | Unleaded gasoline | Unleaded gasoline |  | Steel | Steel |  | Painted or None | Steel |  | 1901-01-01 06:00 | [15 empty] | UST Currently In Use: 0; UST Temp Close: 0; AST Currently In Use: 0; AST Temp Closed: 0 | 0 | 0 | 4 | 10950-103-005271 | CHEVRON USA PRODUCTS CO/ENVIR M A
6400 | Permanently Closed | 1901-01-01 06:00 | 1966-01-01 06:00 | 1989-01-17 06:00 | Petroleum | Unleaded gasoline | Unleaded gasoline |  | Steel | Steel |  | Painted or None | Steel |  | 1901-01-01 06:00 | [15 empty] | UST Currently In Use: 0; UST Temp Close: 0; AST Currently In Use: 0; AST Temp Closed: 0 | 0 | 0 | 4 | 10950-103-005271 | CHEVRON USA PRODUCTS CO/ENVIR M A
6401 | Permanently Closed | 1901-01-01 06:00 | 1966-01-01 06:00 | 1989-01-17 06:00 | Petroleum | Unleaded gasoline | Unleaded gasoline |  | Steel | Steel |  | Painted or None | Steel |  | 1901-01-01 06:00 | [15 empty] | UST Currently In Use: 0; UST Temp Close: 0; AST Currently In Use: 0; AST Temp Closed: 0 | 0 | 0 | 4 | 10950-103-005271 | CHEVRON USA PRODUCTS CO/ENVIR M A
6402 | Permanently Closed | 1901-01-01 06:00 | 1966-01-01 06:00 | 1989-01-17 06:00 | Petroleum | Used oil | Used oil |  | Steel | Steel |  | Painted or None | Steel |  | 1901-01-01 06:00 | [15 empty] | UST Currently In Use: 0; UST Temp Close: 0; AST Currently In Use: 0; AST Temp Closed: 0 | 0 | 0 | 4 | 10950-103-005271 | CHEVRON USA PRODUCTS CO/ENVIR M A
6403 | Permanently Closed | 1901-01-01 06:00 | 1970-01-01 06:00 | 1989-04-13 06:00 | Petroleum | Unleaded gasoline | Unleaded gasoline |  | Steel | Steel |  | Painted or None | Steel |  | 1901-01-01 06:00 | [15 empty] | UST Currently In Use: 5; UST Temp Close: 0; AST Currently In Use: 0; AST Temp Closed: 0 | 5 | 0 | 5 | 24488-103-005348 | MITUL US LLC
6404 | Permanently Closed | 1901-01-01 06:00 | 1970-01-01 06:00 | 1989-04-13 06:00 | Petroleum | Unleaded gasoline | Unleaded gasoline |  | Steel | Steel |  | Painted or None | Steel |  | 1901-01-01 06:00 | [15 empty] | UST Currently In Use: 5; UST Temp Close: 0; AST Currently In Use: 0; AST Temp Closed: 0 | 5 | 0 | 5 | 24488-103-005348 | MITUL US LLC
6405 | Permanently Closed | 1901-01-01 06:00 | 1970-01-01 06:00 | 1989-04-13 06:00 | Petroleum | Unleaded gasoline | Unleaded gasoline |  | Steel | Steel |  | Painted or None | Steel |  | 1901-01-01 06:00 | [15 empty] | UST Currently In Use: 5; UST Temp Close: 0; AST Currently In Use: 0; AST Temp Closed: 0 | 5 | 0 | 5 | 24488-103-005348 | MITUL US LLC
6406 | Permanently Closed | 1901-01-01 06:00 | 1970-01-01 06:00 | 1989-04-13 06:00 | Petroleum | Used oil | Used oil |  | Steel | Steel |  | Painted or None | Steel |  | 1901-01-01 06:00 | [15 empty] | UST Currently In Use: 5; UST Temp Close: 0; AST Currently In Use: 0; AST Temp Closed: 0 | 5 | 0 | 5 | 24488-103-005348 | MITUL US LLC
6407 | Permanently Closed | 1901-01-01 06:00 | 1980-01-01 06:00 | 1989-04-13 06:00 | Petroleum | On road diesel | On road diesel |  | Fiberglass reinforced plastic | Fiberglass reinforced plastic |  |  | Fiberglass reinforced plastic |  | 1901-01-01 06:00 | [15 empty] | UST Currently In Use: 5; UST Temp Close: 0; AST Currently In Use: 0; AST Temp Closed: 0 | 5 | 0 | 5 | 24488-103-005348 | MITUL US LLC
6408 | Currently in Use |  | 1989-04-13 06:00 |  | Petroleum | Unleaded gasoline | Unleaded gasoline | Retail | Double Wall, Fiberglass reinforced plastic | Fiberglass reinforced plastic |  |  | Fiberglass reinforced plastic, Single Wall |  |  |  | Catchment Basin, Single walled catchment basin | Flow Rest 90% Full | Flow Rest 90% Full |  |  | Continuous Automatic Tank Gauge | Direct Bury submersible pump | Automatic flow restrictor (MLLD) | Automatic flow restrictor (MLLD) |  |  | Annual line testing | Annual line testing |  | UST Currently In Use: 5; UST Temp Close: 0; AST Currently In Use: 0; AST Temp Closed: 0 | 5 | 0 | 5 | 24488-103-005348 | MITUL US LLC
6409 | Currently in Use |  | 1989-04-13 06:00 |  | Petroleum | Mid-grade gasoline | Mid-grade gasoline | Retail | Double Wall, Fiberglass reinforced plastic | Fiberglass reinforced plastic |  |  | Fiberglass reinforced plastic, Single Wall |  |  |  | Catchment Basin, Single walled catchment basin | Flow Rest 90% Full | Flow Rest 90% Full |  |  | Continuous Automatic Tank Gauge | Direct Bury submersible pump | Automatic flow restrictor (MLLD) | Automatic flow restrictor (MLLD) |  |  | Annual line testing | Annual line testing |  | UST Currently In Use: 5; UST Temp Close: 0; AST Currently In Use: 0; AST Temp Closed: 0 | 5 | 0 | 5 | 24488-103-005348 | MITUL US LLC
6410 | Currently in Use |  | 1989-04-13 06:00 |  | Petroleum | Premium gasoline | Premium gasoline | Retail | Double Wall, Fiberglass reinforced plastic | Fiberglass reinforced plastic |  |  | Fiberglass reinforced plastic, Single Wall |  |  |  | Catchment Basin, Single walled catchment basin | Flow Rest 90% Full | Flow Rest 90% Full |  |  | Continuous Automatic Tank Gauge | Direct Bury submersible pump | Automatic flow restrictor (MLLD) | Automatic flow restrictor (MLLD) |  |  | Annual line testing | Annual line testing |  | UST Currently In Use: 5; UST Temp Close: 0; AST Currently In Use: 0; AST Temp Closed: 0 | 5 | 0 | 5 | 24488-103-005348 | MITUL US LLC
6411 | Currently in Use |  | 1981-01-01 06:00 |  | Petroleum | On road diesel | On road diesel | Retail | Fiberglass reinforced plastic, Single Wall | Single Wall |  |  | Fiberglass reinforced plastic, Single Wall |  |  |  | Catchment Basin, Single walled catchment basin | Automatic shutoff device At 95% full | Automatic shutoff device At 95% full |  |  | Continuous Automatic Tank Gauge | Direct Bury submersible pump | Automatic flow restrictor (MLLD) | Automatic flow restrictor (MLLD) |  |  | Annual line testing | Annual line testing |  | UST Currently In Use: 5; UST Temp Close: 0; AST Currently In Use: 0; AST Temp Closed: 0 | 5 | 0 | 5 | 24488-103-005348 | MITUL US LLC
6412 | Currently in Use |  | 1989-04-13 06:00 |  | Petroleum | Kerosene | Kerosene | Retail | Fiberglass reinforced plastic, Single Wall | Single Wall |  |  | Fiberglass reinforced plastic, Single Wall |  |  |  | Catchment Basin, Single walled catchment basin | Automatic shutoff device At 95% full | Automatic shutoff device At 95% full |  |  | Continuous Automatic Tank Gauge | Direct Bury submersible pump | Automatic flow restrictor (MLLD) | Automatic flow restrictor (MLLD) |  |  | Annual line testing | Annual line testing |  | UST Currently In Use: 5; UST Temp Close: 0; AST Currently In Use: 0; AST Temp Closed: 0 | 5 | 0 | 5 | 24488-103-005348 | MITUL US LLC
6413 | Permanently Closed | 1901-01-01 06:00 | 1963-01-01 06:00 | 1989-04-20 06:00 | Petroleum | Unleaded gasoline | Unleaded gasoline |  | Steel | Steel | Coated & cathodic protection (sti-P3) |  | Steel |  | 1901-01-01 06:00 | Field installed cathodic protection | [14 empty] | UST Currently In Use: 0; UST Temp Close: 0; AST Currently In Use: 0; AST Temp Closed: 0 | 0 | 0 | 5 | 10950-103-005349 | CHEVRON USA PRODUCTS CO/ENVIR M A
6414 | Permanently Closed | 1901-01-01 06:00 | 1963-01-01 06:00 | 1989-04-20 06:00 | Petroleum | Unleaded gasoline | Unleaded gasoline |  | Steel | Steel | Coated & cathodic protection (sti-P3) |  | Steel |  | 1901-01-01 06:00 | Field installed cathodic protection | [14 empty] | UST Currently In Use: 0; UST Temp Close: 0; AST Currently In Use: 0; AST Temp Closed: 0 | 0 | 0 | 5 | 10950-103-005349 | CHEVRON USA PRODUCTS CO/ENVIR M A
6415 | Permanently Closed | 1901-01-01 06:00 | 1958-01-01 06:00 | 1989-04-20 06:00 | Petroleum | Unleaded gasoline | Unleaded gasoline |  | Steel | Steel | Coated & cathodic protection (sti-P3) |  | Steel |  | 1901-01-01 06:00 | Field installed cathodic protection | [14 empty] | UST Currently In Use: 0; UST Temp Close: 0; AST Currently In Use: 0; AST Temp Closed: 0 | 0 | 0 | 5 | 10950-103-005349 | CHEVRON USA PRODUCTS CO/ENVIR M A
6416 | Permanently Closed | 1901-01-01 06:00 | 1958-01-01 06:00 | 1989-04-20 06:00 | Petroleum | Unleaded gasoline | Unleaded gasoline |  | Steel | Steel | Coated & cathodic protection (sti-P3) |  | Steel |  | 1901-01-01 06:00 | Field installed cathodic protection | [14 empty] | UST Currently In Use: 0; UST Temp Close: 0; AST Currently In Use: 0; AST Temp Closed: 0 | 0 | 0 | 5 | 10950-103-005349 | CHEVRON USA PRODUCTS CO/ENVIR M A
6417 | Permanently Closed | 1901-01-01 06:00 | 1958-01-01 06:00 | 1989-04-20 06:00 | Petroleum | Used oil | Used oil |  | Steel | Steel | Coated & cathodic protection (sti-P3) |  | Steel |  | 1901-01-01 06:00 | Field installed cathodic protection | [14 empty] | UST Currently In Use: 0; UST Temp Close: 0; AST Currently In Use: 0; AST Temp Closed: 0 | 0 | 0 | 5 | 10950-103-005349 | CHEVRON USA PRODUCTS CO/ENVIR M A
6418 | Permanently Closed | 1901-01-01 06:00 | 1953-01-01 06:00 | 1989-04-28 06:00 | Petroleum | Unleaded gasoline | Unleaded gasoline |  | Steel | Steel | Coated & cathodic protection (sti-P3) |  | Steel |  | 1901-01-01 06:00 | Field installed cathodic protection | [14 empty] | UST Currently In Use: 0; UST Temp Close: 0; AST Currently In Use: 0; AST Temp Closed: 0 | 0 | 0 | 4 | 10950-105-005339 | CHEVRON USA PRODUCTS CO/ENVIR M A
6419 | Permanently Closed | 1901-01-01 06:00 | 1953-01-01 06:00 | 1989-04-28 06:00 | Petroleum | Unleaded gasoline | Unleaded gasoline |  | Steel | Steel | Coated & cathodic protection (sti-P3) |  | Steel |  | 1901-01-01 06:00 | Field installed cathodic protection | [14 empty] | UST Currently In Use: 0; UST Temp Close: 0; AST Currently In Use: 0; AST Temp Closed: 0 | 0 | 0 | 4 | 10950-105-005339 | CHEVRON USA PRODUCTS CO/ENVIR M A
6420 | Permanently Closed | 1901-01-01 06:00 | 1953-01-01 06:00 | 1989-04-28 06:00 | Petroleum | Unleaded gasoline | Unleaded gasoline |  | Steel | Steel | Coated & cathodic protection (sti-P3) |  | Steel |  | 1901-01-01 06:00 | Field installed cathodic protection | [14 empty] | UST Currently In Use: 0; UST Temp Close: 0; AST Currently In Use: 0; AST Temp Closed: 0 | 0 | 0 | 4 | 10950-105-005339 | CHEVRON USA PRODUCTS CO/ENVIR M A
6421 | Permanently Closed | 1901-01-01 06:00 | 1953-01-01 06:00 | 1989-04-28 06:00 | Petroleum | Used oil | Used oil |  | Steel | Steel | Coated & cathodic protection (sti-P3) |  | Steel |  | 1901-01-01 06:00 | Field installed cathodic protection | [14 empty] | UST Currently In Use: 0; UST Temp Close: 0; AST Currently In Use: 0; AST Temp Closed: 0 | 0 | 0 | 4 | 10950-105-005339 | CHEVRON USA PRODUCTS CO/ENVIR M A
6422 | Permanently Closed | 2006-05-01 06:00 | 1985-01-01 06:00 | 2006-12-21 06:00 | Petroleum | Unleaded gasoline | Unleaded gasoline | Retail | Fiberglass reinforced plastic | Fiberglass reinforced plastic |  |  | Fiberglass reinforced plastic |  | 1901-01-01 06:00 | None | Catchment Basin, Single walled catchment basin | Flow Rest 90% Full | Flow Rest 90% Full |  |  | Statistical Inventory Reconciliation (SIR) | [5 empty] | Annual line testing, Statistical inventory reconciliation (SIR) | Statistical inventory reconciliation (SIR) |  | UST Currently In Use: 0; UST Temp Close: 0; AST Currently In Use: 0; AST Temp Closed: 0 | 0 | 0 | 3 | 18078-113-005304 | WHATLEY OIL & AUTO PARTS
6423 | Permanently Closed | 2006-05-01 06:00 | 1985-01-01 06:00 | 2006-12-21 06:00 | Petroleum | Mid-grade gasoline | Mid-grade gasoline | Retail | Fiberglass reinforced plastic | Fiberglass reinforced plastic |  |  | Fiberglass reinforced plastic |  | 1901-01-01 06:00 | None | Catchment Basin, Single walled catchment basin | Flow Rest 90% Full | Flow Rest 90% Full |  |  | Statistical Inventory Reconciliation (SIR) | [5 empty] | Statistical inventory reconciliation (SIR) | Statistical inventory reconciliation (SIR) |  | UST Currently In Use: 0; UST Temp Close: 0; AST Currently In Use: 0; AST Temp Closed: 0 | 0 | 0 | 3 | 18078-113-005304 | WHATLEY OIL & AUTO PARTS
6424 | Permanently Closed | 2006-05-01 06:00 | 1985-01-01 06:00 | 2006-12-21 06:00 | Petroleum | Premium gasoline | Premium gasoline | Retail | Fiberglass reinforced plastic | Fiberglass reinforced plastic |  |  | Fiberglass reinforced plastic |  | 1901-01-01 06:00 | None | Catchment Basin, Single walled catchment basin | Flow Rest 90% Full | Flow Rest 90% Full |  |  | Statistical Inventory Reconciliation (SIR) | [5 empty] | Statistical inventory reconciliation (SIR) | Statistical inventory reconciliation (SIR) |  | UST Currently In Use: 0; UST Temp Close: 0; AST Currently In Use: 0; AST Temp Closed: 0 | 0 | 0 | 3 | 18078-113-005304 | WHATLEY OIL & AUTO PARTS
6425 | Currently in Use |  | 1981-01-01 06:00 |  | Petroleum | Unleaded gasoline | Unleaded gasoline |  | Fiberglass reinforced plastic, Single Wall, 10K/10K | Single Wall |  |  | Fiberglass reinforced plastic, Single Wall |  | 1901-01-01 06:00 |  | Catchment Basin, Single walled catchment basin | Flow Rest 90% Full | Flow Rest 90% Full |  |  | Continuous Automatic Tank Gauge |  | Automatic shutoff device (AELLD) | Automatic shutoff device (AELLD) |  |  | Automatic electronic line leak detector (AELLD) | Automatic electronic line leak detector (AELLD) |  | UST Currently In Use: 2; UST Temp Close: 0; AST Currently In Use: 0; AST Temp Closed: 0 | 2 | 0 | 1 | 22285-115-005240 | HIGH TIDE OIL COMPANY, INC.
6427 | Currently in Use |  | 1981-01-01 06:00 |  | Petroleum | Premium gasoline | Premium gasoline |  | Fiberglass reinforced plastic, Single Wall | Single Wall |  |  | Fiberglass reinforced plastic, Single Wall |  | 1901-01-01 06:00 |  | Catchment Basin, Single walled catchment basin | Flow Rest 90% Full | Flow Rest 90% Full |  |  | Continuous Automatic Tank Gauge |  | Automatic shutoff device (AELLD) | Automatic shutoff device (AELLD) |  |  | Automatic electronic line leak detector (AELLD) | Automatic electronic line leak detector (AELLD) |  | UST Currently In Use: 2; UST Temp Close: 0; AST Currently In Use: 0; AST Temp Closed: 0 | 2 | 0 | 1 | 22285-115-005240 | HIGH TIDE OIL COMPANY, INC.
6428 | Permanently Closed | 1989-11-14 06:00 | 1981-01-01 06:00 | 1989-11-14 06:00 | Petroleum | Used oil | Used oil |  | Fiberglass reinforced plastic | Fiberglass reinforced plastic |  |  | Fiberglass reinforced plastic, Single Wall |  | 1901-01-01 06:00 | [15 empty] | UST Currently In Use: 2; UST Temp Close: 0; AST Currently In Use: 0; AST Temp Closed: 0 | 2 | 0 | 1 | 22285-115-005240 | HIGH TIDE OIL COMPANY, INC.
6429 | Permanently Closed | 1901-01-01 06:00 | 1960-01-01 06:00 | 1988-05-01 06:00 | Petroleum | Unleaded gasoline | Unleaded gasoline |  | Steel | Steel | Coated & cathodic protection (sti-P3) |  | Steel |  | 1901-01-01 06:00 | Field installed cathodic protection | Catchment Basin, Single walled catchment basin | [13 empty] | UST Currently In Use: 3; UST Temp Close: 0; AST Currently In Use: 0; AST Temp Closed: 0 | 3 | 0 | 5 | 25999-115-005243 | ROUND ROBIN ENTERPRISES INC
6430 | Permanently Closed | 1901-01-01 06:00 | 1960-01-01 06:00 | 1988-05-01 06:00 | Petroleum | Unleaded gasoline | Unleaded gasoline |  | Steel | Steel | Coated & cathodic protection (sti-P3) |  | Steel |  | 1901-01-01 06:00 | Field installed cathodic protection | [14 empty] | UST Currently In Use: 3; UST Temp Close: 0; AST Currently In Use: 0; AST Temp Closed: 0 | 3 | 0 | 5 | 25999-115-005243 | ROUND ROBIN ENTERPRISES INC
6431 | Permanently Closed | 1901-01-01 06:00 | 1960-01-01 06:00 | 1988-05-01 06:00 | Petroleum | Unleaded gasoline | Unleaded gasoline |  | Steel | Steel | Coated & cathodic protection (sti-P3) |  | Steel |  | 1901-01-01 06:00 | Field installed cathodic protection | [14 empty] | UST Currently In Use: 3; UST Temp Close: 0; AST Currently In Use: 0; AST Temp Closed: 0 | 3 | 0 | 5 | 25999-115-005243 | ROUND ROBIN ENTERPRISES INC
6432 | Permanently Closed | 1901-01-01 06:00 | 1960-01-01 06:00 | 1988-05-01 06:00 | Petroleum | Unleaded gasoline | Unleaded gasoline |  | Steel | Steel | Coated & cathodic protection (sti-P3) |  | Steel |  | 1901-01-01 06:00 | Field installed cathodic protection | [14 empty] | UST Currently In Use: 3; UST Temp Close: 0; AST Currently In Use: 0; AST Temp Closed: 0 | 3 | 0 | 5 | 25999-115-005243 | ROUND ROBIN ENTERPRISES INC
6433 | Permanently Closed | 1901-01-01 06:00 | 1960-01-01 06:00 | 1988-05-01 06:00 | Petroleum | Used oil | Used oil |  | Steel | Steel | Coated & cathodic protection (sti-P3) |  | Steel |  | 1901-01-01 06:00 | Field installed cathodic protection | [14 empty] | UST Currently In Use: 3; UST Temp Close: 0; AST Currently In Use: 0; AST Temp Closed: 0 | 3 | 0 | 5 | 25999-115-005243 | ROUND ROBIN ENTERPRISES INC
6434 | Currently in Use |  | 1988-01-01 06:00 |  | Petroleum | Unleaded gasoline | Unleaded gasoline | Retail | Double Wall, Fiberglass reinforced plastic | Fiberglass reinforced plastic |  |  | Fiberglass reinforced plastic, Single Wall |  | 1901-01-01 06:00 |  | Catchment Basin, Single walled catchment basin | Automatic shutoff device At 95% full | Automatic shutoff device At 95% full |  |  | Continuous Automatic Tank Gauge |  | Automatic flow restrictor (MLLD), Containment Sump | Containment Sump |  |  | Annual line testing | Annual line testing |  | UST Currently In Use: 3; UST Temp Close: 0; AST Currently In Use: 0; AST Temp Closed: 0 | 3 | 0 | 5 | 25999-115-005243 | ROUND ROBIN ENTERPRISES INC
6435 | Currently in Use |  | 1988-01-01 06:00 |  | Petroleum | Unleaded gasoline | Unleaded gasoline | Retail | Double Wall, Fiberglass reinforced plastic | Fiberglass reinforced plastic |  |  | Fiberglass reinforced plastic, Single Wall |  | 1901-01-01 06:00 |  | Catchment Basin, Single walled catchment basin | Automatic shutoff device At 95% full | Automatic shutoff device At 95% full |  |  | Continuous Automatic Tank Gauge |  | Automatic flow restrictor (MLLD), Containment Sump | Containment Sump |  |  | Annual line testing | Annual line testing |  | UST Currently In Use: 3; UST Temp Close: 0; AST Currently In Use: 0; AST Temp Closed: 0 | 3 | 0 | 5 | 25999-115-005243 | ROUND ROBIN ENTERPRISES INC
6436 | Currently in Use |  | 1988-01-01 06:00 |  | Petroleum | Premium gasoline | Premium gasoline | Retail | Double Wall, Fiberglass reinforced plastic | Fiberglass reinforced plastic |  |  | Fiberglass reinforced plastic, Single Wall |  | 1901-01-01 06:00 |  | Catchment Basin, Single walled catchment basin | Automatic shutoff device At 95% full | Automatic shutoff device At 95% full |  |  | Continuous Automatic Tank Gauge |  | Automatic flow restrictor (MLLD), Containment Sump | Containment Sump |  |  | Annual line testing | Annual line testing |  | UST Currently In Use: 3; UST Temp Close: 0; AST Currently In Use: 0; AST Temp Closed: 0 | 3 | 0 | 5 | 25999-115-005243 | ROUND ROBIN ENTERPRISES INC
6437 | Permanently Closed | 1901-01-01 06:00 | 1978-01-01 06:00 | 1989-06-05 06:00 | Petroleum | Unleaded gasoline | Unleaded gasoline |  | Steel | Steel |  | Painted or None | Steel |  | 1901-01-01 06:00 | [15 empty] | UST Currently In Use: 3; UST Temp Close: 0; AST Currently In Use: 0; AST Temp Closed: 0 | 3 | 0 | 4 | 13526-117-005226 | MOORE OIL COMPANY, INC.
6438 | Permanently Closed | 1901-01-01 06:00 | 1978-01-01 06:00 | 1989-06-05 06:00 | Petroleum | Unleaded gasoline | Unleaded gasoline |  | Steel | Steel |  | Painted or None | Steel |  | 1901-01-01 06:00 | [15 empty] | UST Currently In Use: 3; UST Temp Close: 0; AST Currently In Use: 0; AST Temp Closed: 0 | 3 | 0 | 4 | 13526-117-005226 | MOORE OIL COMPANY, INC.
6439 | Permanently Closed | 1901-01-01 06:00 | 1978-01-01 06:00 | 1989-06-05 06:00 | Petroleum | Unleaded gasoline | Unleaded gasoline |  | Steel | Steel |  | Painted or None | Steel |  | 1901-01-01 06:00 | [15 empty] | UST Currently In Use: 3; UST Temp Close: 0; AST Currently In Use: 0; AST Temp Closed: 0 | 3 | 0 | 4 | 13526-117-005226 | MOORE OIL COMPANY, INC.
6440 | Permanently Closed | 1901-01-01 06:00 | 1978-01-01 06:00 | 1989-06-05 06:00 | Petroleum | On road diesel | On road diesel |  | Steel | Steel |  | Painted or None | Steel |  | 1901-01-01 06:00 | [15 empty] | UST Currently In Use: 3; UST Temp Close: 0; AST Currently In Use: 0; AST Temp Closed: 0 | 3 | 0 | 4 | 13526-117-005226 | MOORE OIL COMPANY, INC.
6441 | Currently in Use |  | 1989-01-01 06:00 |  | Petroleum | Unleaded gasoline | Unleaded gasoline | Retail | Fiberglass reinforced plastic | Fiberglass reinforced plastic |  |  | Fiberglass reinforced plastic |  | 1901-01-01 06:00 |  | Catchment Basin, Single walled catchment basin | Automatic shutoff device At 95% full | Automatic shutoff device At 95% full |  |  | Continuous Automatic Tank Gauge |  | Automatic shutoff device (AELLD) | Automatic shutoff device (AELLD) | [5 empty] | UST Currently In Use: 3; UST Temp Close: 0; AST Currently In Use: 0; AST Temp Closed: 0 | 3 | 0 | 4 | 13526-117-005226 | MOORE OIL COMPANY, INC.
6442 | Currently in Use |  | 1989-01-01 06:00 |  | Petroleum | Unleaded gasoline | Unleaded gasoline | Retail | Fiberglass reinforced plastic | Fiberglass reinforced plastic |  |  | Fiberglass reinforced plastic |  | 1901-01-01 06:00 |  | Catchment Basin, Single walled catchment basin | Automatic shutoff device At 95% full | Automatic shutoff device At 95% full |  |  | Continuous Automatic Tank Gauge |  | Automatic shutoff device (AELLD) | Automatic shutoff device (AELLD) | [5 empty] | UST Currently In Use: 3; UST Temp Close: 0; AST Currently In Use: 0; AST Temp Closed: 0 | 3 | 0 | 4 | 13526-117-005226 | MOORE OIL COMPANY, INC.
6443 | Currently in Use |  | 1989-01-01 06:00 |  | Petroleum | Premium gasoline | Premium gasoline | Retail | Fiberglass reinforced plastic | Fiberglass reinforced plastic |  |  | Fiberglass reinforced plastic |  | 1901-01-01 06:00 |  | Catchment Basin, Single walled catchment basin | Automatic shutoff device At 95% full | Automatic shutoff device At 95% full |  |  | Continuous Automatic Tank Gauge |  | Automatic shutoff device (AELLD) | Automatic shutoff device (AELLD) | [5 empty] | UST Currently In Use: 3; UST Temp Close: 0; AST Currently In Use: 0; AST Temp Closed: 0 | 3 | 0 | 4 | 13526-117-005226 | MOORE OIL COMPANY, INC.
6444 | Permanently Closed | 1990-03-05 06:00 | 1971-01-01 06:00 | 1990-03-06 06:00 | Petroleum | Unleaded gasoline | Unleaded gasoline |  | Steel | Steel |  | Painted or None | Steel |  | 1901-01-01 06:00 | [15 empty] | UST Currently In Use: 0; UST Temp Close: 0; AST Currently In Use: 0; AST Temp Closed: 0 | 0 | 0 | 4 | 10950-125-005230 | CHEVRON USA PRODUCTS CO/ENVIR M A
6445 | Permanently Closed | 1990-03-05 06:00 | 1971-01-01 06:00 | 1990-03-06 06:00 | Petroleum | Unleaded gasoline | Unleaded gasoline |  | Steel | Steel |  | Painted or None | Steel |  | 1901-01-01 06:00 | [15 empty] | UST Currently In Use: 0; UST Temp Close: 0; AST Currently In Use: 0; AST Temp Closed: 0 | 0 | 0 | 4 | 10950-125-005230 | CHEVRON USA PRODUCTS CO/ENVIR M A
6446 | Permanently Closed | 1990-03-05 06:00 | 1971-01-01 06:00 | 1990-03-06 06:00 | Petroleum | Unleaded gasoline | Unleaded gasoline |  | Steel | Steel |  | Painted or None | Steel |  | 1901-01-01 06:00 | [15 empty] | UST Currently In Use: 0; UST Temp Close: 0; AST Currently In Use: 0; AST Temp Closed: 0 | 0 | 0 | 4 | 10950-125-005230 | CHEVRON USA PRODUCTS CO/ENVIR M A
6447 | Permanently Closed | 1990-03-05 06:00 | 1971-01-01 06:00 | 1990-03-06 06:00 | Petroleum | Used oil | Used oil |  | Steel | Steel |  | Painted or None | Steel |  | 1901-01-01 06:00 | [15 empty] | UST Currently In Use: 0; UST Temp Close: 0; AST Currently In Use: 0; AST Temp Closed: 0 | 0 | 0 | 4 | 10950-125-005230 | CHEVRON USA PRODUCTS CO/ENVIR M A
6448 | Currently in Use |  | 1980-01-01 06:00 |  | Petroleum | Unleaded gasoline | Unleaded gasoline | Retail | Fiberglass reinforced plastic | Fiberglass reinforced plastic |  |  | Fiberglass reinforced plastic |  | 1901-01-01 06:00 |  | Catchment Basin, Single walled catchment basin | Automatic shutoff device At 95% full | Automatic shutoff device At 95% full |  |  | Continuous Automatic Tank Gauge |  | Automatic shutoff device (AELLD), Sump sensor relayed to automatically shut off submersible pump, MANIFOLDED | Sump sensor relayed to automatically shut off submersible pump |  |  | Automatic electronic line leak detector (AELLD) | Automatic electronic line leak detector (AELLD) |  | UST Currently In Use: 4; UST Temp Close: 0; AST Currently In Use: 0; AST Temp Closed: 0 | 4 | 0 | 0 | 20072-125-005231 | A & M OIL CO LLC
6449 | Currently in Use |  | 1980-01-01 06:00 |  | Petroleum | Unleaded gasoline | Unleaded gasoline | Retail | Fiberglass reinforced plastic | Fiberglass reinforced plastic |  |  | Fiberglass reinforced plastic |  | 1901-01-01 06:00 |  | Catchment Basin, Single walled catchment basin | Automatic shutoff device At 95% full | Automatic shutoff device At 95% full |  |  | Continuous Automatic Tank Gauge |  | Automatic shutoff device (AELLD), Sump sensor relayed to automatically shut off submersible pump, MANIFOLDED | Sump sensor relayed to automatically shut off submersible pump | [5 empty] | UST Currently In Use: 4; UST Temp Close: 0; AST Currently In Use: 0; AST Temp Closed: 0 | 4 | 0 | 0 | 20072-125-005231 | A & M OIL CO LLC
6450 | Currently in Use |  | 1980-01-01 06:00 |  | Petroleum | Premium gasoline | Premium gasoline | Retail | Fiberglass reinforced plastic | Fiberglass reinforced plastic |  |  | Fiberglass reinforced plastic |  | 1901-01-01 06:00 |  | Catchment Basin, Single walled catchment basin | Automatic shutoff device At 95% full | Automatic shutoff device At 95% full |  |  | Continuous Automatic Tank Gauge |  | Automatic shutoff device (AELLD) | Automatic shutoff device (AELLD) |  |  | Automatic electronic line leak detector (AELLD) | Automatic electronic line leak detector (AELLD) |  | UST Currently In Use: 4; UST Temp Close: 0; AST Currently In Use: 0; AST Temp Closed: 0 | 4 | 0 | 0 | 20072-125-005231 | A & M OIL CO LLC
6451 | Currently in Use |  | 1980-01-01 06:00 |  | Petroleum | On road diesel | On road diesel | Retail | Fiberglass reinforced plastic | Fiberglass reinforced plastic |  |  | Fiberglass reinforced plastic |  | 1901-01-01 06:00 |  | Catchment Basin, Single walled catchment basin | Automatic shutoff device At 95% full | Automatic shutoff device At 95% full |  |  | Continuous Automatic Tank Gauge |  | Automatic shutoff device (AELLD) | Automatic shutoff device (AELLD) |  |  | Automatic electronic line leak detector (AELLD) | Automatic electronic line leak detector (AELLD) |  | UST Currently In Use: 4; UST Temp Close: 0; AST Currently In Use: 0; AST Temp Closed: 0 | 4 | 0 | 0 | 20072-125-005231 | A & M OIL CO LLC
6452 | Retired | 1988-12-22 06:00 | 1980-01-01 06:00 |  | Petroleum | Used oil | Used oil |  | Fiberglass reinforced plastic | Fiberglass reinforced plastic |  |  | Fiberglass reinforced plastic |  | 1901-01-01 06:00 | [15 empty] | UST Currently In Use: 4; UST Temp Close: 0; AST Currently In Use: 0; AST Temp Closed: 0 | 4 | 0 | 0 | 20072-125-005231 | A & M OIL CO LLC
6453 | Permanently Closed | 1901-01-01 06:00 | 1966-01-01 06:00 | 1988-12-07 06:00 | Petroleum | Unleaded gasoline | Unleaded gasoline |  | Steel | Steel |  | Painted or None | Steel |  | 1901-01-01 06:00 | [15 empty] | UST Currently In Use: 0; UST Temp Close: 0; AST Currently In Use: 0; AST Temp Closed: 0 | 0 | 0 | 4 | 10950-125-005233 | CHEVRON USA PRODUCTS CO/ENVIR M A
6454 | Permanently Closed | 1901-01-01 06:00 | 1966-01-01 06:00 | 1988-12-07 06:00 | Petroleum | Unleaded gasoline | Unleaded gasoline |  | Steel | Steel |  | Painted or None | Steel |  | 1901-01-01 06:00 | [15 empty] | UST Currently In Use: 0; UST Temp Close: 0; AST Currently In Use: 0; AST Temp Closed: 0 | 0 | 0 | 4 | 10950-125-005233 | CHEVRON USA PRODUCTS CO/ENVIR M A
6455 | Permanently Closed | 1901-01-01 06:00 | 1966-01-01 06:00 | 1988-12-07 06:00 | Petroleum | Unleaded gasoline | Unleaded gasoline |  | Steel | Steel |  | Painted or None | Steel |  | 1901-01-01 06:00 | [15 empty] | UST Currently In Use: 0; UST Temp Close: 0; AST Currently In Use: 0; AST Temp Closed: 0 | 0 | 0 | 4 | 10950-125-005233 | CHEVRON USA PRODUCTS CO/ENVIR M A
6456 | Permanently Closed | 1901-01-01 06:00 | 1966-01-01 06:00 | 1988-12-07 06:00 | Petroleum | Used oil | Used oil |  | Steel | Steel |  | Painted or None | Steel |  | 1901-01-01 06:00 | [15 empty] | UST Currently In Use: 0; UST Temp Close: 0; AST Currently In Use: 0; AST Temp Closed: 0 | 0 | 0 | 4 | 10950-125-005233 | CHEVRON USA PRODUCTS CO/ENVIR M A
6462 | Permanently Closed | 2013-08-14 06:00 | 1982-01-01 06:00 |  | Petroleum | Unleaded gasoline | Unleaded gasoline | Bulk facility | Steel | Steel | Field installed cathodic protection |  | Fiberglass reinforced plastic, Steel, STL STUB |  |  | Galvanic Cathodic, STL STUB | Catchment Basin, Single walled catchment basin | Automatic shutoff device At 95% full | Automatic shutoff device At 95% full |  |  | Statistical Inventory Reconciliation (SIR) | [5 empty] | Annual line testing, Statistical inventory reconciliation (SIR) | Statistical inventory reconciliation (SIR) |  | UST Currently In Use: 0; UST Temp Close: 0; AST Currently In Use: 1; AST Temp Closed: 0 | 0 | 0 | 1 | 25220-005-000708 | MATT HEADRICK DBA CHEWALLA CREEK MAR
6463 | Permanently Closed | 1998-03-01 06:00 | 1978-01-01 06:00 | 1998-03-26 06:00 | Petroleum | Unleaded gasoline | Unleaded gasoline | Local government | Steel | Steel |  |  |  |  | 1901-01-01 06:00 | [15 empty] | UST Currently In Use: 1; UST Temp Close: 0; AST Currently In Use: 0; AST Temp Closed: 0 | 1 | 0 | 1 | 10953-021-000674 | CHILTON COUNTY BOARD OF EDUCATION
6464 | Permanently Closed | 1998-05-19 06:00 | 1983-01-01 06:00 | 1998-06-03 06:00 | Petroleum | Unleaded gasoline | Unleaded gasoline | Local government | Steel | Steel |  |  | Steel |  | 1901-01-01 06:00 | [15 empty] | UST Currently In Use: 0; UST Temp Close: 0; AST Currently In Use: 0; AST Temp Closed: 0 | 0 | 0 | 1 | 10953-021-007008 | CHILTON COUNTY BOARD OF EDUCATION
6465 | Currently in Use |  | 1979-01-01 06:00 |  | Petroleum | Unleaded gasoline | Unleaded gasoline | Local government | Steel | Steel | Field installed cathodic protection |  | Fiberglass reinforced plastic |  | 1901-01-01 06:00 | Other, FLXS ISOLA | Catchment Basin, Single walled catchment basin | Flow Rest 90% Full | Flow Rest 90% Full |  |  | Continuous Automatic Tank Gauge |  | Other, NOT IN USE | Other |  |  | Other, NOT USED | Other |  | UST Currently In Use: 2; UST Temp Close: 0; AST Currently In Use: 0; AST Temp Closed: 0 | 2 | 0 | 1 | 10953-021-007009 | CHILTON COUNTY BOARD OF EDUCATION
6466 | Currently in Use |  | 1979-01-01 06:00 |  | Petroleum | On road diesel | On road diesel | Local government | Steel | Steel | Field installed cathodic protection |  | Fiberglass reinforced plastic |  | 1901-01-01 06:00 | Other, FLXS ISOLA | Catchment Basin, Single walled catchment basin | Flow Rest 90% Full | Flow Rest 90% Full |  |  | Continuous Automatic Tank Gauge |  | Automatic flow restrictor (MLLD) | Automatic flow restrictor (MLLD) |  |  | Annual line testing | Annual line testing |  | UST Currently In Use: 2; UST Temp Close: 0; AST Currently In Use: 0; AST Temp Closed: 0 | 2 | 0 | 1 | 10953-021-007009 | CHILTON COUNTY BOARD OF EDUCATION
6467 | Permanently Closed | 1989-05-01 06:00 | 1979-01-01 06:00 | 1992-06-10 06:00 | Petroleum | Unleaded gasoline | Unleaded gasoline | Local government | Steel | Steel |  |  | Steel |  | 1901-01-01 06:00 | [6 empty] | Manual Tank Gauging (only tanks 1000 gal. or less and 48” or 64” in diameter) | [8 empty] | UST Currently In Use: 2; UST Temp Close: 0; AST Currently In Use: 0; AST Temp Closed: 0 | 2 | 0 | 1 | 10953-021-007009 | CHILTON COUNTY BOARD OF EDUCATION
6468 | Permanently Closed | 1901-01-01 06:00 | 1976-01-01 06:00 | 1988-01-01 06:00 | Petroleum | Unleaded gasoline | Unleaded gasoline | Local government | Steel | Steel |  |  | Steel |  | 1901-01-01 06:00 | [15 empty] | UST Currently In Use: 0; UST Temp Close: 0; AST Currently In Use: 0; AST Temp Closed: 0 | 0 | 0 | 2 | 10953-021-007010 | CHILTON COUNTY BOARD OF EDUCATION
6469 | Permanently Closed | 2005-06-13 06:00 | 1983-01-01 06:00 | 2005-06-13 06:00 | Petroleum | On road diesel | On road diesel | Local government | Steel | Steel | Coated & cathodic protection (sti-P3) |  | Fiberglass reinforced plastic |  | 1901-01-01 06:00 |  | Catchment Basin, Single walled catchment basin | Automatic shutoff device At 95% full, Flow Rest 90% Full | Flow Rest 90% Full |  |  | Automatic Tank Gauge | [8 empty] | UST Currently In Use: 0; UST Temp Close: 0; AST Currently In Use: 0; AST Temp Closed: 0 | 0 | 0 | 2 | 10953-021-007010 | CHILTON COUNTY BOARD OF EDUCATION
6470 | Permanently Closed | 1998-02-01 06:00 | 1969-01-01 06:00 | 1998-03-20 06:00 | Petroleum | Unleaded gasoline | Unleaded gasoline | Local government | Steel | Steel |  |  | Steel |  | 1901-01-01 06:00 | [15 empty] | UST Currently In Use: 1; UST Temp Close: 0; AST Currently In Use: 0; AST Temp Closed: 0 | 1 | 0 | 1 | 10953-021-010100 | CHILTON COUNTY BOARD OF EDUCATION
6471 | Permanently Closed | 1998-03-01 06:00 | 1970-01-01 06:00 | 1998-03-09 06:00 | Petroleum | Unleaded gasoline | Unleaded gasoline | Local government | Steel | Steel |  |  | Steel |  | 1901-01-01 06:00 | [15 empty] | UST Currently In Use: 1; UST Temp Close: 0; AST Currently In Use: 0; AST Temp Closed: 0 | 1 | 0 | 1 | 10953-021-010101 | CHILTON COUNTY BOARD OF EDUCATION
6472 | Permanently Closed | 1998-02-01 06:00 | 1978-01-01 06:00 | 1998-02-19 06:00 | Petroleum | Unleaded gasoline | Unleaded gasoline | Local government | Steel | Steel |  |  | Steel |  | 1901-01-01 06:00 | [15 empty] | UST Currently In Use: 1; UST Temp Close: 0; AST Currently In Use: 0; AST Temp Closed: 0 | 1 | 0 | 1 | 10953-021-010103 | CHILTON COUNTY BOARD OF EDUCATION
6473 | Permanently Closed | 1999-07-01 06:00 | 1954-01-01 06:00 | 1995-06-12 06:00 | Petroleum | Unleaded gasoline | Unleaded gasoline | Local government | [6 empty] | 1901-01-01 06:00 | [15 empty] | UST Currently In Use: 0; UST Temp Close: 0; AST Currently In Use: 0; AST Temp Closed: 0 | 0 | 0 | 1 | 10954-021-001585 | CHILTON COUNTY COMMISSION
6474 | Permanently Closed | 1998-12-03 06:00 | 1954-01-01 06:00 | 1998-12-03 06:00 | Petroleum | On road diesel | On road diesel | Local government | [6 empty] | 1901-01-01 06:00 | [15 empty] | UST Currently In Use: 0; UST Temp Close: 0; AST Currently In Use: 2; AST Temp Closed: 0 | 0 | 0 | 1 | 10954-021-001586 | CHILTON COUNTY COMMISSION
6475 | Permanently Closed | 1994-06-01 06:00 | 1983-01-01 06:00 | 1995-06-12 06:00 | Petroleum | Unleaded gasoline | Unleaded gasoline | Local government | Steel | Steel |  | Painted or None |  |  | 1901-01-01 06:00 | [15 empty] | UST Currently In Use: 0; UST Temp Close: 0; AST Currently In Use: 0; AST Temp Closed: 0 | 0 | 0 | 1 | 10954-021-001587 | CHILTON COUNTY COMMISSION
6476 | Permanently Closed | 1995-06-12 06:00 | 1954-01-01 06:00 | 1995-06-12 06:00 | Petroleum | Unleaded gasoline | Unleaded gasoline | Local government | [6 empty] | 1901-01-01 06:00 | [15 empty] | UST Currently In Use: 0; UST Temp Close: 0; AST Currently In Use: 0; AST Temp Closed: 0 | 0 | 0 | 1 | 10954-021-001588 | CHILTON COUNTY COMMISSION
6477 | Permanently Closed | 1991-03-07 06:00 | 1973-01-01 06:00 | 1991-03-07 06:00 | Petroleum | Unleaded gasoline | Unleaded gasoline | Local government | Steel | Steel |  | Painted or None | Steel |  | 1901-01-01 06:00 | [15 empty] | UST Currently In Use: 0; UST Temp Close: 0; AST Currently In Use: 0; AST Temp Closed: 0 | 0 | 0 | 5 | 10954-021-011115 | CHILTON COUNTY COMMISSION
6478 | Permanently Closed | 1991-03-07 06:00 | 1973-01-01 06:00 | 1991-03-07 06:00 | Petroleum | Unleaded gasoline | Unleaded gasoline | Local government | Steel | Steel |  | Painted or None | Steel |  | 1901-01-01 06:00 | [15 empty] | UST Currently In Use: 0; UST Temp Close: 0; AST Currently In Use: 0; AST Temp Closed: 0 | 0 | 0 | 5 | 10954-021-011115 | CHILTON COUNTY COMMISSION
6479 | Permanently Closed | 1991-03-07 06:00 | 1968-01-01 06:00 | 1991-03-07 06:00 | Petroleum | Unleaded gasoline | Unleaded gasoline | Local government | Steel | Steel |  | Painted or None | Steel |  | 1901-01-01 06:00 | [15 empty] | UST Currently In Use: 0; UST Temp Close: 0; AST Currently In Use: 0; AST Temp Closed: 0 | 0 | 0 | 5 | 10954-021-011115 | CHILTON COUNTY COMMISSION
6480 | Permanently Closed | 1988-12-01 06:00 | 1968-01-01 06:00 | 1988-12-15 06:00 | Petroleum | Unleaded gasoline | Unleaded gasoline | Local government | Steel | Steel |  | Painted or None | Steel |  | 1901-01-01 06:00 | [15 empty] | UST Currently In Use: 0; UST Temp Close: 0; AST Currently In Use: 0; AST Temp Closed: 0 | 0 | 0 | 5 | 10954-021-011115 | CHILTON COUNTY COMMISSION
6481 | Permanently Closed | 1988-12-01 06:00 | 1966-01-01 06:00 | 1988-12-15 06:00 | Petroleum | Unleaded gasoline | Unleaded gasoline | Local government | Steel | Steel |  | Painted or None | Steel |  | 1901-01-01 06:00 | [15 empty] | UST Currently In Use: 0; UST Temp Close: 0; AST Currently In Use: 0; AST Temp Closed: 0 | 0 | 0 | 5 | 10954-021-011115 | CHILTON COUNTY COMMISSION
6482 | Permanently Closed | 1996-04-01 06:00 | 1980-01-01 06:00 | 1996-04-15 06:00 | Petroleum | Unleaded gasoline | Unleaded gasoline | Retail | Steel | Steel |  | Painted or None | Steel |  | 1901-01-01 06:00 | [6 empty] | Statistical Inventory Reconciliation (SIR) | [8 empty] | UST Currently In Use: 3; UST Temp Close: 0; AST Currently In Use: 0; AST Temp Closed: 0 | 3 | 0 | 3 | 25643-001-005735 | CENTRAL ALABAMA COMMERCIAL PROP. LLC
6483 | Permanently Closed | 1996-04-01 06:00 | 1980-01-01 06:00 | 1996-04-15 06:00 | Petroleum | Unleaded gasoline | Unleaded gasoline | Retail | Steel | Steel |  | Painted or None | Steel |  | 1901-01-01 06:00 | [6 empty] | Statistical Inventory Reconciliation (SIR) | [8 empty] | UST Currently In Use: 3; UST Temp Close: 0; AST Currently In Use: 0; AST Temp Closed: 0 | 3 | 0 | 3 | 25643-001-005735 | CENTRAL ALABAMA COMMERCIAL PROP. LLC
6484 | Permanently Closed | 1996-04-01 06:00 | 1980-01-01 06:00 | 1996-04-15 06:00 | Petroleum | On road diesel | On road diesel | Retail | Steel | Steel |  | Painted or None | Steel |  | 1901-01-01 06:00 | [6 empty] | Statistical Inventory Reconciliation (SIR) | [8 empty] | UST Currently In Use: 3; UST Temp Close: 0; AST Currently In Use: 0; AST Temp Closed: 0 | 3 | 0 | 3 | 25643-001-005735 | CENTRAL ALABAMA COMMERCIAL PROP. LLC
6485 | Permanently Closed | 1901-01-01 06:00 | 1976-01-01 06:00 | 2011-11-11 06:00 | Petroleum | Unleaded gasoline | Unleaded gasoline |  | Steel | Steel |  | Painted or None | Steel |  | 1901-01-01 06:00 | [15 empty] | UST Currently In Use: 0; UST Temp Close: 0; AST Currently In Use: 0; AST Temp Closed: 0 | 0 | 0 | 2 | 10956-021-005736 | CHILTON OIL CO INC
6486 | Permanently Closed | 1901-01-01 06:00 | 1976-01-01 06:00 | 2011-11-11 06:00 | Petroleum | Unleaded gasoline | Unleaded gasoline |  | Steel | Steel |  | Painted or None | Steel |  | 1901-01-01 06:00 | [15 empty] | UST Currently In Use: 0; UST Temp Close: 0; AST Currently In Use: 0; AST Temp Closed: 0 | 0 | 0 | 2 | 10956-021-005736 | CHILTON OIL CO INC
6487 | Permanently Closed | 1989-01-01 06:00 | 1974-01-01 06:00 | 1990-07-24 06:00 | Petroleum | Unleaded gasoline | Unleaded gasoline |  | Steel | Steel |  | Painted or None | Steel |  | 1901-01-01 06:00 | [15 empty] | UST Currently In Use: 0; UST Temp Close: 0; AST Currently In Use: 0; AST Temp Closed: 0 | 0 | 0 | 3 | 10956-021-005737 | CHILTON OIL CO INC
6488 | Permanently Closed | 1989-01-01 06:00 | 1974-01-01 06:00 | 1990-07-24 06:00 | Petroleum | Unleaded gasoline | Unleaded gasoline |  | Steel | Steel |  | Painted or None | Steel |  | 1901-01-01 06:00 | [15 empty] | UST Currently In Use: 0; UST Temp Close: 0; AST Currently In Use: 0; AST Temp Closed: 0 | 0 | 0 | 3 | 10956-021-005737 | CHILTON OIL CO INC
6489 | Permanently Closed | 1989-01-01 06:00 | 1974-01-01 06:00 | 1990-07-24 06:00 | Petroleum | Unleaded gasoline | Unleaded gasoline |  | Steel | Steel |  | Painted or None | Steel |  | 1901-01-01 06:00 | [15 empty] | UST Currently In Use: 0; UST Temp Close: 0; AST Currently In Use: 0; AST Temp Closed: 0 | 0 | 0 | 3 | 10956-021-005737 | CHILTON OIL CO INC
6490 | Permanently Closed | 1991-06-18 06:00 | 1973-01-01 06:00 | 1991-06-18 06:00 | Petroleum | Unleaded gasoline | Unleaded gasoline |  | Steel | Steel |  | Painted or None | Steel |  | 1901-01-01 06:00 | [15 empty] | UST Currently In Use: 0; UST Temp Close: 0; AST Currently In Use: 0; AST Temp Closed: 0 | 0 | 0 | 3 | 10956-021-005738 | CHILTON OIL CO INC
6491 | Permanently Closed | 1991-06-18 06:00 | 1969-01-01 06:00 | 1991-06-18 06:00 | Petroleum | Unleaded gasoline | Unleaded gasoline |  | Steel | Steel |  | Painted or None | Steel |  | 1901-01-01 06:00 | [15 empty] | UST Currently In Use: 0; UST Temp Close: 0; AST Currently In Use: 0; AST Temp Closed: 0 | 0 | 0 | 3 | 10956-021-005738 | CHILTON OIL CO INC
6492 | Permanently Closed | 1991-06-18 06:00 | 1969-01-01 06:00 | 1991-06-18 06:00 | Petroleum | Unleaded gasoline | Unleaded gasoline |  | Steel | Steel |  | Painted or None | Steel |  | 1901-01-01 06:00 | [15 empty] | UST Currently In Use: 0; UST Temp Close: 0; AST Currently In Use: 0; AST Temp Closed: 0 | 0 | 0 | 3 | 10956-021-005738 | CHILTON OIL CO INC
6493 | Permanently Closed | 1998-02-01 06:00 | 1974-01-01 06:00 | 1998-02-20 06:00 | Petroleum | Unleaded gasoline | Unleaded gasoline |  | Steel | Steel |  | Painted or None | Steel |  | 1901-01-01 06:00 | [15 empty] | UST Currently In Use: 0; UST Temp Close: 0; AST Currently In Use: 0; AST Temp Closed: 0 | 0 | 0 | 3 | 20235-021-005739 | TONY BASSEGHI
6494 | Permanently Closed | 1998-02-01 06:00 | 1974-01-01 06:00 | 1998-02-20 06:00 | Petroleum | Unleaded gasoline | Unleaded gasoline |  | Steel | Steel |  | Painted or None | Steel |  | 1901-01-01 06:00 | [15 empty] | UST Currently In Use: 0; UST Temp Close: 0; AST Currently In Use: 0; AST Temp Closed: 0 | 0 | 0 | 3 | 20235-021-005739 | TONY BASSEGHI
6495 | Permanently Closed | 1997-08-01 06:00 | 1974-01-01 06:00 | 1998-02-20 06:00 | Petroleum | Unleaded gasoline | Unleaded gasoline |  | Steel | Steel |  | Painted or None | Steel |  | 1901-01-01 06:00 | [15 empty] | UST Currently In Use: 0; UST Temp Close: 0; AST Currently In Use: 0; AST Temp Closed: 0 | 0 | 0 | 3 | 20235-021-005739 | TONY BASSEGHI
6496 | Permanently Closed | 1994-11-01 06:00 | 1978-01-01 06:00 | 1997-04-10 06:00 | Petroleum | Unleaded gasoline | Unleaded gasoline | Retail | Steel | Steel |  | Painted or None | Steel |  | 1901-01-01 06:00 | [6 empty] | Statistical Inventory Reconciliation (SIR) | [8 empty] | UST Currently In Use: 0; UST Temp Close: 0; AST Currently In Use: 0; AST Temp Closed: 0 | 0 | 0 | 3 | 20149-021-005740 | TOMMY ALAN ROBBINS
6497 | Permanently Closed | 1994-11-01 06:00 | 1978-01-01 06:00 | 1997-04-10 06:00 | Petroleum | Unleaded gasoline | Unleaded gasoline | Retail | Steel | Steel |  | Painted or None | Steel |  | 1901-01-01 06:00 | [6 empty] | Statistical Inventory Reconciliation (SIR) | [8 empty] | UST Currently In Use: 0; UST Temp Close: 0; AST Currently In Use: 0; AST Temp Closed: 0 | 0 | 0 | 3 | 20149-021-005740 | TOMMY ALAN ROBBINS
6498 | Permanently Closed | 1994-11-01 06:00 | 1978-01-01 06:00 | 1997-04-10 06:00 | Petroleum | On road diesel | On road diesel | Retail | Steel | Steel |  | Painted or None | Steel |  | 1901-01-01 06:00 | [6 empty] | Statistical Inventory Reconciliation (SIR) | [8 empty] | UST Currently In Use: 0; UST Temp Close: 0; AST Currently In Use: 0; AST Temp Closed: 0 | 0 | 0 | 3 | 20149-021-005740 | TOMMY ALAN ROBBINS
6499 | Permanently Closed | 1996-09-30 06:00 | 1969-01-01 06:00 | 1996-09-30 06:00 | Petroleum | Unleaded gasoline | Unleaded gasoline | Retail | Steel | Steel |  | Painted or None | Steel |  | 1901-01-01 06:00 | [6 empty] | Statistical Inventory Reconciliation (SIR) | [8 empty] | UST Currently In Use: 0; UST Temp Close: 0; AST Currently In Use: 0; AST Temp Closed: 0 | 0 | 0 | 3 | 10956-021-005743 | CHILTON OIL CO INC
6500 | Permanently Closed | 1996-09-30 06:00 | 1969-01-01 06:00 | 1996-09-30 06:00 | Petroleum | Unleaded gasoline | Unleaded gasoline | Retail | Steel | Steel |  | Painted or None | Steel |  | 1901-01-01 06:00 | [6 empty] | Statistical Inventory Reconciliation (SIR) | [8 empty] | UST Currently In Use: 0; UST Temp Close: 0; AST Currently In Use: 0; AST Temp Closed: 0 | 0 | 0 | 3 | 10956-021-005743 | CHILTON OIL CO INC
6501 | Permanently Closed | 1996-09-30 06:00 | 1969-01-01 06:00 | 1996-09-30 06:00 | Petroleum | Unleaded gasoline | Unleaded gasoline | Retail | Steel | Steel |  | Painted or None | Steel |  | 1901-01-01 06:00 | [6 empty] | Statistical Inventory Reconciliation (SIR) | [8 empty] | UST Currently In Use: 0; UST Temp Close: 0; AST Currently In Use: 0; AST Temp Closed: 0 | 0 | 0 | 3 | 10956-021-005743 | CHILTON OIL CO INC
6502 | Retired | 1983-03-01 06:00 | 1969-01-01 06:00 |  | Petroleum | Kerosene | Kerosene |  | Steel | Steel |  | Painted or None | Steel |  | 1901-01-01 06:00 | [15 empty] | UST Currently In Use: 0; UST Temp Close: 0; AST Currently In Use: 0; AST Temp Closed: 0 | 0 | 0 | 3 | 10956-021-005743 | CHILTON OIL CO INC
6503 | Permanently Closed | 1992-06-10 06:00 | 1972-01-01 06:00 | 1992-06-10 06:00 | Petroleum | Unleaded gasoline | Unleaded gasoline |  | Steel | Steel |  | Painted or None | Steel |  | 1901-01-01 06:00 | [15 empty] | UST Currently In Use: 0; UST Temp Close: 0; AST Currently In Use: 0; AST Temp Closed: 0 | 0 | 0 | 1 | 10956-021-005744 | CHILTON OIL CO INC
6504 | Permanently Closed | 1999-02-25 06:00 | 1972-01-01 06:00 | 1999-02-25 06:00 | Petroleum | Unleaded gasoline | Unleaded gasoline | Retail | Steel | Steel |  | Painted or None | Steel |  | 1901-01-01 06:00 | [6 empty] | Statistical Inventory Reconciliation (SIR) | [8 empty] | UST Currently In Use: 0; UST Temp Close: 0; AST Currently In Use: 0; AST Temp Closed: 0 | 0 | 0 | 8 | 10956-021-005746 | CHILTON OIL CO INC
6505 | Permanently Closed | 1990-01-01 06:00 | 1972-01-01 06:00 | 1990-01-01 06:00 | Petroleum | Unleaded gasoline | Unleaded gasoline |  | Steel | Steel |  | Painted or None | Steel |  | 1901-01-01 06:00 | [15 empty] | UST Currently In Use: 0; UST Temp Close: 0; AST Currently In Use: 0; AST Temp Closed: 0 | 0 | 0 | 8 | 10956-021-005746 | CHILTON OIL CO INC
6506 | Permanently Closed | 1999-02-25 06:00 | 1972-01-01 06:00 | 1999-02-25 06:00 | Petroleum | Kerosene | Kerosene | Retail | Steel | Steel |  | Painted or None | Steel |  | 1901-01-01 06:00 | [6 empty] | Statistical Inventory Reconciliation (SIR) | [8 empty] | UST Currently In Use: 0; UST Temp Close: 0; AST Currently In Use: 0; AST Temp Closed: 0 | 0 | 0 | 8 | 10956-021-005746 | CHILTON OIL CO INC
6507 | Permanently Closed | 1999-02-25 06:00 | 1980-01-01 06:00 | 1999-02-25 06:00 | Petroleum | On road diesel | On road diesel | Retail | Steel | Steel |  | Painted or None | Steel |  | 1901-01-01 06:00 | [6 empty] | Statistical Inventory Reconciliation (SIR) | [8 empty] | UST Currently In Use: 0; UST Temp Close: 0; AST Currently In Use: 0; AST Temp Closed: 0 | 0 | 0 | 8 | 10956-021-005746 | CHILTON OIL CO INC
6508 | Permanently Closed | 1999-02-25 06:00 | 1974-01-01 06:00 | 1999-02-25 06:00 | Petroleum | On road diesel | On road diesel | Retail | Steel | Steel |  | Painted or None | Steel |  | 1901-01-01 06:00 | [6 empty] | Statistical Inventory Reconciliation (SIR) | [8 empty] | UST Currently In Use: 0; UST Temp Close: 0; AST Currently In Use: 0; AST Temp Closed: 0 | 0 | 0 | 8 | 10956-021-005746 | CHILTON OIL CO INC
6509 | Permanently Closed | 1999-02-25 06:00 | 1974-01-01 06:00 | 1999-02-25 06:00 | Petroleum | Used oil | Used oil | Retail | Steel | Steel |  | Painted or None | Steel |  | 1901-01-01 06:00 |  | Other, EXEMPT | Other, EXEMPT | Other |  |  | Statistical Inventory Reconciliation (SIR) | [8 empty] | UST Currently In Use: 0; UST Temp Close: 0; AST Currently In Use: 0; AST Temp Closed: 0 | 0 | 0 | 8 | 10956-021-005746 | CHILTON OIL CO INC
6510 | Permanently Closed | 1990-01-01 06:00 | 1979-01-01 06:00 | 1990-01-01 06:00 | Petroleum | Other, OTHER | Other |  | Steel | Steel |  | Painted or None | Steel |  | 1901-01-01 06:00 | [15 empty] | UST Currently In Use: 0; UST Temp Close: 0; AST Currently In Use: 0; AST Temp Closed: 0 | 0 | 0 | 8 | 10956-021-005746 | CHILTON OIL CO INC
6511 | Permanently Closed | 1999-02-25 06:00 | 1990-03-05 06:00 | 1999-02-25 06:00 | Petroleum | Unleaded gasoline | Unleaded gasoline | Retail | Fiberglass coated steel | Fiberglass coated steel |  |  | Fiberglass reinforced plastic, Steel |  | 1901-01-01 06:00 | [6 empty] | Other, Statistical Inventory Reconciliation (SIR) | [8 empty] | UST Currently In Use: 0; UST Temp Close: 0; AST Currently In Use: 0; AST Temp Closed: 0 | 0 | 0 | 8 | 10956-021-005746 | CHILTON OIL CO INC
6512 | Currently in Use |  | 1974-01-01 06:00 |  | Petroleum | Unleaded gasoline | Unleaded gasoline | Retail | Fiberglass reinforced plastic | Fiberglass reinforced plastic |  |  | Fiberglass reinforced plastic |  | 1901-01-01 06:00 |  | Catchment Basin, Single walled catchment basin | Flow Rest 90% Full | Flow Rest 90% Full |  |  | Statistical Inventory Reconciliation (SIR) |  | Automatic flow restrictor (MLLD) | Automatic flow restrictor (MLLD) |  |  | Annual line testing, Statistical inventory reconciliation (SIR) | Statistical inventory reconciliation (SIR) |  | UST Currently In Use: 4; UST Temp Close: 0; AST Currently In Use: 0; AST Temp Closed: 0 | 4 | 0 | 3 | 23515-021-005747 | HICKS PROPERTIES LLC
6513 | Permanently Closed | 1990-02-01 06:00 | 1976-01-01 06:00 | 1990-11-16 06:00 | Petroleum | Unleaded gasoline | Unleaded gasoline |  | Fiberglass reinforced plastic | Fiberglass reinforced plastic |  |  | Steel |  | 1901-01-01 06:00 | [15 empty] | UST Currently In Use: 4; UST Temp Close: 0; AST Currently In Use: 0; AST Temp Closed: 0 | 4 | 0 | 3 | 23515-021-005747 | HICKS PROPERTIES LLC
6514 | Permanently Closed | 1990-11-16 06:00 | 1969-01-01 06:00 | 1990-11-16 06:00 | Petroleum | On road diesel | On road diesel |  | Fiberglass reinforced plastic | Fiberglass reinforced plastic |  |  | Steel |  | 1901-01-01 06:00 | [15 empty] | UST Currently In Use: 4; UST Temp Close: 0; AST Currently In Use: 0; AST Temp Closed: 0 | 4 | 0 | 3 | 23515-021-005747 | HICKS PROPERTIES LLC
6515 | Permanently Closed | 1976-08-01 06:00 | 1969-01-01 06:00 | 1990-11-16 06:00 | Petroleum | Unleaded gasoline | Unleaded gasoline |  | Fiberglass reinforced plastic | Fiberglass reinforced plastic |  |  | Steel |  | 1901-01-01 06:00 | [15 empty] | UST Currently In Use: 4; UST Temp Close: 0; AST Currently In Use: 0; AST Temp Closed: 0 | 4 | 0 | 3 | 23515-021-005747 | HICKS PROPERTIES LLC
6516 | Currently in Use |  | 1988-12-25 06:00 |  | Petroleum | Unleaded gasoline | Unleaded gasoline | Retail | Steel | Steel | Coated & cathodic protection (sti-P3) |  | Fiberglass reinforced plastic |  |  |  | Catchment Basin, Single walled catchment basin | Flow Rest 90% Full | Flow Rest 90% Full |  |  | Statistical Inventory Reconciliation (SIR) |  | Automatic flow restrictor (MLLD) | Automatic flow restrictor (MLLD) |  |  | Annual line testing, Statistical inventory reconciliation (SIR) | Statistical inventory reconciliation (SIR) |  | UST Currently In Use: 4; UST Temp Close: 0; AST Currently In Use: 0; AST Temp Closed: 0 | 4 | 0 | 3 | 23515-021-005747 | HICKS PROPERTIES LLC
6517 | Permanently Closed | 1991-06-07 06:00 | 1974-01-01 06:00 | 1991-06-07 06:00 | Petroleum | Unleaded gasoline | Unleaded gasoline |  | Steel | Steel |  | Painted or None | Steel |  | 1901-01-01 06:00 | [15 empty] | UST Currently In Use: 0; UST Temp Close: 0; AST Currently In Use: 0; AST Temp Closed: 0 | 0 | 0 | 4 | 10956-021-005748 | CHILTON OIL CO INC
6518 | Permanently Closed | 1991-06-07 06:00 | 1969-01-01 06:00 | 1991-06-07 06:00 | Petroleum | Unleaded gasoline | Unleaded gasoline |  | Steel | Steel |  | Painted or None | Steel |  | 1901-01-01 06:00 | [15 empty] | UST Currently In Use: 0; UST Temp Close: 0; AST Currently In Use: 0; AST Temp Closed: 0 | 0 | 0 | 4 | 10956-021-005748 | CHILTON OIL CO INC
6519 | Permanently Closed | 1991-06-07 06:00 | 1969-01-01 06:00 | 1991-06-07 06:00 | Petroleum | Unleaded gasoline | Unleaded gasoline |  | Steel | Steel |  | Painted or None | Steel |  | 1901-01-01 06:00 | [15 empty] | UST Currently In Use: 0; UST Temp Close: 0; AST Currently In Use: 0; AST Temp Closed: 0 | 0 | 0 | 4 | 10956-021-005748 | CHILTON OIL CO INC
6520 | Permanently Closed | 1991-06-07 06:00 | 1974-01-01 06:00 | 1991-06-07 06:00 | Petroleum | Kerosene | Kerosene |  | Steel | Steel |  | Painted or None | Steel |  | 1901-01-01 06:00 | [15 empty] | UST Currently In Use: 0; UST Temp Close: 0; AST Currently In Use: 0; AST Temp Closed: 0 | 0 | 0 | 4 | 10956-021-005748 | CHILTON OIL CO INC
6521 | Permanently Closed | 2001-08-28 06:00 | 1965-01-01 06:00 | 1999-02-09 06:00 | Petroleum | Unleaded gasoline | Unleaded gasoline | Retail | Steel | Steel |  | Painted or None | Steel |  | 1901-01-01 06:00 | [6 empty] | Statistical Inventory Reconciliation (SIR) | [8 empty] | UST Currently In Use: 0; UST Temp Close: 0; AST Currently In Use: 0; AST Temp Closed: 0 | 0 | 0 | 2 | 10956-021-011770 | CHILTON OIL CO INC
6522 | Permanently Closed | 2001-08-28 06:00 | 1965-01-01 06:00 | 1999-02-09 06:00 | Petroleum | Unleaded gasoline | Unleaded gasoline | Retail | Steel | Steel |  | Painted or None | Steel |  | 1901-01-01 06:00 | [6 empty] | Statistical Inventory Reconciliation (SIR) | [8 empty] | UST Currently In Use: 0; UST Temp Close: 0; AST Currently In Use: 0; AST Temp Closed: 0 | 0 | 0 | 2 | 10956-021-011770 | CHILTON OIL CO INC
6523 | Permanently Closed | 1993-11-23 06:00 | 1981-01-01 06:00 | 1998-11-23 06:00 | Petroleum | Unleaded gasoline | Unleaded gasoline |  | Steel | Steel |  | Painted or None | Steel |  | 1901-01-01 06:00 | [15 empty] | UST Currently In Use: 0; UST Temp Close: 0; AST Currently In Use: 0; AST Temp Closed: 0 | 0 | 0 | 1 | 19744-037-005742 | JEFFREY BIVIN
6524 | Permanently Closed | 1999-10-06 06:00 | 1963-01-01 06:00 | 1999-10-06 06:00 | Petroleum | Unleaded gasoline | Unleaded gasoline | Local government | Steel | Steel |  | Painted or None | Steel |  | 1901-01-01 06:00 | [15 empty] | UST Currently In Use: 0; UST Temp Close: 0; AST Currently In Use: 0; AST Temp Closed: 0 | 0 | 0 | 3 | 10959-023-001924 | CHOCTAW COUNTY COMMISSION
6525 | Permanently Closed | 1999-09-09 06:00 | 1963-01-01 06:00 | 1999-09-09 06:00 | Petroleum | On road diesel | On road diesel | Local government | Steel | Steel |  | Painted or None | Steel |  | 1901-01-01 06:00 | [15 empty] | UST Currently In Use: 0; UST Temp Close: 0; AST Currently In Use: 0; AST Temp Closed: 0 | 0 | 0 | 3 | 10959-023-001924 | CHOCTAW COUNTY COMMISSION
6526 | Permanently Closed | 1999-06-30 06:00 | 1970-01-01 06:00 | 1999-07-13 06:00 | Petroleum | Unleaded gasoline | Unleaded gasoline | Local government | Steel | Steel |  | Painted or None | Steel |  | 1901-01-01 06:00 | [15 empty] | UST Currently In Use: 0; UST Temp Close: 0; AST Currently In Use: 0; AST Temp Closed: 0 | 0 | 0 | 3 | 10959-023-001924 | CHOCTAW COUNTY COMMISSION
6527 | Permanently Closed | 1997-05-16 06:00 | 1964-01-01 06:00 | 1997-05-16 06:00 | Petroleum | Unleaded gasoline | Unleaded gasoline | Local government | Steel | Steel |  | Painted or None | Steel |  | 1901-01-01 06:00 | [15 empty] | UST Currently In Use: 0; UST Temp Close: 0; AST Currently In Use: 0; AST Temp Closed: 0 | 0 | 0 | 1 | 10959-023-002152 | CHOCTAW COUNTY COMMISSION
6528 | Permanently Closed | 1988-12-01 06:00 | 1964-01-01 06:00 | 1988-12-01 06:00 | Petroleum | Unleaded gasoline | Unleaded gasoline | Local government | Steel | Steel |  | Painted or None | Steel |  | 1901-01-01 06:00 | [15 empty] | UST Currently In Use: 0; UST Temp Close: 0; AST Currently In Use: 0; AST Temp Closed: 0 | 0 | 0 | 2 | 10959-023-002153 | CHOCTAW COUNTY COMMISSION
6529 | Permanently Closed | 1988-12-01 06:00 | 1964-01-01 06:00 | 1988-12-01 06:00 | Petroleum | On road diesel | On road diesel | Local government | Steel | Steel |  | Painted or None | Steel |  | 1901-01-01 06:00 | [15 empty] | UST Currently In Use: 0; UST Temp Close: 0; AST Currently In Use: 0; AST Temp Closed: 0 | 0 | 0 | 2 | 10959-023-002153 | CHOCTAW COUNTY COMMISSION
6530 | Permanently Closed | 1998-12-15 06:00 | 1966-01-01 06:00 | 1999-12-15 06:00 | Petroleum | Unleaded gasoline | Unleaded gasoline | Local government | Steel | Steel |  | Painted or None | Steel |  | 1901-01-01 06:00 | [12 empty] | Annual line testing | Annual line testing |  | UST Currently In Use: 0; UST Temp Close: 0; AST Currently In Use: 0; AST Temp Closed: 0 | 0 | 0 | 2 | 10959-023-002154 | CHOCTAW COUNTY COMMISSION
6531 | Permanently Closed | 1998-12-15 06:00 | 1966-01-01 06:00 | 1999-12-15 06:00 | Petroleum | On road diesel | On road diesel | Local government | Steel | Steel |  | Painted or None | Steel |  | 1901-01-01 06:00 | [12 empty] | Annual line testing | Annual line testing |  | UST Currently In Use: 0; UST Temp Close: 0; AST Currently In Use: 0; AST Temp Closed: 0 | 0 | 0 | 2 | 10959-023-002154 | CHOCTAW COUNTY COMMISSION
6532 | Permanently Closed | 1994-01-01 06:00 | 1974-01-01 06:00 | 2000-03-14 06:00 | Petroleum | Unleaded gasoline | Unleaded gasoline | Local government | Steel | Steel |  | Painted or None | Steel |  | 1901-01-01 06:00 | [15 empty] | UST Currently In Use: 0; UST Temp Close: 0; AST Currently In Use: 0; AST Temp Closed: 0 | 0 | 0 | 2 | 10959-023-002155 | CHOCTAW COUNTY COMMISSION
6533 | Permanently Closed | 1994-01-01 06:00 | 1974-01-01 06:00 | 2000-03-14 06:00 | Petroleum | On road diesel | On road diesel | Local government | Steel | Steel |  | Painted or None | Steel |  | 1901-01-01 06:00 | [15 empty] | UST Currently In Use: 0; UST Temp Close: 0; AST Currently In Use: 0; AST Temp Closed: 0 | 0 | 0 | 2 | 10959-023-002155 | CHOCTAW COUNTY COMMISSION
6534 | Permanently Closed | 2000-01-12 06:00 | 1970-01-01 06:00 | 2000-02-01 06:00 | Petroleum | Unleaded gasoline | Unleaded gasoline | Local government | Steel | Steel |  | Painted or None | Steel |  | 1901-01-01 06:00 | [12 empty] | Annual line testing | Annual line testing |  | UST Currently In Use: 0; UST Temp Close: 0; AST Currently In Use: 0; AST Temp Closed: 0 | 0 | 0 | 3 | 10959-023-004708 | CHOCTAW COUNTY COMMISSION
6535 | Permanently Closed | 2000-01-12 06:00 | 1970-01-01 06:00 | 2000-02-01 06:00 | Petroleum | Unleaded gasoline | Unleaded gasoline | Local government | Steel | Steel |  | Painted or None | Steel |  | 1901-01-01 06:00 | [12 empty] | Annual line testing | Annual line testing |  | UST Currently In Use: 0; UST Temp Close: 0; AST Currently In Use: 0; AST Temp Closed: 0 | 0 | 0 | 3 | 10959-023-004708 | CHOCTAW COUNTY COMMISSION
6536 | Permanently Closed | 2000-01-12 06:00 | 1970-01-01 06:00 | 2000-02-01 06:00 | Petroleum | Unleaded gasoline | Unleaded gasoline | Local government | Steel | Steel |  | Painted or None | Steel |  | 1901-01-01 06:00 | [15 empty] | UST Currently In Use: 0; UST Temp Close: 0; AST Currently In Use: 0; AST Temp Closed: 0 | 0 | 0 | 3 | 10959-023-004708 | CHOCTAW COUNTY COMMISSION
6537 | Permanently Closed | 1901-01-01 06:00 | 1969-01-01 06:00 | 1989-01-06 06:00 | Petroleum | Unleaded gasoline | Unleaded gasoline | Local government | Steel | Steel |  | Painted or None | Steel |  | 1901-01-01 06:00 | [15 empty] | UST Currently In Use: 0; UST Temp Close: 0; AST Currently In Use: 0; AST Temp Closed: 0 | 0 | 0 | 1 | 10960-023-004769 | CHOCTAW COUNTY BOARD OF EDUCATION
6538 | Permanently Closed | 1901-01-01 06:00 | 1963-01-01 06:00 | 1988-11-21 06:00 | Petroleum | Unleaded gasoline | Unleaded gasoline | Local government | Steel | Steel |  |  | Steel |  | 1901-01-01 06:00 | [15 empty] | UST Currently In Use: 0; UST Temp Close: 0; AST Currently In Use: 0; AST Temp Closed: 0 | 0 | 0 | 2 | 10960-023-004770 | CHOCTAW COUNTY BOARD OF EDUCATION
6539 | Permanently Closed | 1997-01-01 06:00 | 1986-01-01 06:00 | 1997-08-22 06:00 | Petroleum | Unleaded gasoline | Unleaded gasoline | Local government | Steel | Steel | Coated & cathodic protection (sti-P3) |  | Steel |  | 1901-01-01 06:00 | [15 empty] | UST Currently In Use: 0; UST Temp Close: 0; AST Currently In Use: 0; AST Temp Closed: 0 | 0 | 0 | 2 | 10960-023-004770 | CHOCTAW COUNTY BOARD OF EDUCATION
6540 | Permanently Closed | 1996-05-01 06:00 | 1983-01-01 06:00 | 1997-08-22 06:00 | Petroleum | Unleaded gasoline | Unleaded gasoline | Local government | Steel | Steel |  | Painted or None | Steel |  | 1901-01-01 06:00 | [15 empty] | UST Currently In Use: 0; UST Temp Close: 0; AST Currently In Use: 0; AST Temp Closed: 0 | 0 | 0 | 1 | 10960-023-004771 | CHOCTAW COUNTY BOARD OF EDUCATION
6541 | Retired | 1985-10-01 06:00 | 1963-01-01 06:00 |  | Petroleum | Unleaded gasoline | Unleaded gasoline | Local government | Steel | Steel |  | Painted or None | Steel |  | 1901-01-01 06:00 | [15 empty] | UST Currently In Use: 0; UST Temp Close: 0; AST Currently In Use: 0; AST Temp Closed: 0 | 0 | 0 | 1 | 10960-023-004771 | CHOCTAW COUNTY BOARD OF EDUCATION
6542 | Permanently Closed | 1988-12-12 06:00 | 1963-01-01 06:00 | 1988-12-12 06:00 | Petroleum | On road diesel | On road diesel | [7 empty] | 1901-01-01 06:00 | [15 empty] | UST Currently In Use: 0; UST Temp Close: 0; AST Currently In Use: 1; AST Temp Closed: 0 | 0 | 0 | 1 | 10966-097-011405 | CHOCTAW TRANSPORT INC
6543 | Permanently Closed | 1901-01-01 06:00 | 1979-01-01 06:00 |  | Petroleum | Unleaded gasoline | Unleaded gasoline |  | Steel | Steel |  | Painted or None | Steel |  | 1901-01-01 06:00 | [15 empty] | UST Currently In Use: 0; UST Temp Close: 0; AST Currently In Use: 0; AST Temp Closed: 0 | 0 | 0 | 1 | 10967-095-010740 | CHORBA CONTRACTING CORP
6544 | Permanently Closed | 1991-09-10 06:00 | 1968-01-01 06:00 | 1991-09-10 06:00 | Petroleum | Unleaded gasoline | Unleaded gasoline |  | Steel | Steel |  | Painted or None | Steel |  | 1901-01-01 06:00 | [15 empty] | UST Currently In Use: 2; UST Temp Close: 0; AST Currently In Use: 0; AST Temp Closed: 0 | 2 | 0 | 5 | 24842-039-006750 | S & W PARTNERS, LLC
6545 | Permanently Closed | 1991-09-10 06:00 | 1968-01-01 06:00 | 1991-09-10 06:00 | Petroleum | Unleaded gasoline | Unleaded gasoline |  | Steel | Steel |  | Painted or None | Steel |  | 1901-01-01 06:00 | [15 empty] | UST Currently In Use: 2; UST Temp Close: 0; AST Currently In Use: 0; AST Temp Closed: 0 | 2 | 0 | 5 | 24842-039-006750 | S & W PARTNERS, LLC
6546 | Permanently Closed | 1991-09-10 06:00 | 1972-01-01 06:00 | 1991-09-10 06:00 | Petroleum | Unleaded gasoline | Unleaded gasoline |  | Steel | Steel |  | Painted or None | Steel |  | 1901-01-01 06:00 | [15 empty] | UST Currently In Use: 2; UST Temp Close: 0; AST Currently In Use: 0; AST Temp Closed: 0 | 2 | 0 | 5 | 24842-039-006750 | S & W PARTNERS, LLC
6547 | Permanently Closed | 1991-09-10 06:00 | 1968-01-01 06:00 | 1991-09-10 06:00 | Petroleum | On road diesel | On road diesel |  | Steel | Steel |  | Painted or None | Steel |  | 1901-01-01 06:00 | [15 empty] | UST Currently In Use: 2; UST Temp Close: 0; AST Currently In Use: 0; AST Temp Closed: 0 | 2 | 0 | 5 | 24842-039-006750 | S & W PARTNERS, LLC
6548 | Permanently Closed | 1991-09-10 06:00 | 1968-01-01 06:00 | 1991-09-10 06:00 | Petroleum | On road diesel | On road diesel |  | Steel | Steel |  | Painted or None | Steel |  | 1901-01-01 06:00 | [15 empty] | UST Currently In Use: 2; UST Temp Close: 0; AST Currently In Use: 0; AST Temp Closed: 0 | 2 | 0 | 5 | 24842-039-006750 | S & W PARTNERS, LLC
6549 | Permanently Closed | 1993-03-03 06:00 | 1982-01-01 06:00 | 1993-03-03 06:00 | Petroleum | Used oil | Used oil | [7 empty] | 1901-01-01 06:00 | [15 empty] | UST Currently In Use: 0; UST Temp Close: 0; AST Currently In Use: 0; AST Temp Closed: 0 | 0 | 0 | 1 | 10970-089-010298 | CHRISTOPHER E SMITH
6550 | Retired | 1987-01-01 06:00 | 1973-01-01 06:00 |  | Petroleum | Used oil | Used oil | [7 empty] | 1901-01-01 06:00 | [15 empty] | UST Currently In Use: 0; UST Temp Close: 0; AST Currently In Use: 0; AST Temp Closed: 0 | 0 | 0 | 0 | 10971-089-010297 | CHRYSLER REALTY CORP
6551 | Permanently Closed | 1993-02-09 06:00 | 1983-01-01 06:00 | 1993-02-09 06:00 | Petroleum | Unleaded gasoline | Unleaded gasoline |  | Fiberglass reinforced plastic | Fiberglass reinforced plastic |  |  | Steel |  | 1901-01-01 06:00 | [15 empty] | UST Currently In Use: 0; UST Temp Close: 0; AST Currently In Use: 0; AST Temp Closed: 0 | 0 | 0 | 4 | 10972-073-000337 | CHUCK HUTTON TRUCK LEASING
6552 | Permanently Closed | 1993-02-09 06:00 | 1983-01-01 06:00 | 1993-02-09 06:00 | Petroleum | On road diesel | On road diesel |  | Fiberglass reinforced plastic | Fiberglass reinforced plastic |  |  | Fiberglass reinforced plastic |  | 1901-01-01 06:00 | [15 empty] | UST Currently In Use: 0; UST Temp Close: 0; AST Currently In Use: 0; AST Temp Closed: 0 | 0 | 0 | 4 | 10972-073-000337 | CHUCK HUTTON TRUCK LEASING
6553 | Permanently Closed | 1993-02-09 06:00 | 1983-01-01 06:00 | 1993-02-09 06:00 | Petroleum | Other, NEW OIL | Other |  | Fiberglass reinforced plastic | Fiberglass reinforced plastic |  |  | Fiberglass reinforced plastic |  | 1901-01-01 06:00 | [15 empty] | UST Currently In Use: 0; UST Temp Close: 0; AST Currently In Use: 0; AST Temp Closed: 0 | 0 | 0 | 4 | 10972-073-000337 | CHUCK HUTTON TRUCK LEASING
6554 | Permanently Closed | 1993-02-09 06:00 | 1983-01-01 06:00 | 1993-02-09 06:00 | Petroleum | Used oil | Used oil |  | Fiberglass reinforced plastic | Fiberglass reinforced plastic |  |  | Fiberglass reinforced plastic |  | 1901-01-01 06:00 | [15 empty] | UST Currently In Use: 0; UST Temp Close: 0; AST Currently In Use: 0; AST Temp Closed: 0 | 0 | 0 | 4 | 10972-073-000337 | CHUCK HUTTON TRUCK LEASING
6555 | Permanently Closed | 1994-05-05 06:00 | 1975-01-01 06:00 | 1994-05-05 06:00 | Petroleum | Unleaded gasoline | Unleaded gasoline |  | Steel | Steel |  | Painted or None | Steel |  | 1901-01-01 06:00 | [15 empty] | UST Currently In Use: 0; UST Temp Close: 0; AST Currently In Use: 0; AST Temp Closed: 0 | 0 | 0 | 2 | 19105-003-000296 | FAIRHOPE SINGLE TAX CORP
6556 | Permanently Closed | 1994-05-05 06:00 | 1975-01-01 06:00 | 1994-05-05 06:00 | Petroleum | Unleaded gasoline | Unleaded gasoline |  | Steel | Steel |  | Painted or None | Steel |  | 1901-01-01 06:00 | [15 empty] | UST Currently In Use: 0; UST Temp Close: 0; AST Currently In Use: 0; AST Temp Closed: 0 | 0 | 0 | 2 | 19105-003-000296 | FAIRHOPE SINGLE TAX CORP
6557 | Permanently Closed | 2002-10-08 06:00 | 1980-01-01 06:00 | 2004-10-08 06:00 | Petroleum | Unleaded gasoline | Unleaded gasoline | Retail | Fiberglass reinforced plastic | Fiberglass reinforced plastic |  |  | Fiberglass reinforced plastic |  | 1901-01-01 06:00 |  | Catchment Basin, Single walled catchment basin | Flow Rest 90% Full | Flow Rest 90% Full |  |  | Statistical Inventory Reconciliation (SIR) | [5 empty] | Statistical inventory reconciliation (SIR) | Statistical inventory reconciliation (SIR) |  | UST Currently In Use: 0; UST Temp Close: 0; AST Currently In Use: 0; AST Temp Closed: 0 | 0 | 0 | 3 | 10975-003-000313 | CIRCLE K STORES INC ENVIRONMTAL
6558 | Permanently Closed | 2004-10-08 06:00 | 1980-01-01 06:00 | 2004-10-08 06:00 | Petroleum | Mid-grade gasoline | Mid-grade gasoline | Retail | Fiberglass reinforced plastic | Fiberglass reinforced plastic |  |  | Fiberglass reinforced plastic |  | 1901-01-01 06:00 |  | Catchment Basin, Single walled catchment basin | Flow Rest 90% Full | Flow Rest 90% Full |  |  | Statistical Inventory Reconciliation (SIR) | [5 empty] | Statistical inventory reconciliation (SIR) | Statistical inventory reconciliation (SIR) |  | UST Currently In Use: 0; UST Temp Close: 0; AST Currently In Use: 0; AST Temp Closed: 0 | 0 | 0 | 3 | 10975-003-000313 | CIRCLE K STORES INC ENVIRONMTAL
6559 | Permanently Closed | 2004-10-08 06:00 | 1980-01-01 06:00 | 2004-10-08 06:00 | Petroleum | Premium gasoline | Premium gasoline | Retail | Fiberglass reinforced plastic | Fiberglass reinforced plastic |  |  | Fiberglass reinforced plastic |  | 1901-01-01 06:00 |  | Catchment Basin, Single walled catchment basin | Flow Rest 90% Full | Flow Rest 90% Full |  |  | Statistical Inventory Reconciliation (SIR) | [5 empty] | Statistical inventory reconciliation (SIR) | Statistical inventory reconciliation (SIR) |  | UST Currently In Use: 0; UST Temp Close: 0; AST Currently In Use: 0; AST Temp Closed: 0 | 0 | 0 | 3 | 10975-003-000313 | CIRCLE K STORES INC ENVIRONMTAL
6560 | Permanently Closed | 2009-12-24 06:00 | 1980-01-01 06:00 | 2011-12-14 06:00 | Petroleum | Premium gasoline | Premium gasoline | Retail | Fiberglass reinforced plastic | Fiberglass reinforced plastic |  |  | Fiberglass reinforced plastic |  | 1901-01-01 06:00 |  | Catchment Basin, Single walled catchment basin | Automatic shutoff device At 95% full | Automatic shutoff device At 95% full |  |  | Statistical Inventory Reconciliation (SIR) | [5 empty] | Statistical inventory reconciliation (SIR) | Statistical inventory reconciliation (SIR) |  | UST Currently In Use: 2; UST Temp Close: 0; AST Currently In Use: 0; AST Temp Closed: 0 | 2 | 0 | 3 | 23413-097-000274 | CIRCLE K STORES, INC.
6561 | Permanently Closed | 2010-09-30 06:00 | 1980-01-01 06:00 | 2011-12-14 06:00 | Petroleum | Unleaded gasoline | Unleaded gasoline | Retail | Fiberglass reinforced plastic | Fiberglass reinforced plastic |  |  | Fiberglass reinforced plastic |  | 1901-01-01 06:00 |  | Catchment Basin, Single walled catchment basin | Automatic shutoff device At 95% full | Automatic shutoff device At 95% full |  |  | Statistical Inventory Reconciliation (SIR) |  | Containment Sump | Containment Sump |  |  | Annual line testing, Statistical inventory reconciliation (SIR) | Statistical inventory reconciliation (SIR) |  | UST Currently In Use: 2; UST Temp Close: 0; AST Currently In Use: 0; AST Temp Closed: 0 | 2 | 0 | 3 | 23413-097-000274 | CIRCLE K STORES, INC.
6562 | Permanently Closed | 1984-11-01 06:00 | 1980-01-01 06:00 | 2011-12-14 06:00 | Petroleum | Other, EMPTY | Other |  | Fiberglass reinforced plastic | Fiberglass reinforced plastic |  |  | Fiberglass reinforced plastic |  | 1901-01-01 06:00 | [15 empty] | UST Currently In Use: 2; UST Temp Close: 0; AST Currently In Use: 0; AST Temp Closed: 0 | 2 | 0 | 3 | 23413-097-000274 | CIRCLE K STORES, INC.
6563 | Permanently Closed | 1995-03-03 06:00 | 1962-01-01 06:00 | 1995-03-03 06:00 | Petroleum | Unleaded gasoline | Unleaded gasoline |  | Steel | Steel |  | Painted or None | Steel |  | 1901-01-01 06:00 | [15 empty] | UST Currently In Use: 2; UST Temp Close: 1; AST Currently In Use: 0; AST Temp Closed: 0 | 2 | 1 | 2 | 26029-097-000275 | MM CS SERVICES LLC
6564 | Permanently Closed | 1995-03-03 06:00 | 1962-01-01 06:00 | 1995-03-03 06:00 | Petroleum | Unleaded gasoline | Unleaded gasoline |  | Steel | Steel |  | Painted or None | Steel |  | 1901-01-01 06:00 | [15 empty] | UST Currently In Use: 2; UST Temp Close: 1; AST Currently In Use: 0; AST Temp Closed: 0 | 2 | 1 | 2 | 26029-097-000275 | MM CS SERVICES LLC
6565 | Permanently Closed | 1995-02-02 06:00 | 1962-01-01 06:00 | 1995-02-02 06:00 | Petroleum | Unleaded gasoline | Unleaded gasoline |  | Steel | Steel |  | Painted or None | Steel |  | 1901-01-01 06:00 | [15 empty] | UST Currently In Use: 0; UST Temp Close: 0; AST Currently In Use: 0; AST Temp Closed: 0 | 0 | 0 | 6 | 10975-097-000276 | CIRCLE K STORES INC ENVIRONMTAL
6566 | Permanently Closed | 1995-02-02 06:00 | 1962-01-01 06:00 | 1995-02-02 06:00 | Petroleum | Unleaded gasoline | Unleaded gasoline |  | Steel | Steel |  | Painted or None | Steel |  | 1901-01-01 06:00 | [15 empty] | UST Currently In Use: 0; UST Temp Close: 0; AST Currently In Use: 0; AST Temp Closed: 0 | 0 | 0 | 6 | 10975-097-000276 | CIRCLE K STORES INC ENVIRONMTAL
6567 | Permanently Closed | 1995-02-02 06:00 | 1962-01-01 06:00 | 1995-02-02 06:00 | Petroleum | Unleaded gasoline | Unleaded gasoline |  | Steel | Steel |  | Painted or None | Steel |  | 1901-01-01 06:00 | [15 empty] | UST Currently In Use: 0; UST Temp Close: 0; AST Currently In Use: 0; AST Temp Closed: 0 | 0 | 0 | 6 | 10975-097-000276 | CIRCLE K STORES INC ENVIRONMTAL
6568 | Permanently Closed | 1991-07-23 06:00 | 1962-01-01 06:00 | 1991-07-23 06:00 | Petroleum | Unleaded gasoline | Unleaded gasoline |  | Steel | Steel |  | Painted or None | Steel |  | 1901-01-01 06:00 | [15 empty] | UST Currently In Use: 0; UST Temp Close: 0; AST Currently In Use: 0; AST Temp Closed: 0 | 0 | 0 | 3 | 10975-097-000277 | CIRCLE K STORES INC ENVIRONMTAL
6569 | Permanently Closed | 1991-07-23 06:00 | 1962-01-01 06:00 | 1991-07-23 06:00 | Petroleum | Unleaded gasoline | Unleaded gasoline |  | Steel | Steel |  | Painted or None | Steel |  | 1901-01-01 06:00 | [15 empty] | UST Currently In Use: 0; UST Temp Close: 0; AST Currently In Use: 0; AST Temp Closed: 0 | 0 | 0 | 3 | 10975-097-000277 | CIRCLE K STORES INC ENVIRONMTAL
6570 | Permanently Closed | 1991-07-23 06:00 | 1962-01-01 06:00 | 1991-07-23 06:00 | Petroleum | Unleaded gasoline | Unleaded gasoline |  | Steel | Steel |  | Painted or None | Steel |  | 1901-01-01 06:00 | [15 empty] | UST Currently In Use: 0; UST Temp Close: 0; AST Currently In Use: 0; AST Temp Closed: 0 | 0 | 0 | 3 | 10975-097-000277 | CIRCLE K STORES INC ENVIRONMTAL
6571 | Permanently Closed | 1995-03-03 06:00 | 1962-01-01 06:00 | 1995-03-03 06:00 | Petroleum | Unleaded gasoline | Unleaded gasoline |  | Steel | Steel |  | Painted or None | Steel |  | 1901-01-01 06:00 | [15 empty] | UST Currently In Use: 1; UST Temp Close: 1; AST Currently In Use: 0; AST Temp Closed: 0 | 1 | 1 | 2 | 25845-097-000278 | GURUKRUPA INVESTMENTS LLC
6572 | Permanently Closed | 1995-03-03 06:00 | 1962-01-01 06:00 | 1995-03-03 06:00 | Petroleum | Unleaded gasoline | Unleaded gasoline |  | Steel | Steel |  | Painted or None | Steel |  | 1901-01-01 06:00 | [15 empty] | UST Currently In Use: 1; UST Temp Close: 1; AST Currently In Use: 0; AST Temp Closed: 0 | 1 | 1 | 2 | 25845-097-000278 | GURUKRUPA INVESTMENTS LLC
6573 | Permanently Closed | 1991-06-05 06:00 | 1962-01-01 06:00 | 1991-06-05 06:00 | Petroleum | Unleaded gasoline | Unleaded gasoline |  | Steel | Steel |  | Painted or None | Steel |  | 1901-01-01 06:00 | [15 empty] | UST Currently In Use: 0; UST Temp Close: 0; AST Currently In Use: 0; AST Temp Closed: 0 | 0 | 0 | 2 | 10975-097-000279 | CIRCLE K STORES INC ENVIRONMTAL
6574 | Permanently Closed | 1991-06-05 06:00 | 1962-01-01 06:00 | 1991-06-05 06:00 | Petroleum | Unleaded gasoline | Unleaded gasoline |  | Steel | Steel |  | Painted or None | Steel |  | 1901-01-01 06:00 | [15 empty] | UST Currently In Use: 0; UST Temp Close: 0; AST Currently In Use: 0; AST Temp Closed: 0 | 0 | 0 | 2 | 10975-097-000279 | CIRCLE K STORES INC ENVIRONMTAL
6575 | Permanently Closed | 1995-02-02 06:00 | 1962-01-01 06:00 | 1995-02-02 06:00 | Petroleum | Unleaded gasoline | Unleaded gasoline |  | Steel | Steel |  | Painted or None | Steel |  | 1901-01-01 06:00 | [15 empty] | UST Currently In Use: 0; UST Temp Close: 0; AST Currently In Use: 0; AST Temp Closed: 0 | 0 | 0 | 6 | 23413-097-000281 | CIRCLE K STORES, INC.
6576 | Permanently Closed | 1995-02-02 06:00 | 1962-01-01 06:00 | 1995-02-02 06:00 | Petroleum | Unleaded gasoline | Unleaded gasoline |  | Steel | Steel |  | Painted or None | Steel |  | 1901-01-01 06:00 | [15 empty] | UST Currently In Use: 0; UST Temp Close: 0; AST Currently In Use: 0; AST Temp Closed: 0 | 0 | 0 | 6 | 23413-097-000281 | CIRCLE K STORES, INC.
6577 | Permanently Closed | 1995-02-02 06:00 | 1962-01-01 06:00 | 1995-02-02 06:00 | Petroleum | Unleaded gasoline | Unleaded gasoline |  | Steel | Steel |  | Painted or None | Steel |  | 1901-01-01 06:00 | [15 empty] | UST Currently In Use: 0; UST Temp Close: 0; AST Currently In Use: 0; AST Temp Closed: 0 | 0 | 0 | 6 | 23413-097-000281 | CIRCLE K STORES, INC.
6578 | Currently in Use |  | 1962-01-01 06:00 |  | Petroleum | Unleaded gasoline | Unleaded gasoline | Retail | Steel | Steel | Field installed cathodic protection |  | Fiberglass reinforced plastic |  |  |  | Catchment Basin, Single walled catchment basin | Automatic shutoff device At 95% full | Automatic shutoff device At 95% full |  |  | Continuous Automatic Tank Gauge |  | Automatic flow restrictor (MLLD) | Automatic flow restrictor (MLLD) |  |  | Annual line testing | Annual line testing |  | UST Currently In Use: 3; UST Temp Close: 0; AST Currently In Use: 0; AST Temp Closed: 0 | 3 | 0 | 0 | 21236-097-000287 | ARTHUR OLENSKY
6579 | Currently in Use |  | 1962-01-01 06:00 |  | Petroleum | Premium gasoline | Premium gasoline | Retail | Steel | Steel | Field installed cathodic protection |  | Fiberglass reinforced plastic |  |  |  | Catchment Basin, Single walled catchment basin | Automatic shutoff device At 95% full | Automatic shutoff device At 95% full |  |  | Continuous Automatic Tank Gauge |  | Automatic flow restrictor (MLLD) | Automatic flow restrictor (MLLD) |  |  | Annual line testing | Annual line testing |  | UST Currently In Use: 3; UST Temp Close: 0; AST Currently In Use: 0; AST Temp Closed: 0 | 3 | 0 | 0 | 21236-097-000287 | ARTHUR OLENSKY
6580 | Currently in Use |  | 1962-01-01 06:00 |  | Petroleum | On road diesel | On road diesel | Retail | Steel | Steel | Field installed cathodic protection |  | Fiberglass reinforced plastic |  |  |  | Catchment Basin, Single walled catchment basin | Automatic shutoff device At 95% full | Automatic shutoff device At 95% full |  |  | Continuous Automatic Tank Gauge |  | Automatic flow restrictor (MLLD), 00287 | Automatic flow restrictor (MLLD) |  |  | Annual line testing | Annual line testing |  | UST Currently In Use: 3; UST Temp Close: 0; AST Currently In Use: 0; AST Temp Closed: 0 | 3 | 0 | 0 | 21236-097-000287 | ARTHUR OLENSKY
6581 | Permanently Closed | 1997-05-06 06:00 | 1971-01-01 06:00 | 1997-05-07 06:00 | Petroleum | Unleaded gasoline | Unleaded gasoline |  | Steel | Steel |  | Painted or None | Steel |  | 1901-01-01 06:00 | [12 empty] | Annual line testing | Annual line testing |  | UST Currently In Use: 0; UST Temp Close: 0; AST Currently In Use: 0; AST Temp Closed: 0 | 0 | 0 | 3 | 10975-097-000288 | CIRCLE K STORES INC ENVIRONMTAL
6582 | Permanently Closed | 1997-05-06 06:00 | 1971-01-01 06:00 | 1997-05-07 06:00 | Petroleum | Unleaded gasoline | Unleaded gasoline |  | Steel | Steel |  | Painted or None | Steel |  | 1901-01-01 06:00 | [12 empty] | Annual line testing | Annual line testing |  | UST Currently In Use: 0; UST Temp Close: 0; AST Currently In Use: 0; AST Temp Closed: 0 | 0 | 0 | 3 | 10975-097-000288 | CIRCLE K STORES INC ENVIRONMTAL
6583 | Permanently Closed | 1996-05-10 06:00 | 1971-01-01 06:00 | 1997-05-07 06:00 | Petroleum | Unleaded gasoline | Unleaded gasoline |  | Steel | Steel |  | Painted or None | Steel |  | 1901-01-01 06:00 | [12 empty] | Annual line testing | Annual line testing |  | UST Currently In Use: 0; UST Temp Close: 0; AST Currently In Use: 0; AST Temp Closed: 0 | 0 | 0 | 3 | 10975-097-000288 | CIRCLE K STORES INC ENVIRONMTAL
6584 | Permanently Closed | 1994-04-01 06:00 | 1973-01-01 06:00 | 1994-04-01 06:00 | Petroleum | Unleaded gasoline | Unleaded gasoline |  | Steel | Steel |  | Painted or None | Steel |  | 1901-01-01 06:00 | [12 empty] | Annual line testing | Annual line testing |  | UST Currently In Use: 3; UST Temp Close: 0; AST Currently In Use: 0; AST Temp Closed: 0 | 3 | 0 | 2 | 23413-097-000290 | CIRCLE K STORES, INC.
6585 | Permanently Closed | 1994-04-01 06:00 | 1973-01-01 06:00 | 1994-04-01 06:00 | Petroleum | Unleaded gasoline | Unleaded gasoline |  | Steel | Steel |  | Painted or None | Steel |  | 1901-01-01 06:00 | [12 empty] | Annual line testing | Annual line testing |  | UST Currently In Use: 3; UST Temp Close: 0; AST Currently In Use: 0; AST Temp Closed: 0 | 3 | 0 | 2 | 23413-097-000290 | CIRCLE K STORES, INC.
6586 | Permanently Closed | 1996-06-11 06:00 | 1976-01-01 06:00 | 1996-06-11 06:00 | Petroleum | Unleaded gasoline | Unleaded gasoline |  | Steel | Steel |  | Painted or None | Steel |  | 1901-01-01 06:00 | [12 empty] | Annual line testing | Annual line testing |  | UST Currently In Use: 1; UST Temp Close: 0; AST Currently In Use: 0; AST Temp Closed: 0 | 1 | 0 | 2 | 24623-097-000291 | HESHAM ABDELGAWAD
6587 | Permanently Closed | 1996-06-11 06:00 | 1976-01-01 06:00 | 1996-06-11 06:00 | Petroleum | Unleaded gasoline | Unleaded gasoline |  | Steel | Steel |  | Painted or None | Steel |  | 1901-01-01 06:00 | [12 empty] | Annual line testing | Annual line testing |  | UST Currently In Use: 1; UST Temp Close: 0; AST Currently In Use: 0; AST Temp Closed: 0 | 1 | 0 | 2 | 24623-097-000291 | HESHAM ABDELGAWAD
6588 | Permanently Closed | 1997-12-01 06:00 | 1973-01-01 06:00 | 1997-12-09 06:00 | Petroleum | Unleaded gasoline | Unleaded gasoline |  | Steel | Steel |  | Painted or None | Steel |  | 1901-01-01 06:00 | [6 empty] | Statistical Inventory Reconciliation (SIR) | [5 empty] | Annual line testing | Annual line testing |  | UST Currently In Use: 0; UST Temp Close: 0; AST Currently In Use: 0; AST Temp Closed: 0 | 0 | 0 | 2 | 10975-097-000293 | CIRCLE K STORES INC ENVIRONMTAL
6589 | Permanently Closed | 1997-12-01 06:00 | 1973-01-01 06:00 | 1997-12-09 06:00 | Petroleum | Unleaded gasoline | Unleaded gasoline |  | Steel | Steel |  | Painted or None | Steel |  | 1901-01-01 06:00 | [6 empty] | Statistical Inventory Reconciliation (SIR) | [5 empty] | Annual line testing | Annual line testing |  | UST Currently In Use: 0; UST Temp Close: 0; AST Currently In Use: 0; AST Temp Closed: 0 | 0 | 0 | 2 | 10975-097-000293 | CIRCLE K STORES INC ENVIRONMTAL
6590 | Permanently Closed | 1993-01-21 06:00 | 1974-01-01 06:00 | 1993-09-08 06:00 | Petroleum | Unleaded gasoline | Unleaded gasoline |  | Steel | Steel |  | Painted or None | Steel |  | 1901-01-01 06:00 | [15 empty] | UST Currently In Use: 0; UST Temp Close: 0; AST Currently In Use: 0; AST Temp Closed: 0 | 0 | 0 | 2 | 10975-097-000295 | CIRCLE K STORES INC ENVIRONMTAL
6591 | Permanently Closed | 1993-01-21 06:00 | 1974-01-01 06:00 | 1993-09-08 06:00 | Petroleum | Unleaded gasoline | Unleaded gasoline |  | Steel | Steel |  | Painted or None | Steel |  | 1901-01-01 06:00 | [15 empty] | UST Currently In Use: 0; UST Temp Close: 0; AST Currently In Use: 0; AST Temp Closed: 0 | 0 | 0 | 2 | 10975-097-000295 | CIRCLE K STORES INC ENVIRONMTAL
6592 | Permanently Closed | 2000-01-26 06:00 | 1978-04-01 06:00 | 2000-01-26 06:00 | Petroleum | Unleaded gasoline | Unleaded gasoline | Retail | Fiberglass reinforced plastic | Fiberglass reinforced plastic |  |  | Fiberglass reinforced plastic |  | 1901-01-01 06:00 | None | Catchment Basin, Single walled catchment basin | Automatic shutoff device At 95% full | Automatic shutoff device At 95% full |  |  | Statistical Inventory Reconciliation (SIR) | [5 empty] | Annual line testing | Annual line testing |  | UST Currently In Use: 0; UST Temp Close: 0; AST Currently In Use: 0; AST Temp Closed: 0 | 0 | 0 | 2 | 10975-097-000297 | CIRCLE K STORES INC ENVIRONMTAL
6593 | Permanently Closed | 2000-01-26 06:00 | 1978-04-01 06:00 | 2000-01-26 06:00 | Petroleum | Unleaded gasoline | Unleaded gasoline | Retail | Fiberglass reinforced plastic | Fiberglass reinforced plastic |  |  | Fiberglass reinforced plastic |  | 1901-01-01 06:00 | None | Catchment Basin, Single walled catchment basin | Automatic shutoff device At 95% full | Automatic shutoff device At 95% full |  |  | Statistical Inventory Reconciliation (SIR) | [5 empty] | Annual line testing | Annual line testing |  | UST Currently In Use: 0; UST Temp Close: 0; AST Currently In Use: 0; AST Temp Closed: 0 | 0 | 0 | 2 | 10975-097-000297 | CIRCLE K STORES INC ENVIRONMTAL
6594 | Permanently Closed | 1996-10-06 06:00 | 1976-01-01 06:00 | 1998-10-06 06:00 | Petroleum | Unleaded gasoline | Unleaded gasoline |  | Steel | Steel |  | Painted or None | Steel |  | 1901-01-01 06:00 | [6 empty] | Statistical Inventory Reconciliation (SIR) | [8 empty] | UST Currently In Use: 0; UST Temp Close: 0; AST Currently In Use: 0; AST Temp Closed: 0 | 0 | 0 | 3 | 20616-097-000298 | HARCO INC DBA RITE AID CORP
6595 | Permanently Closed | 1996-10-06 06:00 | 1976-01-01 06:00 | 1998-10-06 06:00 | Petroleum | Unleaded gasoline | Unleaded gasoline |  | Steel | Steel |  | Painted or None | Steel |  | 1901-01-01 06:00 | [6 empty] | Statistical Inventory Reconciliation (SIR) | [8 empty] | UST Currently In Use: 0; UST Temp Close: 0; AST Currently In Use: 0; AST Temp Closed: 0 | 0 | 0 | 3 | 20616-097-000298 | HARCO INC DBA RITE AID CORP
6596 | Permanently Closed | 1996-10-06 06:00 | 1976-01-01 06:00 | 1998-10-06 06:00 | Petroleum | Unleaded gasoline | Unleaded gasoline |  | Steel | Steel |  | Painted or None | Steel |  | 1901-01-01 06:00 | [6 empty] | Statistical Inventory Reconciliation (SIR) | [8 empty] | UST Currently In Use: 0; UST Temp Close: 0; AST Currently In Use: 0; AST Temp Closed: 0 | 0 | 0 | 3 | 20616-097-000298 | HARCO INC DBA RITE AID CORP
6597 | Permanently Closed | 1995-07-18 06:00 | 1976-01-01 06:00 | 1995-07-18 06:00 | Petroleum | Unleaded gasoline | Unleaded gasoline | Retail | Steel | Steel | Field installed cathodic protection |  | Steel |  | 1901-01-01 06:00 | Field installed cathodic protection | Catchment Basin, Single walled catchment basin | Flow Rest 90% Full | Flow Rest 90% Full |  |  | Statistical Inventory Reconciliation (SIR) | [8 empty] | UST Currently In Use: 1; UST Temp Close: 1; AST Currently In Use: 0; AST Temp Closed: 0 | 1 | 1 | 2 | 24086-097-000299 | SILVERTONE ENTERPRISES, LLC
6598 | Permanently Closed | 1995-07-18 06:00 | 1976-01-01 06:00 | 1995-07-18 06:00 | Petroleum | Unleaded gasoline | Unleaded gasoline | Retail | Steel | Steel | Field installed cathodic protection |  | Steel |  | 1901-01-01 06:00 | Field installed cathodic protection | Catchment Basin, Single walled catchment basin | Flow Rest 90% Full | Flow Rest 90% Full |  |  | Statistical Inventory Reconciliation (SIR) | [8 empty] | UST Currently In Use: 1; UST Temp Close: 1; AST Currently In Use: 0; AST Temp Closed: 0 | 1 | 1 | 2 | 24086-097-000299 | SILVERTONE ENTERPRISES, LLC
6599 | Currently in Use |  | 1976-01-01 06:00 |  | Petroleum | Unleaded gasoline | Unleaded gasoline | Retail | Steel | Steel | Field installed cathodic protection |  | Fiberglass reinforced plastic |  |  |  | Catchment Basin, Single walled catchment basin | Automatic shutoff device At 95% full | Automatic shutoff device At 95% full |  |  | Automatic Tank Gauge, Statistical Inventory Reconciliation (SIR) |  | Automatic flow restrictor (MLLD) | Automatic flow restrictor (MLLD) |  |  | Annual line testing, Statistical inventory reconciliation (SIR) | Statistical inventory reconciliation (SIR) |  | UST Currently In Use: 2; UST Temp Close: 1; AST Currently In Use: 0; AST Temp Closed: 0 | 2 | 1 | 0 | 20870-097-000302 | NHAM NGUYEN
6600 | Currently in Use |  | 1976-01-01 06:00 |  | Petroleum | Mid-grade gasoline | Mid-grade gasoline | Retail | Steel | Steel | Field installed cathodic protection |  | Fiberglass reinforced plastic |  |  |  | Catchment Basin, Single walled catchment basin | Automatic shutoff device At 95% full | Automatic shutoff device At 95% full |  |  | Automatic Tank Gauge, Statistical Inventory Reconciliation (SIR) |  | Automatic flow restrictor (MLLD) | Automatic flow restrictor (MLLD) |  |  | Annual line testing, Statistical inventory reconciliation (SIR) | Statistical inventory reconciliation (SIR) |  | UST Currently In Use: 2; UST Temp Close: 1; AST Currently In Use: 0; AST Temp Closed: 0 | 2 | 1 | 0 | 20870-097-000302 | NHAM NGUYEN
6601 | Temporary Closed | 2018-06-25 06:00 | 1976-01-01 06:00 |  | Petroleum | Premium gasoline | Premium gasoline | Retail | Steel | Steel | Field installed cathodic protection |  | Fiberglass reinforced plastic |  |  |  | Catchment Basin, Single walled catchment basin | Automatic shutoff device At 95% full | Automatic shutoff device At 95% full |  |  | Automatic Tank Gauge |  | Automatic flow restrictor (MLLD) | Automatic flow restrictor (MLLD) |  |  | Annual line testing | Annual line testing |  | UST Currently In Use: 2; UST Temp Close: 1; AST Currently In Use: 0; AST Temp Closed: 0 | 2 | 1 | 0 | 20870-097-000302 | NHAM NGUYEN
6602 | Currently in Use |  | 1979-04-01 05:00 |  | Petroleum | Unleaded gasoline | Unleaded gasoline | Retail | Single Wall, Steel | Steel | Field installed cathodic protection |  | Fiberglass reinforced plastic, Single Wall |  |  | Other, FLXS ISOLA | Catchment Basin, Single walled catchment basin | Automatic shutoff device At 95% full | Automatic shutoff device At 95% full |  |  | Continuous Automatic Tank Gauge |  | Automatic flow restrictor (MLLD) | Automatic flow restrictor (MLLD) |  |  | Annual line testing | Annual line testing |  | UST Currently In Use: 3; UST Temp Close: 0; AST Currently In Use: 0; AST Temp Closed: 0 | 3 | 0 | 0 | 21219-097-000303 | SAHORI PROPERTIES LLC
6603 | Currently in Use |  | 1979-04-01 05:00 |  | Petroleum | Unleaded gasoline | Unleaded gasoline | Retail | Single Wall, Steel | Steel | Field installed cathodic protection |  | Fiberglass reinforced plastic, Single Wall |  |  | Other, FLXS ISOLA | Catchment Basin, Single walled catchment basin | Automatic shutoff device At 95% full | Automatic shutoff device At 95% full |  |  | Continuous Automatic Tank Gauge, Other |  | Automatic flow restrictor (MLLD), MANIFOLDED | Automatic flow restrictor (MLLD) |  |  | Annual line testing, Other, MANIFOLDED | Other |  | UST Currently In Use: 3; UST Temp Close: 0; AST Currently In Use: 0; AST Temp Closed: 0 | 3 | 0 | 0 | 21219-097-000303 | SAHORI PROPERTIES LLC
6604 | Currently in Use |  | 1979-04-01 05:00 |  | Petroleum | Premium gasoline | Premium gasoline | Retail | Single Wall, Steel | Steel | Field installed cathodic protection |  | Fiberglass reinforced plastic, Single Wall |  |  | Other, FLXS ISOLA | Catchment Basin, Single walled catchment basin | Automatic shutoff device At 95% full | Automatic shutoff device At 95% full |  |  | Continuous Automatic Tank Gauge |  | Automatic flow restrictor (MLLD) | Automatic flow restrictor (MLLD) |  |  | Annual line testing | Annual line testing |  | UST Currently In Use: 3; UST Temp Close: 0; AST Currently In Use: 0; AST Temp Closed: 0 | 3 | 0 | 0 | 21219-097-000303 | SAHORI PROPERTIES LLC
6605 | Permanently Closed | 2014-06-09 06:00 | 1977-01-01 06:00 | 2014-06-09 06:00 | Petroleum | Unleaded gasoline | Unleaded gasoline | Retail | Steel | Steel | Field installed cathodic protection |  | Fiberglass reinforced plastic |  |  |  | Catchment Basin, Single walled catchment basin | Automatic shutoff device At 95% full | Automatic shutoff device At 95% full |  |  | Statistical Inventory Reconciliation (SIR) |  | Containment Sump | Containment Sump |  |  | Statistical inventory reconciliation (SIR) | Statistical inventory reconciliation (SIR) |  | UST Currently In Use: 0; UST Temp Close: 0; AST Currently In Use: 0; AST Temp Closed: 0 | 0 | 0 | 2 | 23413-097-000304 | CIRCLE K STORES, INC.
6607 | Permanently Closed | 2014-06-09 06:00 | 1977-01-01 06:00 | 2014-06-09 06:00 | Petroleum | Premium gasoline | Premium gasoline | Retail | Steel | Steel | Field installed cathodic protection |  | Fiberglass reinforced plastic |  |  |  | Catchment Basin, Single walled catchment basin | Automatic shutoff device At 95% full | Automatic shutoff device At 95% full |  |  | Statistical Inventory Reconciliation (SIR) |  | Containment Sump | Containment Sump |  |  | Statistical inventory reconciliation (SIR) | Statistical inventory reconciliation (SIR) |  | UST Currently In Use: 0; UST Temp Close: 0; AST Currently In Use: 0; AST Temp Closed: 0 | 0 | 0 | 2 | 23413-097-000304 | CIRCLE K STORES, INC.
6608 | Currently in Use |  | 1978-01-01 06:00 |  | Petroleum | Unleaded gasoline | Unleaded gasoline | Retail | Steel | Steel | Field installed cathodic protection |  | Steel |  |  | Field installed cathodic protection, FLXS ISOLA | Catchment Basin, Single walled catchment basin | Automatic shutoff device At 95% full, Flow Rest 90% Full | Flow Rest 90% Full |  |  | Statistical Inventory Reconciliation (SIR) |  | Automatic flow restrictor (MLLD) | Automatic flow restrictor (MLLD) |  |  | Annual line testing | Annual line testing |  | UST Currently In Use: 3; UST Temp Close: 0; AST Currently In Use: 0; AST Temp Closed: 0 | 3 | 0 | 0 | 20493-097-000305 | ANN HUYEN LE
6609 | Currently in Use |  | 1978-01-01 06:00 |  | Petroleum | Mid-grade gasoline | Mid-grade gasoline | Retail | Steel | Steel | Field installed cathodic protection |  | Steel |  |  | Field installed cathodic protection, FLXS ISOLA | Catchment Basin, Single walled catchment basin | Automatic shutoff device At 95% full, Flow Rest 90% Full | Flow Rest 90% Full |  |  | Statistical Inventory Reconciliation (SIR) |  | Automatic flow restrictor (MLLD) | Automatic flow restrictor (MLLD) |  |  | Annual line testing | Annual line testing |  | UST Currently In Use: 3; UST Temp Close: 0; AST Currently In Use: 0; AST Temp Closed: 0 | 3 | 0 | 0 | 20493-097-000305 | ANN HUYEN LE
6610 | Currently in Use |  | 1978-01-01 06:00 |  | Petroleum | Premium gasoline | Premium gasoline | Retail | Steel | Steel | Field installed cathodic protection |  | Steel |  |  | Field installed cathodic protection, FLXS ISOLA | Catchment Basin, Single walled catchment basin | Automatic shutoff device At 95% full, Flow Rest 90% Full | Flow Rest 90% Full |  |  | Statistical Inventory Reconciliation (SIR) |  | Automatic flow restrictor (MLLD) | Automatic flow restrictor (MLLD) |  |  | Annual line testing | Annual line testing |  | UST Currently In Use: 3; UST Temp Close: 0; AST Currently In Use: 0; AST Temp Closed: 0 | 3 | 0 | 0 | 20493-097-000305 | ANN HUYEN LE
6611 | Permanently Closed | 2011-04-27 06:00 | 1979-01-01 06:00 | 2011-04-27 06:00 | Petroleum | Unleaded gasoline | Unleaded gasoline | Retail | Steel | Steel | Field installed cathodic protection |  | Steel |  |  | Field installed cathodic protection | Catchment Basin, Single walled catchment basin | Automatic shutoff device At 95% full | Automatic shutoff device At 95% full |  |  | Statistical Inventory Reconciliation (SIR) | [5 empty] | Statistical inventory reconciliation (SIR) | Statistical inventory reconciliation (SIR) |  | UST Currently In Use: 0; UST Temp Close: 0; AST Currently In Use: 0; AST Temp Closed: 0 | 0 | 0 | 3 | 23234-097-000307 | PETRO CONVENIENCE STOP DN LLC
6612 | Permanently Closed | 2011-04-27 06:00 | 1979-01-01 06:00 | 2011-04-27 06:00 | Petroleum | Unleaded gasoline | Unleaded gasoline | Retail | Steel | Steel | Field installed cathodic protection |  | Steel |  |  | Field installed cathodic protection | Catchment Basin, Single walled catchment basin | Automatic shutoff device At 95% full | Automatic shutoff device At 95% full |  |  | Statistical Inventory Reconciliation (SIR) |  | Other, MANIFOLDED | Other |  |  | Other, Statistical inventory reconciliation (SIR), MANIFOLDED | Statistical inventory reconciliation (SIR) |  | UST Currently In Use: 0; UST Temp Close: 0; AST Currently In Use: 0; AST Temp Closed: 0 | 0 | 0 | 3 | 23234-097-000307 | PETRO CONVENIENCE STOP DN LLC
6613 | Permanently Closed | 2011-04-27 06:00 | 1979-01-01 06:00 | 2011-04-27 06:00 | Petroleum | Premium gasoline | Premium gasoline | Retail | Steel | Steel | Field installed cathodic protection |  | Steel |  |  | Field installed cathodic protection | Catchment Basin, Single walled catchment basin | Automatic shutoff device At 95% full | Automatic shutoff device At 95% full | [8 empty] | Annual line testing | Annual line testing |  | UST Currently In Use: 0; UST Temp Close: 0; AST Currently In Use: 0; AST Temp Closed: 0 | 0 | 0 | 3 | 23234-097-000307 | PETRO CONVENIENCE STOP DN LLC
6614 | Permanently Closed | 1992-06-23 06:00 | 1981-01-01 06:00 | 1992-06-23 06:00 | Petroleum | Unleaded gasoline | Unleaded gasoline |  | Fiberglass reinforced plastic | Fiberglass reinforced plastic |  |  | Fiberglass reinforced plastic |  | 1901-01-01 06:00 | [12 empty] | Annual line testing | Annual line testing |  | UST Currently In Use: 0; UST Temp Close: 0; AST Currently In Use: 0; AST Temp Closed: 0 | 0 | 0 | 3 | 10975-097-000311 | CIRCLE K STORES INC ENVIRONMTAL
6615 | Permanently Closed | 1992-06-23 06:00 | 1981-01-01 06:00 | 1992-06-23 06:00 | Petroleum | Unleaded gasoline | Unleaded gasoline |  | Fiberglass reinforced plastic | Fiberglass reinforced plastic |  |  | Fiberglass reinforced plastic |  | 1901-01-01 06:00 | [12 empty] | Annual line testing | Annual line testing |  | UST Currently In Use: 0; UST Temp Close: 0; AST Currently In Use: 0; AST Temp Closed: 0 | 0 | 0 | 3 | 10975-097-000311 | CIRCLE K STORES INC ENVIRONMTAL
6616 | Permanently Closed | 1992-06-23 06:00 | 1981-01-01 06:00 | 1992-06-23 06:00 | Petroleum | Unleaded gasoline | Unleaded gasoline |  | Fiberglass reinforced plastic | Fiberglass reinforced plastic |  |  | Fiberglass reinforced plastic |  | 1901-01-01 06:00 | [12 empty] | Annual line testing | Annual line testing |  | UST Currently In Use: 0; UST Temp Close: 0; AST Currently In Use: 0; AST Temp Closed: 0 | 0 | 0 | 3 | 10975-097-000311 | CIRCLE K STORES INC ENVIRONMTAL
6617 | Permanently Closed | 1996-07-11 06:00 | 1972-01-01 06:00 | 1996-07-11 06:00 | Petroleum | Unleaded gasoline | Unleaded gasoline |  | Steel | Steel |  | Painted or None | Steel |  | 1901-01-01 06:00 | [12 empty] | Annual line testing | Annual line testing |  | UST Currently In Use: 2; UST Temp Close: 0; AST Currently In Use: 0; AST Temp Closed: 0 | 2 | 0 | 6 | 23413-003-011995 | CIRCLE K STORES, INC.
6618 | Permanently Closed | 1996-07-11 06:00 | 1972-01-01 06:00 | 1996-07-11 06:00 | Petroleum | Unleaded gasoline | Unleaded gasoline |  | Steel | Steel |  | Painted or None | Steel |  | 1901-01-01 06:00 | [12 empty] | Annual line testing | Annual line testing |  | UST Currently In Use: 2; UST Temp Close: 0; AST Currently In Use: 0; AST Temp Closed: 0 | 2 | 0 | 6 | 23413-003-011995 | CIRCLE K STORES, INC.
6619 | Permanently Closed | 1996-07-11 06:00 | 1972-01-01 06:00 | 1996-07-11 06:00 | Petroleum | Unleaded gasoline | Unleaded gasoline |  | Steel | Steel |  | Painted or None | Steel |  | 1901-01-01 06:00 | [12 empty] | Annual line testing | Annual line testing |  | UST Currently In Use: 2; UST Temp Close: 0; AST Currently In Use: 0; AST Temp Closed: 0 | 2 | 0 | 6 | 23413-003-011995 | CIRCLE K STORES, INC.
6620 | Permanently Closed | 1987-09-01 06:00 | 1979-01-01 06:00 | 1987-09-01 06:00 | Petroleum | Unleaded gasoline | Unleaded gasoline |  | Steel | Steel |  | Painted or None | Steel |  | 1901-01-01 06:00 | [15 empty] | UST Currently In Use: 0; UST Temp Close: 0; AST Currently In Use: 0; AST Temp Closed: 0 | 0 | 0 | 2 | 10977-073-007372 | CIRCLE K STORES INC ENVIRONMENTAL
6621 | Permanently Closed | 1987-09-01 06:00 | 1979-01-01 06:00 | 1987-09-01 06:00 | Petroleum | Unleaded gasoline | Unleaded gasoline |  | Steel | Steel |  | Painted or None | Steel |  | 1901-01-01 06:00 | [15 empty] | UST Currently In Use: 0; UST Temp Close: 0; AST Currently In Use: 0; AST Temp Closed: 0 | 0 | 0 | 2 | 10977-073-007372 | CIRCLE K STORES INC ENVIRONMENTAL
6622 | Permanently Closed | 1993-09-12 06:00 | 1976-01-01 06:00 | 1993-09-12 06:00 | Petroleum | Other, OTHER | Other |  | Steel | Steel |  | Painted or None | Steel |  | 1901-01-01 06:00 | [15 empty] | UST Currently In Use: 0; UST Temp Close: 0; AST Currently In Use: 0; AST Temp Closed: 0 | 0 | 0 | 2 | 10977-073-007373 | CIRCLE K STORES INC ENVIRONMENTAL
6623 | Permanently Closed | 1993-09-12 06:00 | 1976-01-01 06:00 | 1993-09-12 06:00 | Petroleum | Other, OTHER | Other |  | Steel | Steel |  | Painted or None | Steel |  | 1901-01-01 06:00 | [15 empty] | UST Currently In Use: 0; UST Temp Close: 0; AST Currently In Use: 0; AST Temp Closed: 0 | 0 | 0 | 2 | 10977-073-007373 | CIRCLE K STORES INC ENVIRONMENTAL
6624 | Temporary Closed | 2018-09-01 06:00 | 1979-04-01 05:00 |  | Petroleum | Unleaded gasoline | Unleaded gasoline | Retail | Single Wall, Steel | Steel | Field installed cathodic protection |  | Single Wall, Steel |  |  | Field installed cathodic protection | Catchment Basin, Single walled catchment basin | Automatic shutoff device At 95% full | Automatic shutoff device At 95% full |  |  | Automatic Tank Gauge | [8 empty] | UST Currently In Use: 0; UST Temp Close: 2; AST Currently In Use: 0; AST Temp Closed: 0 | 0 | 2 | 0 | 24463-073-007375 | MANSOER ALMANSOOB
6625 | Temporary Closed | 2010-12-01 06:00 | 1979-04-01 05:00 |  | Petroleum | Premium gasoline | Premium gasoline | Retail | Single Wall, Steel | Steel | Field installed cathodic protection |  | Single Wall, Steel |  |  | Field installed cathodic protection | Catchment Basin, Single walled catchment basin | Automatic shutoff device At 95% full | Automatic shutoff device At 95% full |  |  | Automatic Tank Gauge | [8 empty] | UST Currently In Use: 0; UST Temp Close: 2; AST Currently In Use: 0; AST Temp Closed: 0 | 0 | 2 | 0 | 24463-073-007375 | MANSOER ALMANSOOB
6626 | Permanently Closed | 1994-04-28 06:00 | 1976-01-01 06:00 | 1994-04-28 06:00 | Petroleum | Unleaded gasoline | Unleaded gasoline |  | Steel | Steel |  | Painted or None | Steel |  | 1901-01-01 06:00 | [15 empty] | UST Currently In Use: 2; UST Temp Close: 0; AST Currently In Use: 0; AST Temp Closed: 0 | 2 | 0 | 2 | 21331-073-007376 | BHARTI CORPORATION
6627 | Permanently Closed | 1994-04-28 06:00 | 1976-01-01 06:00 | 1994-04-28 06:00 | Petroleum | Unleaded gasoline | Unleaded gasoline |  | Steel | Steel |  | Painted or None | Steel |  | 1901-01-01 06:00 | [15 empty] | UST Currently In Use: 2; UST Temp Close: 0; AST Currently In Use: 0; AST Temp Closed: 0 | 2 | 0 | 2 | 21331-073-007376 | BHARTI CORPORATION
6628 | Permanently Closed | 1992-06-24 06:00 | 1974-01-01 06:00 | 1992-06-24 06:00 | Petroleum | Unleaded gasoline | Unleaded gasoline |  | Steel | Steel |  | Painted or None | Steel |  | 1901-01-01 06:00 | [15 empty] | UST Currently In Use: 0; UST Temp Close: 0; AST Currently In Use: 0; AST Temp Closed: 0 | 0 | 0 | 4 | 17439-073-007378 | STORE PROPERTIES CO/MARY JANE POPHAM
6629 | Permanently Closed | 1992-06-24 06:00 | 1974-01-01 06:00 | 1992-06-24 06:00 | Petroleum | Unleaded gasoline | Unleaded gasoline |  | Steel | Steel |  | Painted or None | Steel |  | 1901-01-01 06:00 | [15 empty] | UST Currently In Use: 0; UST Temp Close: 0; AST Currently In Use: 0; AST Temp Closed: 0 | 0 | 0 | 4 | 17439-073-007378 | STORE PROPERTIES CO/MARY JANE POPHAM
6630 | Permanently Closed | 1992-06-24 06:00 | 1974-01-01 06:00 | 1992-06-24 06:00 | Petroleum | Unleaded gasoline | Unleaded gasoline |  | Steel | Steel |  | Painted or None | Steel |  | 1901-01-01 06:00 | [15 empty] | UST Currently In Use: 0; UST Temp Close: 0; AST Currently In Use: 0; AST Temp Closed: 0 | 0 | 0 | 4 | 17439-073-007378 | STORE PROPERTIES CO/MARY JANE POPHAM
6631 | Permanently Closed | 1992-06-24 06:00 | 1974-01-01 06:00 | 1992-06-24 06:00 | Petroleum | Unleaded gasoline | Unleaded gasoline |  | Steel | Steel |  | Painted or None | Steel |  | 1901-01-01 06:00 | [15 empty] | UST Currently In Use: 0; UST Temp Close: 0; AST Currently In Use: 0; AST Temp Closed: 0 | 0 | 0 | 4 | 17439-073-007378 | STORE PROPERTIES CO/MARY JANE POPHAM
6632 | Permanently Closed | 1993-09-15 06:00 | 1973-01-01 06:00 | 1993-09-15 06:00 | Petroleum | Unleaded gasoline | Unleaded gasoline |  | Steel | Steel |  | Painted or None | Steel |  | 1901-01-01 06:00 | [15 empty] | UST Currently In Use: 0; UST Temp Close: 0; AST Currently In Use: 0; AST Temp Closed: 0 | 0 | 0 | 2 | 16786-073-007379 | CIRCLE C STORES, INC.
6633 | Permanently Closed | 1993-09-15 06:00 | 1973-01-01 06:00 | 1993-09-15 06:00 | Petroleum | Unleaded gasoline | Unleaded gasoline |  | Steel | Steel |  | Painted or None | Steel |  | 1901-01-01 06:00 | [15 empty] | UST Currently In Use: 0; UST Temp Close: 0; AST Currently In Use: 0; AST Temp Closed: 0 | 0 | 0 | 2 | 16786-073-007379 | CIRCLE C STORES, INC.
6634 | Permanently Closed | 1901-01-01 06:00 | 1972-01-01 06:00 |  | Petroleum | Unleaded gasoline | Unleaded gasoline |  | Steel | Steel |  | Painted or None | Steel |  | 1901-01-01 06:00 | [15 empty] | UST Currently In Use: 3; UST Temp Close: 0; AST Currently In Use: 0; AST Temp Closed: 0 | 3 | 0 | 2 | 25184-073-007380 | GHANDAN SALEH
6635 | Permanently Closed | 1901-01-01 06:00 | 1972-01-01 06:00 |  | Petroleum | Unleaded gasoline | Unleaded gasoline |  | Steel | Steel |  | Painted or None | Steel |  | 1901-01-01 06:00 | [15 empty] | UST Currently In Use: 3; UST Temp Close: 0; AST Currently In Use: 0; AST Temp Closed: 0 | 3 | 0 | 2 | 25184-073-007380 | GHANDAN SALEH
6636 | Currently in Use |  | 1985-12-01 06:00 |  | Petroleum | On road diesel | On road diesel | Retail | Fiberglass reinforced plastic, Single Wall | Single Wall |  |  | Fiberglass reinforced plastic, Single Wall |  | 1901-01-01 06:00 |  | Catchment Basin, Single walled catchment basin | Audible high level alarm At 90% full | Audible high level alarm At 90% full |  |  | Continuous Automatic Tank Gauge |  | Automatic flow restrictor (MLLD) | Automatic flow restrictor (MLLD) |  |  | Annual line testing | Annual line testing |  | UST Currently In Use: 3; UST Temp Close: 0; AST Currently In Use: 0; AST Temp Closed: 0 | 3 | 0 | 2 | 25184-073-007380 | GHANDAN SALEH
6637 | Currently in Use |  | 1985-12-01 06:00 |  | Petroleum | Premium gasoline | Premium gasoline | Retail | Fiberglass reinforced plastic, Single Wall | Single Wall |  |  | Fiberglass reinforced plastic, Single Wall |  | 1901-01-01 06:00 |  | Catchment Basin, Single walled catchment basin | Audible high level alarm At 90% full | Audible high level alarm At 90% full |  |  | Continuous Automatic Tank Gauge |  | Automatic flow restrictor (MLLD) | Automatic flow restrictor (MLLD) |  |  | Annual line testing | Annual line testing |  | UST Currently In Use: 3; UST Temp Close: 0; AST Currently In Use: 0; AST Temp Closed: 0 | 3 | 0 | 2 | 25184-073-007380 | GHANDAN SALEH
6638 | Currently in Use |  | 1985-12-01 06:00 |  | Petroleum | Unleaded gasoline | Unleaded gasoline | Retail | Fiberglass reinforced plastic, Single Wall | Single Wall |  |  | Fiberglass reinforced plastic, Single Wall |  | 1901-01-01 06:00 |  | Catchment Basin, Single walled catchment basin | Audible high level alarm At 90% full | Audible high level alarm At 90% full |  |  | Continuous Automatic Tank Gauge |  | Automatic flow restrictor (MLLD) | Automatic flow restrictor (MLLD) |  |  | Annual line testing | Annual line testing |  | UST Currently In Use: 3; UST Temp Close: 0; AST Currently In Use: 0; AST Temp Closed: 0 | 3 | 0 | 2 | 25184-073-007380 | GHANDAN SALEH
6639 | Permanently Closed | 1993-01-01 06:00 | 1975-01-01 06:00 | 1993-01-01 06:00 | Petroleum | Unleaded gasoline | Unleaded gasoline |  | Steel | Steel |  | Painted or None | Steel |  | 1901-01-01 06:00 | [15 empty] | UST Currently In Use: 0; UST Temp Close: 0; AST Currently In Use: 0; AST Temp Closed: 0 | 0 | 0 | 2 | 17993-073-007381 | PHYLIS SMITH/ KIM RASBERRY
6640 | Permanently Closed | 1993-01-01 06:00 | 1975-01-01 06:00 | 1993-01-01 06:00 | Petroleum | Unleaded gasoline | Unleaded gasoline |  | Steel | Steel |  | Painted or None | Steel |  | 1901-01-01 06:00 | [15 empty] | UST Currently In Use: 0; UST Temp Close: 0; AST Currently In Use: 0; AST Temp Closed: 0 | 0 | 0 | 2 | 17993-073-007381 | PHYLIS SMITH/ KIM RASBERRY
6641 | Permanently Closed | 1995-12-31 06:00 | 1976-01-01 06:00 | 1996-02-12 06:00 | Petroleum | Unleaded gasoline | Unleaded gasoline | Retail | Steel | Steel |  | Painted or None | Steel |  | 1901-01-01 06:00 | [15 empty] | UST Currently In Use: 0; UST Temp Close: 0; AST Currently In Use: 0; AST Temp Closed: 0 | 0 | 0 | 2 | 10977-073-007382 | CIRCLE K STORES INC ENVIRONMENTAL
6642 | Permanently Closed | 1996-12-31 06:00 | 1976-01-01 06:00 | 1996-02-12 06:00 | Petroleum | Unleaded gasoline | Unleaded gasoline | Retail | Steel | Steel |  | Painted or None | Steel |  | 1901-01-01 06:00 | [15 empty] | UST Currently In Use: 0; UST Temp Close: 0; AST Currently In Use: 0; AST Temp Closed: 0 | 0 | 0 | 2 | 10977-073-007382 | CIRCLE K STORES INC ENVIRONMENTAL
6643 | Currently in Use |  | 1983-01-01 06:00 |  | Petroleum | Unleaded gasoline | Unleaded gasoline | Retail | Steel | Steel | Field installed cathodic protection, Interior lined (not allowed as a standalone method of corrosion protection) |  | Fiberglass reinforced plastic |  |  |  | Catchment Basin, Single walled catchment basin | Automatic shutoff device At 95% full | Automatic shutoff device At 95% full |  |  | Continuous Automatic Tank Gauge |  | Automatic flow restrictor (MLLD) | Automatic flow restrictor (MLLD) |  |  | Annual line testing | Annual line testing |  | UST Currently In Use: 2; UST Temp Close: 0; AST Currently In Use: 0; AST Temp Closed: 0 | 2 | 0 | 0 | 20676-073-007384 | MAIN HEJAZEN
6644 | Currently in Use |  | 1983-01-01 06:00 |  | Petroleum | Mid-grade gasoline | Mid-grade gasoline | Retail | Steel | Steel | Field installed cathodic protection, Interior lined (not allowed as a standalone method of corrosion protection) |  | Fiberglass reinforced plastic |  |  |  | Catchment Basin, Single walled catchment basin | Automatic shutoff device At 95% full | Automatic shutoff device At 95% full |  |  | Continuous Automatic Tank Gauge |  | Automatic flow restrictor (MLLD) | Automatic flow restrictor (MLLD) |  |  | Annual line testing | Annual line testing |  | UST Currently In Use: 2; UST Temp Close: 0; AST Currently In Use: 0; AST Temp Closed: 0 | 2 | 0 | 0 | 20676-073-007384 | MAIN HEJAZEN
6645 | Permanently Closed | 1996-03-05 06:00 | 1971-01-01 06:00 | 1996-03-05 06:00 | Petroleum | Unleaded gasoline | Unleaded gasoline | Retail | Steel | Steel |  | Painted or None | Steel |  | 1901-01-01 06:00 | [12 empty] | Annual line testing | Annual line testing |  | UST Currently In Use: 1; UST Temp Close: 2; AST Currently In Use: 0; AST Temp Closed: 0 | 1 | 2 | 2 | 22663-073-007385 | HOOVER FUEL LLC
6646 | Permanently Closed | 1996-03-05 06:00 | 1971-01-01 06:00 | 1996-03-05 06:00 | Petroleum | Unleaded gasoline | Unleaded gasoline | Retail | Steel | Steel |  | Painted or None | Steel |  | 1901-01-01 06:00 | [12 empty] | Annual line testing | Annual line testing |  | UST Currently In Use: 1; UST Temp Close: 2; AST Currently In Use: 0; AST Temp Closed: 0 | 1 | 2 | 2 | 22663-073-007385 | HOOVER FUEL LLC
6647 | Permanently Closed | 1992-10-23 06:00 | 1970-01-01 06:00 | 1992-10-23 06:00 | Petroleum | Unleaded gasoline | Unleaded gasoline |  | Steel | Steel |  | Painted or None | Steel |  | 1901-01-01 06:00 | [15 empty] | UST Currently In Use: 2; UST Temp Close: 0; AST Currently In Use: 0; AST Temp Closed: 0 | 2 | 0 | 2 | 13343-073-007387 | MCCULLOUGH OIL COMPANY, INC.
6648 | Permanently Closed | 1992-10-23 06:00 | 1970-01-01 06:00 | 1992-10-23 06:00 | Petroleum | Unleaded gasoline | Unleaded gasoline |  | Steel | Steel |  | Painted or None | Steel |  | 1901-01-01 06:00 | [15 empty] | UST Currently In Use: 2; UST Temp Close: 0; AST Currently In Use: 0; AST Temp Closed: 0 | 2 | 0 | 2 | 13343-073-007387 | MCCULLOUGH OIL COMPANY, INC.
6649 | Permanently Closed | 1901-01-01 06:00 | 1970-01-01 06:00 |  | Petroleum | Unleaded gasoline | Unleaded gasoline |  | Steel | Steel |  | Painted or None | Steel |  | 1901-01-01 06:00 | [15 empty] | UST Currently In Use: 0; UST Temp Close: 0; AST Currently In Use: 0; AST Temp Closed: 0 | 0 | 0 | 2 | 10977-073-007388 | CIRCLE K STORES INC ENVIRONMENTAL
6650 | Permanently Closed | 1901-01-01 06:00 | 1970-01-01 06:00 |  | Petroleum | Unleaded gasoline | Unleaded gasoline |  | Steel | Steel |  | Painted or None | Steel |  | 1901-01-01 06:00 | [15 empty] | UST Currently In Use: 0; UST Temp Close: 0; AST Currently In Use: 0; AST Temp Closed: 0 | 0 | 0 | 2 | 10977-073-007388 | CIRCLE K STORES INC ENVIRONMENTAL
6654 | Permanently Closed | 1996-03-01 06:00 | 1969-01-01 06:00 | 1996-03-12 06:00 | Petroleum | Unleaded gasoline | Unleaded gasoline | Retail | Steel | Steel |  | Painted or None | Steel |  | 1901-01-01 06:00 | [12 empty] | Annual line testing | Annual line testing |  | UST Currently In Use: 3; UST Temp Close: 0; AST Currently In Use: 0; AST Temp Closed: 0 | 3 | 0 | 2 | 24624-073-007389 | MALIK BUDHWANI
6655 | Permanently Closed | 1996-03-01 06:00 | 1969-01-01 06:00 | 1996-03-12 06:00 | Petroleum | Unleaded gasoline | Unleaded gasoline | Retail | Steel | Steel |  | Painted or None | Steel |  | 1901-01-01 06:00 | [12 empty] | Annual line testing | Annual line testing |  | UST Currently In Use: 3; UST Temp Close: 0; AST Currently In Use: 0; AST Temp Closed: 0 | 3 | 0 | 2 | 24624-073-007389 | MALIK BUDHWANI
6656 | Permanently Closed | 1997-01-01 06:00 | 1973-01-01 06:00 | 1997-11-15 06:00 | Petroleum | Unleaded gasoline | Unleaded gasoline | Retail | Steel | Steel |  | Painted or None | Steel |  | 1901-01-01 06:00 |  |  | Flow Rest 90% Full | Flow Rest 90% Full |  |  | Statistical Inventory Reconciliation (SIR) | [8 empty] | UST Currently In Use: 0; UST Temp Close: 0; AST Currently In Use: 0; AST Temp Closed: 0 | 0 | 0 | 2 | 19848-073-007390 | EASTWOOD MOBILE HOME VILLAGE
6657 | Permanently Closed | 1997-01-01 06:00 | 1973-01-01 06:00 | 1997-11-15 06:00 | Petroleum | Unleaded gasoline | Unleaded gasoline | Retail | Steel | Steel |  | Painted or None | Steel |  | 1901-01-01 06:00 |  |  | Flow Rest 90% Full | Flow Rest 90% Full |  |  | Statistical Inventory Reconciliation (SIR) | [8 empty] | UST Currently In Use: 0; UST Temp Close: 0; AST Currently In Use: 0; AST Temp Closed: 0 | 0 | 0 | 2 | 19848-073-007390 | EASTWOOD MOBILE HOME VILLAGE
6658 | Retired | 1987-01-01 06:00 | 1974-01-01 06:00 |  | Petroleum | Unleaded gasoline | Unleaded gasoline |  | Steel | Steel |  | Painted or None | Steel |  | 1901-01-01 06:00 | [15 empty] | UST Currently In Use: 0; UST Temp Close: 0; AST Currently In Use: 0; AST Temp Closed: 0 | 0 | 0 | 0 | 10977-073-007391 | CIRCLE K STORES INC ENVIRONMENTAL
6659 | Retired | 1987-01-01 06:00 | 1974-01-01 06:00 |  | Petroleum | Unleaded gasoline | Unleaded gasoline |  | Steel | Steel |  | Painted or None | Steel |  | 1901-01-01 06:00 | [15 empty] | UST Currently In Use: 0; UST Temp Close: 0; AST Currently In Use: 0; AST Temp Closed: 0 | 0 | 0 | 0 | 10977-073-007391 | CIRCLE K STORES INC ENVIRONMENTAL
6660 | Permanently Closed | 1901-01-01 06:00 | 1968-01-01 06:00 |  | Petroleum | Unleaded gasoline | Unleaded gasoline |  | Steel | Steel |  | Painted or None | Steel |  | 1901-01-01 06:00 | [15 empty] | UST Currently In Use: 0; UST Temp Close: 0; AST Currently In Use: 0; AST Temp Closed: 0 | 0 | 0 | 2 | 10977-073-007392 | CIRCLE K STORES INC ENVIRONMENTAL
6661 | Permanently Closed | 1901-01-01 06:00 | 1968-01-01 06:00 |  | Petroleum | Unleaded gasoline | Unleaded gasoline |  | Steel | Steel |  | Painted or None | Steel |  | 1901-01-01 06:00 | [15 empty] | UST Currently In Use: 0; UST Temp Close: 0; AST Currently In Use: 0; AST Temp Closed: 0 | 0 | 0 | 2 | 10977-073-007392 | CIRCLE K STORES INC ENVIRONMENTAL
6662 | Permanently Closed | 1990-05-30 06:00 | 1971-01-01 06:00 | 1995-05-30 06:00 | Petroleum | Unleaded gasoline | Unleaded gasoline |  | Steel | Steel |  | Painted or None | Steel |  | 1901-01-01 06:00 | [15 empty] | UST Currently In Use: 0; UST Temp Close: 0; AST Currently In Use: 0; AST Temp Closed: 0 | 0 | 0 | 2 | 10977-073-007393 | CIRCLE K STORES INC ENVIRONMENTAL
6663 | Permanently Closed | 1990-05-30 06:00 | 1971-01-01 06:00 | 1995-05-30 06:00 | Petroleum | Unleaded gasoline | Unleaded gasoline |  | Steel | Steel |  | Painted or None | Steel |  | 1901-01-01 06:00 | [15 empty] | UST Currently In Use: 0; UST Temp Close: 0; AST Currently In Use: 0; AST Temp Closed: 0 | 0 | 0 | 2 | 10977-073-007393 | CIRCLE K STORES INC ENVIRONMENTAL
6664 | Permanently Closed | 1901-01-01 06:00 | 1968-01-01 06:00 |  | Petroleum | Unleaded gasoline | Unleaded gasoline |  | Steel | Steel |  | Painted or None | Steel |  | 1901-01-01 06:00 | [15 empty] | UST Currently In Use: 3; UST Temp Close: 0; AST Currently In Use: 0; AST Temp Closed: 0 | 3 | 0 | 2 | 23423-073-007394 | QA & AAA INC DBA 31ST ST CITGO
6665 | Permanently Closed | 1901-01-01 06:00 | 1968-01-01 06:00 |  | Petroleum | Unleaded gasoline | Unleaded gasoline |  | Steel | Steel |  | Painted or None | Steel |  | 1901-01-01 06:00 | [15 empty] | UST Currently In Use: 3; UST Temp Close: 0; AST Currently In Use: 0; AST Temp Closed: 0 | 3 | 0 | 2 | 23423-073-007394 | QA & AAA INC DBA 31ST ST CITGO
6666 | Currently in Use |  | 1986-01-01 06:00 |  | Petroleum | Unleaded gasoline | Unleaded gasoline | Retail | Fiberglass reinforced plastic, Single Wall | Single Wall |  |  | Double Wall, Fiberglass reinforced plastic |  | 1999-02-10 06:00 | None | Catchment Basin, Single walled catchment basin | Flow Rest 90% Full | Flow Rest 90% Full |  |  | Continuous Automatic Tank Gauge |  | Automatic shutoff device (AELLD) | Automatic shutoff device (AELLD) | [5 empty] | UST Currently In Use: 3; UST Temp Close: 0; AST Currently In Use: 0; AST Temp Closed: 0 | 3 | 0 | 2 | 23423-073-007394 | QA & AAA INC DBA 31ST ST CITGO
6667 | Currently in Use |  | 1986-01-01 06:00 |  | Petroleum | Premium gasoline | Premium gasoline | Retail | Fiberglass reinforced plastic, Single Wall | Single Wall |  |  | Double Wall, Fiberglass reinforced plastic |  | 1999-02-10 06:00 | None | Catchment Basin, Single walled catchment basin | Flow Rest 90% Full | Flow Rest 90% Full |  |  | Continuous Automatic Tank Gauge |  | Automatic shutoff device (AELLD) | Automatic shutoff device (AELLD) | [5 empty] | UST Currently In Use: 3; UST Temp Close: 0; AST Currently In Use: 0; AST Temp Closed: 0 | 3 | 0 | 2 | 23423-073-007394 | QA & AAA INC DBA 31ST ST CITGO
6668 | Currently in Use |  | 1986-01-01 06:00 |  | Petroleum | On road diesel | On road diesel | Retail | Fiberglass reinforced plastic, Single Wall | Single Wall |  |  | Double Wall, Fiberglass reinforced plastic |  | 1999-02-10 06:00 | None | Catchment Basin, Single walled catchment basin | Flow Rest 90% Full | Flow Rest 90% Full |  |  | Continuous Automatic Tank Gauge |  | Automatic shutoff device (AELLD) | Automatic shutoff device (AELLD) | [5 empty] | UST Currently In Use: 3; UST Temp Close: 0; AST Currently In Use: 0; AST Temp Closed: 0 | 3 | 0 | 2 | 23423-073-007394 | QA & AAA INC DBA 31ST ST CITGO
6669 | Permanently Closed | 1987-12-01 06:00 | 1968-01-01 06:00 | 1987-12-01 06:00 | Petroleum | Unleaded gasoline | Unleaded gasoline |  | Steel | Steel |  | Painted or None | Steel |  | 1901-01-01 06:00 | [15 empty] | UST Currently In Use: 0; UST Temp Close: 0; AST Currently In Use: 0; AST Temp Closed: 0 | 0 | 0 | 2 | 10977-073-007395 | CIRCLE K STORES INC ENVIRONMENTAL
6670 | Permanently Closed | 1987-12-01 06:00 | 1968-01-01 06:00 | 1987-12-01 06:00 | Petroleum | Unleaded gasoline | Unleaded gasoline |  | Steel | Steel |  | Painted or None | Steel |  | 1901-01-01 06:00 | [15 empty] | UST Currently In Use: 0; UST Temp Close: 0; AST Currently In Use: 0; AST Temp Closed: 0 | 0 | 0 | 2 | 10977-073-007395 | CIRCLE K STORES INC ENVIRONMENTAL
6671 | Currently in Use |  | 1989-06-15 06:00 |  | Petroleum | Unleaded gasoline | Unleaded gasoline | Retail | Double Wall, Fiberglass reinforced plastic | Fiberglass reinforced plastic |  |  | Double Wall, Fiberglass reinforced plastic, 2 PIECES |  | 1901-01-01 06:00 |  | Catchment Basin, Single walled catchment basin | Flow Rest 90% Full | Flow Rest 90% Full |  |  | Continuous Automatic Tank Gauge |  | Automatic flow restrictor (MLLD) | Automatic flow restrictor (MLLD) |  |  | Annual line testing | Annual line testing |  | UST Currently In Use: 3; UST Temp Close: 0; AST Currently In Use: 0; AST Temp Closed: 0 | 3 | 0 | 0 | 24815-073-007508 | 254, LLC - FEROZ DEVANI
6672 | Currently in Use |  | 1989-06-15 06:00 |  | Petroleum | Premium gasoline | Premium gasoline | Retail | Double Wall, Fiberglass reinforced plastic | Fiberglass reinforced plastic |  |  | Double Wall, Fiberglass reinforced plastic, 2 PIECES |  | 1901-01-01 06:00 |  | Catchment Basin, Single walled catchment basin | Flow Rest 90% Full | Flow Rest 90% Full |  |  | Continuous Automatic Tank Gauge |  | Automatic flow restrictor (MLLD) | Automatic flow restrictor (MLLD) |  |  | Annual line testing | Annual line testing |  | UST Currently In Use: 3; UST Temp Close: 0; AST Currently In Use: 0; AST Temp Closed: 0 | 3 | 0 | 0 | 24815-073-007508 | 254, LLC - FEROZ DEVANI
6673 | Currently in Use |  | 1989-06-15 06:00 |  | Petroleum | On road diesel | On road diesel | Retail | Double Wall, Fiberglass reinforced plastic | Fiberglass reinforced plastic |  |  | Double Wall, Fiberglass reinforced plastic, 2 PIECES |  | 1901-01-01 06:00 |  | Catchment Basin, Single walled catchment basin | Flow Rest 90% Full | Flow Rest 90% Full |  |  | Continuous Automatic Tank Gauge |  | Automatic flow restrictor (MLLD) | Automatic flow restrictor (MLLD) |  |  | Annual line testing | Annual line testing |  | UST Currently In Use: 3; UST Temp Close: 0; AST Currently In Use: 0; AST Temp Closed: 0 | 3 | 0 | 0 | 24815-073-007508 | 254, LLC - FEROZ DEVANI
6674 | Currently in Use |  | 1987-08-01 06:00 |  | Petroleum | Unleaded gasoline | Unleaded gasoline | Retail | Fiberglass reinforced plastic, Single Wall | Single Wall |  |  | Double Wall, Fiberglass reinforced plastic, 2 PIECES |  | 2013-02-19 06:00 |  | Catchment Basin, Single walled catchment basin | Flow Rest 90% Full | Flow Rest 90% Full |  |  | Continuous Automatic Tank Gauge |  | Automatic flow restrictor (MLLD), Containment Sump | Containment Sump | Interstitial Monitoring within Secondary Containment | SENSOR TO ATG | Continuous alarm system, Other, REQUIRED | Other |  | UST Currently In Use: 3; UST Temp Close: 0; AST Currently In Use: 0; AST Temp Closed: 0 | 3 | 0 | 0 | 24068-073-014400 | FFM LLC
6675 | Currently in Use |  | 1987-08-01 06:00 |  | Petroleum | Premium gasoline | Premium gasoline | Retail | Fiberglass reinforced plastic, Single Wall | Single Wall |  |  | Double Wall, Fiberglass reinforced plastic, 2 PIECES |  | 2013-02-19 06:00 |  | Catchment Basin, Single walled catchment basin | Flow Rest 90% Full | Flow Rest 90% Full |  |  | Continuous Automatic Tank Gauge |  | Automatic flow restrictor (MLLD), Containment Sump | Containment Sump | Interstitial Monitoring within Secondary Containment | SENSOR TO ATG | Continuous alarm system, Other, REQUIRED | Other |  | UST Currently In Use: 3; UST Temp Close: 0; AST Currently In Use: 0; AST Temp Closed: 0 | 3 | 0 | 0 | 24068-073-014400 | FFM LLC
6676 | Currently in Use |  | 1987-08-01 06:00 |  | Petroleum | On road diesel | On road diesel | Retail | Fiberglass reinforced plastic, Single Wall | Single Wall |  |  | Double Wall, Fiberglass reinforced plastic, 2 PIECES |  | 2013-02-19 06:00 |  | Catchment Basin, Single walled catchment basin | Flow Rest 90% Full | Flow Rest 90% Full |  |  | Continuous Automatic Tank Gauge |  | Automatic flow restrictor (MLLD), Containment Sump | Containment Sump |  | SENSOR TO ATG | Continuous alarm system, Other, REQUIRED | Other |  | UST Currently In Use: 3; UST Temp Close: 0; AST Currently In Use: 0; AST Temp Closed: 0 | 3 | 0 | 0 | 24068-073-014400 | FFM LLC
6677 | Permanently Closed | 1997-04-02 06:00 | 1980-01-01 06:00 | 1997-04-02 06:00 | Petroleum | Unleaded gasoline | Unleaded gasoline |  | Steel | Steel |  | Painted or None | Steel |  | 1901-01-01 06:00 |  | Catchment Basin, Single walled catchment basin | Flow Rest 90% Full | Flow Rest 90% Full |  |  | Statistical Inventory Reconciliation (SIR) | [5 empty] | Annual line testing, Statistical inventory reconciliation (SIR) | Statistical inventory reconciliation (SIR) |  | UST Currently In Use: 0; UST Temp Close: 0; AST Currently In Use: 0; AST Temp Closed: 0 | 0 | 0 | 2 | 10977-089-007349 | CIRCLE K STORES INC ENVIRONMENTAL
6678 | Permanently Closed | 1997-04-02 06:00 | 1980-01-01 06:00 | 1997-04-02 06:00 | Petroleum | Unleaded gasoline | Unleaded gasoline |  | Steel | Steel |  | Painted or None | Steel |  | 1901-01-01 06:00 |  | Catchment Basin, Single walled catchment basin | Flow Rest 90% Full | Flow Rest 90% Full |  |  | Statistical Inventory Reconciliation (SIR) | [5 empty] | Annual line testing, Statistical inventory reconciliation (SIR) | Statistical inventory reconciliation (SIR) |  | UST Currently In Use: 0; UST Temp Close: 0; AST Currently In Use: 0; AST Temp Closed: 0 | 0 | 0 | 2 | 10977-089-007349 | CIRCLE K STORES INC ENVIRONMENTAL
6679 | Permanently Closed | 1996-03-19 06:00 | 1978-01-01 06:00 | 1996-03-19 06:00 | Petroleum | Unleaded gasoline | Unleaded gasoline |  | Steel | Steel |  | Painted or None | Steel |  | 1901-01-01 06:00 |  | Catchment Basin, Single walled catchment basin |  |  |  |  | Statistical Inventory Reconciliation (SIR) | [5 empty] | Annual line testing, Statistical inventory reconciliation (SIR) | Statistical inventory reconciliation (SIR) |  | UST Currently In Use: 3; UST Temp Close: 0; AST Currently In Use: 0; AST Temp Closed: 0 | 3 | 0 | 2 | 25530-089-007350 | DHARM INC DBA KRUPA FOOD MART
6680 | Permanently Closed | 1996-03-19 06:00 | 1978-01-01 06:00 | 1996-03-19 06:00 | Petroleum | Unleaded gasoline | Unleaded gasoline |  | Steel | Steel |  | Painted or None | Steel |  | 1901-01-01 06:00 |  | Catchment Basin, Single walled catchment basin |  |  |  |  | Statistical Inventory Reconciliation (SIR) | [5 empty] | Annual line testing, Statistical inventory reconciliation (SIR) | Statistical inventory reconciliation (SIR) |  | UST Currently In Use: 3; UST Temp Close: 0; AST Currently In Use: 0; AST Temp Closed: 0 | 3 | 0 | 2 | 25530-089-007350 | DHARM INC DBA KRUPA FOOD MART
6681 | Permanently Closed | 1993-09-17 06:00 | 1978-01-01 06:00 | 1994-11-02 06:00 | Petroleum | Unleaded gasoline | Unleaded gasoline |  | Steel | Steel |  | Painted or None | Steel |  | 1901-01-01 06:00 |  | Catchment Basin, Single walled catchment basin | [10 empty] | Annual line testing | Annual line testing |  | UST Currently In Use: 0; UST Temp Close: 0; AST Currently In Use: 0; AST Temp Closed: 0 | 0 | 0 | 3 | 10977-089-007351 | CIRCLE K STORES INC ENVIRONMENTAL
6682 | Permanently Closed | 1993-09-17 06:00 | 1978-01-01 06:00 | 1994-11-02 06:00 | Petroleum | Unleaded gasoline | Unleaded gasoline |  | Steel | Steel |  | Painted or None | Steel |  | 1901-01-01 06:00 |  | Catchment Basin, Single walled catchment basin | [10 empty] | Annual line testing | Annual line testing |  | UST Currently In Use: 0; UST Temp Close: 0; AST Currently In Use: 0; AST Temp Closed: 0 | 0 | 0 | 3 | 10977-089-007351 | CIRCLE K STORES INC ENVIRONMENTAL
6683 | Permanently Closed | 1993-09-17 06:00 | 1978-01-01 06:00 | 1994-11-02 06:00 | Petroleum | Unleaded gasoline | Unleaded gasoline |  | Steel | Steel |  | Painted or None | Steel |  | 1901-01-01 06:00 |  | Catchment Basin, Single walled catchment basin | [10 empty] | Annual line testing | Annual line testing |  | UST Currently In Use: 0; UST Temp Close: 0; AST Currently In Use: 0; AST Temp Closed: 0 | 0 | 0 | 3 | 10977-089-007351 | CIRCLE K STORES INC ENVIRONMENTAL
6684 | Permanently Closed | 1994-01-28 06:00 | 1983-01-01 06:00 | 1994-01-28 06:00 | Petroleum | Unleaded gasoline | Unleaded gasoline |  | Fiberglass reinforced plastic | Fiberglass reinforced plastic |  |  | Fiberglass reinforced plastic |  | 1901-01-01 06:00 | [15 empty] | UST Currently In Use: 3; UST Temp Close: 0; AST Currently In Use: 0; AST Temp Closed: 0 | 3 | 0 | 3 | 22634-089-007352 | MAMA JACK'S INC.
6685 | Permanently Closed | 1994-01-28 06:00 | 1983-01-01 06:00 | 1994-01-28 06:00 | Petroleum | Unleaded gasoline | Unleaded gasoline |  | Fiberglass reinforced plastic | Fiberglass reinforced plastic |  |  | Fiberglass reinforced plastic |  | 1901-01-01 06:00 | [15 empty] | UST Currently In Use: 3; UST Temp Close: 0; AST Currently In Use: 0; AST Temp Closed: 0 | 3 | 0 | 3 | 22634-089-007352 | MAMA JACK'S INC.
6686 | Permanently Closed | 1994-01-28 06:00 | 1983-01-01 06:00 | 1994-01-28 06:00 | Petroleum | Unleaded gasoline | Unleaded gasoline |  | Fiberglass reinforced plastic | Fiberglass reinforced plastic |  |  | Fiberglass reinforced plastic |  | 1901-01-01 06:00 | [15 empty] | UST Currently In Use: 3; UST Temp Close: 0; AST Currently In Use: 0; AST Temp Closed: 0 | 3 | 0 | 3 | 22634-089-007352 | MAMA JACK'S INC.
6687 | Permanently Closed | 1996-03-18 06:00 | 1978-01-01 06:00 | 1996-03-18 06:00 | Petroleum | Unleaded gasoline | Unleaded gasoline |  | Steel | Steel |  | Painted or None | Steel |  | 1901-01-01 06:00 | [6 empty] | Statistical Inventory Reconciliation (SIR) | [5 empty] | Annual line testing, Statistical inventory reconciliation (SIR) | Statistical inventory reconciliation (SIR) |  | UST Currently In Use: 3; UST Temp Close: 0; AST Currently In Use: 0; AST Temp Closed: 0 | 3 | 0 | 2 | 22742-089-007353 | SHRI SWAMI INC.
6688 | Permanently Closed | 1996-03-18 06:00 | 1978-01-01 06:00 | 1996-03-18 06:00 | Petroleum | Unleaded gasoline | Unleaded gasoline |  | Steel | Steel |  | Painted or None | Steel |  | 1901-01-01 06:00 | [6 empty] | Other, Statistical Inventory Reconciliation (SIR) | [5 empty] | Annual line testing, Statistical inventory reconciliation (SIR) | Statistical inventory reconciliation (SIR) |  | UST Currently In Use: 3; UST Temp Close: 0; AST Currently In Use: 0; AST Temp Closed: 0 | 3 | 0 | 2 | 22742-089-007353 | SHRI SWAMI INC.
6689 | Permanently Closed | 1989-09-01 06:00 | 1973-01-01 06:00 | 1989-09-01 06:00 | Petroleum | Unleaded gasoline | Unleaded gasoline |  | Steel | Steel |  | Painted or None | Steel |  | 1901-01-01 06:00 | [15 empty] | UST Currently In Use: 0; UST Temp Close: 0; AST Currently In Use: 0; AST Temp Closed: 0 | 0 | 0 | 2 | 10977-089-007354 | CIRCLE K STORES INC ENVIRONMENTAL
6690 | Permanently Closed | 1989-09-01 06:00 | 1973-01-01 06:00 | 1989-09-01 06:00 | Petroleum | Unleaded gasoline | Unleaded gasoline |  | Steel | Steel |  | Painted or None | Steel |  | 1901-01-01 06:00 | [15 empty] | UST Currently In Use: 0; UST Temp Close: 0; AST Currently In Use: 0; AST Temp Closed: 0 | 0 | 0 | 2 | 10977-089-007354 | CIRCLE K STORES INC ENVIRONMENTAL
6691 | Permanently Closed | 1991-05-30 06:00 | 1974-01-01 06:00 | 1992-03-05 06:00 | Petroleum | Unleaded gasoline | Unleaded gasoline |  | Steel | Steel |  | Painted or None | Steel |  | 1901-01-01 06:00 | [15 empty] | UST Currently In Use: 0; UST Temp Close: 0; AST Currently In Use: 0; AST Temp Closed: 0 | 0 | 0 | 2 | 17439-089-007355 | STORE PROPERTIES CO/MARY JANE POPHAM
6692 | Permanently Closed | 1991-05-01 06:00 | 1974-01-01 06:00 | 1992-03-05 06:00 | Petroleum | Unleaded gasoline | Unleaded gasoline |  | Steel | Steel |  | Painted or None | Steel |  | 1901-01-01 06:00 | [15 empty] | UST Currently In Use: 0; UST Temp Close: 0; AST Currently In Use: 0; AST Temp Closed: 0 | 0 | 0 | 2 | 17439-089-007355 | STORE PROPERTIES CO/MARY JANE POPHAM
6693 | Permanently Closed | 1991-07-08 06:00 | 1972-01-01 06:00 | 1991-07-08 06:00 | Petroleum | Unleaded gasoline | Unleaded gasoline |  | Steel | Steel |  | Painted or None | Steel |  | 1901-01-01 06:00 | [15 empty] | UST Currently In Use: 0; UST Temp Close: 0; AST Currently In Use: 0; AST Temp Closed: 0 | 0 | 0 | 2 | 10977-089-007356 | CIRCLE K STORES INC ENVIRONMENTAL
6694 | Permanently Closed | 1991-07-08 06:00 | 1972-01-01 06:00 | 1991-07-08 06:00 | Petroleum | Unleaded gasoline | Unleaded gasoline |  | Steel | Steel |  | Painted or None | Steel |  | 1901-01-01 06:00 | [15 empty] | UST Currently In Use: 0; UST Temp Close: 0; AST Currently In Use: 0; AST Temp Closed: 0 | 0 | 0 | 2 | 10977-089-007356 | CIRCLE K STORES INC ENVIRONMENTAL
6695 | Permanently Closed | 1901-01-01 06:00 | 1974-01-01 06:00 | 1988-01-01 06:00 | Petroleum | Unleaded gasoline | Unleaded gasoline |  | Steel | Steel |  | Painted or None | Steel |  | 1901-01-01 06:00 | [15 empty] | UST Currently In Use: 3; UST Temp Close: 0; AST Currently In Use: 0; AST Temp Closed: 0 | 3 | 0 | 2 | 24066-089-007357 | SPARKMAN MARKET, LLC
6696 | Permanently Closed | 1901-01-01 06:00 | 1974-01-01 06:00 | 1988-01-01 06:00 | Petroleum | Unleaded gasoline | Unleaded gasoline |  | Steel | Steel |  | Painted or None | Steel |  | 1901-01-01 06:00 | [15 empty] | UST Currently In Use: 3; UST Temp Close: 0; AST Currently In Use: 0; AST Temp Closed: 0 | 3 | 0 | 2 | 24066-089-007357 | SPARKMAN MARKET, LLC
6697 | Currently in Use |  | 1987-07-01 06:00 |  | Petroleum | Unleaded gasoline | Unleaded gasoline | Retail | Fiberglass reinforced plastic | Fiberglass reinforced plastic |  |  | Fiberglass reinforced plastic |  | 1901-01-01 06:00 |  | Catchment Basin, Single walled catchment basin | Automatic shutoff device At 95% full | Automatic shutoff device At 95% full |  |  | Continuous Automatic Tank Gauge |  | Automatic shutoff device (AELLD), Containment Sump | Containment Sump |  |  | Annual line testing | Annual line testing |  | UST Currently In Use: 3; UST Temp Close: 0; AST Currently In Use: 0; AST Temp Closed: 0 | 3 | 0 | 2 | 24066-089-007357 | SPARKMAN MARKET, LLC
6698 | Currently in Use |  | 1987-07-01 06:00 |  | Petroleum | On road diesel | On road diesel | Retail | Fiberglass reinforced plastic | Fiberglass reinforced plastic |  |  | Fiberglass reinforced plastic |  | 1901-01-01 06:00 |  | Catchment Basin, Single walled catchment basin | Automatic shutoff device At 95% full | Automatic shutoff device At 95% full |  |  | Continuous Automatic Tank Gauge |  | Automatic shutoff device (AELLD), Containment Sump | Containment Sump |  |  | Annual line testing | Annual line testing |  | UST Currently In Use: 3; UST Temp Close: 0; AST Currently In Use: 0; AST Temp Closed: 0 | 3 | 0 | 2 | 24066-089-007357 | SPARKMAN MARKET, LLC
6699 | Currently in Use |  | 1987-07-01 06:00 |  | Petroleum | Premium gasoline | Premium gasoline | Retail | Fiberglass reinforced plastic | Fiberglass reinforced plastic |  |  | Fiberglass reinforced plastic |  | 1901-01-01 06:00 |  | Catchment Basin, Single walled catchment basin | Automatic shutoff device At 95% full, Flow Rest 90% Full | Flow Rest 90% Full |  |  | Continuous Automatic Tank Gauge |  | Automatic flow restrictor (MLLD), Automatic shutoff device (AELLD), Containment Sump | Containment Sump |  |  | Annual line testing | Annual line testing |  | UST Currently In Use: 3; UST Temp Close: 0; AST Currently In Use: 0; AST Temp Closed: 0 | 3 | 0 | 2 | 24066-089-007357 | SPARKMAN MARKET, LLC
6700 | Permanently Closed | 1993-09-09 06:00 | 1971-01-01 06:00 | 1993-09-09 06:00 | Petroleum | Other, OTHER | Other |  | Steel | Steel |  | Painted or None | Steel |  | 1901-01-01 06:00 | [12 empty] | Annual line testing | Annual line testing |  | UST Currently In Use: 0; UST Temp Close: 0; AST Currently In Use: 0; AST Temp Closed: 0 | 0 | 0 | 2 | 10977-089-007358 | CIRCLE K STORES INC ENVIRONMENTAL
6701 | Permanently Closed | 1993-09-09 06:00 | 1971-01-01 06:00 | 1993-09-09 06:00 | Petroleum | Other, OTHER | Other |  | Steel | Steel |  | Painted or None | Steel |  | 1901-01-01 06:00 | [12 empty] | Annual line testing | Annual line testing |  | UST Currently In Use: 0; UST Temp Close: 0; AST Currently In Use: 0; AST Temp Closed: 0 | 0 | 0 | 2 | 10977-089-007358 | CIRCLE K STORES INC ENVIRONMENTAL
6702 | Currently in Use |  | 1974-04-01 07:00 |  | Petroleum | Unleaded gasoline | Unleaded gasoline | Retail | Steel | Steel | Field installed cathodic protection |  | Fiberglass reinforced plastic |  |  |  | Catchment Basin, Single walled catchment basin | Automatic shutoff device At 95% full | Automatic shutoff device At 95% full |  |  | Automatic Tank Gauge | [8 empty] | UST Currently In Use: 2; UST Temp Close: 0; AST Currently In Use: 0; AST Temp Closed: 0 | 2 | 0 | 0 | 24222-089-007359 | FAWAZ ALRADI & OMAR MOSSED
6703 | Currently in Use |  | 1974-04-01 07:00 |  | Petroleum | Premium gasoline | Premium gasoline | Retail | Steel | Steel | Field installed cathodic protection |  | Fiberglass reinforced plastic |  |  |  | Catchment Basin, Single walled catchment basin | Automatic shutoff device At 95% full | Automatic shutoff device At 95% full |  |  | Automatic Tank Gauge | [8 empty] | UST Currently In Use: 2; UST Temp Close: 0; AST Currently In Use: 0; AST Temp Closed: 0 | 2 | 0 | 0 | 24222-089-007359 | FAWAZ ALRADI & OMAR MOSSED
6704 | Permanently Closed | 2000-08-01 06:00 | 1969-01-01 06:00 | 2001-01-18 06:00 | Petroleum | Unleaded gasoline | Unleaded gasoline |  | Steel | Steel | Field installed cathodic protection |  | Steel |  | 1901-01-01 06:00 | Field installed cathodic protection | Catchment Basin, Single walled catchment basin | Automatic shutoff device At 95% full | Automatic shutoff device At 95% full | [11 empty] | UST Currently In Use: 0; UST Temp Close: 0; AST Currently In Use: 0; AST Temp Closed: 0 | 0 | 0 | 3 | 16410-089-007364 | MOHAMMAD H VATANI
6705 | Permanently Closed | 2000-08-01 06:00 | 1969-01-01 06:00 | 2001-01-18 06:00 | Petroleum | Unleaded gasoline | Unleaded gasoline |  | Steel | Steel | Field installed cathodic protection |  | Steel |  | 1901-01-01 06:00 | Field installed cathodic protection | Catchment Basin, Single walled catchment basin | Automatic shutoff device At 95% full | Automatic shutoff device At 95% full | [11 empty] | UST Currently In Use: 0; UST Temp Close: 0; AST Currently In Use: 0; AST Temp Closed: 0 | 0 | 0 | 3 | 16410-089-007364 | MOHAMMAD H VATANI
6706 | Permanently Closed | 1987-01-01 06:00 | 1969-01-01 06:00 | 1987-01-01 06:00 | Petroleum | Unleaded gasoline | Unleaded gasoline |  | Steel | Steel |  | Painted or None | Steel |  | 1901-01-01 06:00 | [15 empty] | UST Currently In Use: 0; UST Temp Close: 0; AST Currently In Use: 0; AST Temp Closed: 0 | 0 | 0 | 2 | 10977-089-007365 | CIRCLE K STORES INC ENVIRONMENTAL
6707 | Permanently Closed | 1987-01-01 06:00 | 1969-01-01 06:00 | 1987-01-01 06:00 | Petroleum | Unleaded gasoline | Unleaded gasoline |  | Steel | Steel |  | Painted or None | Steel |  | 1901-01-01 06:00 | [15 empty] | UST Currently In Use: 0; UST Temp Close: 0; AST Currently In Use: 0; AST Temp Closed: 0 | 0 | 0 | 2 | 10977-089-007365 | CIRCLE K STORES INC ENVIRONMENTAL
6708 | Permanently Closed | 1986-07-01 06:00 | 1964-01-01 06:00 | 1986-07-01 06:00 | Petroleum | Unleaded gasoline | Unleaded gasoline |  | Steel | Steel |  | Painted or None | Steel |  | 1901-01-01 06:00 | [15 empty] | UST Currently In Use: 0; UST Temp Close: 0; AST Currently In Use: 0; AST Temp Closed: 0 | 0 | 0 | 2 | 10977-089-007366 | CIRCLE K STORES INC ENVIRONMENTAL
6709 | Permanently Closed | 1986-07-01 06:00 | 1964-01-01 06:00 | 1986-07-01 06:00 | Petroleum | Unleaded gasoline | Unleaded gasoline |  | Steel | Steel |  | Painted or None | Steel |  | 1901-01-01 06:00 | [15 empty] | UST Currently In Use: 0; UST Temp Close: 0; AST Currently In Use: 0; AST Temp Closed: 0 | 0 | 0 | 2 | 10977-089-007366 | CIRCLE K STORES INC ENVIRONMENTAL
6710 | Permanently Closed | 1993-08-31 06:00 | 1974-01-01 06:00 | 1993-08-31 06:00 | Petroleum | Unleaded gasoline | Unleaded gasoline |  | Steel | Steel |  | Painted or None | Steel |  | 1901-01-01 06:00 | [12 empty] | Annual line testing | Annual line testing |  | UST Currently In Use: 0; UST Temp Close: 0; AST Currently In Use: 0; AST Temp Closed: 0 | 0 | 0 | 2 | 10977-089-007367 | CIRCLE K STORES INC ENVIRONMENTAL
6711 | Permanently Closed | 1993-08-31 06:00 | 1974-01-01 06:00 | 1993-08-31 06:00 | Petroleum | Unleaded gasoline | Unleaded gasoline |  | Steel | Steel |  | Painted or None | Steel |  | 1901-01-01 06:00 | [12 empty] | Annual line testing | Annual line testing |  | UST Currently In Use: 0; UST Temp Close: 0; AST Currently In Use: 0; AST Temp Closed: 0 | 0 | 0 | 2 | 10977-089-007367 | CIRCLE K STORES INC ENVIRONMENTAL
6712 | Permanently Closed | 1987-12-01 06:00 | 1963-01-01 06:00 | 1987-12-01 06:00 | Petroleum | Unleaded gasoline | Unleaded gasoline |  | Steel | Steel |  | Painted or None | Steel |  | 1901-01-01 06:00 | [15 empty] | UST Currently In Use: 0; UST Temp Close: 0; AST Currently In Use: 0; AST Temp Closed: 0 | 0 | 0 | 2 | 10977-089-007368 | CIRCLE K STORES INC ENVIRONMENTAL
6713 | Permanently Closed | 1987-12-01 06:00 | 1963-01-01 06:00 | 1987-12-01 06:00 | Petroleum | Unleaded gasoline | Unleaded gasoline |  | Steel | Steel |  | Painted or None | Steel |  | 1901-01-01 06:00 | [15 empty] | UST Currently In Use: 0; UST Temp Close: 0; AST Currently In Use: 0; AST Temp Closed: 0 | 0 | 0 | 2 | 10977-089-007368 | CIRCLE K STORES INC ENVIRONMENTAL
6714 | Permanently Closed | 1987-12-01 06:00 | 1963-01-01 06:00 | 1987-12-01 06:00 | Petroleum | Unleaded gasoline | Unleaded gasoline |  | Steel | Steel |  | Painted or None | Steel |  | 1901-01-01 06:00 | [15 empty] | UST Currently In Use: 0; UST Temp Close: 0; AST Currently In Use: 0; AST Temp Closed: 0 | 0 | 0 | 2 | 10977-089-007369 | CIRCLE K STORES INC ENVIRONMENTAL
6715 | Permanently Closed | 1987-12-01 06:00 | 1963-01-01 06:00 | 1987-12-01 06:00 | Petroleum | Unleaded gasoline | Unleaded gasoline |  | Steel | Steel |  | Painted or None | Steel |  | 1901-01-01 06:00 | [15 empty] | UST Currently In Use: 0; UST Temp Close: 0; AST Currently In Use: 0; AST Temp Closed: 0 | 0 | 0 | 2 | 10977-089-007369 | CIRCLE K STORES INC ENVIRONMENTAL
6716 | Permanently Closed | 1987-02-01 06:00 | 1963-01-01 06:00 | 1987-02-01 06:00 | Petroleum | Unleaded gasoline | Unleaded gasoline |  | Steel | Steel |  | Painted or None | Steel |  | 1901-01-01 06:00 | [15 empty] | UST Currently In Use: 0; UST Temp Close: 0; AST Currently In Use: 0; AST Temp Closed: 0 | 0 | 0 | 2 | 10977-089-007370 | CIRCLE K STORES INC ENVIRONMENTAL
6717 | Permanently Closed | 1987-02-01 06:00 | 1963-01-01 06:00 | 1987-02-01 06:00 | Petroleum | Unleaded gasoline | Unleaded gasoline |  | Steel | Steel |  | Painted or None | Steel |  | 1901-01-01 06:00 | [15 empty] | UST Currently In Use: 0; UST Temp Close: 0; AST Currently In Use: 0; AST Temp Closed: 0 | 0 | 0 | 2 | 10977-089-007370 | CIRCLE K STORES INC ENVIRONMENTAL
6718 | Permanently Closed | 1996-02-21 06:00 | 1982-01-01 06:00 | 1996-02-21 06:00 | Petroleum | Unleaded gasoline | Unleaded gasoline |  | Steel | Steel |  | Painted or None | Steel |  | 1901-01-01 06:00 | [15 empty] | UST Currently In Use: 0; UST Temp Close: 0; AST Currently In Use: 0; AST Temp Closed: 0 | 0 | 0 | 4 | 18041-089-007371 | JOB J AKPAN
6719 | Permanently Closed | 1996-02-21 06:00 | 1982-01-01 06:00 | 1996-02-21 06:00 | Petroleum | Unleaded gasoline | Unleaded gasoline |  | Steel | Steel |  | Painted or None | Steel |  | 1901-01-01 06:00 | [15 empty] | UST Currently In Use: 0; UST Temp Close: 0; AST Currently In Use: 0; AST Temp Closed: 0 | 0 | 0 | 4 | 18041-089-007371 | JOB J AKPAN
6720 | Permanently Closed | 1996-02-21 06:00 | 1982-01-01 06:00 | 1996-02-21 06:00 | Petroleum | Unleaded gasoline | Unleaded gasoline |  | Steel | Steel |  | Painted or None | Steel |  | 1901-01-01 06:00 | [15 empty] | UST Currently In Use: 0; UST Temp Close: 0; AST Currently In Use: 0; AST Temp Closed: 0 | 0 | 0 | 4 | 18041-089-007371 | JOB J AKPAN
6721 | Permanently Closed | 1996-02-21 06:00 | 1982-01-01 06:00 | 1996-02-21 06:00 | Petroleum | Unleaded gasoline | Unleaded gasoline |  | Steel | Steel |  | Painted or None | Steel |  | 1901-01-01 06:00 | [15 empty] | UST Currently In Use: 0; UST Temp Close: 0; AST Currently In Use: 0; AST Temp Closed: 0 | 0 | 0 | 4 | 18041-089-007371 | JOB J AKPAN
6722 | Currently in Use |  | 1982-01-01 06:00 |  | Petroleum | Unleaded gasoline | Unleaded gasoline | Retail | Fiberglass reinforced plastic | Fiberglass reinforced plastic |  |  | Flexible |  | 1901-01-01 06:00 |  | Catchment Basin, Single walled catchment basin | Flow Rest 90% Full | Flow Rest 90% Full |  |  | Continuous Automatic Tank Gauge |  | Automatic flow restrictor (MLLD), Containment Sump | Containment Sump | Interstitial Monitoring within Secondary Containment | SENSOR TO ATG | Annual line testing | Annual line testing |  | UST Currently In Use: 3; UST Temp Close: 0; AST Currently In Use: 0; AST Temp Closed: 0 | 3 | 0 | 0 | 22813-089-011905 | HESAM, INC.
6723 | Currently in Use |  | 1982-01-01 06:00 |  | Petroleum | Unleaded gasoline | Unleaded gasoline | Retail | Fiberglass reinforced plastic | Fiberglass reinforced plastic |  |  | Flexible |  | 1901-01-01 06:00 |  | Catchment Basin, Single walled catchment basin | Flow Rest 90% Full | Flow Rest 90% Full |  |  | Continuous Automatic Tank Gauge |  | Containment Sump, MANIFOLDED | Containment Sump |  |  | Other, MANIFOLDED | Other |  | UST Currently In Use: 3; UST Temp Close: 0; AST Currently In Use: 0; AST Temp Closed: 0 | 3 | 0 | 0 | 22813-089-011905 | HESAM, INC.
6724 | Currently in Use |  | 1982-01-01 06:00 |  | Petroleum | Premium gasoline | Premium gasoline | Retail | Fiberglass reinforced plastic | Fiberglass reinforced plastic |  |  | Flexible |  | 1901-01-01 06:00 |  | Catchment Basin, Single walled catchment basin | Flow Rest 90% Full | Flow Rest 90% Full |  |  | Continuous Automatic Tank Gauge |  | Automatic flow restrictor (MLLD), Containment Sump | Containment Sump | Interstitial Monitoring within Secondary Containment | SENSOR TO ATG | Annual line testing | Annual line testing |  | UST Currently In Use: 3; UST Temp Close: 0; AST Currently In Use: 0; AST Temp Closed: 0 | 3 | 0 | 0 | 22813-089-011905 | HESAM, INC.
6725 | Permanently Closed | 1998-02-01 06:00 | 1978-01-01 06:00 | 2002-01-30 06:00 | Petroleum | Unleaded gasoline | Unleaded gasoline | Retail | Steel | Steel | Field installed cathodic protection | Painted or None | Steel |  | 1901-01-01 06:00 | Field installed cathodic protection | Catchment Basin, Single walled catchment basin | Flow Rest 90% Full | Flow Rest 90% Full |  |  | Statistical Inventory Reconciliation (SIR) | [5 empty] | Annual line testing | Annual line testing |  | UST Currently In Use: 3; UST Temp Close: 0; AST Currently In Use: 0; AST Temp Closed: 0 | 3 | 0 | 4 | 25547-089-011996 | MUTAI LLC
6726 | Permanently Closed | 1998-02-01 06:00 | 1978-01-01 06:00 | 2002-01-30 06:00 | Petroleum | Unleaded gasoline | Unleaded gasoline | Retail | Steel | Steel | Field installed cathodic protection | Painted or None | Steel |  | 1901-01-01 06:00 | Field installed cathodic protection | Catchment Basin, Single walled catchment basin | Flow Rest 90% Full | Flow Rest 90% Full |  |  | Statistical Inventory Reconciliation (SIR) | [5 empty] | Annual line testing | Annual line testing |  | UST Currently In Use: 3; UST Temp Close: 0; AST Currently In Use: 0; AST Temp Closed: 0 | 3 | 0 | 4 | 25547-089-011996 | MUTAI LLC
6727 | Permanently Closed | 1998-02-01 06:00 | 1978-01-01 06:00 | 2002-01-30 06:00 | Petroleum | Unleaded gasoline | Unleaded gasoline | Retail | Steel | Steel | Field installed cathodic protection | Painted or None | Steel |  | 1901-01-01 06:00 | Field installed cathodic protection | Catchment Basin, Single walled catchment basin | Flow Rest 90% Full | Flow Rest 90% Full |  |  | Statistical Inventory Reconciliation (SIR) | [5 empty] | Annual line testing | Annual line testing |  | UST Currently In Use: 3; UST Temp Close: 0; AST Currently In Use: 0; AST Temp Closed: 0 | 3 | 0 | 4 | 25547-089-011996 | MUTAI LLC
6728 | Permanently Closed | 1998-02-01 06:00 | 1978-01-01 06:00 | 2002-01-30 06:00 | Petroleum | Unleaded gasoline | Unleaded gasoline | Retail | Steel | Steel | Field installed cathodic protection | Painted or None | Steel |  | 1901-01-01 06:00 | Field installed cathodic protection | Catchment Basin, Single walled catchment basin | Flow Rest 90% Full | Flow Rest 90% Full |  |  | Statistical Inventory Reconciliation (SIR) | [5 empty] | Other, Statistical inventory reconciliation (SIR), ANNUALLINE | Statistical inventory reconciliation (SIR) |  | UST Currently In Use: 3; UST Temp Close: 0; AST Currently In Use: 0; AST Temp Closed: 0 | 3 | 0 | 4 | 25547-089-011996 | MUTAI LLC
6729 | Permanently Closed | 2002-04-02 06:00 | 1987-08-01 06:00 | 2002-04-02 06:00 | Petroleum | Unleaded gasoline | Unleaded gasoline | Retail | Fiberglass reinforced plastic | Fiberglass reinforced plastic |  |  | Fiberglass reinforced plastic |  | 1901-01-01 06:00 |  | Catchment Basin, Single walled catchment basin | Flow Rest 90% Full | Flow Rest 90% Full |  |  | Statistical Inventory Reconciliation (SIR) |  |  |  | Interstitial Monitoring within Secondary Containment |  | Annual line testing, Statistical inventory reconciliation (SIR) | Statistical inventory reconciliation (SIR) |  | UST Currently In Use: 0; UST Temp Close: 0; AST Currently In Use: 0; AST Temp Closed: 0 | 0 | 0 | 3 | 20695-089-012658 | DUKE & LONG DISTRIBUTING CO INC
6730 | Permanently Closed | 2002-04-02 06:00 | 1987-08-01 06:00 | 2002-04-02 06:00 | Petroleum | Mid-grade gasoline | Mid-grade gasoline | Retail | Fiberglass reinforced plastic | Fiberglass reinforced plastic |  |  | Fiberglass reinforced plastic |  | 1901-01-01 06:00 |  | Catchment Basin, Single walled catchment basin | Flow Rest 90% Full | Flow Rest 90% Full |  |  | Statistical Inventory Reconciliation (SIR) |  |  |  | Interstitial Monitoring within Secondary Containment |  | Annual line testing, Statistical inventory reconciliation (SIR) | Statistical inventory reconciliation (SIR) |  | UST Currently In Use: 0; UST Temp Close: 0; AST Currently In Use: 0; AST Temp Closed: 0 | 0 | 0 | 3 | 20695-089-012658 | DUKE & LONG DISTRIBUTING CO INC
6731 | Permanently Closed | 2002-04-02 06:00 | 1987-08-01 06:00 | 2002-04-02 06:00 | Petroleum | Premium gasoline | Premium gasoline | Retail | Fiberglass reinforced plastic | Fiberglass reinforced plastic |  |  | Fiberglass reinforced plastic |  | 1901-01-01 06:00 |  | Catchment Basin, Single walled catchment basin | Flow Rest 90% Full | Flow Rest 90% Full |  |  | Statistical Inventory Reconciliation (SIR) |  |  |  | Interstitial Monitoring within Secondary Containment |  | Annual line testing, Statistical inventory reconciliation (SIR) | Statistical inventory reconciliation (SIR) |  | UST Currently In Use: 0; UST Temp Close: 0; AST Currently In Use: 0; AST Temp Closed: 0 | 0 | 0 | 3 | 20695-089-012658 | DUKE & LONG DISTRIBUTING CO INC
6732 | Temporary Closed | 1998-04-30 06:00 | 1987-03-01 06:00 |  | Petroleum | Unleaded gasoline | Unleaded gasoline | Retail | Fiberglass reinforced plastic | Fiberglass reinforced plastic |  |  | Fiberglass reinforced plastic |  | 1901-01-01 06:00 | None | Catchment Basin, Single walled catchment basin | [6 empty] | Automatic flow restrictor (MLLD) | Automatic flow restrictor (MLLD) |  |  | Annual line testing | Annual line testing |  | UST Currently In Use: 0; UST Temp Close: 3; AST Currently In Use: 0; AST Temp Closed: 0 | 0 | 3 | 0 | 21978-089-012659 | JSH INVESTMENT GROUP LLC
6733 | Temporary Closed | 1998-04-30 06:00 | 1987-03-01 06:00 |  | Petroleum | Unleaded gasoline | Unleaded gasoline | Retail | Fiberglass reinforced plastic | Fiberglass reinforced plastic |  |  | Fiberglass reinforced plastic |  | 1901-01-01 06:00 | None | Catchment Basin, Single walled catchment basin | [6 empty] | Automatic flow restrictor (MLLD) | Automatic flow restrictor (MLLD) |  |  | Annual line testing | Annual line testing |  | UST Currently In Use: 0; UST Temp Close: 3; AST Currently In Use: 0; AST Temp Closed: 0 | 0 | 3 | 0 | 21978-089-012659 | JSH INVESTMENT GROUP LLC
6734 | Temporary Closed | 1998-04-30 06:00 | 1987-03-01 06:00 |  | Petroleum | Unleaded gasoline | Unleaded gasoline | Retail | Fiberglass reinforced plastic | Fiberglass reinforced plastic |  |  | Fiberglass reinforced plastic |  | 1901-01-01 06:00 | None | Catchment Basin, Single walled catchment basin | [6 empty] | Automatic flow restrictor (MLLD) | Automatic flow restrictor (MLLD) |  |  | Annual line testing | Annual line testing |  | UST Currently In Use: 0; UST Temp Close: 3; AST Currently In Use: 0; AST Temp Closed: 0 | 0 | 3 | 0 | 21978-089-012659 | JSH INVESTMENT GROUP LLC
6735 | Currently in Use |  | 1987-06-01 06:00 |  | Petroleum | Unleaded gasoline | Unleaded gasoline | Retail | Fiberglass reinforced plastic | Fiberglass reinforced plastic |  |  | Fiberglass reinforced plastic |  | 1901-01-01 06:00 |  | Catchment Basin, Single walled catchment basin | Flow Rest 90% Full | Flow Rest 90% Full |  |  | Continuous Automatic Tank Gauge |  | Automatic flow restrictor (MLLD) | Automatic flow restrictor (MLLD) |  |  | Annual line testing | Annual line testing |  | UST Currently In Use: 3; UST Temp Close: 0; AST Currently In Use: 0; AST Temp Closed: 0 | 3 | 0 | 0 | 22649-089-013172 | LEILA INC.
6736 | Currently in Use |  | 1987-06-01 06:00 |  | Petroleum | Mid-grade gasoline | Mid-grade gasoline | Retail | Fiberglass reinforced plastic | Fiberglass reinforced plastic |  |  | Fiberglass reinforced plastic |  | 1901-01-01 06:00 |  | Catchment Basin, Single walled catchment basin | Flow Rest 90% Full | Flow Rest 90% Full |  |  | Continuous Automatic Tank Gauge |  | Automatic flow restrictor (MLLD) | Automatic flow restrictor (MLLD) |  |  | Annual line testing | Annual line testing |  | UST Currently In Use: 3; UST Temp Close: 0; AST Currently In Use: 0; AST Temp Closed: 0 | 3 | 0 | 0 | 22649-089-013172 | LEILA INC.
6737 | Currently in Use |  | 1987-06-01 06:00 |  | Petroleum | Premium gasoline | Premium gasoline | Retail | Fiberglass reinforced plastic | Fiberglass reinforced plastic |  |  | Fiberglass reinforced plastic |  | 1901-01-01 06:00 |  | Catchment Basin, Single walled catchment basin | Flow Rest 90% Full | Flow Rest 90% Full |  |  | Continuous Automatic Tank Gauge |  | Automatic flow restrictor (MLLD) | Automatic flow restrictor (MLLD) |  |  | Annual line testing | Annual line testing |  | UST Currently In Use: 3; UST Temp Close: 0; AST Currently In Use: 0; AST Temp Closed: 0 | 3 | 0 | 0 | 22649-089-013172 | LEILA INC.
6738 | Currently in Use |  | 1987-06-01 06:00 |  | Petroleum | Unleaded gasoline | Unleaded gasoline | Retail | Fiberglass reinforced plastic | Fiberglass reinforced plastic |  |  | Double Wall, Fiberglass reinforced plastic |  | 1901-01-01 06:00 |  | Catchment Basin, Single walled catchment basin | Flow Rest 90% Full | Flow Rest 90% Full |  |  | Continuous Automatic Tank Gauge |  | Automatic shutoff device (AELLD) | Automatic shutoff device (AELLD) | Interstitial Monitoring within Secondary Containment |  |  |  |  | UST Currently In Use: 3; UST Temp Close: 0; AST Currently In Use: 0; AST Temp Closed: 0 | 3 | 0 | 0 | 24065-089-014149 | H&NJ INC
6739 | Currently in Use |  | 1987-06-01 06:00 |  | Petroleum | Premium gasoline | Premium gasoline | Retail | Fiberglass reinforced plastic | Fiberglass reinforced plastic |  |  | Double Wall, Fiberglass reinforced plastic |  | 1901-01-01 06:00 |  | Catchment Basin, Single walled catchment basin | Flow Rest 90% Full | Flow Rest 90% Full |  |  | Continuous Automatic Tank Gauge |  | Automatic shutoff device (AELLD) | Automatic shutoff device (AELLD) | Interstitial Monitoring within Secondary Containment |  |  |  |  | UST Currently In Use: 3; UST Temp Close: 0; AST Currently In Use: 0; AST Temp Closed: 0 | 3 | 0 | 0 | 24065-089-014149 | H&NJ INC
6740 | Currently in Use |  | 1987-06-01 06:00 |  | Petroleum | Unleaded gasoline | Unleaded gasoline | Retail | Fiberglass reinforced plastic | Fiberglass reinforced plastic |  |  | Double Wall, Fiberglass reinforced plastic |  | 1901-01-01 06:00 |  | Catchment Basin, Single walled catchment basin | Flow Rest 90% Full | Flow Rest 90% Full |  |  | Continuous Automatic Tank Gauge |  | Automatic shutoff device (AELLD) | Automatic shutoff device (AELLD) | Interstitial Monitoring within Secondary Containment |  |  |  |  | UST Currently In Use: 3; UST Temp Close: 0; AST Currently In Use: 0; AST Temp Closed: 0 | 3 | 0 | 0 | 24065-089-014149 | H&NJ INC
6744 | Permanently Closed | 1996-04-03 06:00 | 1981-01-01 06:00 | 1996-04-03 06:00 | Petroleum | Unleaded gasoline | Unleaded gasoline |  | Steel | Steel | Coated & cathodic protection (sti-P3) |  | Steel |  | 1901-01-01 06:00 | [6 empty] | Statistical Inventory Reconciliation (SIR) | [5 empty] | Annual line testing, Statistical inventory reconciliation (SIR) | Statistical inventory reconciliation (SIR) |  | UST Currently In Use: 0; UST Temp Close: 0; AST Currently In Use: 0; AST Temp Closed: 0 | 0 | 0 | 5 | 25079-097-007396 | 6401 OLD SHELL ROAD, LLC
6745 | Permanently Closed | 1996-04-03 06:00 | 1981-01-01 06:00 | 1996-04-03 06:00 | Petroleum | Unleaded gasoline | Unleaded gasoline |  | Steel | Steel | Coated & cathodic protection (sti-P3) |  | Steel |  | 1901-01-01 06:00 | [6 empty] | Statistical Inventory Reconciliation (SIR) | [5 empty] | Annual line testing, Statistical inventory reconciliation (SIR) | Statistical inventory reconciliation (SIR) |  | UST Currently In Use: 0; UST Temp Close: 0; AST Currently In Use: 0; AST Temp Closed: 0 | 0 | 0 | 5 | 25079-097-007396 | 6401 OLD SHELL ROAD, LLC
6746 | Permanently Closed | 1996-04-03 06:00 | 1981-01-01 06:00 | 1996-04-03 06:00 | Petroleum | Unleaded gasoline | Unleaded gasoline |  | Steel | Steel | Coated & cathodic protection (sti-P3) |  | Steel |  | 1901-01-01 06:00 | [6 empty] | Statistical Inventory Reconciliation (SIR) | [5 empty] | Annual line testing, Statistical inventory reconciliation (SIR) | Statistical inventory reconciliation (SIR) |  | UST Currently In Use: 0; UST Temp Close: 0; AST Currently In Use: 0; AST Temp Closed: 0 | 0 | 0 | 5 | 25079-097-007396 | 6401 OLD SHELL ROAD, LLC
6747 | Permanently Closed | 1990-04-14 06:00 | 1982-01-01 06:00 | 1995-04-14 06:00 | Petroleum | Unleaded gasoline | Unleaded gasoline |  | Fiberglass coated steel | Fiberglass coated steel |  |  | Steel |  | 1901-01-01 06:00 | [12 empty] | Annual line testing | Annual line testing |  | UST Currently In Use: 0; UST Temp Close: 0; AST Currently In Use: 0; AST Temp Closed: 0 | 0 | 0 | 3 | 10977-097-007397 | CIRCLE K STORES INC ENVIRONMENTAL
6748 | Permanently Closed | 1990-04-14 06:00 | 1982-01-01 06:00 | 1995-04-14 06:00 | Petroleum | Unleaded gasoline | Unleaded gasoline |  | Fiberglass coated steel | Fiberglass coated steel |  |  | Steel |  | 1901-01-01 06:00 | [12 empty] | Annual line testing | Annual line testing |  | UST Currently In Use: 0; UST Temp Close: 0; AST Currently In Use: 0; AST Temp Closed: 0 | 0 | 0 | 3 | 10977-097-007397 | CIRCLE K STORES INC ENVIRONMENTAL
6749 | Permanently Closed | 1990-04-14 06:00 | 1982-01-01 06:00 | 1995-04-14 06:00 | Petroleum | Unleaded gasoline | Unleaded gasoline |  | Fiberglass coated steel | Fiberglass coated steel |  |  | Steel |  | 1901-01-01 06:00 | [12 empty] | Annual line testing | Annual line testing |  | UST Currently In Use: 0; UST Temp Close: 0; AST Currently In Use: 0; AST Temp Closed: 0 | 0 | 0 | 3 | 10977-097-007397 | CIRCLE K STORES INC ENVIRONMENTAL
6750 | Currently in Use |  | 1981-01-01 06:00 |  | Petroleum | Unleaded gasoline | Unleaded gasoline | Retail | Steel | Steel | Field installed cathodic protection |  | Double Wall, Fiberglass reinforced plastic |  |  |  | Catchment Basin, Single walled catchment basin | Automatic shutoff device At 95% full | Automatic shutoff device At 95% full |  |  | Continuous Automatic Tank Gauge |  | Automatic flow restrictor (MLLD), Containment Sump | Containment Sump |  |  | Annual line testing, Continuous alarm system, Statistical inventory reconciliation (SIR) | Statistical inventory reconciliation (SIR) |  | UST Currently In Use: 3; UST Temp Close: 0; AST Currently In Use: 0; AST Temp Closed: 0 | 3 | 0 | 0 | 23413-097-007398 | CIRCLE K STORES, INC.
6751 | Currently in Use |  | 1981-01-01 06:00 |  | Petroleum | Unleaded gasoline | Unleaded gasoline | Retail | Steel | Steel | Field installed cathodic protection |  | Double Wall, Fiberglass reinforced plastic |  |  |  | Catchment Basin, Single walled catchment basin | Automatic shutoff device At 95% full | Automatic shutoff device At 95% full |  |  | Continuous Automatic Tank Gauge |  | Automatic flow restrictor (MLLD), Containment Sump | Containment Sump |  |  | Annual line testing, Continuous alarm system, Statistical inventory reconciliation (SIR) | Statistical inventory reconciliation (SIR) |  | UST Currently In Use: 3; UST Temp Close: 0; AST Currently In Use: 0; AST Temp Closed: 0 | 3 | 0 | 0 | 23413-097-007398 | CIRCLE K STORES, INC.
6752 | Currently in Use |  | 1981-01-01 06:00 |  | Petroleum | Premium gasoline | Premium gasoline | Retail | Steel | Steel | Field installed cathodic protection |  | Double Wall, Fiberglass reinforced plastic |  |  |  | Catchment Basin, Single walled catchment basin | Automatic shutoff device At 95% full | Automatic shutoff device At 95% full |  |  | Continuous Automatic Tank Gauge |  | Automatic flow restrictor (MLLD), Containment Sump | Containment Sump |  |  | Annual line testing, Continuous alarm system, Statistical inventory reconciliation (SIR) | Statistical inventory reconciliation (SIR) |  | UST Currently In Use: 3; UST Temp Close: 0; AST Currently In Use: 0; AST Temp Closed: 0 | 3 | 0 | 0 | 23413-097-007398 | CIRCLE K STORES, INC.
6753 | Permanently Closed | 2015-09-21 06:00 | 1983-01-01 06:00 | 2015-09-25 06:00 | Petroleum | Unleaded gasoline | Unleaded gasoline | Retail | Fiberglass reinforced plastic, Single Wall | Single Wall |  |  | Fiberglass reinforced plastic |  | 1901-01-01 06:00 |  | Catchment Basin, Single walled catchment basin | Automatic shutoff device At 95% full | Automatic shutoff device At 95% full |  |  | Statistical Inventory Reconciliation (SIR) |  | Containment Sump | Containment Sump |  |  | Statistical inventory reconciliation (SIR) | Statistical inventory reconciliation (SIR) |  | UST Currently In Use: 2; UST Temp Close: 0; AST Currently In Use: 0; AST Temp Closed: 0 | 2 | 0 | 3 | 23413-097-007399 | CIRCLE K STORES, INC.
6754 | Permanently Closed | 2013-09-13 06:00 | 1983-01-01 06:00 | 2015-09-25 06:00 | Petroleum | Premium gasoline | Premium gasoline | Retail | Fiberglass reinforced plastic, Single Wall | Single Wall |  |  | Fiberglass reinforced plastic |  | 1901-01-01 06:00 |  | Catchment Basin, Single walled catchment basin | Automatic shutoff device At 95% full | Automatic shutoff device At 95% full |  |  | Statistical Inventory Reconciliation (SIR) |  | Containment Sump | Containment Sump |  |  | Statistical inventory reconciliation (SIR) | Statistical inventory reconciliation (SIR) |  | UST Currently In Use: 2; UST Temp Close: 0; AST Currently In Use: 0; AST Temp Closed: 0 | 2 | 0 | 3 | 23413-097-007399 | CIRCLE K STORES, INC.
6755 | Permanently Closed | 2010-12-22 06:00 | 1983-01-01 06:00 | 2015-09-25 06:00 | Petroleum | Unleaded gasoline | Unleaded gasoline | Retail | Fiberglass reinforced plastic, Single Wall | Single Wall |  |  | Fiberglass reinforced plastic |  | 1901-01-01 06:00 |  | Catchment Basin, Single walled catchment basin | Automatic shutoff device At 95% full | Automatic shutoff device At 95% full |  |  | Statistical Inventory Reconciliation (SIR) |  | Containment Sump | Containment Sump |  |  | Statistical inventory reconciliation (SIR) | Statistical inventory reconciliation (SIR) |  | UST Currently In Use: 2; UST Temp Close: 0; AST Currently In Use: 0; AST Temp Closed: 0 | 2 | 0 | 3 | 23413-097-007399 | CIRCLE K STORES, INC.
6756 | Currently in Use |  | 1976-10-20 06:00 |  | Petroleum | Unleaded gasoline | Unleaded gasoline | Retail | Steel | Steel | Field installed cathodic protection, Interior lined (not allowed as a standalone method of corrosion protection) |  | Fiberglass reinforced plastic |  |  |  | Catchment Basin, Single walled catchment basin | Flow Rest 90% Full | Flow Rest 90% Full |  |  | Automatic Tank Gauge |  | Automatic shutoff device (AELLD), Containment Sump | Containment Sump |  |  | Automatic electronic line leak detector (AELLD) | Automatic electronic line leak detector (AELLD) |  | UST Currently In Use: 2; UST Temp Close: 0; AST Currently In Use: 0; AST Temp Closed: 0 | 2 | 0 | 0 | 21070-097-007400 | MAHAR ALI HAIFA
6757 | Currently in Use |  | 1976-10-20 06:00 |  | Petroleum | Premium gasoline | Premium gasoline | Retail | Steel | Steel | Field installed cathodic protection |  | Fiberglass reinforced plastic |  |  |  | Catchment Basin, Single walled catchment basin | Flow Rest 90% Full | Flow Rest 90% Full |  |  | Automatic Tank Gauge |  | Automatic shutoff device (AELLD), Containment Sump | Containment Sump |  |  | Automatic electronic line leak detector (AELLD) | Automatic electronic line leak detector (AELLD) |  | UST Currently In Use: 2; UST Temp Close: 0; AST Currently In Use: 0; AST Temp Closed: 0 | 2 | 0 | 0 | 21070-097-007400 | MAHAR ALI HAIFA
6758 | Currently in Use |  | 1978-01-01 06:00 |  | Petroleum | Unleaded gasoline | Unleaded gasoline | Retail | Steel | Steel | Field installed cathodic protection |  | Flexible |  |  |  | Catchment Basin, Single walled catchment basin | Automatic shutoff device At 95% full | Automatic shutoff device At 95% full |  |  | Statistical Inventory Reconciliation (SIR) |  | Automatic flow restrictor (MLLD), Containment Sump | Containment Sump |  |  | Statistical inventory reconciliation (SIR) | Statistical inventory reconciliation (SIR) |  | UST Currently In Use: 1; UST Temp Close: 1; AST Currently In Use: 0; AST Temp Closed: 0 | 1 | 1 | 0 | 25534-097-007401 | NAHID AKTER
6759 | Temporary Closed | 2018-08-01 06:00 | 1978-01-01 06:00 |  | Petroleum | Premium gasoline | Premium gasoline | Retail | Steel | Steel | Field installed cathodic protection |  | Flexible |  |  |  | Catchment Basin, Single walled catchment basin | Automatic shutoff device At 95% full | Automatic shutoff device At 95% full |  |  | Statistical Inventory Reconciliation (SIR) |  | Automatic flow restrictor (MLLD), Containment Sump | Containment Sump |  |  | Statistical inventory reconciliation (SIR) | Statistical inventory reconciliation (SIR) |  | UST Currently In Use: 1; UST Temp Close: 1; AST Currently In Use: 0; AST Temp Closed: 0 | 1 | 1 | 0 | 25534-097-007401 | NAHID AKTER
6760 | Permanently Closed | 2014-03-27 06:00 | 1986-06-01 06:00 | 2014-03-27 06:00 | Petroleum | Unleaded gasoline | Unleaded gasoline | Retail | Fiberglass reinforced plastic, Single Wall | Single Wall |  |  | Fiberglass reinforced plastic, Single Wall |  | 1901-01-01 06:00 |  | Catchment Basin, Single walled catchment basin | Automatic shutoff device At 95% full, Flow Rest 90% Full | Flow Rest 90% Full |  |  | Statistical Inventory Reconciliation (SIR) |  | Containment Sump | Containment Sump |  |  | Annual line testing, Statistical inventory reconciliation (SIR) | Statistical inventory reconciliation (SIR) |  | UST Currently In Use: 2; UST Temp Close: 0; AST Currently In Use: 0; AST Temp Closed: 0 | 2 | 0 | 3 | 23413-097-011981 | CIRCLE K STORES, INC.
6761 | Permanently Closed | 2013-10-01 06:00 | 1986-06-01 06:00 | 2014-03-27 06:00 | Petroleum | Unleaded gasoline | Unleaded gasoline | Retail | Fiberglass reinforced plastic, Single Wall | Single Wall |  |  | Fiberglass reinforced plastic, Single Wall |  | 1901-01-01 06:00 |  | Catchment Basin, Single walled catchment basin | Automatic shutoff device At 95% full, Flow Rest 90% Full | Flow Rest 90% Full |  |  | Statistical Inventory Reconciliation (SIR) |  | Containment Sump | Containment Sump |  |  | Annual line testing, Statistical inventory reconciliation (SIR) | Statistical inventory reconciliation (SIR) |  | UST Currently In Use: 2; UST Temp Close: 0; AST Currently In Use: 0; AST Temp Closed: 0 | 2 | 0 | 3 | 23413-097-011981 | CIRCLE K STORES, INC.
6762 | Permanently Closed | 2013-09-04 06:00 | 1986-06-01 06:00 | 2014-03-27 06:00 | Petroleum | Premium gasoline | Premium gasoline | Retail | Fiberglass reinforced plastic, Single Wall | Single Wall |  |  | Fiberglass reinforced plastic, Single Wall |  | 1901-01-01 06:00 |  | Catchment Basin, Single walled catchment basin | Automatic shutoff device At 95% full, Flow Rest 90% Full | Flow Rest 90% Full |  |  | Statistical Inventory Reconciliation (SIR) |  | Containment Sump | Containment Sump |  |  | Annual line testing, Statistical inventory reconciliation (SIR) | Statistical inventory reconciliation (SIR) |  | UST Currently In Use: 2; UST Temp Close: 0; AST Currently In Use: 0; AST Temp Closed: 0 | 2 | 0 | 3 | 23413-097-011981 | CIRCLE K STORES, INC.
6763 | Permanently Closed | 1997-08-27 06:00 | 1968-01-01 06:00 | 1997-08-27 06:00 | Petroleum | Unleaded gasoline | Unleaded gasoline |  | Steel | Steel |  | Painted or None | Steel |  | 1901-01-01 06:00 | [12 empty] | Annual line testing | Annual line testing |  | UST Currently In Use: 2; UST Temp Close: 0; AST Currently In Use: 0; AST Temp Closed: 0 | 2 | 0 | 4 | 24818-097-011994 | KRISHNU INVESTMENT INC
6764 | Permanently Closed | 1997-08-27 06:00 | 1968-01-01 06:00 | 1997-08-27 06:00 | Petroleum | Unleaded gasoline | Unleaded gasoline |  | Steel | Steel |  | Painted or None | Steel |  | 1901-01-01 06:00 | [12 empty] | Annual line testing | Annual line testing |  | UST Currently In Use: 2; UST Temp Close: 0; AST Currently In Use: 0; AST Temp Closed: 0 | 2 | 0 | 4 | 24818-097-011994 | KRISHNU INVESTMENT INC
6765 | Permanently Closed | 1997-08-27 06:00 | 1968-01-01 06:00 | 1997-08-27 06:00 | Petroleum | Unleaded gasoline | Unleaded gasoline |  | Steel | Steel |  | Painted or None | Steel |  | 1901-01-01 06:00 | [12 empty] | Annual line testing | Annual line testing |  | UST Currently In Use: 2; UST Temp Close: 0; AST Currently In Use: 0; AST Temp Closed: 0 | 2 | 0 | 4 | 24818-097-011994 | KRISHNU INVESTMENT INC
6766 | Permanently Closed | 1997-08-27 06:00 | 1968-01-01 06:00 | 1997-08-27 06:00 | Petroleum | Unleaded gasoline | Unleaded gasoline |  | Steel | Steel |  | Painted or None | Steel |  | 1901-01-01 06:00 | [12 empty] | Annual line testing | Annual line testing |  | UST Currently In Use: 2; UST Temp Close: 0; AST Currently In Use: 0; AST Temp Closed: 0 | 2 | 0 | 4 | 24818-097-011994 | KRISHNU INVESTMENT INC
6767 | Permanently Closed | 1991-11-01 06:00 | 1970-01-01 06:00 | 1993-06-10 06:00 | Petroleum | Unleaded gasoline | Unleaded gasoline |  | Steel | Steel |  | Painted or None | Steel |  | 1901-01-01 06:00 | [6 empty] | Statistical Inventory Reconciliation (SIR) |  |  |  |  | INTERSTITIAL BARRIER | Statistical inventory reconciliation (SIR) | Statistical inventory reconciliation (SIR) |  | UST Currently In Use: 1; UST Temp Close: 0; AST Currently In Use: 0; AST Temp Closed: 0 | 1 | 0 | 2 | 21753-103-007360 | FARZANEH, INC.
6768 | Permanently Closed | 1991-11-01 06:00 | 1970-01-01 06:00 | 1993-06-10 06:00 | Petroleum | Unleaded gasoline | Unleaded gasoline |  | Steel | Steel |  | Painted or None | Steel |  | 1901-01-01 06:00 | [6 empty] | Statistical Inventory Reconciliation (SIR) |  |  |  |  | INTERSTITIAL BARRIER | Statistical inventory reconciliation (SIR) | Statistical inventory reconciliation (SIR) |  | UST Currently In Use: 1; UST Temp Close: 0; AST Currently In Use: 0; AST Temp Closed: 0 | 1 | 0 | 2 | 21753-103-007360 | FARZANEH, INC.
6769 | Permanently Closed | 1989-05-16 06:00 | 1970-01-01 06:00 | 1989-05-16 06:00 | Petroleum | Unleaded gasoline | Unleaded gasoline |  | Steel | Steel |  | Painted or None | Steel |  | 1901-01-01 06:00 | [15 empty] | UST Currently In Use: 0; UST Temp Close: 0; AST Currently In Use: 0; AST Temp Closed: 0 | 0 | 0 | 2 | 10977-103-007361 | CIRCLE K STORES INC ENVIRONMENTAL
6770 | Permanently Closed | 1989-05-16 06:00 | 1970-01-01 06:00 | 1989-05-16 06:00 | Petroleum | Unleaded gasoline | Unleaded gasoline |  | Steel | Steel |  | Painted or None | Steel |  | 1901-01-01 06:00 | [15 empty] | UST Currently In Use: 0; UST Temp Close: 0; AST Currently In Use: 0; AST Temp Closed: 0 | 0 | 0 | 2 | 10977-103-007361 | CIRCLE K STORES INC ENVIRONMENTAL
6771 | Permanently Closed | 1993-10-06 06:00 | 1970-01-01 06:00 | 1993-10-06 06:00 | Petroleum | Unleaded gasoline | Unleaded gasoline |  | Steel | Steel |  | Painted or None | Steel |  | 1901-01-01 06:00 | [12 empty] | Annual line testing | Annual line testing |  | UST Currently In Use: 0; UST Temp Close: 0; AST Currently In Use: 0; AST Temp Closed: 0 | 0 | 0 | 2 | 10977-103-007362 | CIRCLE K STORES INC ENVIRONMENTAL
6772 | Permanently Closed | 1993-10-06 06:00 | 1970-01-01 06:00 | 1993-10-06 06:00 | Petroleum | Unleaded gasoline | Unleaded gasoline |  | Steel | Steel |  | Painted or None | Steel |  | 1901-01-01 06:00 | [12 empty] | Annual line testing | Annual line testing |  | UST Currently In Use: 0; UST Temp Close: 0; AST Currently In Use: 0; AST Temp Closed: 0 | 0 | 0 | 2 | 10977-103-007362 | CIRCLE K STORES INC ENVIRONMENTAL
6773 | Permanently Closed | 1996-04-15 06:00 | 1969-01-01 06:00 | 1996-04-15 06:00 | Petroleum | Unleaded gasoline | Unleaded gasoline |  | Steel | Steel |  | Painted or None | Steel |  | 1901-01-01 06:00 | [6 empty] | Statistical Inventory Reconciliation (SIR) | [5 empty] | Annual line testing | Annual line testing |  | UST Currently In Use: 2; UST Temp Close: 0; AST Currently In Use: 0; AST Temp Closed: 0 | 2 | 0 | 2 | 22947-103-007363 | THREE PREET, INC.
6774 | Permanently Closed | 1996-04-15 06:00 | 1969-01-01 06:00 | 1996-04-15 06:00 | Petroleum | Unleaded gasoline | Unleaded gasoline |  | Steel | Steel |  | Painted or None | Steel |  | 1901-01-01 06:00 | [6 empty] | Statistical Inventory Reconciliation (SIR) | [5 empty] | Annual line testing | Annual line testing |  | UST Currently In Use: 2; UST Temp Close: 0; AST Currently In Use: 0; AST Temp Closed: 0 | 2 | 0 | 2 | 22947-103-007363 | THREE PREET, INC.
6775 | Currently in Use |  | 1987-03-01 06:00 |  | Petroleum | Unleaded gasoline | Unleaded gasoline | Retail | Fiberglass reinforced plastic, Single Wall | Single Wall |  |  | Double Wall, Fiberglass reinforced plastic |  |  |  | Catchment Basin, Single walled catchment basin | Flow Rest 90% Full | Flow Rest 90% Full |  |  | Continuous Automatic Tank Gauge |  | Automatic shutoff device (AELLD) | Automatic shutoff device (AELLD) | [5 empty] | UST Currently In Use: 3; UST Temp Close: 0; AST Currently In Use: 0; AST Temp Closed: 0 | 3 | 0 | 0 | 24470-103-012715 | PAPA GREEN INC
6776 | Currently in Use |  | 1987-03-01 06:00 |  | Petroleum | Premium gasoline | Premium gasoline | Retail | Fiberglass reinforced plastic, Single Wall | Single Wall |  |  | Double Wall, Fiberglass reinforced plastic |  |  |  | Catchment Basin, Single walled catchment basin | Automatic shutoff device At 95% full, Flow Rest 90% Full | Flow Rest 90% Full |  |  | Continuous Automatic Tank Gauge |  | Automatic shutoff device (AELLD) | Automatic shutoff device (AELLD) | [5 empty] | UST Currently In Use: 3; UST Temp Close: 0; AST Currently In Use: 0; AST Temp Closed: 0 | 3 | 0 | 0 | 24470-103-012715 | PAPA GREEN INC
6777 | Currently in Use |  | 1987-03-01 06:00 |  | Petroleum | On road diesel | On road diesel | Retail | Fiberglass reinforced plastic, Single Wall | Single Wall |  |  | Double Wall, Fiberglass reinforced plastic |  |  |  | Catchment Basin, Single walled catchment basin | Automatic shutoff device At 95% full, Flow Rest 90% Full | Flow Rest 90% Full |  |  | Continuous Automatic Tank Gauge |  | Automatic shutoff device (AELLD) | Automatic shutoff device (AELLD) | [5 empty] | UST Currently In Use: 3; UST Temp Close: 0; AST Currently In Use: 0; AST Temp Closed: 0 | 3 | 0 | 0 | 24470-103-012715 | PAPA GREEN INC
6778 | Currently in Use |  | 1987-04-01 06:00 |  | Petroleum | Unleaded gasoline | Unleaded gasoline | Retail | Fiberglass reinforced plastic, Single Wall, UNLEAD #1 | Single Wall |  |  | Double Wall, Fiberglass reinforced plastic |  |  |  | Catchment Basin, Single walled catchment basin | Flow Rest 90% Full | Flow Rest 90% Full |  |  | Continuous Automatic Tank Gauge | Single walled submersible pump containment sump | Automatic shutoff device (AELLD) | Automatic shutoff device (AELLD) | [5 empty] | UST Currently In Use: 3; UST Temp Close: 0; AST Currently In Use: 0; AST Temp Closed: 0 | 3 | 0 | 0 | 22947-103-013173 | THREE PREET, INC.
6779 | Currently in Use |  | 1987-04-01 06:00 |  | Petroleum | Premium gasoline | Premium gasoline | Retail | Fiberglass reinforced plastic, Single Wall | Single Wall |  |  | Double Wall, Fiberglass reinforced plastic |  |  |  | Catchment Basin, Single walled catchment basin | Automatic shutoff device At 95% full | Automatic shutoff device At 95% full |  |  | Continuous Automatic Tank Gauge | Single walled submersible pump containment sump | Automatic shutoff device (AELLD) | Automatic shutoff device (AELLD) | [5 empty] | UST Currently In Use: 3; UST Temp Close: 0; AST Currently In Use: 0; AST Temp Closed: 0 | 3 | 0 | 0 | 22947-103-013173 | THREE PREET, INC.
6780 | Currently in Use |  | 1987-04-01 06:00 |  | Petroleum | Unleaded gasoline | Unleaded gasoline | Retail | Fiberglass reinforced plastic, Single Wall, UNLEAD #3 | Single Wall |  |  | Double Wall, Fiberglass reinforced plastic |  |  |  | Catchment Basin, Single walled catchment basin | Automatic shutoff device At 95% full | Automatic shutoff device At 95% full |  |  | Continuous Automatic Tank Gauge | Single walled submersible pump containment sump | Automatic shutoff device (AELLD) | Automatic shutoff device (AELLD) | [5 empty] | UST Currently In Use: 3; UST Temp Close: 0; AST Currently In Use: 0; AST Temp Closed: 0 | 3 | 0 | 0 | 22947-103-013173 | THREE PREET, INC.
6781 | Currently in Use |  | 1977-01-01 06:00 |  | Petroleum | Unleaded gasoline | Unleaded gasoline | Retail | Steel | Steel | Field installed cathodic protection |  | Steel |  |  | Field installed cathodic protection | Catchment Basin, Single walled catchment basin | Automatic shutoff device At 95% full | Automatic shutoff device At 95% full |  |  | Automatic Tank Gauge |  | Automatic flow restrictor (MLLD) | Automatic flow restrictor (MLLD) |  |  | Annual line testing | Annual line testing |  | UST Currently In Use: 2; UST Temp Close: 0; AST Currently In Use: 0; AST Temp Closed: 0 | 2 | 0 | 0 | 25644-117-007374 | PIONEER 1 ENTERPRISES LLC
6782 | Currently in Use |  | 1977-01-01 06:00 |  | Petroleum | Premium gasoline | Premium gasoline | Retail | Steel | Steel | Field installed cathodic protection |  | Steel |  |  | Field installed cathodic protection | Catchment Basin, Single walled catchment basin | Automatic shutoff device At 95% full | Automatic shutoff device At 95% full |  |  | Automatic Tank Gauge |  | Automatic flow restrictor (MLLD) | Automatic flow restrictor (MLLD) |  |  | Annual line testing | Annual line testing |  | UST Currently In Use: 2; UST Temp Close: 0; AST Currently In Use: 0; AST Temp Closed: 0 | 2 | 0 | 0 | 25644-117-007374 | PIONEER 1 ENTERPRISES LLC
6783 | Permanently Closed | 1994-02-07 06:00 | 1980-01-01 06:00 | 1994-02-07 06:00 | Petroleum | Unleaded gasoline | Unleaded gasoline |  | Steel | Steel |  | Painted or None | Steel |  | 1901-01-01 06:00 | [15 empty] | UST Currently In Use: 0; UST Temp Close: 0; AST Currently In Use: 0; AST Temp Closed: 0 | 0 | 0 | 2 | 10977-117-007377 | CIRCLE K STORES INC ENVIRONMENTAL
6784 | Permanently Closed | 1994-02-07 06:00 | 1980-01-01 06:00 | 1994-02-07 06:00 | Petroleum | Unleaded gasoline | Unleaded gasoline |  | Steel | Steel |  | Painted or None | Steel |  | 1901-01-01 06:00 | [15 empty] | UST Currently In Use: 0; UST Temp Close: 0; AST Currently In Use: 0; AST Temp Closed: 0 | 0 | 0 | 2 | 10977-117-007377 | CIRCLE K STORES INC ENVIRONMENTAL
6785 | Permanently Closed | 1991-12-19 06:00 | 1974-01-01 06:00 | 1991-12-19 06:00 | Petroleum | Unleaded gasoline | Unleaded gasoline |  | Steel | Steel |  | Painted or None | Steel |  | 1901-01-01 06:00 | [15 empty] | UST Currently In Use: 0; UST Temp Close: 0; AST Currently In Use: 0; AST Temp Closed: 0 | 0 | 0 | 2 | 17370-117-007383 | HOWARD KITCHING
6786 | Permanently Closed | 1991-12-19 06:00 | 1974-01-01 06:00 | 1991-12-19 06:00 | Petroleum | Unleaded gasoline | Unleaded gasoline |  | Steel | Steel |  | Painted or None | Steel |  | 1901-01-01 06:00 | [15 empty] | UST Currently In Use: 0; UST Temp Close: 0; AST Currently In Use: 0; AST Temp Closed: 0 | 0 | 0 | 2 | 17370-117-007383 | HOWARD KITCHING
6787 | Permanently Closed | 1994-11-09 06:00 | 1970-01-01 06:00 | 1994-11-09 06:00 | Petroleum | Unleaded gasoline | Unleaded gasoline |  | Steel | Steel |  | Painted or None | Steel |  | 1901-01-01 06:00 | [12 empty] | Annual line testing | Annual line testing |  | UST Currently In Use: 0; UST Temp Close: 0; AST Currently In Use: 0; AST Temp Closed: 0 | 0 | 0 | 2 | 17434-117-007386 | HELEN CROW MILLS
6788 | Permanently Closed | 1901-01-01 06:00 | 1970-01-01 06:00 | 1989-09-15 06:00 | Petroleum | Unleaded gasoline | Unleaded gasoline |  | Steel | Steel |  | Painted or None | Steel |  | 1901-01-01 06:00 | [15 empty] | UST Currently In Use: 0; UST Temp Close: 0; AST Currently In Use: 0; AST Temp Closed: 0 | 0 | 0 | 2 | 17434-117-007386 | HELEN CROW MILLS
6789 | Permanently Closed | 1994-02-01 06:00 | 1973-01-01 06:00 | 1994-02-01 06:00 | Petroleum | Unleaded gasoline | Unleaded gasoline |  | Steel | Steel |  | Painted or None | Steel |  | 1901-01-01 06:00 | [15 empty] | UST Currently In Use: 0; UST Temp Close: 0; AST Currently In Use: 0; AST Temp Closed: 0 | 0 | 0 | 2 | 10977-117-011993 | CIRCLE K STORES INC ENVIRONMENTAL
6790 | Permanently Closed | 1994-02-01 06:00 | 1973-01-01 06:00 | 1994-02-01 06:00 | Petroleum | Unleaded gasoline | Unleaded gasoline |  | Steel | Steel |  | Painted or None | Steel |  | 1901-01-01 06:00 | [15 empty] | UST Currently In Use: 0; UST Temp Close: 0; AST Currently In Use: 0; AST Temp Closed: 0 | 0 | 0 | 2 | 10977-117-011993 | CIRCLE K STORES INC ENVIRONMENTAL
6791 | Permanently Closed | 1901-01-01 06:00 | 1961-01-01 06:00 | 1987-05-01 06:00 | Petroleum | Unleaded gasoline | Unleaded gasoline |  | Steel | Steel |  | Painted or None | Steel |  | 1901-01-01 06:00 | [15 empty] | UST Currently In Use: 0; UST Temp Close: 0; AST Currently In Use: 0; AST Temp Closed: 0 | 0 | 0 | 2 | 10978-073-008638 | CITGO PETROLEUM CORP
6792 | Permanently Closed | 1901-01-01 06:00 | 1961-01-01 06:00 | 1987-05-01 06:00 | Petroleum | Unleaded gasoline | Unleaded gasoline |  | Steel | Steel |  | Painted or None | Steel |  | 1901-01-01 06:00 | [15 empty] | UST Currently In Use: 0; UST Temp Close: 0; AST Currently In Use: 0; AST Temp Closed: 0 | 0 | 0 | 2 | 10978-073-008638 | CITGO PETROLEUM CORP
6794 | Permanently Closed | 1995-06-09 06:00 | 1980-01-01 06:00 | 1995-06-09 06:00 | Petroleum | Unleaded gasoline | Unleaded gasoline | Local government | Steel | Steel |  | Painted or None | Steel |  | 1901-01-01 06:00 | [15 empty] | UST Currently In Use: 0; UST Temp Close: 0; AST Currently In Use: 0; AST Temp Closed: 0 | 0 | 0 | 3 | 10979-015-006752 | CITY ANNISTON
6795 | Permanently Closed | 1995-06-09 06:00 | 1972-01-01 06:00 | 1995-06-09 06:00 | Petroleum | Unleaded gasoline | Unleaded gasoline | Local government | Steel | Steel |  | Painted or None | Steel |  | 1901-01-01 06:00 | [15 empty] | UST Currently In Use: 0; UST Temp Close: 0; AST Currently In Use: 0; AST Temp Closed: 0 | 0 | 0 | 3 | 10979-015-006752 | CITY ANNISTON
6796 | Permanently Closed | 1995-06-09 06:00 | 1983-01-01 06:00 | 1995-06-09 06:00 | Petroleum | On road diesel | On road diesel | Local government | Steel | Steel |  | Painted or None | Steel |  | 1901-01-01 06:00 | [15 empty] | UST Currently In Use: 0; UST Temp Close: 0; AST Currently In Use: 0; AST Temp Closed: 0 | 0 | 0 | 3 | 10979-015-006752 | CITY ANNISTON
6797 | Permanently Closed | 1984-09-01 06:00 | 1969-01-01 06:00 | 1988-09-01 06:00 | Petroleum | On road diesel | On road diesel | Local government | Steel | Steel |  | Painted or None | Other, NONE |  | 1901-01-01 06:00 | [15 empty] | UST Currently In Use: 0; UST Temp Close: 0; AST Currently In Use: 0; AST Temp Closed: 0 | 0 | 0 | 2 | 10979-015-006753 | CITY ANNISTON
6798 | Permanently Closed | 1984-09-01 06:00 | 1969-01-01 06:00 | 1988-09-01 06:00 | Petroleum | On road diesel | On road diesel | Local government | Steel | Steel |  | Painted or None | Other, NONE |  | 1901-01-01 06:00 | [15 empty] | UST Currently In Use: 0; UST Temp Close: 0; AST Currently In Use: 0; AST Temp Closed: 0 | 0 | 0 | 2 | 10979-015-006753 | CITY ANNISTON
6799 | Permanently Closed | 1992-04-01 06:00 | 1976-01-01 06:00 | 1992-04-01 06:00 | Petroleum | Unleaded gasoline | Unleaded gasoline |  | Steel | Steel |  | Painted or None | Steel |  | 1901-01-01 06:00 | [15 empty] | UST Currently In Use: 0; UST Temp Close: 0; AST Currently In Use: 0; AST Temp Closed: 0 | 0 | 0 | 2 | 10980-025-008828 | CITY CURB MARKET
6800 | Permanently Closed | 1992-04-01 06:00 | 1976-01-01 06:00 | 1992-04-01 06:00 | Petroleum | Unleaded gasoline | Unleaded gasoline |  | Steel | Steel |  | Painted or None | Steel |  | 1901-01-01 06:00 | [15 empty] | UST Currently In Use: 0; UST Temp Close: 0; AST Currently In Use: 0; AST Temp Closed: 0 | 0 | 0 | 2 | 10980-025-008828 | CITY CURB MARKET
6801 | Permanently Closed | 1998-11-09 06:00 | 1974-01-01 06:00 | 1998-11-09 06:00 | Petroleum | Unleaded gasoline | Unleaded gasoline | Local Government, Retail | Steel | Steel |  |  | Steel |  | 1901-01-01 06:00 | [15 empty] | UST Currently In Use: 0; UST Temp Close: 1; AST Currently In Use: 0; AST Temp Closed: 0 | 0 | 1 | 2 | 10983-067-000993 | CITY OF ABBEVILLE
6802 | Permanently Closed | 1998-11-09 06:00 | 1981-01-01 06:00 | 1998-11-09 06:00 | Petroleum | On road diesel | On road diesel | Local Government, Retail | Steel | Steel |  | Painted or None | Steel |  | 1901-01-01 06:00 | [15 empty] | UST Currently In Use: 0; UST Temp Close: 1; AST Currently In Use: 0; AST Temp Closed: 0 | 0 | 1 | 2 | 10983-067-000993 | CITY OF ABBEVILLE
6803 | Permanently Closed | 1993-01-25 06:00 | 1979-01-01 06:00 | 1993-01-25 06:00 | Petroleum | On road diesel | On road diesel | Local government | Steel | Steel |  | Painted or None | Steel |  | 1901-01-01 06:00 | [15 empty] | UST Currently In Use: 0; UST Temp Close: 0; AST Currently In Use: 2; AST Temp Closed: 0 | 0 | 0 | 2 | 10984-095-000363 | CITY OF ALBERTVILLE
6804 | Permanently Closed | 1993-01-25 06:00 | 1979-01-01 06:00 | 1993-01-25 06:00 | Petroleum | Unleaded gasoline | Unleaded gasoline | Local government | Steel | Steel |  | Painted or None | Steel |  | 1901-01-01 06:00 | [15 empty] | UST Currently In Use: 0; UST Temp Close: 0; AST Currently In Use: 2; AST Temp Closed: 0 | 0 | 0 | 2 | 10984-095-000363 | CITY OF ALBERTVILLE
6805 | Permanently Closed | 1994-01-06 06:00 | 1977-01-01 06:00 | 1995-01-06 06:00 | Petroleum | On road diesel | On road diesel | Local government | Steel | Steel |  | Painted or None | Steel |  | 1901-01-01 06:00 | [15 empty] | UST Currently In Use: 0; UST Temp Close: 0; AST Currently In Use: 1; AST Temp Closed: 0 | 0 | 0 | 2 | 10984-095-000364 | CITY OF ALBERTVILLE
6806 | Permanently Closed | 1995-01-06 06:00 | 1977-01-01 06:00 | 1995-01-06 06:00 | Petroleum | Unleaded gasoline | Unleaded gasoline | Local government | Steel | Steel |  | Painted or None | Steel |  | 1901-01-01 06:00 | [15 empty] | UST Currently In Use: 0; UST Temp Close: 0; AST Currently In Use: 1; AST Temp Closed: 0 | 0 | 0 | 2 | 10984-095-000364 | CITY OF ALBERTVILLE
6807 | Permanently Closed | 1995-02-16 06:00 | 1981-01-01 06:00 | 1995-02-16 06:00 | Petroleum | Unleaded gasoline | Unleaded gasoline | Local government | Steel | Steel |  | Painted or None | Steel |  | 1901-01-01 06:00 | [15 empty] | UST Currently In Use: 0; UST Temp Close: 0; AST Currently In Use: 0; AST Temp Closed: 0 | 0 | 0 | 1 | 10984-095-000365 | CITY OF ALBERTVILLE
6808 | Permanently Closed | 1992-12-11 06:00 | 1976-01-01 06:00 | 1992-12-11 06:00 | Petroleum | Unleaded gasoline | Unleaded gasoline | Local government | Steel | Steel |  | Painted or None | Steel |  | 1901-01-01 06:00 | [15 empty] | UST Currently In Use: 0; UST Temp Close: 0; AST Currently In Use: 0; AST Temp Closed: 0 | 0 | 0 | 1 | 10985-107-003440 | CITY OF ALICEVILLE
6809 | Permanently Closed | 1901-01-01 06:00 | 1961-01-01 06:00 | 1988-10-24 06:00 | Petroleum | Unleaded gasoline | Unleaded gasoline | Local government | Steel | Steel |  |  | Steel |  | 1901-01-01 06:00 | [15 empty] | UST Currently In Use: 0; UST Temp Close: 0; AST Currently In Use: 0; AST Temp Closed: 0 | 0 | 0 | 2 | 10985-107-006664 | CITY OF ALICEVILLE
6810 | Permanently Closed | 1901-01-01 06:00 | 1961-01-01 06:00 | 1988-10-24 06:00 | Petroleum | On road diesel | On road diesel | Local government | Steel | Steel |  |  | Steel |  | 1901-01-01 06:00 | [15 empty] | UST Currently In Use: 0; UST Temp Close: 0; AST Currently In Use: 0; AST Temp Closed: 0 | 0 | 0 | 2 | 10985-107-006664 | CITY OF ALICEVILLE
6811 | Currently in Use |  | 1984-01-01 06:00 |  | Petroleum | On road diesel | On road diesel | Emergency Power Generator, Local Government | Steel | Steel | Field installed cathodic protection |  | Other, CU W/I PVC |  |  | Isolated or Above Ground | Catchment Basin, Single walled catchment basin | Automatic shutoff device At 95% full | Automatic shutoff device At 95% full | [11 empty] | UST Currently In Use: 1; UST Temp Close: 0; AST Currently In Use: 0; AST Temp Closed: 0 | 1 | 0 | 0 | 10986-039-005146 | UTILITIES BOARD OF ANDALUSIA
6812 | Permanently Closed | 1990-10-03 06:00 | 1983-01-01 06:00 | 1990-10-03 06:00 | Petroleum | Unleaded gasoline | Unleaded gasoline | Local government | Steel | Steel |  | Painted or None | Steel |  | 1901-01-01 06:00 | [15 empty] | UST Currently In Use: 0; UST Temp Close: 0; AST Currently In Use: 0; AST Temp Closed: 0 | 0 | 0 | 1 | 10987-083-004228 | CITY OF ARDMORE
6813 | Permanently Closed | 2003-02-18 06:00 | 1975-07-15 06:00 | 2003-02-18 06:00 | Petroleum | Unleaded gasoline | Unleaded gasoline | Local government | Steel | Steel | Field installed cathodic protection |  | Steel |  | 1901-01-01 06:00 | Field installed cathodic protection | Catchment Basin, Single walled catchment basin | Automatic shutoff device At 95% full, Flow Rest 90% Full | Flow Rest 90% Full | [8 empty] | Annual line testing | Annual line testing |  | UST Currently In Use: 0; UST Temp Close: 0; AST Currently In Use: 0; AST Temp Closed: 0 | 0 | 0 | 3 | 10988-083-001179 | CITY OF ATHENS
6814 | Permanently Closed | 2003-02-18 06:00 | 1988-09-21 06:00 | 2003-02-18 06:00 | Petroleum | Unleaded gasoline | Unleaded gasoline | Local government | Fiberglass reinforced plastic | Fiberglass reinforced plastic |  |  | Fiberglass reinforced plastic |  | 1901-01-01 06:00 |  | Catchment Basin, Single walled catchment basin | Automatic shutoff device At 95% full, Flow Rest 90% Full | Flow Rest 90% Full | [8 empty] | Annual line testing | Annual line testing |  | UST Currently In Use: 0; UST Temp Close: 0; AST Currently In Use: 0; AST Temp Closed: 0 | 0 | 0 | 3 | 10988-083-001179 | CITY OF ATHENS
6815 | Permanently Closed | 2003-02-18 06:00 | 1988-09-21 06:00 | 2003-02-18 06:00 | Petroleum | On road diesel | On road diesel | Local government | Fiberglass reinforced plastic | Fiberglass reinforced plastic |  |  | Fiberglass reinforced plastic |  | 1901-01-01 06:00 |  | Catchment Basin, Single walled catchment basin | Automatic shutoff device At 95% full, Flow Rest 90% Full | Flow Rest 90% Full | [8 empty] | Annual line testing | Annual line testing |  | UST Currently In Use: 0; UST Temp Close: 0; AST Currently In Use: 0; AST Temp Closed: 0 | 0 | 0 | 3 | 10988-083-001179 | CITY OF ATHENS
6816 | Permanently Closed | 1990-11-27 06:00 | 1978-01-01 06:00 | 1990-11-27 06:00 | Petroleum | Unleaded gasoline | Unleaded gasoline | Local government | Steel | Steel |  | Painted or None | Steel |  | 1901-01-01 06:00 | [15 empty] | UST Currently In Use: 0; UST Temp Close: 0; AST Currently In Use: 0; AST Temp Closed: 0 | 0 | 0 | 3 | 10989-083-008076 | CITY OF ATHENS UTILITIES
6817 | Permanently Closed | 2002-11-20 06:00 | 1989-01-01 06:00 | 2002-11-20 06:00 | Petroleum | On road diesel | On road diesel | Local government | Fiberglass reinforced plastic | Fiberglass reinforced plastic |  |  | Fiberglass reinforced plastic |  | 1901-01-01 06:00 | None | Catchment Basin, Single walled catchment basin | Automatic shutoff device At 95% full | Automatic shutoff device At 95% full |  |  | Automatic Tank Gauge | [8 empty] | UST Currently In Use: 0; UST Temp Close: 0; AST Currently In Use: 0; AST Temp Closed: 0 | 0 | 0 | 3 | 10989-083-008076 | CITY OF ATHENS UTILITIES
6818 | Permanently Closed | 1998-12-30 06:00 | 1969-01-01 06:00 | 1998-12-30 06:00 | Petroleum | On road diesel | On road diesel | Local government | Steel | Steel |  | Painted or None | Steel |  | 1901-01-01 06:00 | [15 empty] | UST Currently In Use: 0; UST Temp Close: 0; AST Currently In Use: 0; AST Temp Closed: 0 | 0 | 0 | 4 | 10990-055-000665 | CITY OF ATTALLA
6819 | Permanently Closed | 1998-12-30 06:00 | 1980-01-01 06:00 | 1998-12-30 06:00 | Petroleum | Unleaded gasoline | Unleaded gasoline | Local government | Steel | Steel |  | Painted or None | Steel |  | 1901-01-01 06:00 | [15 empty] | UST Currently In Use: 0; UST Temp Close: 0; AST Currently In Use: 0; AST Temp Closed: 0 | 0 | 0 | 4 | 10990-055-000665 | CITY OF ATTALLA
6820 | Permanently Closed | 1998-12-30 06:00 | 1978-01-01 06:00 | 1998-12-30 06:00 | Petroleum | Unleaded gasoline | Unleaded gasoline | Local government | Steel | Steel |  | Painted or None | Steel |  | 1901-01-01 06:00 | [15 empty] | UST Currently In Use: 0; UST Temp Close: 0; AST Currently In Use: 0; AST Temp Closed: 0 | 0 | 0 | 4 | 10990-055-000665 | CITY OF ATTALLA
6821 | Permanently Closed | 1998-12-30 06:00 | 1964-01-01 06:00 | 1998-12-30 06:00 | Petroleum | Unleaded gasoline | Unleaded gasoline | Local government | Steel | Steel |  | Painted or None | Steel |  | 1901-01-01 06:00 | [15 empty] | UST Currently In Use: 0; UST Temp Close: 0; AST Currently In Use: 0; AST Temp Closed: 0 | 0 | 0 | 4 | 10990-055-000665 | CITY OF ATTALLA
6822 | Permanently Closed | 1996-08-19 06:00 | 1983-01-01 06:00 | 1998-08-19 06:00 | Petroleum | On road diesel | On road diesel | Bulk facility, Local Government | Fiberglass reinforced plastic | Fiberglass reinforced plastic |  |  | Fiberglass reinforced plastic |  | 1901-01-01 06:00 | None | [11 empty] | Annual line testing | Annual line testing |  | UST Currently In Use: 0; UST Temp Close: 0; AST Currently In Use: 0; AST Temp Closed: 0 | 0 | 0 | 3 | 10991-081-002008 | CITY OF AUBURN ACCOUNTS PAYABLE
6823 | Permanently Closed | 1992-12-25 06:00 | 1983-01-01 06:00 | 1992-12-25 06:00 | Petroleum | On road diesel | On road diesel | Bulk facility, Local Government | Fiberglass reinforced plastic | Fiberglass reinforced plastic |  |  | Fiberglass reinforced plastic |  | 1901-01-01 06:00 | None | [14 empty] | UST Currently In Use: 0; UST Temp Close: 0; AST Currently In Use: 0; AST Temp Closed: 0 | 0 | 0 | 3 | 10991-081-002008 | CITY OF AUBURN ACCOUNTS PAYABLE
6824 | Permanently Closed | 1998-08-19 06:00 | 1983-01-01 06:00 | 1998-08-19 06:00 | Petroleum | Unleaded gasoline | Unleaded gasoline | Bulk facility, Local Government | Fiberglass reinforced plastic | Fiberglass reinforced plastic |  |  | Fiberglass reinforced plastic |  | 1901-01-01 06:00 | None | [11 empty] | Annual line testing | Annual line testing |  | UST Currently In Use: 0; UST Temp Close: 0; AST Currently In Use: 0; AST Temp Closed: 0 | 0 | 0 | 3 | 10991-081-002008 | CITY OF AUBURN ACCOUNTS PAYABLE
6825 | Permanently Closed | 1901-01-01 06:00 | 1974-01-01 06:00 | 1988-01-01 06:00 | Petroleum | On road diesel | On road diesel | Local government | Steel | Steel |  | Painted or None | Steel |  | 1901-01-01 06:00 | [15 empty] | UST Currently In Use: 0; UST Temp Close: 0; AST Currently In Use: 0; AST Temp Closed: 0 | 0 | 0 | 1 | 10991-081-011829 | CITY OF AUBURN ACCOUNTS PAYABLE
6826 | Permanently Closed | 2000-01-11 06:00 | 1989-01-19 06:00 | 2000-01-11 06:00 | Petroleum | On road diesel | On road diesel | Emergency Power Generator, Local Government | Fiberglass coated steel | Fiberglass coated steel | Coated & cathodic protection (sti-P3) |  | Steel |  | 1901-01-01 06:00 | Field installed cathodic protection | [7 empty] | Other, X | Other |  |  | Statistical inventory reconciliation (SIR) | Statistical inventory reconciliation (SIR) |  | UST Currently In Use: 0; UST Temp Close: 0; AST Currently In Use: 0; AST Temp Closed: 0 | 0 | 0 | 2 | 10991-081-013802 | CITY OF AUBURN ACCOUNTS PAYABLE
6827 | Permanently Closed | 2008-03-07 06:00 | 1966-01-01 06:00 | 2008-03-07 06:00 | Petroleum | Mid-grade gasoline | Mid-grade gasoline | Local government | Steel | Steel | Field installed cathodic protection | Painted or None | Steel |  | 1901-01-01 06:00 | Field installed cathodic protection | Catchment Basin, Single walled catchment basin | Automatic shutoff device At 95% full | Automatic shutoff device At 95% full |  |  | Automatic Tank Gauge | [8 empty] | UST Currently In Use: 0; UST Temp Close: 0; AST Currently In Use: 0; AST Temp Closed: 0 | 0 | 0 | 3 | 10992-073-004217 | CITY OF BESSEMER
6828 | Permanently Closed | 2008-03-07 06:00 | 1966-01-01 06:00 | 2008-03-07 06:00 | Petroleum | Mid-grade gasoline | Mid-grade gasoline | Local government | Steel | Steel | Field installed cathodic protection | Painted or None | Steel |  | 1901-01-01 06:00 | Field installed cathodic protection | Catchment Basin, Single walled catchment basin | Automatic shutoff device At 95% full | Automatic shutoff device At 95% full |  |  | Automatic Tank Gauge | [8 empty] | UST Currently In Use: 0; UST Temp Close: 0; AST Currently In Use: 0; AST Temp Closed: 0 | 0 | 0 | 3 | 10992-073-004217 | CITY OF BESSEMER
6829 | Permanently Closed | 2008-03-07 06:00 | 1972-01-01 06:00 | 2008-03-07 06:00 | Petroleum | On road diesel | On road diesel | Local government | Steel | Steel | Field installed cathodic protection | Painted or None | Steel |  | 1901-01-01 06:00 | Field installed cathodic protection | Catchment Basin, Single walled catchment basin | Automatic shutoff device At 95% full | Automatic shutoff device At 95% full |  |  | Automatic Tank Gauge | [8 empty] | UST Currently In Use: 0; UST Temp Close: 0; AST Currently In Use: 0; AST Temp Closed: 0 | 0 | 0 | 3 | 10992-073-004217 | CITY OF BESSEMER
6833 | Permanently Closed | 1987-03-01 06:00 | 1961-01-01 06:00 | 1987-04-01 06:00 | Petroleum | Unleaded gasoline | Unleaded gasoline |  | Steel | Steel |  | Painted or None | Steel |  | 1901-01-01 06:00 | [15 empty] | UST Currently In Use: 0; UST Temp Close: 0; AST Currently In Use: 0; AST Temp Closed: 0 | 0 | 0 | 9 | 16855-073-000054 | BIRMINGHAM AIRPORT AUTHORITY
6834 | Permanently Closed | 1901-01-01 06:00 | 1961-01-01 06:00 | 1987-04-01 06:00 | Petroleum | Unleaded gasoline | Unleaded gasoline |  | Steel | Steel |  | Painted or None | Steel |  | 1901-01-01 06:00 | [15 empty] | UST Currently In Use: 0; UST Temp Close: 0; AST Currently In Use: 0; AST Temp Closed: 0 | 0 | 0 | 9 | 16855-073-000054 | BIRMINGHAM AIRPORT AUTHORITY
6835 | Permanently Closed | 1901-01-01 06:00 | 1964-01-01 06:00 | 1987-04-01 06:00 | Petroleum | On road diesel | On road diesel |  | Steel | Steel |  |  | Steel |  | 1901-01-01 06:00 | [15 empty] | UST Currently In Use: 0; UST Temp Close: 0; AST Currently In Use: 0; AST Temp Closed: 0 | 0 | 0 | 9 | 16855-073-000054 | BIRMINGHAM AIRPORT AUTHORITY
6836 | Permanently Closed | 1901-01-01 06:00 | 1964-01-01 06:00 | 1987-04-01 06:00 | Petroleum | On road diesel | On road diesel |  | Steel | Steel |  |  | Steel |  | 1901-01-01 06:00 | [15 empty] | UST Currently In Use: 0; UST Temp Close: 0; AST Currently In Use: 0; AST Temp Closed: 0 | 0 | 0 | 9 | 16855-073-000054 | BIRMINGHAM AIRPORT AUTHORITY
6837 | Permanently Closed | 1995-04-25 06:00 | 1977-01-01 06:00 | 1995-04-25 06:00 | Petroleum | Unleaded gasoline | Unleaded gasoline |  | Steel | Steel |  |  | Steel |  | 1901-01-01 06:00 | [15 empty] | UST Currently In Use: 0; UST Temp Close: 0; AST Currently In Use: 0; AST Temp Closed: 0 | 0 | 0 | 9 | 16855-073-000054 | BIRMINGHAM AIRPORT AUTHORITY
6838 | Permanently Closed | 1995-04-25 06:00 | 1972-01-01 06:00 | 1995-04-25 06:00 | Petroleum | On road diesel | On road diesel |  | Steel | Steel |  |  | Steel |  | 1901-01-01 06:00 | [15 empty] | UST Currently In Use: 0; UST Temp Close: 0; AST Currently In Use: 0; AST Temp Closed: 0 | 0 | 0 | 9 | 16855-073-000054 | BIRMINGHAM AIRPORT AUTHORITY
6839 | Permanently Closed | 1995-04-25 06:00 | 1974-01-01 06:00 | 1995-04-25 06:00 | Petroleum | On road diesel | On road diesel |  | Steel | Steel |  |  | Other, COPPER |  | 1901-01-01 06:00 | [15 empty] | UST Currently In Use: 0; UST Temp Close: 0; AST Currently In Use: 0; AST Temp Closed: 0 | 0 | 0 | 9 | 16855-073-000054 | BIRMINGHAM AIRPORT AUTHORITY
6840 | Permanently Closed | 1995-03-01 06:00 | 1976-01-01 06:00 | 1995-04-25 06:00 | Petroleum | Unleaded gasoline | Unleaded gasoline |  | Steel | Steel |  |  |  |  | 1901-01-01 06:00 | [15 empty] | UST Currently In Use: 0; UST Temp Close: 0; AST Currently In Use: 0; AST Temp Closed: 0 | 0 | 0 | 9 | 16855-073-000054 | BIRMINGHAM AIRPORT AUTHORITY
6841 | Permanently Closed | 1995-04-25 06:00 | 1983-01-01 06:00 | 1995-04-25 06:00 | Petroleum | On road diesel | On road diesel |  | Steel | Steel | Other, STIP-3 |  | Other, STIP-3 |  | 1901-01-01 06:00 | [15 empty] | UST Currently In Use: 0; UST Temp Close: 0; AST Currently In Use: 0; AST Temp Closed: 0 | 0 | 0 | 9 | 16855-073-000054 | BIRMINGHAM AIRPORT AUTHORITY
6842 | Permanently Closed | 1966-11-01 06:00 | 1958-01-01 06:00 | 1988-12-01 06:00 | Petroleum | Unleaded gasoline | Unleaded gasoline | Local government | Steel | Steel |  |  |  |  | 1901-01-01 06:00 | [15 empty] | UST Currently In Use: 0; UST Temp Close: 0; AST Currently In Use: 0; AST Temp Closed: 0 | 0 | 0 | 1 | 10994-073-004168 | CITY OF BIRMINGHAM
6843 | Permanently Closed | 1966-11-01 06:00 | 1958-01-01 06:00 | 1988-12-01 06:00 | Petroleum | Unleaded gasoline | Unleaded gasoline | Local government | Steel | Steel |  |  |  |  | 1901-01-01 06:00 | [15 empty] | UST Currently In Use: 0; UST Temp Close: 0; AST Currently In Use: 0; AST Temp Closed: 0 | 0 | 0 | 1 | 10994-073-004169 | CITY OF BIRMINGHAM
6844 | Permanently Closed | 1982-11-01 06:00 | 1975-01-01 06:00 | 1988-12-01 06:00 | Petroleum | Unleaded gasoline | Unleaded gasoline | Local government | Steel | Steel |  |  |  |  | 1901-01-01 06:00 | [15 empty] | UST Currently In Use: 0; UST Temp Close: 0; AST Currently In Use: 0; AST Temp Closed: 0 | 0 | 0 | 1 | 10994-073-004170 | CITY OF BIRMINGHAM
6845 | Permanently Closed | 1980-10-01 06:00 | 1969-01-01 06:00 | 1988-12-01 06:00 | Petroleum | Unleaded gasoline | Unleaded gasoline | Local government | Fiberglass reinforced plastic | Fiberglass reinforced plastic |  |  |  |  | 1901-01-01 06:00 | [15 empty] | UST Currently In Use: 0; UST Temp Close: 0; AST Currently In Use: 0; AST Temp Closed: 0 | 0 | 0 | 1 | 10994-073-004171 | CITY OF BIRMINGHAM
6846 | Permanently Closed | 1980-01-01 06:00 | 1963-01-01 06:00 | 1988-12-01 06:00 | Petroleum | Unleaded gasoline | Unleaded gasoline | Local government | Steel | Steel |  |  |  |  | 1901-01-01 06:00 | [15 empty] | UST Currently In Use: 0; UST Temp Close: 0; AST Currently In Use: 0; AST Temp Closed: 0 | 0 | 0 | 1 | 10994-073-004172 | CITY OF BIRMINGHAM
6847 | Permanently Closed | 1901-01-01 06:00 | 1968-01-01 06:00 | 1989-08-09 06:00 | Petroleum | Unleaded gasoline | Unleaded gasoline | Local government | Steel | Steel |  |  |  |  | 1901-01-01 06:00 | [15 empty] | UST Currently In Use: 0; UST Temp Close: 0; AST Currently In Use: 0; AST Temp Closed: 0 | 0 | 0 | 4 | 10994-073-004173 | CITY OF BIRMINGHAM
6848 | Permanently Closed | 1901-01-01 06:00 | 1968-01-01 06:00 | 1989-08-09 06:00 | Petroleum | Unleaded gasoline | Unleaded gasoline | Local government | Steel | Steel |  |  |  |  | 1901-01-01 06:00 | [15 empty] | UST Currently In Use: 0; UST Temp Close: 0; AST Currently In Use: 0; AST Temp Closed: 0 | 0 | 0 | 4 | 10994-073-004173 | CITY OF BIRMINGHAM
6849 | Permanently Closed | 1901-01-01 06:00 | 1968-01-01 06:00 | 1989-08-09 06:00 | Petroleum | Unleaded gasoline | Unleaded gasoline | Local government | Steel | Steel |  |  |  |  | 1901-01-01 06:00 | [15 empty] | UST Currently In Use: 0; UST Temp Close: 0; AST Currently In Use: 0; AST Temp Closed: 0 | 0 | 0 | 4 | 10994-073-004173 | CITY OF BIRMINGHAM
6850 | Permanently Closed | 1901-01-01 06:00 | 1968-01-01 06:00 | 1989-08-09 06:00 | Petroleum | Unleaded gasoline | Unleaded gasoline | Local government | Steel | Steel |  |  |  |  | 1901-01-01 06:00 | [15 empty] | UST Currently In Use: 0; UST Temp Close: 0; AST Currently In Use: 0; AST Temp Closed: 0 | 0 | 0 | 4 | 10994-073-004173 | CITY OF BIRMINGHAM
6851 | Temporary Closed | 2013-05-21 06:00 | 1986-01-01 06:00 |  | Petroleum | On road diesel | On road diesel | Local government | Steel | Steel | Coated & cathodic protection (sti-P3) |  | Fiberglass reinforced plastic |  |  |  | Catchment Basin, Single walled catchment basin | Flow Rest 90% Full | Flow Rest 90% Full |  |  | Automatic Tank Gauge | [8 empty] | UST Currently In Use: 0; UST Temp Close: 1; AST Currently In Use: 0; AST Temp Closed: 0 | 0 | 1 | 1 | 10994-073-004174 | CITY OF BIRMINGHAM
6852 | Permanently Closed | 1990-06-20 06:00 | 1980-01-01 06:00 | 1990-06-20 06:00 | Petroleum | On road diesel | On road diesel | Local government | Steel | Steel |  | Painted or None |  |  | 1901-01-01 06:00 | [15 empty] | UST Currently In Use: 2; UST Temp Close: 0; AST Currently In Use: 0; AST Temp Closed: 0 | 2 | 0 | 3 | 10994-073-004175 | CITY OF BIRMINGHAM
6853 | Permanently Closed | 1990-06-20 06:00 | 1975-01-01 06:00 | 1990-06-20 06:00 | Petroleum | Unleaded gasoline | Unleaded gasoline | Local government | Steel | Steel |  |  |  |  | 1901-01-01 06:00 | [15 empty] | UST Currently In Use: 2; UST Temp Close: 0; AST Currently In Use: 0; AST Temp Closed: 0 | 2 | 0 | 3 | 10994-073-004175 | CITY OF BIRMINGHAM
6854 | Permanently Closed | 1990-06-20 06:00 | 1953-01-01 06:00 | 1990-06-20 06:00 | Petroleum | Unleaded gasoline | Unleaded gasoline | Local government | Steel | Steel |  |  |  |  | 1901-01-01 06:00 | [15 empty] | UST Currently In Use: 2; UST Temp Close: 0; AST Currently In Use: 0; AST Temp Closed: 0 | 2 | 0 | 3 | 10994-073-004175 | CITY OF BIRMINGHAM
6855 | Currently in Use |  | 1990-05-31 06:00 |  | Petroleum | Unleaded gasoline | Unleaded gasoline | Local government | Double Wall, Fiberglass reinforced plastic | Fiberglass reinforced plastic |  |  | Fiberglass reinforced plastic, Single Wall |  | 1901-01-01 06:00 |  | Catchment Basin, Single walled catchment basin | Automatic shutoff device At 95% full | Automatic shutoff device At 95% full |  |  | Continuous Automatic Tank Gauge | [8 empty] | UST Currently In Use: 2; UST Temp Close: 0; AST Currently In Use: 0; AST Temp Closed: 0 | 2 | 0 | 3 | 10994-073-004175 | CITY OF BIRMINGHAM
6856 | Currently in Use |  | 1990-05-31 06:00 |  | Petroleum | On road diesel | On road diesel | Local government | Double Wall, Fiberglass reinforced plastic | Fiberglass reinforced plastic |  |  | Fiberglass reinforced plastic, Single Wall |  | 1901-01-01 06:00 |  | Catchment Basin, Single walled catchment basin | Automatic shutoff device At 95% full | Automatic shutoff device At 95% full |  |  | Continuous Automatic Tank Gauge | [8 empty] | UST Currently In Use: 2; UST Temp Close: 0; AST Currently In Use: 0; AST Temp Closed: 0 | 2 | 0 | 3 | 10994-073-004175 | CITY OF BIRMINGHAM
6857 | Currently in Use |  | 1992-12-09 06:00 |  | Petroleum | Unleaded gasoline | Unleaded gasoline | Industrial, Local Government | Fiberglass reinforced plastic | Fiberglass reinforced plastic |  |  | Fiberglass reinforced plastic |  | 1901-01-01 06:00 | None | Catchment Basin, Single walled catchment basin | Audible high level alarm At 90% full, Automatic shutoff device At 95% full | Automatic shutoff device At 95% full |  |  | Continuous Automatic Tank Gauge | [8 empty] | UST Currently In Use: 1; UST Temp Close: 0; AST Currently In Use: 0; AST Temp Closed: 0 | 1 | 0 | 0 | 10994-073-004176 | CITY OF BIRMINGHAM
6858 | Permanently Closed | 2000-01-06 06:00 | 1987-01-01 06:00 | 2000-01-06 06:00 | Petroleum | On road diesel | On road diesel | Industrial, Local Government | Steel | Steel | Coated & cathodic protection (sti-P3) |  | Fiberglass reinforced plastic |  | 1901-01-01 06:00 |  | Catchment Basin, Single walled catchment basin | Automatic shutoff device At 95% full, Flow Rest 90% Full | Flow Rest 90% Full |  |  | Automatic Tank Gauge | [8 empty] | UST Currently In Use: 0; UST Temp Close: 0; AST Currently In Use: 1; AST Temp Closed: 0 | 0 | 0 | 1 | 10994-073-004177 | CITY OF BIRMINGHAM
6859 | Permanently Closed | 1992-09-01 06:00 | 1977-01-01 06:00 | 1992-01-01 06:00 | Petroleum | Unleaded gasoline | Unleaded gasoline | Local government | Steel | Steel |  | Painted or None |  |  | 1901-01-01 06:00 | [15 empty] | UST Currently In Use: 2; UST Temp Close: 0; AST Currently In Use: 0; AST Temp Closed: 0 | 2 | 0 | 3 | 10994-073-004178 | CITY OF BIRMINGHAM
6860 | Permanently Closed | 1992-09-01 06:00 | 1977-01-01 06:00 | 1992-01-01 06:00 | Petroleum | Unleaded gasoline | Unleaded gasoline | Local government | Steel | Steel |  | Painted or None |  |  | 1901-01-01 06:00 | [15 empty] | UST Currently In Use: 2; UST Temp Close: 0; AST Currently In Use: 0; AST Temp Closed: 0 | 2 | 0 | 3 | 10994-073-004178 | CITY OF BIRMINGHAM
6861 | Permanently Closed | 1992-09-01 06:00 | 1977-01-01 06:00 | 1992-01-01 06:00 | Petroleum | On road diesel | On road diesel | Local government | Steel | Steel |  | Painted or None |  |  | 1901-01-01 06:00 |  |  | Automatic shutoff device At 95% full | Automatic shutoff device At 95% full | [11 empty] | UST Currently In Use: 2; UST Temp Close: 0; AST Currently In Use: 0; AST Temp Closed: 0 | 2 | 0 | 3 | 10994-073-004178 | CITY OF BIRMINGHAM
6862 | Permanently Closed | 1993-07-01 06:00 | 1976-01-01 06:00 | 1993-07-01 06:00 | Petroleum | Unleaded gasoline | Unleaded gasoline | Local government | Steel | Steel |  | Painted or None |  |  | 1901-01-01 06:00 | [15 empty] | UST Currently In Use: 2; UST Temp Close: 0; AST Currently In Use: 0; AST Temp Closed: 0 | 2 | 0 | 3 | 10994-073-004179 | CITY OF BIRMINGHAM
6863 | Permanently Closed | 1993-07-01 06:00 | 1976-01-01 06:00 | 1993-07-01 06:00 | Petroleum | On road diesel | On road diesel | Local government | Steel | Steel |  | Painted or None |  |  | 1901-01-01 06:00 | [15 empty] | UST Currently In Use: 2; UST Temp Close: 0; AST Currently In Use: 0; AST Temp Closed: 0 | 2 | 0 | 3 | 10994-073-004179 | CITY OF BIRMINGHAM
6864 | Permanently Closed | 1993-07-01 06:00 | 1976-01-01 06:00 | 1993-07-01 06:00 | Petroleum | Unleaded gasoline | Unleaded gasoline | Local government | Steel | Steel |  | Painted or None |  |  | 1901-01-01 06:00 | [15 empty] | UST Currently In Use: 2; UST Temp Close: 0; AST Currently In Use: 0; AST Temp Closed: 0 | 2 | 0 | 3 | 10994-073-004179 | CITY OF BIRMINGHAM
6865 | Permanently Closed | 1993-11-23 06:00 | 1976-01-01 06:00 | 1993-11-23 06:00 | Petroleum | On road diesel | On road diesel | Local government | Steel | Steel |  | Painted or None |  |  | 1901-01-01 06:00 | [8 empty] | Other, UNKNOWN | Other |  |  | Other, UNKNOWN | Other |  | UST Currently In Use: 2; UST Temp Close: 0; AST Currently In Use: 0; AST Temp Closed: 0 | 2 | 0 | 3 | 10994-073-004180 | CITY OF BIRMINGHAM
6866 | Permanently Closed | 1993-11-23 06:00 | 1978-01-01 06:00 | 1993-11-23 06:00 | Petroleum | Unleaded gasoline | Unleaded gasoline | Local government | Steel | Steel |  | Painted or None |  |  | 1901-01-01 06:00 | [15 empty] | UST Currently In Use: 2; UST Temp Close: 0; AST Currently In Use: 0; AST Temp Closed: 0 | 2 | 0 | 3 | 10994-073-004180 | CITY OF BIRMINGHAM
6867 | Permanently Closed | 1993-11-23 06:00 | 1978-01-01 06:00 | 1993-11-23 06:00 | Petroleum | Unleaded gasoline | Unleaded gasoline | Local government | Steel | Steel |  | Painted or None |  |  | 1901-01-01 06:00 | [15 empty] | UST Currently In Use: 2; UST Temp Close: 0; AST Currently In Use: 0; AST Temp Closed: 0 | 2 | 0 | 3 | 10994-073-004180 | CITY OF BIRMINGHAM
6868 | Permanently Closed | 1991-01-18 06:00 | 1963-01-01 06:00 | 1991-01-18 06:00 | Petroleum | Unleaded gasoline | Unleaded gasoline | Local government | Steel | Steel |  |  |  |  | 1901-01-01 06:00 | [15 empty] | UST Currently In Use: 2; UST Temp Close: 0; AST Currently In Use: 0; AST Temp Closed: 0 | 2 | 0 | 1 | 10994-073-004181 | CITY OF BIRMINGHAM
6869 | Permanently Closed | 1992-10-01 06:00 | 1975-01-01 06:00 | 1992-10-01 06:00 | Petroleum | Unleaded gasoline | Unleaded gasoline | Local government | Steel | Steel |  |  |  |  | 1901-01-01 06:00 | [15 empty] | UST Currently In Use: 0; UST Temp Close: 2; AST Currently In Use: 0; AST Temp Closed: 0 | 0 | 2 | 1 | 11039-117-004183 | CITY OF HOOVER
6870 | Currently in Use |  | 1985-05-01 06:00 |  | Petroleum | Unleaded gasoline | Unleaded gasoline | Bulk facility, Local Government | Fiberglass reinforced plastic, Single Wall | Single Wall |  |  | Double Wall, Fiberglass reinforced plastic, OLD-TYPE |  | 1901-01-01 06:00 |  | Catchment Basin, Single walled catchment basin | Automatic shutoff device At 95% full | Automatic shutoff device At 95% full |  |  | Continuous Automatic Tank Gauge |  | Containment Sump | Containment Sump | Interstitial Monitoring within Secondary Containment | SENSOR TO ATG | Continuous alarm system | Continuous alarm system |  | UST Currently In Use: 3; UST Temp Close: 0; AST Currently In Use: 0; AST Temp Closed: 0 | 3 | 0 | 1 | 10994-073-004184 | CITY OF BIRMINGHAM
6871 | Currently in Use |  | 1985-05-01 06:00 |  | Petroleum | Unleaded gasoline | Unleaded gasoline | Bulk facility, Local Government | Fiberglass reinforced plastic, Single Wall | Single Wall |  |  | Double Wall, Fiberglass reinforced plastic, OLD-TYPE |  | 1901-01-01 06:00 |  | Catchment Basin, Single walled catchment basin | Automatic shutoff device At 95% full | Automatic shutoff device At 95% full |  |  | Continuous Automatic Tank Gauge |  |  |  |  | SENSOR TO ATG | Continuous alarm system | Continuous alarm system |  | UST Currently In Use: 3; UST Temp Close: 0; AST Currently In Use: 0; AST Temp Closed: 0 | 3 | 0 | 1 | 10994-073-004184 | CITY OF BIRMINGHAM
6872 | Permanently Closed | 1993-08-31 06:00 | 1982-09-02 06:00 | 1993-08-31 06:00 | Petroleum | On road diesel | On road diesel | Local Government, Retail | Steel | Steel |  | Painted or None | Steel |  | 1901-01-01 06:00 | [15 empty] | UST Currently In Use: 3; UST Temp Close: 0; AST Currently In Use: 0; AST Temp Closed: 0 | 3 | 0 | 1 | 10994-073-004184 | CITY OF BIRMINGHAM
6873 | Permanently Closed | 1988-12-01 06:00 | 1958-01-01 06:00 | 1990-11-19 06:00 | Petroleum | Unleaded gasoline | Unleaded gasoline | Local government | Steel | Steel |  |  |  |  | 1901-01-01 06:00 | [15 empty] | UST Currently In Use: 1; UST Temp Close: 1; AST Currently In Use: 0; AST Temp Closed: 0 | 1 | 1 | 1 | 10994-073-004185 | CITY OF BIRMINGHAM
6874 | Permanently Closed | 1901-01-01 06:00 | 1968-01-01 06:00 | 1988-01-18 06:00 | Petroleum | Unleaded gasoline | Unleaded gasoline | Local government | Steel | Steel |  |  |  |  | 1901-01-01 06:00 | [15 empty] | UST Currently In Use: 0; UST Temp Close: 0; AST Currently In Use: 0; AST Temp Closed: 0 | 0 | 0 | 4 | 10994-073-008831 | CITY OF BIRMINGHAM
6875 | Permanently Closed | 1901-01-01 06:00 | 1968-01-01 06:00 | 1988-01-18 06:00 | Petroleum | Unleaded gasoline | Unleaded gasoline | Local government | Steel | Steel |  |  |  |  | 1901-01-01 06:00 | [15 empty] | UST Currently In Use: 0; UST Temp Close: 0; AST Currently In Use: 0; AST Temp Closed: 0 | 0 | 0 | 4 | 10994-073-008831 | CITY OF BIRMINGHAM
6876 | Permanently Closed | 1901-01-01 06:00 | 1968-01-01 06:00 | 1988-01-18 06:00 | Petroleum | Unleaded gasoline | Unleaded gasoline | Local government | Steel | Steel |  |  |  |  | 1901-01-01 06:00 | [15 empty] | UST Currently In Use: 0; UST Temp Close: 0; AST Currently In Use: 0; AST Temp Closed: 0 | 0 | 0 | 4 | 10994-073-008831 | CITY OF BIRMINGHAM
6877 | Permanently Closed | 1986-03-01 06:00 | 1968-01-01 06:00 | 1988-01-18 06:00 | Petroleum | Unleaded gasoline | Unleaded gasoline | Local government | Steel | Steel |  |  |  |  | 1901-01-01 06:00 | [15 empty] | UST Currently In Use: 0; UST Temp Close: 0; AST Currently In Use: 0; AST Temp Closed: 0 | 0 | 0 | 4 | 10994-073-008831 | CITY OF BIRMINGHAM
6878 | Permanently Closed | 2012-08-01 06:00 | 1988-11-07 06:00 |  | Petroleum | On road diesel | On road diesel | Emergency Power Generator, Local Government | Fiberglass reinforced plastic | Fiberglass reinforced plastic |  |  | Fiberglass reinforced plastic, Steel |  | 1901-01-01 06:00 |  | Catchment Basin, Single walled catchment basin | Automatic shutoff device At 95% full, Flow Rest 90% Full | Flow Rest 90% Full |  |  | Manual Tank Gauging (only tanks 1000 gal. or less and 48” or 64” in diameter) | [8 empty] | UST Currently In Use: 0; UST Temp Close: 0; AST Currently In Use: 0; AST Temp Closed: 0 | 0 | 0 | 1 | 10994-073-009506 | CITY OF BIRMINGHAM
6879 | Permanently Closed | 2002-09-12 06:00 | 1990-03-16 06:00 | 2003-08-18 06:00 | Petroleum | Unleaded gasoline | Unleaded gasoline | Local government | Fiberglass reinforced plastic | Fiberglass reinforced plastic |  |  | Fiberglass reinforced plastic |  | 1901-01-01 06:00 |  | Catchment Basin, Single walled catchment basin | Automatic shutoff device At 95% full | Automatic shutoff device At 95% full |  |  | Automatic Tank Gauge | [8 empty] | UST Currently In Use: 0; UST Temp Close: 0; AST Currently In Use: 0; AST Temp Closed: 0 | 0 | 0 | 1 | 10994-073-015154 | CITY OF BIRMINGHAM
6880 | Permanently Closed | 1991-11-26 06:00 | 1975-01-01 06:00 | 1991-11-26 06:00 | Petroleum | Unleaded gasoline | Unleaded gasoline | Local government | Steel | Steel |  | Painted or None | Steel |  | 1901-01-01 06:00 | [15 empty] | UST Currently In Use: 0; UST Temp Close: 0; AST Currently In Use: 0; AST Temp Closed: 0 | 0 | 0 | 3 | 10995-053-003163 | CITY OF BREWTON
6881 | Permanently Closed | 1991-11-26 06:00 | 1975-01-01 06:00 | 1991-11-26 06:00 | Petroleum | On road diesel | On road diesel | Local government | Steel | Steel |  | Painted or None | Steel |  | 1901-01-01 06:00 | [15 empty] | UST Currently In Use: 0; UST Temp Close: 0; AST Currently In Use: 0; AST Temp Closed: 0 | 0 | 0 | 3 | 10995-053-003163 | CITY OF BREWTON
6882 | Permanently Closed | 1991-11-26 06:00 | 1975-01-01 06:00 | 1991-11-26 06:00 | Petroleum | Unleaded gasoline | Unleaded gasoline | Local government | Steel | Steel |  | Painted or None | Steel |  | 1901-01-01 06:00 | [15 empty] | UST Currently In Use: 0; UST Temp Close: 0; AST Currently In Use: 0; AST Temp Closed: 0 | 0 | 0 | 3 | 10995-053-003163 | CITY OF BREWTON
6883 | Permanently Closed | 1991-12-10 06:00 | 1968-01-01 06:00 | 1991-12-10 06:00 | Petroleum | Unleaded gasoline | Unleaded gasoline | Local government | Steel | Steel |  | Painted or None | Steel |  | 1901-01-01 06:00 | [15 empty] | UST Currently In Use: 0; UST Temp Close: 0; AST Currently In Use: 0; AST Temp Closed: 0 | 0 | 0 | 2 | 10995-053-003164 | CITY OF BREWTON
6884 | Permanently Closed | 1991-12-10 06:00 | 1968-01-01 06:00 | 1991-12-10 06:00 | Petroleum | Unleaded gasoline | Unleaded gasoline | Local government | Steel | Steel |  | Painted or None | Steel |  | 1901-01-01 06:00 | [15 empty] | UST Currently In Use: 0; UST Temp Close: 0; AST Currently In Use: 0; AST Temp Closed: 0 | 0 | 0 | 2 | 10995-053-003164 | CITY OF BREWTON
6885 | Permanently Closed | 2007-08-01 06:00 | 1976-01-01 06:00 | 2007-08-01 06:00 | Petroleum | Unleaded gasoline | Unleaded gasoline | Local government | Steel | Steel | Coated & cathodic protection (sti-P3) |  | Steel |  | 1901-01-01 06:00 | [15 empty] | UST Currently In Use: 0; UST Temp Close: 0; AST Currently In Use: 0; AST Temp Closed: 0 | 0 | 0 | 1 | 10996-127-001827 | CITY OF CARBON HILL
6886 | Permanently Closed | 1990-06-10 06:00 | 1982-01-01 06:00 | 1990-06-10 06:00 | Petroleum | Unleaded gasoline | Unleaded gasoline | Local government | Steel | Steel |  | Painted or None | Steel |  | 1901-01-01 06:00 | [15 empty] | UST Currently In Use: 0; UST Temp Close: 0; AST Currently In Use: 0; AST Temp Closed: 0 | 0 | 0 | 1 | 10997-097-002688 | CITY OF CHICKASAW HOUSING AUTHORITY
6887 | Permanently Closed | 1993-10-20 06:00 | 1976-01-01 06:00 | 1993-10-20 06:00 | Petroleum | Unleaded gasoline | Unleaded gasoline | Local government | Steel | Steel |  | Painted or None | Steel |  | 1901-01-01 06:00 | [15 empty] | UST Currently In Use: 0; UST Temp Close: 0; AST Currently In Use: 0; AST Temp Closed: 0 | 0 | 0 | 2 | 10998-117-009137 | CITY OF COLUMBIANA
6888 | Permanently Closed | 1993-10-20 06:00 | 1976-01-01 06:00 | 1993-10-20 06:00 | Petroleum | Unleaded gasoline | Unleaded gasoline | Local government | Steel | Steel |  | Painted or None | Steel |  | 1901-01-01 06:00 | [15 empty] | UST Currently In Use: 0; UST Temp Close: 0; AST Currently In Use: 0; AST Temp Closed: 0 | 0 | 0 | 2 | 10998-117-009137 | CITY OF COLUMBIANA
6889 | Permanently Closed | 1992-11-12 06:00 | 1964-01-01 06:00 | 1998-11-12 06:00 | Petroleum | On road diesel | On road diesel | Local government | Steel | Steel |  | Painted or None | Steel |  | 1901-01-01 06:00 | [15 empty] | UST Currently In Use: 0; UST Temp Close: 0; AST Currently In Use: 0; AST Temp Closed: 0 | 0 | 0 | 5 | 10999-043-001441 | CITY OF CULLMAN/DIR OF PUBLIC WORKS
6890 | Permanently Closed | 1992-11-12 06:00 | 1966-01-01 06:00 | 1998-11-12 06:00 | Petroleum | On road diesel | On road diesel | Local government | Steel | Steel |  | Painted or None | Steel |  | 1901-01-01 06:00 | [15 empty] | UST Currently In Use: 0; UST Temp Close: 0; AST Currently In Use: 0; AST Temp Closed: 0 | 0 | 0 | 5 | 10999-043-001441 | CITY OF CULLMAN/DIR OF PUBLIC WORKS
6891 | Permanently Closed | 1992-11-12 06:00 | 1974-01-01 06:00 | 1998-11-12 06:00 | Petroleum | Unleaded gasoline | Unleaded gasoline | Local government | Steel | Steel |  | Painted or None | Steel |  | 1901-01-01 06:00 | [15 empty] | UST Currently In Use: 0; UST Temp Close: 0; AST Currently In Use: 0; AST Temp Closed: 0 | 0 | 0 | 5 | 10999-043-001441 | CITY OF CULLMAN/DIR OF PUBLIC WORKS
6892 | Permanently Closed | 1996-12-09 06:00 | 1959-01-01 06:00 | 1998-12-09 06:00 | Petroleum | Unleaded gasoline | Unleaded gasoline | Local government | Steel | Steel |  | Painted or None | Steel |  | 1901-01-01 06:00 | [15 empty] | UST Currently In Use: 0; UST Temp Close: 0; AST Currently In Use: 0; AST Temp Closed: 0 | 0 | 0 | 5 | 10999-043-001441 | CITY OF CULLMAN/DIR OF PUBLIC WORKS
6893 | Permanently Closed | 1996-12-10 06:00 | 1978-01-01 06:00 | 1998-12-10 06:00 | Petroleum | On road diesel | On road diesel | Local government | Steel | Steel |  | Painted or None | Steel |  | 1901-01-01 06:00 | [15 empty] | UST Currently In Use: 0; UST Temp Close: 0; AST Currently In Use: 0; AST Temp Closed: 0 | 0 | 0 | 5 | 10999-043-001441 | CITY OF CULLMAN/DIR OF PUBLIC WORKS
6894 | Temporary Closed | 2014-03-31 06:00 | 1981-01-01 06:00 |  | Petroleum | Premium gasoline | Premium gasoline | Bulk facility, Local Government | Steel | Steel | Coated & cathodic protection (sti-P3) |  | Fiberglass reinforced plastic |  | 1901-01-01 06:00 |  | Catchment Basin, Single walled catchment basin | Flow Rest 90% Full | Flow Rest 90% Full |  |  | Statistical Inventory Reconciliation (SIR) | [8 empty] | UST Currently In Use: 0; UST Temp Close: 2; AST Currently In Use: 0; AST Temp Closed: 0 | 0 | 2 | 0 | 11000-045-006709 | CITY OF DALEVILLE
6895 | Temporary Closed | 2014-03-31 06:00 | 1981-01-01 06:00 |  | Petroleum | On road diesel | On road diesel | Bulk facility, Local Government | Steel | Steel | Coated & cathodic protection (sti-P3) |  | Fiberglass reinforced plastic |  | 1901-01-01 06:00 |  | Catchment Basin, Single walled catchment basin | Flow Rest 90% Full | Flow Rest 90% Full |  |  | Statistical Inventory Reconciliation (SIR) | [8 empty] | UST Currently In Use: 0; UST Temp Close: 2; AST Currently In Use: 0; AST Temp Closed: 0 | 0 | 2 | 0 | 11000-045-006709 | CITY OF DALEVILLE
6896 | Permanently Closed | 1996-05-29 06:00 | 1969-01-01 06:00 | 1996-05-29 06:00 | Petroleum | Unleaded gasoline | Unleaded gasoline | Local government | Steel | Steel |  |  | Steel |  | 1901-01-01 06:00 | [15 empty] | UST Currently In Use: 0; UST Temp Close: 0; AST Currently In Use: 1; AST Temp Closed: 0 | 0 | 0 | 2 | 11001-103-008802 | CITY OF DECATUR
6897 | Permanently Closed | 1996-05-26 06:00 | 1970-01-01 06:00 | 1996-05-29 06:00 | Petroleum | Unleaded gasoline | Unleaded gasoline | Local government | Steel | Steel |  |  | Steel |  | 1901-01-01 06:00 | [15 empty] | UST Currently In Use: 0; UST Temp Close: 0; AST Currently In Use: 1; AST Temp Closed: 0 | 0 | 0 | 2 | 11001-103-008802 | CITY OF DECATUR
6898 | Permanently Closed | 1991-11-09 06:00 | 1969-01-01 06:00 | 1991-11-09 06:00 | Petroleum | Unleaded gasoline | Unleaded gasoline | Local government | Steel | Steel |  | Painted or None | Steel |  | 1901-01-01 06:00 | [15 empty] | UST Currently In Use: 1; UST Temp Close: 0; AST Currently In Use: 0; AST Temp Closed: 0 | 1 | 0 | 1 | 11003-103-001925
6899 | Permanently Closed | 1994-10-03 06:00 | 1966-01-01 06:00 | 1996-10-03 06:00 | Petroleum | On road diesel | On road diesel | Local government | Steel | Steel |  | Painted or None | Steel |  | 1901-01-01 06:00 | [12 empty] | Annual line testing | Annual line testing |  | UST Currently In Use: 2; UST Temp Close: 0; AST Currently In Use: 1; AST Temp Closed: 0 | 2 | 0 | 4 | 11003-103-002488 | Erin Mowery
6900 | Permanently Closed | 1994-10-03 06:00 | 1966-01-01 06:00 | 1996-10-03 06:00 | Petroleum | Unleaded gasoline | Unleaded gasoline | Local government | Steel | Steel |  | Painted or None | Steel |  | 1901-01-01 06:00 | [12 empty] | Annual line testing | Annual line testing |  | UST Currently In Use: 2; UST Temp Close: 0; AST Currently In Use: 1; AST Temp Closed: 0 | 2 | 0 | 4 | 11003-103-002488 | Erin Mowery
6901 | Permanently Closed | 1994-10-03 06:00 | 1966-01-01 06:00 | 1996-10-03 06:00 | Petroleum | Unleaded gasoline | Unleaded gasoline | Local government | Steel | Steel |  | Painted or None | Steel |  | 1901-01-01 06:00 | [12 empty] | Annual line testing | Annual line testing |  | UST Currently In Use: 2; UST Temp Close: 0; AST Currently In Use: 1; AST Temp Closed: 0 | 2 | 0 | 4 | 11003-103-002488 | Erin Mowery
6902 | Permanently Closed | 1994-10-03 06:00 | 1982-01-01 06:00 | 1996-10-03 06:00 | Petroleum | Unleaded gasoline | Unleaded gasoline | Local government | Steel | Steel |  | Painted or None | Steel |  | 1901-01-01 06:00 | [12 empty] | Annual line testing | Annual line testing |  | UST Currently In Use: 2; UST Temp Close: 0; AST Currently In Use: 1; AST Temp Closed: 0 | 2 | 0 | 4 | 11003-103-002488 | Erin Mowery
6903 |  | 2002-04-19 06:00 | 1973-01-01 06:00 |  | Petroleum | On road diesel | On road diesel | Local government | Steel | Steel |  | Painted or None | Steel |  | 1901-01-01 06:00 | [6 empty] | Statistical Inventory Reconciliation (SIR) | [8 empty] | UST Currently In Use: 0; UST Temp Close: 0; AST Currently In Use: 0; AST Temp Closed: 0 | 0 | 0 | 2 | 19604-091-008428 | DEMOPOLIS WATER AND SEWER BOARD
6904 | Permanently Closed | 1991-01-17 06:00 | 1973-01-01 06:00 | 1991-01-17 06:00 | Petroleum | Unleaded gasoline | Unleaded gasoline | Local government | Steel | Steel |  | Painted or None | Steel |  | 1901-01-01 06:00 | [15 empty] | UST Currently In Use: 0; UST Temp Close: 0; AST Currently In Use: 0; AST Temp Closed: 0 | 0 | 0 | 2 | 19604-091-008428 | DEMOPOLIS WATER AND SEWER BOARD
6905 | Permanently Closed | 1982-03-01 06:00 | 1973-01-01 06:00 |  | Petroleum | Unleaded gasoline | Unleaded gasoline | Local government | Steel | Steel |  | Painted or None | Steel |  | 1901-01-01 06:00 | [15 empty] | UST Currently In Use: 0; UST Temp Close: 0; AST Currently In Use: 0; AST Temp Closed: 0 | 0 | 0 | 2 | 19604-091-008428 | DEMOPOLIS WATER AND SEWER BOARD
6906 | Permanently Closed | 1991-08-13 06:00 | 1975-01-01 06:00 | 1991-08-13 06:00 | Petroleum | Unleaded gasoline | Unleaded gasoline | Local government | Steel | Steel |  | Painted or None | Steel |  | 1901-01-01 06:00 | [15 empty] | UST Currently In Use: 0; UST Temp Close: 0; AST Currently In Use: 0; AST Temp Closed: 0 | 0 | 0 | 1 | 11006-091-009293 | CITY OF DEMOPOLIS
6907 | Permanently Closed | 1994-04-06 06:00 | 1983-01-01 06:00 |  | Petroleum | On road diesel | On road diesel | Local government | Steel | Steel |  | Painted or None | Steel |  | 1901-01-01 06:00 | [6 empty] | Statistical Inventory Reconciliation (SIR) | [8 empty] | UST Currently In Use: 0; UST Temp Close: 0; AST Currently In Use: 0; AST Temp Closed: 0 | 0 | 0 | 2 | 11006-091-012573 | CITY OF DEMOPOLIS
6908 | Permanently Closed | 1994-04-06 06:00 | 1980-01-01 06:00 |  | Petroleum | Unleaded gasoline | Unleaded gasoline | Local government | Steel | Steel |  | Painted or None | Steel |  | 1901-01-01 06:00 | [6 empty] | Statistical Inventory Reconciliation (SIR) | [8 empty] | UST Currently In Use: 0; UST Temp Close: 0; AST Currently In Use: 0; AST Temp Closed: 0 | 0 | 0 | 2 | 11006-091-012573 | CITY OF DEMOPOLIS
6909 | Permanently Closed | 1994-04-06 06:00 | 1981-01-01 06:00 |  | Petroleum | Unleaded gasoline | Unleaded gasoline | Local government | Steel | Steel |  | Painted or None | Steel |  | 1901-01-01 06:00 | [6 empty] | Statistical Inventory Reconciliation (SIR) | [8 empty] | UST Currently In Use: 0; UST Temp Close: 0; AST Currently In Use: 0; AST Temp Closed: 0 | 0 | 0 | 1 | 11006-091-012574 | CITY OF DEMOPOLIS
6910 | Permanently Closed | 1994-04-06 06:00 | 1976-01-01 06:00 |  | Petroleum | Unleaded gasoline | Unleaded gasoline | Local government | Steel | Steel |  | Painted or None | Steel |  | 1901-01-01 06:00 | [6 empty] | Statistical Inventory Reconciliation (SIR) | [8 empty] | UST Currently In Use: 0; UST Temp Close: 0; AST Currently In Use: 0; AST Temp Closed: 0 | 0 | 0 | 1 | 11006-091-012576 | CITY OF DEMOPOLIS
6911 | Currently in Use |  | 1980-01-01 06:00 |  | Petroleum | Aviation fuel (JP-4; etc.) | Aviation fuel (JP-4; etc.) | Local Government, Retail | Steel | Steel | Field installed cathodic protection |  | Steel |  |  | Field installed cathodic protection | Catchment Basin, Single walled catchment basin | Automatic shutoff device At 95% full | Automatic shutoff device At 95% full |  |  | Statistical Inventory Reconciliation (SIR) |  | Automatic flow restrictor (MLLD) | Automatic flow restrictor (MLLD) |  |  | Annual line testing, Statistical inventory reconciliation (SIR) | Statistical inventory reconciliation (SIR) |  | UST Currently In Use: 1; UST Temp Close: 0; AST Currently In Use: 0; AST Temp Closed: 0 | 1 | 0 | 0 | 11006-091-013305 | CITY OF DEMOPOLIS
6912 | Retired | 1979-01-01 06:00 | 1968-01-01 06:00 |  | Petroleum | Other, EMPTY | Other | Local government | [6 empty] | 1901-01-01 06:00 | [15 empty] | UST Currently In Use: 1; UST Temp Close: 0; AST Currently In Use: 0; AST Temp Closed: 0 | 1 | 0 | 0 | 11006-091-013305 | CITY OF DEMOPOLIS
6913 | Retired | 1979-01-01 06:00 | 1968-01-01 06:00 |  | Petroleum | Other, EMPTY | Other | Local government | [6 empty] | 1901-01-01 06:00 | [15 empty] | UST Currently In Use: 1; UST Temp Close: 0; AST Currently In Use: 0; AST Temp Closed: 0 | 1 | 0 | 0 | 11006-091-013305 | CITY OF DEMOPOLIS
6914 | Permanently Closed | 1992-03-01 06:00 | 1968-01-01 06:00 | 2000-05-17 06:00 | Petroleum | Unleaded gasoline | Unleaded gasoline | Local government | Steel | Steel |  | Painted or None | Steel |  | 1901-01-01 06:00 | [15 empty] | UST Currently In Use: 0; UST Temp Close: 0; AST Currently In Use: 1; AST Temp Closed: 0 | 0 | 0 | 1 | 11007-127-009440 | CITY OF DORA
6915 | Permanently Closed | 1901-01-01 06:00 | 1982-01-01 06:00 | 1988-01-01 06:00 | Petroleum | Unleaded gasoline | Unleaded gasoline | Local government | Steel | Steel |  | Painted or None | Steel |  | 1901-01-01 06:00 | [15 empty] | UST Currently In Use: 0; UST Temp Close: 0; AST Currently In Use: 0; AST Temp Closed: 0 | 0 | 0 | 2 | 11008-069-002833 | CITY OF DOTHAN
6916 | Permanently Closed | 1901-01-01 06:00 | 1982-01-01 06:00 | 1988-01-01 06:00 | Petroleum | Unleaded gasoline | Unleaded gasoline | Local government | Steel | Steel |  | Painted or None | Steel |  | 1901-01-01 06:00 | [15 empty] | UST Currently In Use: 0; UST Temp Close: 0; AST Currently In Use: 0; AST Temp Closed: 0 | 0 | 0 | 2 | 11008-069-002833 | CITY OF DOTHAN
6917 | Permanently Closed | 1981-09-01 06:00 | 1947-01-01 06:00 | 1988-03-15 06:00 | Petroleum | Other, OTHER | Other | Local government | Steel | Steel |  | Painted or None | Steel |  | 1901-01-01 06:00 | [15 empty] | UST Currently In Use: 0; UST Temp Close: 0; AST Currently In Use: 2; AST Temp Closed: 0 | 0 | 0 | 1 | 11008-069-002834 | CITY OF DOTHAN
6918 | Permanently Closed | 1999-08-13 06:00 | 1979-01-01 06:00 | 1999-08-13 06:00 | Petroleum | On road diesel | On road diesel | Local government | Steel | Steel |  | Painted or None | Steel |  | 1901-01-01 06:00 | [15 empty] | UST Currently In Use: 0; UST Temp Close: 0; AST Currently In Use: 0; AST Temp Closed: 0 | 0 | 0 | 1 | 11008-069-002835 | CITY OF DOTHAN
6919 | Permanently Closed | 1980-06-01 06:00 | 1947-01-01 06:00 | 1988-01-01 06:00 | Petroleum | Other, OTHER | Other | Local government | Steel | Steel |  | Painted or None | Steel |  | 1901-01-01 06:00 | [15 empty] | UST Currently In Use: 0; UST Temp Close: 0; AST Currently In Use: 0; AST Temp Closed: 0 | 0 | 0 | 2 | 11008-069-002836 | CITY OF DOTHAN
6920 | Permanently Closed | 1980-06-01 06:00 | 1979-01-01 06:00 | 1988-01-01 06:00 | Petroleum | Other, OTHER | Other | Local government | Steel | Steel |  | Painted or None | Steel |  | 1901-01-01 06:00 | [15 empty] | UST Currently In Use: 0; UST Temp Close: 0; AST Currently In Use: 0; AST Temp Closed: 0 | 0 | 0 | 2 | 11008-069-002836 | CITY OF DOTHAN
6921 | Permanently Closed | 1993-04-30 06:00 | 1978-01-01 06:00 | 1993-12-30 06:00 | Petroleum | Unleaded gasoline | Unleaded gasoline | Local government | Steel | Steel |  | Painted or None | Steel |  | 1901-01-01 06:00 | [12 empty] | Annual line testing | Annual line testing |  | UST Currently In Use: 0; UST Temp Close: 0; AST Currently In Use: 2; AST Temp Closed: 0 | 0 | 0 | 3 | 11008-069-002837 | CITY OF DOTHAN
6922 | Permanently Closed | 1993-04-30 06:00 | 1978-01-01 06:00 | 1993-12-30 06:00 | Petroleum | Unleaded gasoline | Unleaded gasoline | Local government | Steel | Steel |  | Painted or None | Steel |  | 1901-01-01 06:00 | [12 empty] | Annual line testing | Annual line testing |  | UST Currently In Use: 0; UST Temp Close: 0; AST Currently In Use: 2; AST Temp Closed: 0 | 0 | 0 | 3 | 11008-069-002837 | CITY OF DOTHAN
6923 | Permanently Closed | 1993-04-30 06:00 | 1978-01-01 06:00 | 1993-12-30 06:00 | Petroleum | On road diesel | On road diesel | Local government | Steel | Steel |  | Painted or None | Steel |  | 1901-01-01 06:00 | [12 empty] | Annual line testing | Annual line testing |  | UST Currently In Use: 0; UST Temp Close: 0; AST Currently In Use: 2; AST Temp Closed: 0 | 0 | 0 | 3 | 11008-069-002837 | CITY OF DOTHAN
6924 | Retired | 1982-01-01 06:00 | 1954-01-01 06:00 |  | Petroleum | Other, ASPHALT | Other | Local government | Steel | Steel |  | Painted or None | Other, NO PIPING |  | 1901-01-01 06:00 | [15 empty] | UST Currently In Use: 0; UST Temp Close: 0; AST Currently In Use: 2; AST Temp Closed: 0 | 0 | 0 | 3 | 11008-069-002837 | CITY OF DOTHAN
6925 | Retired | 1982-01-01 06:00 | 1956-01-01 06:00 |  | Petroleum | Other, ASPHALT | Other | Local government | Steel | Steel |  | Painted or None | Other, NO PIPING |  | 1901-01-01 06:00 | [15 empty] | UST Currently In Use: 0; UST Temp Close: 0; AST Currently In Use: 2; AST Temp Closed: 0 | 0 | 0 | 3 | 11008-069-002837 | CITY OF DOTHAN
6926 | Permanently Closed | 2010-03-09 06:00 | 1980-01-01 06:00 | 2011-08-23 06:00 | Petroleum | On road diesel | On road diesel | Local government | Fiberglass reinforced plastic | Fiberglass reinforced plastic |  |  | Fiberglass reinforced plastic |  | 1901-01-01 06:00 |  | Catchment Basin, Single walled catchment basin | Automatic shutoff device At 95% full | Automatic shutoff device At 95% full |  |  | Continuous Automatic Tank Gauge | [8 empty] | UST Currently In Use: 0; UST Temp Close: 0; AST Currently In Use: 0; AST Temp Closed: 0 | 0 | 0 | 3 | 11008-069-002838 | CITY OF DOTHAN
6927 | Permanently Closed | 2011-08-24 06:00 | 1980-01-01 06:00 | 2011-08-23 06:00 | Petroleum | On road diesel | On road diesel | Emergency Power Generator, Local Government | Fiberglass reinforced plastic | Fiberglass reinforced plastic |  |  | Fiberglass reinforced plastic |  | 1901-01-01 06:00 |  | Catchment Basin, Single walled catchment basin | Automatic shutoff device At 95% full | Automatic shutoff device At 95% full | [11 empty] | UST Currently In Use: 0; UST Temp Close: 0; AST Currently In Use: 0; AST Temp Closed: 0 | 0 | 0 | 3 | 11008-069-002838 | CITY OF DOTHAN
6928 | Permanently Closed | 2010-03-09 06:00 | 1980-01-01 06:00 | 2011-08-24 06:00 | Petroleum | Unleaded gasoline | Unleaded gasoline | Local government | Fiberglass reinforced plastic | Fiberglass reinforced plastic |  |  | Fiberglass reinforced plastic |  | 1901-01-01 06:00 |  | Catchment Basin, Single walled catchment basin | Automatic shutoff device At 95% full | Automatic shutoff device At 95% full |  |  | Continuous Automatic Tank Gauge | [8 empty] | UST Currently In Use: 0; UST Temp Close: 0; AST Currently In Use: 0; AST Temp Closed: 0 | 0 | 0 | 3 | 11008-069-002838 | CITY OF DOTHAN
6929 | Temporary Closed | 2018-10-04 06:00 | 1987-01-01 06:00 |  | Petroleum | Unleaded gasoline | Unleaded gasoline | Local Government, Retail | Steel | Steel | Coated & cathodic protection (sti-P3) |  | Fiberglass reinforced plastic |  |  |  | Catchment Basin, Single walled catchment basin | Automatic shutoff device At 95% full | Automatic shutoff device At 95% full |  |  | Automatic Tank Gauge |  | Automatic flow restrictor (MLLD) | Automatic flow restrictor (MLLD) | Interstitial Monitoring within Secondary Containment |  |  |  |  | UST Currently In Use: 2; UST Temp Close: 1; AST Currently In Use: 0; AST Temp Closed: 0 | 2 | 1 | 0 | 11008-069-012665 | CITY OF DOTHAN
6930 | Currently in Use |  | 1987-01-01 06:00 |  | Petroleum | Unleaded gasoline | Unleaded gasoline | Local Government, Retail | Steel | Steel | Coated & cathodic protection (sti-P3) |  | Fiberglass reinforced plastic |  |  |  | Catchment Basin, Single walled catchment basin | Automatic shutoff device At 95% full | Automatic shutoff device At 95% full |  |  | Automatic Tank Gauge |  | Automatic flow restrictor (MLLD) | Automatic flow restrictor (MLLD) | Interstitial Monitoring within Secondary Containment |  |  |  |  | UST Currently In Use: 2; UST Temp Close: 1; AST Currently In Use: 0; AST Temp Closed: 0 | 2 | 1 | 0 | 11008-069-012665 | CITY OF DOTHAN
6931 | Currently in Use |  | 1987-01-01 06:00 |  | Petroleum | On road diesel | On road diesel | Local Government, Retail | Steel | Steel | Coated & cathodic protection (sti-P3) |  | Fiberglass reinforced plastic |  |  |  | Catchment Basin, Single walled catchment basin | Automatic shutoff device At 95% full | Automatic shutoff device At 95% full |  |  | Automatic Tank Gauge |  | Automatic flow restrictor (MLLD) | Automatic flow restrictor (MLLD) | Interstitial Monitoring within Secondary Containment |  |  |  |  | UST Currently In Use: 2; UST Temp Close: 1; AST Currently In Use: 0; AST Temp Closed: 0 | 2 | 1 | 0 | 11008-069-012665 | CITY OF DOTHAN
6932 | Permanently Closed | 1993-09-01 06:00 | 1974-01-01 06:00 | 1993-11-19 06:00 | Petroleum | Unleaded gasoline | Unleaded gasoline | Local government | Steel | Steel |  | Painted or None | Steel |  | 1901-01-01 06:00 | [15 empty] | UST Currently In Use: 0; UST Temp Close: 0; AST Currently In Use: 0; AST Temp Closed: 0 | 0 | 0 | 1 | 11009-031-003331 | CITY OF ENTERPRISE
6933 | Permanently Closed | 1901-01-01 06:00 | 1972-01-01 06:00 | 1990-01-01 06:00 | Petroleum | Unleaded gasoline | Unleaded gasoline | Local government | Steel | Steel |  | Painted or None | Steel |  | 1901-01-01 06:00 | [15 empty] | UST Currently In Use: 0; UST Temp Close: 0; AST Currently In Use: 0; AST Temp Closed: 0 | 0 | 0 | 1 | 11009-031-003332 | CITY OF ENTERPRISE
6934 | Permanently Closed | 1993-09-01 06:00 | 1977-01-01 06:00 | 1993-11-16 06:00 | Petroleum | Unleaded gasoline | Unleaded gasoline | Local Government, Retail | Steel | Steel |  |  | Steel |  | 1901-01-01 06:00 | [15 empty] | UST Currently In Use: 0; UST Temp Close: 0; AST Currently In Use: 0; AST Temp Closed: 0 | 0 | 0 | 4 | 11009-031-003333 | CITY OF ENTERPRISE
6935 | Permanently Closed | 1993-09-01 06:00 | 1966-01-01 06:00 | 1993-11-16 06:00 | Petroleum | On road diesel | On road diesel | Local Government, Retail | Steel | Steel |  |  | Steel |  | 1901-01-01 06:00 | [15 empty] | UST Currently In Use: 0; UST Temp Close: 0; AST Currently In Use: 0; AST Temp Closed: 0 | 0 | 0 | 4 | 11009-031-003333 | CITY OF ENTERPRISE
6936 | Permanently Closed | 1993-09-01 06:00 | 1966-01-01 06:00 | 1993-11-16 06:00 | Petroleum | On road diesel | On road diesel | Local Government, Retail | Steel | Steel |  |  | Steel |  | 1901-01-01 06:00 | [15 empty] | UST Currently In Use: 0; UST Temp Close: 0; AST Currently In Use: 0; AST Temp Closed: 0 | 0 | 0 | 4 | 11009-031-003333 | CITY OF ENTERPRISE
6937 | Permanently Closed | 1993-09-01 06:00 | 1966-01-01 06:00 | 1993-11-16 06:00 | Petroleum | Used oil | Used oil | Local Government, Retail | Steel | Steel |  |  | Steel |  | 1901-01-01 06:00 | [15 empty] | UST Currently In Use: 0; UST Temp Close: 0; AST Currently In Use: 0; AST Temp Closed: 0 | 0 | 0 | 4 | 11009-031-003333 | CITY OF ENTERPRISE
6938 | Permanently Closed | 1989-10-31 06:00 | 1978-01-01 06:00 | 1989-11-01 06:00 | Petroleum | Unleaded gasoline | Unleaded gasoline | Local government | Fiberglass reinforced plastic | Fiberglass reinforced plastic |  |  | Steel |  | 1901-01-01 06:00 | [15 empty] | UST Currently In Use: 0; UST Temp Close: 0; AST Currently In Use: 0; AST Temp Closed: 0 | 0 | 0 | 3 | 11009-031-012227 | CITY OF ENTERPRISE
6939 | Permanently Closed | 1985-06-01 06:00 | 1968-01-01 06:00 | 1990-06-01 06:00 | Petroleum | Unleaded gasoline | Unleaded gasoline | Local government | Steel | Steel |  | Painted or None | Steel |  | 1901-01-01 06:00 | [15 empty] | UST Currently In Use: 0; UST Temp Close: 0; AST Currently In Use: 0; AST Temp Closed: 0 | 0 | 0 | 3 | 11009-031-012227 | CITY OF ENTERPRISE
6940 | Permanently Closed | 1986-03-01 06:00 | 1968-01-01 06:00 | 1990-06-01 06:00 | Petroleum | Unleaded gasoline | Unleaded gasoline | Local government | Steel | Steel |  | Painted or None | Steel |  | 1901-01-01 06:00 | [15 empty] | UST Currently In Use: 0; UST Temp Close: 0; AST Currently In Use: 0; AST Temp Closed: 0 | 0 | 0 | 3 | 11009-031-012227 | CITY OF ENTERPRISE
6941 | Permanently Closed | 1901-01-01 06:00 | 1974-01-01 06:00 | 1990-11-23 06:00 | Petroleum | Unleaded gasoline | Unleaded gasoline | Local government | Steel | Steel |  | Painted or None | Steel |  | 1901-01-01 06:00 | [15 empty] | UST Currently In Use: 0; UST Temp Close: 0; AST Currently In Use: 0; AST Temp Closed: 0 | 0 | 0 | 4 | 11012-005-003378 | CITY OF EUFAULA
6942 | Permanently Closed | 1901-01-01 06:00 | 1974-01-01 06:00 | 1990-11-23 06:00 | Petroleum | Unleaded gasoline | Unleaded gasoline | Local government | Steel | Steel |  | Painted or None | Steel |  | 1901-01-01 06:00 | [15 empty] | UST Currently In Use: 0; UST Temp Close: 0; AST Currently In Use: 0; AST Temp Closed: 0 | 0 | 0 | 4 | 11012-005-003378 | CITY OF EUFAULA
6943 | Permanently Closed | 1901-01-01 06:00 | 1974-01-01 06:00 | 1990-12-07 06:00 | Petroleum | Unleaded gasoline | Unleaded gasoline | Local government | Steel | Steel |  | Painted or None | Steel |  | 1901-01-01 06:00 | [15 empty] | UST Currently In Use: 2; UST Temp Close: 0; AST Currently In Use: 0; AST Temp Closed: 0 | 2 | 0 | 3 | 11012-005-003379 | CITY OF EUFAULA
6944 | Permanently Closed | 1901-01-01 06:00 | 1974-01-01 06:00 | 1990-12-07 06:00 | Petroleum | Unleaded gasoline | Unleaded gasoline | Local government | Steel | Steel |  | Painted or None | Steel |  | 1901-01-01 06:00 | [15 empty] | UST Currently In Use: 2; UST Temp Close: 0; AST Currently In Use: 0; AST Temp Closed: 0 | 2 | 0 | 3 | 11012-005-003379 | CITY OF EUFAULA
6945 | Permanently Closed | 1901-01-01 06:00 | 1974-01-01 06:00 | 1990-12-07 06:00 | Petroleum | On road diesel | On road diesel | Local government | Steel | Steel |  | Painted or None | Steel |  | 1901-01-01 06:00 | [15 empty] | UST Currently In Use: 2; UST Temp Close: 0; AST Currently In Use: 0; AST Temp Closed: 0 | 2 | 0 | 3 | 11012-005-003379 | CITY OF EUFAULA
6946 | Retired | 1983-12-01 06:00 | 1974-01-01 06:00 |  | Petroleum | Kerosene | Kerosene | Local government | Steel | Steel |  | Painted or None | Steel |  | 1901-01-01 06:00 | [15 empty] | UST Currently In Use: 0; UST Temp Close: 0; AST Currently In Use: 0; AST Temp Closed: 0 | 0 | 0 | 0 | 11013-063-001403 | CITY OF EUTAW
6947 | Retired | 1983-12-01 06:00 | 1974-01-01 06:00 |  | Petroleum | Kerosene | Kerosene | Local government | Steel | Steel |  | Painted or None | Steel |  | 1901-01-01 06:00 | [15 empty] | UST Currently In Use: 0; UST Temp Close: 0; AST Currently In Use: 0; AST Temp Closed: 0 | 0 | 0 | 0 | 11013-063-001403 | CITY OF EUTAW
6948 | Permanently Closed | 1996-01-12 06:00 | 1980-01-01 06:00 | 1999-01-12 06:00 | Petroleum | Unleaded gasoline | Unleaded gasoline | Local government | Steel | Steel |  | Painted or None | Steel |  | 1901-01-01 06:00 | [15 empty] | UST Currently In Use: 0; UST Temp Close: 0; AST Currently In Use: 0; AST Temp Closed: 0 | 0 | 0 | 2 | 11013-063-001404 | CITY OF EUTAW
6949 | Permanently Closed | 1996-01-12 06:00 | 1980-01-01 06:00 | 1999-01-12 06:00 | Petroleum | Unleaded gasoline | Unleaded gasoline | Local government | Steel | Steel |  | Painted or None | Steel |  | 1901-01-01 06:00 | [15 empty] | UST Currently In Use: 0; UST Temp Close: 0; AST Currently In Use: 0; AST Temp Closed: 0 | 0 | 0 | 2 | 11013-063-001404 | CITY OF EUTAW
6950 | Retired | 1982-01-01 06:00 | 1969-01-01 06:00 |  | Petroleum | Other, OTHER | Other | Local government | Steel | Steel |  | Painted or None | Steel |  | 1901-01-01 06:00 | [15 empty] | UST Currently In Use: 0; UST Temp Close: 0; AST Currently In Use: 0; AST Temp Closed: 0 | 0 | 0 | 2 | 11013-063-001404 | CITY OF EUTAW
6951 | Permanently Closed | 1988-01-13 06:00 | 1977-01-01 06:00 | 1994-01-01 06:00 | Petroleum | On road diesel | On road diesel | Local government | Steel | Steel |  | Painted or None | Steel |  | 1901-01-01 06:00 | [15 empty] | UST Currently In Use: 0; UST Temp Close: 0; AST Currently In Use: 0; AST Temp Closed: 0 | 0 | 0 | 1 | 11013-063-001405 | CITY OF EUTAW
6952 | Retired | 1982-01-01 06:00 | 1968-01-01 06:00 |  | Petroleum | Other, OTHER | Other | Local government | Steel | Steel |  | Painted or None | Steel |  | 1901-01-01 06:00 | [15 empty] | UST Currently In Use: 0; UST Temp Close: 0; AST Currently In Use: 0; AST Temp Closed: 0 | 0 | 0 | 1 | 11013-063-001405 | CITY OF EUTAW
6953 | Permanently Closed | 1990-12-18 06:00 | 1966-01-01 06:00 | 1990-12-18 06:00 | Petroleum | Unleaded gasoline | Unleaded gasoline | Local government | Steel | Steel | Interior lined (not allowed as a standalone method of corrosion protection) | Painted or None | Steel |  | 1901-01-01 06:00 | [15 empty] | UST Currently In Use: 0; UST Temp Close: 0; AST Currently In Use: 0; AST Temp Closed: 0 | 0 | 0 | 3 | 11014-035-003318 | CITY OF EVERGREEN
6954 | Permanently Closed | 1990-12-18 06:00 | 1966-01-01 06:00 | 1990-12-18 06:00 | Petroleum | On road diesel | On road diesel | Local government | Steel | Steel | Interior lined (not allowed as a standalone method of corrosion protection) | Painted or None | Steel |  | 1901-01-01 06:00 | [15 empty] | UST Currently In Use: 0; UST Temp Close: 0; AST Currently In Use: 0; AST Temp Closed: 0 | 0 | 0 | 3 | 11014-035-003318 | CITY OF EVERGREEN
6955 | Permanently Closed | 1990-12-18 06:00 | 1966-01-01 06:00 | 1990-12-18 06:00 | Petroleum | Unleaded gasoline | Unleaded gasoline | Local government | Steel | Steel | Interior lined (not allowed as a standalone method of corrosion protection) | Painted or None | Steel |  | 1901-01-01 06:00 | [15 empty] | UST Currently In Use: 0; UST Temp Close: 0; AST Currently In Use: 0; AST Temp Closed: 0 | 0 | 0 | 3 | 11014-035-003318 | CITY OF EVERGREEN
6956 | Permanently Closed | 1997-09-01 06:00 | 1978-01-01 06:00 | 1997-09-03 06:00 | Petroleum | Unleaded gasoline | Unleaded gasoline | Local government | Steel | Steel |  | Painted or None | Steel |  | 1901-01-01 06:00 | [15 empty] | UST Currently In Use: 0; UST Temp Close: 2; AST Currently In Use: 0; AST Temp Closed: 0 | 0 | 2 | 2 | 11015-073-011937 | CITY OF FAIRFIELD/POLICE DEPT.
6957 | Permanently Closed | 1997-09-01 06:00 | 1978-01-01 06:00 | 1997-09-03 06:00 | Petroleum | Unleaded gasoline | Unleaded gasoline | Local government | Steel | Steel |  | Painted or None | Steel |  | 1901-01-01 06:00 | [15 empty] | UST Currently In Use: 0; UST Temp Close: 2; AST Currently In Use: 0; AST Temp Closed: 0 | 0 | 2 | 2 | 11015-073-011937 | CITY OF FAIRFIELD/POLICE DEPT.
6958 | Cannot Locate or abandoned | 1993-01-01 06:00 | 1979-01-01 06:00 |  | Petroleum | Unleaded gasoline | Unleaded gasoline |  | Steel | Steel |  | Painted or None | Steel |  | 1901-01-01 06:00 | [15 empty] | UST Currently In Use: 0; UST Temp Close: 0; AST Currently In Use: 0; AST Temp Closed: 0 | 0 | 0 | 0 | 19714-073-011937 | TED BRITZ
6959 | Permanently Closed | 1995-10-29 06:00 | 1969-01-01 06:00 | 1997-10-29 06:00 | Petroleum | Unleaded gasoline | Unleaded gasoline | Local government | Steel | Steel |  | Painted or None | Steel |  | 1901-01-01 06:00 | [6 empty] | Statistical Inventory Reconciliation (SIR) | [8 empty] | UST Currently In Use: 0; UST Temp Close: 0; AST Currently In Use: 1; AST Temp Closed: 0 | 0 | 0 | 2 | 11016-057-002058 | CITY OF FAYETTE
6960 | Permanently Closed | 1995-10-29 06:00 | 1969-01-01 06:00 | 1997-10-29 06:00 | Petroleum | Unleaded gasoline | Unleaded gasoline | Local government | Steel | Steel |  | Painted or None | Steel |  | 1901-01-01 06:00 | [6 empty] | Statistical Inventory Reconciliation (SIR) | [8 empty] | UST Currently In Use: 0; UST Temp Close: 0; AST Currently In Use: 1; AST Temp Closed: 0 | 0 | 0 | 2 | 11016-057-002058 | CITY OF FAYETTE
6961 | Permanently Closed | 1991-01-01 06:00 | 1969-01-01 06:00 | 1991-01-01 06:00 | Petroleum | On road diesel | On road diesel | Local government | Steel | Steel |  | Painted or None | Steel |  | 1901-01-01 06:00 | [15 empty] | UST Currently In Use: 0; UST Temp Close: 2; AST Currently In Use: 0; AST Temp Closed: 0 | 0 | 2 | 3 | 11016-057-003521 | CITY OF FAYETTE
6962 | Permanently Closed | 1991-01-09 06:00 | 1969-01-01 06:00 | 1991-01-09 06:00 | Petroleum | Unleaded gasoline | Unleaded gasoline | Local government | Steel | Steel |  | Painted or None | Steel |  | 1901-01-01 06:00 | [15 empty] | UST Currently In Use: 0; UST Temp Close: 2; AST Currently In Use: 0; AST Temp Closed: 0 | 0 | 2 | 3 | 11016-057-003521 | CITY OF FAYETTE
6963 | Permanently Closed | 1982-06-01 06:00 | 1969-01-01 06:00 |  | Petroleum | Unleaded gasoline | Unleaded gasoline | Local government | Steel | Steel |  | Painted or None | Steel |  | 1901-01-01 06:00 | [15 empty] | UST Currently In Use: 0; UST Temp Close: 2; AST Currently In Use: 0; AST Temp Closed: 0 | 0 | 2 | 3 | 11016-057-003521 | CITY OF FAYETTE
6964 | Permanently Closed | 1991-01-17 06:00 | 1964-01-01 06:00 | 1991-01-17 06:00 | Petroleum | On road diesel | On road diesel | Local government | Steel | Steel |  | Painted or None | Steel |  | 1901-01-01 06:00 | [15 empty] | UST Currently In Use: 0; UST Temp Close: 0; AST Currently In Use: 0; AST Temp Closed: 0 | 0 | 0 | 2 | 11017-057-001970 | CITY OF FAYETTE
6965 | Permanently Closed | 1991-01-17 06:00 | 1969-01-01 06:00 | 1991-01-17 06:00 | Petroleum | Unleaded gasoline | Unleaded gasoline | Local government | Steel | Steel |  | Painted or None | Steel |  | 1901-01-01 06:00 | [15 empty] | UST Currently In Use: 0; UST Temp Close: 0; AST Currently In Use: 0; AST Temp Closed: 0 | 0 | 0 | 2 | 11017-057-001970 | CITY OF FAYETTE
6966 | Permanently Closed | 1997-04-01 06:00 | 1969-01-01 06:00 | 1997-04-11 06:00 | Petroleum | Unleaded gasoline | Unleaded gasoline | Local government | Steel | Steel |  | Painted or None | Steel |  | 1901-01-01 06:00 | [12 empty] | Annual line testing | Annual line testing |  | UST Currently In Use: 0; UST Temp Close: 0; AST Currently In Use: 0; AST Temp Closed: 0 | 0 | 0 | 1 | 11018-077-003466 | CITY OF FLORENCE
6967 | Permanently Closed | 2000-07-10 06:00 | 1983-01-01 06:00 | 2000-07-10 06:00 | Petroleum | Unleaded gasoline | Unleaded gasoline | Local government | Steel | Steel | Coated & cathodic protection (sti-P3) |  | Steel |  | 1901-01-01 06:00 | Field installed cathodic protection | Catchment Basin, Single walled catchment basin | Flow Rest 90% Full | Flow Rest 90% Full |  |  | Automatic Tank Gauge | [8 empty] | UST Currently In Use: 0; UST Temp Close: 0; AST Currently In Use: 0; AST Temp Closed: 0 | 0 | 0 | 1 | 11018-077-003468 | CITY OF FLORENCE
6968 | Permanently Closed | 1996-03-20 06:00 | 1974-01-01 06:00 | 1996-03-20 06:00 | Petroleum | Unleaded gasoline | Unleaded gasoline | Local government | Steel | Steel |  |  | Steel |  | 1901-01-01 06:00 | [15 empty] | UST Currently In Use: 0; UST Temp Close: 0; AST Currently In Use: 0; AST Temp Closed: 0 | 0 | 0 | 2 | 11018-077-003470 | CITY OF FLORENCE
6969 | Permanently Closed | 1996-03-20 06:00 | 1974-01-01 06:00 | 1996-03-20 06:00 | Petroleum | Unleaded gasoline | Unleaded gasoline | Local government | Steel | Steel |  |  | Steel |  | 1901-01-01 06:00 | [15 empty] | UST Currently In Use: 0; UST Temp Close: 0; AST Currently In Use: 0; AST Temp Closed: 0 | 0 | 0 | 2 | 11018-077-003470 | CITY OF FLORENCE
6970 | Permanently Closed | 1998-01-10 06:00 | 1978-01-01 06:00 | 1998-01-13 06:00 | Petroleum | Unleaded gasoline | Unleaded gasoline | Local government | Steel | Steel |  | Painted or None | Steel |  | 1901-01-01 06:00 | [12 empty] | Annual line testing | Annual line testing |  | UST Currently In Use: 1; UST Temp Close: 0; AST Currently In Use: 0; AST Temp Closed: 0 | 1 | 0 | 1 | 11018-077-003471 | CITY OF FLORENCE
6971 | Permanently Closed | 1998-12-01 06:00 | 1977-01-01 06:00 | 1998-12-01 06:00 | Petroleum | Unleaded gasoline | Unleaded gasoline | Local government | Steel | Steel | Coated & cathodic protection (sti-P3) |  | Steel |  | 1901-01-01 06:00 | [12 empty] | Annual line testing | Annual line testing |  | UST Currently In Use: 0; UST Temp Close: 0; AST Currently In Use: 0; AST Temp Closed: 0 | 0 | 0 | 5 | 11018-077-003472 | CITY OF FLORENCE
6972 | Permanently Closed | 1998-12-01 06:00 | 1977-01-01 06:00 | 1998-12-01 06:00 | Petroleum | On road diesel | On road diesel | Local government | Steel | Steel | Coated & cathodic protection (sti-P3) |  | Steel |  | 1901-01-01 06:00 | [12 empty] | Annual line testing | Annual line testing |  | UST Currently In Use: 0; UST Temp Close: 0; AST Currently In Use: 0; AST Temp Closed: 0 | 0 | 0 | 5 | 11018-077-003472 | CITY OF FLORENCE
6973 | Permanently Closed | 1998-12-01 06:00 | 1980-01-01 06:00 | 1998-12-01 06:00 | Petroleum | Unleaded gasoline | Unleaded gasoline | Local government | Steel | Steel | Coated & cathodic protection (sti-P3) |  | Steel |  | 1901-01-01 06:00 | [12 empty] | Annual line testing | Annual line testing |  | UST Currently In Use: 0; UST Temp Close: 0; AST Currently In Use: 0; AST Temp Closed: 0 | 0 | 0 | 5 | 11018-077-003472 | CITY OF FLORENCE
6974 | Permanently Closed | 1992-10-23 06:00 | 1977-01-01 06:00 | 1992-10-23 06:00 | Petroleum | On road diesel | On road diesel | Local government | Steel | Steel |  | Painted or None | Steel |  | 1901-01-01 06:00 | [15 empty] | UST Currently In Use: 0; UST Temp Close: 0; AST Currently In Use: 0; AST Temp Closed: 0 | 0 | 0 | 1 | 11018-077-003483 | CITY OF FLORENCE
6975 | Permanently Closed | 1992-12-17 06:00 | 1981-01-01 06:00 | 1992-12-16 06:00 | Petroleum | On road diesel | On road diesel | Local government | Steel | Steel |  | Painted or None | Steel |  | 1901-01-01 06:00 | [15 empty] | UST Currently In Use: 0; UST Temp Close: 0; AST Currently In Use: 0; AST Temp Closed: 0 | 0 | 0 | 1 | 11018-077-003484 | CITY OF FLORENCE
6976 | Permanently Closed | 1989-08-24 06:00 | 1959-01-01 06:00 | 1989-08-24 06:00 | Petroleum | Other, MNRLSPIRIT | Other | Local government | Steel | Steel |  |  | Steel |  | 1901-01-01 06:00 | [15 empty] | UST Currently In Use: 0; UST Temp Close: 0; AST Currently In Use: 0; AST Temp Closed: 0 | 0 | 0 | 1 | 11018-077-008808 | CITY OF FLORENCE
6977 | Permanently Closed | 1995-07-12 06:00 | 1976-01-01 06:00 | 1995-07-12 06:00 | Petroleum | Unleaded gasoline | Unleaded gasoline | Local government | Steel | Steel |  | Painted or None | Steel |  | 1901-01-01 06:00 | [15 empty] | UST Currently In Use: 0; UST Temp Close: 0; AST Currently In Use: 0; AST Temp Closed: 0 | 0 | 0 | 2 | 11019-049-002006 | CITY OF FORT PAYNE
6978 | Permanently Closed | 1995-07-12 06:00 | 1976-01-01 06:00 | 1995-07-12 06:00 | Petroleum | On road diesel | On road diesel | Local government | Steel | Steel |  | Painted or None | Steel |  | 1901-01-01 06:00 | [15 empty] | UST Currently In Use: 0; UST Temp Close: 0; AST Currently In Use: 0; AST Temp Closed: 0 | 0 | 0 | 2 | 11019-049-002006 | CITY OF FORT PAYNE
6979 | Permanently Closed | 1995-07-12 06:00 | 1959-01-01 06:00 | 1995-07-12 06:00 | Petroleum | On road diesel | On road diesel | Local government | Steel | Steel |  | Painted or None | Steel |  | 1901-01-01 06:00 | [12 empty] | Annual line testing | Annual line testing |  | UST Currently In Use: 0; UST Temp Close: 0; AST Currently In Use: 0; AST Temp Closed: 0 | 0 | 0 | 3 | 11019-049-002007 | CITY OF FORT PAYNE
6980 | Permanently Closed | 1995-07-12 06:00 | 1959-01-01 06:00 | 1995-07-12 06:00 | Petroleum | Unleaded gasoline | Unleaded gasoline | Local government | Steel | Steel |  | Painted or None | Steel |  | 1901-01-01 06:00 | [12 empty] | Annual line testing | Annual line testing |  | UST Currently In Use: 0; UST Temp Close: 0; AST Currently In Use: 0; AST Temp Closed: 0 | 0 | 0 | 3 | 11019-049-002007 | CITY OF FORT PAYNE
6981 | Permanently Closed | 1995-07-12 06:00 | 1959-01-01 06:00 | 1995-07-12 06:00 | Petroleum | Unleaded gasoline | Unleaded gasoline | Local government | Steel | Steel |  | Painted or None | Steel |  | 1901-01-01 06:00 | [12 empty] | Annual line testing | Annual line testing |  | UST Currently In Use: 0; UST Temp Close: 0; AST Currently In Use: 0; AST Temp Closed: 0 | 0 | 0 | 3 | 11019-049-002007 | CITY OF FORT PAYNE
6982 | Permanently Closed | 1993-11-08 06:00 | 1979-01-01 06:00 | 1993-11-08 06:00 | Petroleum | Unleaded gasoline | Unleaded gasoline | Local government | Steel | Steel |  | Painted or None | Steel |  | 1901-01-01 06:00 | [15 empty] | UST Currently In Use: 0; UST Temp Close: 0; AST Currently In Use: 2; AST Temp Closed: 0 | 0 | 0 | 2 | 11019-049-002487 | CITY OF FORT PAYNE
6983 | Permanently Closed | 1993-11-08 06:00 | 1974-01-01 06:00 | 1993-11-08 06:00 | Petroleum | Unleaded gasoline | Unleaded gasoline | Local government | Steel | Steel |  |  | Steel |  | 1901-01-01 06:00 | [15 empty] | UST Currently In Use: 0; UST Temp Close: 0; AST Currently In Use: 2; AST Temp Closed: 0 | 0 | 0 | 2 | 11019-049-002487 | CITY OF FORT PAYNE
6984 | Permanently Closed |  | 1968-01-01 06:00 | 2023-05-24 06:00 | Petroleum | On road diesel | On road diesel | Emergency Power Generator, Local Government | Steel | Steel | Field installed cathodic protection |  | Steel |  |  | Field installed cathodic protection | Catchment Basin, Single walled catchment basin | Automatic shutoff device At 95% full | Automatic shutoff device At 95% full |  |  | Other |  | Containment Sump | Containment Sump | [5 empty] | UST Currently In Use: 0; UST Temp Close: 0; AST Currently In Use: 0; AST Temp Closed: 0 | 0 | 0 | 1 | 11025-055-000120 | CITY OF GADSDEN
6985 | Permanently Closed | 1994-06-01 06:00 | 1978-01-01 06:00 | 1994-06-01 06:00 | Petroleum | Unleaded gasoline | Unleaded gasoline | Local government | Steel | Steel | Coated & cathodic protection (sti-P3), Interior lined (not allowed as a standalone method of corrosion protection) |  | Steel |  | 1901-01-01 06:00 | [15 empty] | UST Currently In Use: 0; UST Temp Close: 0; AST Currently In Use: 0; AST Temp Closed: 0 | 0 | 0 | 7 | 11025-055-001661 | CITY OF GADSDEN
6986 | Permanently Closed | 1994-06-01 06:00 | 1976-01-01 06:00 | 1994-06-01 06:00 | Petroleum | Unleaded gasoline | Unleaded gasoline | Local government | Steel | Steel | Coated & cathodic protection (sti-P3), Interior lined (not allowed as a standalone method of corrosion protection) |  | Steel |  | 1901-01-01 06:00 | [15 empty] | UST Currently In Use: 0; UST Temp Close: 0; AST Currently In Use: 0; AST Temp Closed: 0 | 0 | 0 | 7 | 11025-055-001661 | CITY OF GADSDEN
6987 | Permanently Closed | 1901-01-01 06:00 | 1976-01-01 06:00 | 1994-06-01 06:00 | Petroleum | Unleaded gasoline | Unleaded gasoline | Local government | Steel | Steel | Coated & cathodic protection (sti-P3), Interior lined (not allowed as a standalone method of corrosion protection) |  | Steel |  | 1901-01-01 06:00 | [15 empty] | UST Currently In Use: 0; UST Temp Close: 0; AST Currently In Use: 0; AST Temp Closed: 0 | 0 | 0 | 7 | 11025-055-001661 | CITY OF GADSDEN
6988 | Permanently Closed | 1901-01-01 06:00 | 1976-01-01 06:00 | 1994-06-01 06:00 | Petroleum | Unleaded gasoline | Unleaded gasoline | Local government | Steel | Steel | Coated & cathodic protection (sti-P3), Interior lined (not allowed as a standalone method of corrosion protection) |  | Steel |  | 1901-01-01 06:00 | [15 empty] | UST Currently In Use: 0; UST Temp Close: 0; AST Currently In Use: 0; AST Temp Closed: 0 | 0 | 0 | 7 | 11025-055-001661 | CITY OF GADSDEN
6989 | Permanently Closed | 1994-06-01 06:00 | 1978-01-01 06:00 | 1994-06-01 06:00 | Petroleum | Unleaded gasoline | Unleaded gasoline | Local government | Steel | Steel | Coated & cathodic protection (sti-P3), Interior lined (not allowed as a standalone method of corrosion protection) |  | Steel |  | 1901-01-01 06:00 | [15 empty] | UST Currently In Use: 0; UST Temp Close: 0; AST Currently In Use: 0; AST Temp Closed: 0 | 0 | 0 | 7 | 11025-055-001661 | CITY OF GADSDEN
6990 | Permanently Closed | 1989-01-05 06:00 | 1974-01-01 06:00 |  | Petroleum | Other, OTHER | Other | Local government | Steel | Steel | Coated & cathodic protection (sti-P3), Interior lined (not allowed as a standalone method of corrosion protection) |  | Steel |  | 1901-01-01 06:00 | [15 empty] | UST Currently In Use: 0; UST Temp Close: 0; AST Currently In Use: 0; AST Temp Closed: 0 | 0 | 0 | 7 | 11025-055-001661 | CITY OF GADSDEN
6991 | Permanently Closed | 1993-04-14 06:00 | 1974-01-01 06:00 | 1993-04-14 06:00 | Petroleum | On road diesel | On road diesel | Local government | Steel | Steel | Coated & cathodic protection (sti-P3), Interior lined (not allowed as a standalone method of corrosion protection) |  | Steel |  | 1901-01-01 06:00 | [15 empty] | UST Currently In Use: 0; UST Temp Close: 0; AST Currently In Use: 0; AST Temp Closed: 0 | 0 | 0 | 7 | 11025-055-001661 | CITY OF GADSDEN
6992 | Permanently Closed | 1901-01-01 06:00 | 1958-01-01 06:00 | 1989-04-04 06:00 | Petroleum | Unleaded gasoline | Unleaded gasoline | Local government | Steel | Steel |  |  | Steel |  | 1901-01-01 06:00 | [15 empty] | UST Currently In Use: 0; UST Temp Close: 2; AST Currently In Use: 0; AST Temp Closed: 0 | 0 | 2 | 4 | 11025-055-001856 | CITY OF GADSDEN
6993 | Permanently Closed | 1901-01-01 06:00 | 1958-01-01 06:00 |  | Petroleum | Used oil | Used oil | Local government | Steel | Steel |  |  | Steel |  | 1901-01-01 06:00 | [15 empty] | UST Currently In Use: 0; UST Temp Close: 2; AST Currently In Use: 0; AST Temp Closed: 0 | 0 | 2 | 4 | 11025-055-001856 | CITY OF GADSDEN
6994 | Permanently Closed | 1901-01-01 06:00 | 1958-01-01 06:00 | 1989-04-04 06:00 | Petroleum | On road diesel | On road diesel | Local government | Steel | Steel |  |  | Steel |  | 1901-01-01 06:00 | [15 empty] | UST Currently In Use: 0; UST Temp Close: 2; AST Currently In Use: 0; AST Temp Closed: 0 | 0 | 2 | 4 | 11025-055-001856 | CITY OF GADSDEN
6995 | Permanently Closed | 1901-01-01 06:00 | 1972-01-01 06:00 | 1989-04-04 06:00 | Petroleum | Unleaded gasoline | Unleaded gasoline | Local government | Steel | Steel |  |  | Steel |  | 1901-01-01 06:00 | [15 empty] | UST Currently In Use: 0; UST Temp Close: 2; AST Currently In Use: 0; AST Temp Closed: 0 | 0 | 2 | 4 | 11025-055-001856 | CITY OF GADSDEN
6996 | Temporary Closed | 2001-10-01 06:00 | 1989-01-01 06:00 |  | Petroleum | Unleaded gasoline | Unleaded gasoline | Local government | Fiberglass reinforced plastic | Fiberglass reinforced plastic |  |  | Fiberglass reinforced plastic |  | 1901-01-01 06:00 |  | Catchment Basin, Single walled catchment basin | Automatic shutoff device At 95% full, Flow Rest 90% Full | Flow Rest 90% Full |  |  | Automatic Tank Gauge | [8 empty] | UST Currently In Use: 0; UST Temp Close: 2; AST Currently In Use: 0; AST Temp Closed: 0 | 0 | 2 | 4 | 11025-055-001856 | CITY OF GADSDEN
6997 | Temporary Closed | 2001-10-01 06:00 | 1989-01-01 06:00 |  | Petroleum | On road diesel | On road diesel | Local government | Fiberglass reinforced plastic | Fiberglass reinforced plastic |  |  | Fiberglass reinforced plastic |  | 1901-01-01 06:00 |  | Catchment Basin, Single walled catchment basin | Flow Rest 90% Full | Flow Rest 90% Full |  |  | Automatic Tank Gauge | [8 empty] | UST Currently In Use: 0; UST Temp Close: 2; AST Currently In Use: 0; AST Temp Closed: 0 | 0 | 2 | 4 | 11025-055-001856 | CITY OF GADSDEN
6998 | Permanently Closed | 1985-01-01 06:00 | 1942-01-01 06:00 |  | Petroleum | Other, OTHER | Other | Local government | Steel | Steel |  |  | Steel |  | 1901-01-01 06:00 | [15 empty] | UST Currently In Use: 0; UST Temp Close: 0; AST Currently In Use: 0; AST Temp Closed: 0 | 0 | 0 | 5 | 11025-055-002073 | CITY OF GADSDEN
6999 | Permanently Closed | 1960-01-01 06:00 | 1942-01-01 06:00 |  | Petroleum | Other, OTHER | Other | Local government | Steel | Steel |  |  | Steel |  | 1901-01-01 06:00 | [15 empty] | UST Currently In Use: 0; UST Temp Close: 0; AST Currently In Use: 0; AST Temp Closed: 0 | 0 | 0 | 5 | 11025-055-002073 | CITY OF GADSDEN
7000 | Permanently Closed | 2047-01-01 06:00 | 1942-01-01 06:00 |  | Petroleum | Other, OTHER | Other | Local government | Steel | Steel |  |  | Steel |  | 1901-01-01 06:00 | [15 empty] | UST Currently In Use: 0; UST Temp Close: 0; AST Currently In Use: 0; AST Temp Closed: 0 | 0 | 0 | 5 | 11025-055-002073 | CITY OF GADSDEN
7001 | Permanently Closed | 2047-01-01 06:00 | 1942-01-01 06:00 | 1989-01-05 06:00 | Petroleum | Other, OTHER | Other | Local government | Steel | Steel |  |  | Steel |  | 1901-01-01 06:00 | [15 empty] | UST Currently In Use: 0; UST Temp Close: 0; AST Currently In Use: 0; AST Temp Closed: 0 | 0 | 0 | 5 | 11025-055-002073 | CITY OF GADSDEN
7002 | Permanently Closed | 2047-01-01 06:00 | 1942-01-01 06:00 | 1989-01-05 06:00 | Petroleum | Unleaded gasoline | Unleaded gasoline | Local government | Steel | Steel |  |  | Steel |  | 1901-01-01 06:00 | [15 empty] | UST Currently In Use: 0; UST Temp Close: 0; AST Currently In Use: 0; AST Temp Closed: 0 | 0 | 0 | 5 | 11025-055-002073 | CITY OF GADSDEN
7003 | Retired | 1987-01-01 06:00 | 1976-01-01 06:00 |  | Petroleum | Unleaded gasoline | Unleaded gasoline | Local government | Steel | Steel |  |  | Steel |  | 1901-01-01 06:00 | [15 empty] | UST Currently In Use: 0; UST Temp Close: 0; AST Currently In Use: 0; AST Temp Closed: 0 | 0 | 0 | 5 | 11025-055-002073 | CITY OF GADSDEN
7004 | Permanently Closed | 1986-03-01 06:00 | 1978-01-01 06:00 | 2021-06-24 06:00 | Petroleum | Unleaded gasoline | Unleaded gasoline | Local government | Steel | Steel |  | Painted or None | Steel |  | 1901-01-01 06:00 | [15 empty] | UST Currently In Use: 0; UST Temp Close: 0; AST Currently In Use: 0; AST Temp Closed: 0 | 0 | 0 | 1 | 11025-055-002544 | CITY OF GADSDEN
7005 | Permanently Closed | 1984-01-01 06:00 | 1974-01-01 06:00 |  | Petroleum | Other, EMPTY | Other | Local government | [6 empty] | 1901-01-01 06:00 | [15 empty] | UST Currently In Use: 0; UST Temp Close: 0; AST Currently In Use: 0; AST Temp Closed: 0 | 0 | 0 | 2 | 11025-055-002545 | CITY OF GADSDEN
7006 | Permanently Closed | 1984-01-01 06:00 | 1974-01-01 06:00 |  | Petroleum | Other, EMPTY | Other | Local government | [6 empty] | 1901-01-01 06:00 | [15 empty] | UST Currently In Use: 0; UST Temp Close: 0; AST Currently In Use: 0; AST Temp Closed: 0 | 0 | 0 | 2 | 11025-055-002545 | CITY OF GADSDEN
7007 | Permanently Closed | 2005-03-15 06:00 | 1984-01-01 06:00 | 2005-03-15 06:00 | Petroleum | Unleaded gasoline | Unleaded gasoline | Local Government, Retail | Steel | Steel | Coated & cathodic protection (sti-P3) |  | Flexible |  | 1901-01-01 06:00 |  | Catchment Basin, Single walled catchment basin | Automatic shutoff device At 95% full | Automatic shutoff device At 95% full |  |  | Statistical Inventory Reconciliation (SIR) | [8 empty] | UST Currently In Use: 0; UST Temp Close: 0; AST Currently In Use: 0; AST Temp Closed: 0 | 0 | 0 | 1 | 11025-055-004088 | CITY OF GADSDEN
7008 | Permanently Closed | 1992-02-10 06:00 | 1974-01-01 06:00 | 1992-02-10 06:00 | Petroleum | Unleaded gasoline | Unleaded gasoline | Local government | Steel | Steel |  | Painted or None | Steel |  | 1901-01-01 06:00 | [15 empty] | UST Currently In Use: 0; UST Temp Close: 0; AST Currently In Use: 1; AST Temp Closed: 0 | 0 | 0 | 3 | 11027-065-000607 | CITY OF GREENSBORO
7009 | Permanently Closed | 1996-05-21 06:00 | 1980-01-01 06:00 | 1996-06-04 06:00 | Petroleum | Unleaded gasoline | Unleaded gasoline | Local government | Steel | Steel |  | Painted or None | Steel |  | 1901-01-01 06:00 | [12 empty] | Annual line testing | Annual line testing |  | UST Currently In Use: 0; UST Temp Close: 0; AST Currently In Use: 1; AST Temp Closed: 0 | 0 | 0 | 3 | 11027-065-000607 | CITY OF GREENSBORO
7010 | Permanently Closed | 1996-06-03 06:00 | 1980-01-01 06:00 | 1996-06-04 06:00 | Petroleum | Unleaded gasoline | Unleaded gasoline | Local government | Steel | Steel |  | Painted or None | Steel |  | 1901-01-01 06:00 | [12 empty] | Annual line testing | Annual line testing |  | UST Currently In Use: 0; UST Temp Close: 0; AST Currently In Use: 1; AST Temp Closed: 0 | 0 | 0 | 3 | 11027-065-000607 | CITY OF GREENSBORO
7011 | Permanently Closed | 1990-08-24 06:00 | 1959-01-01 06:00 | 1990-08-24 06:00 | Petroleum | Unleaded gasoline | Unleaded gasoline | Local government | Steel | Steel |  | Painted or None | Steel |  | 1901-01-01 06:00 | [12 empty] | Annual line testing | Annual line testing |  | UST Currently In Use: 0; UST Temp Close: 0; AST Currently In Use: 0; AST Temp Closed: 0 | 0 | 0 | 4 | 11027-065-002599 | CITY OF GREENSBORO
7012 | Permanently Closed | 1990-08-24 06:00 | 1959-01-01 06:00 | 1990-08-24 06:00 | Petroleum | Unleaded gasoline | Unleaded gasoline | Local government | Steel | Steel |  | Painted or None | Steel |  | 1901-01-01 06:00 | [15 empty] | UST Currently In Use: 0; UST Temp Close: 0; AST Currently In Use: 0; AST Temp Closed: 0 | 0 | 0 | 4 | 11027-065-002599 | CITY OF GREENSBORO
7013 | Permanently Closed | 1998-12-16 06:00 | 1980-01-01 06:00 | 1998-12-16 06:00 | Petroleum | Unleaded gasoline | Unleaded gasoline | Local government | Steel | Steel |  | Painted or None | Steel |  | 1901-01-01 06:00 | [12 empty] | Annual line testing | Annual line testing |  | UST Currently In Use: 0; UST Temp Close: 0; AST Currently In Use: 0; AST Temp Closed: 0 | 0 | 0 | 4 | 11027-065-002599 | CITY OF GREENSBORO
7014 | Permanently Closed | 2018-01-02 06:00 | 1990-07-11 06:00 | 2019-01-02 06:00 | Petroleum | Aviation fuel (JP-4; etc.) | Aviation fuel (JP-4; etc.) | Local government | Steel | Steel | Coated & cathodic protection (sti-P3) |  | Fiberglass reinforced plastic |  |  |  | Catchment Basin, Single walled catchment basin | Flow Rest 90% Full | Flow Rest 90% Full |  |  | Automatic Tank Gauge, Other | [8 empty] | UST Currently In Use: 0; UST Temp Close: 0; AST Currently In Use: 0; AST Temp Closed: 0 | 0 | 0 | 4 | 11027-065-002599 | CITY OF GREENSBORO
7015 | Permanently Closed | 1998-12-18 06:00 | 1980-01-01 06:00 | 1999-12-07 06:00 | Petroleum | Unleaded gasoline | Unleaded gasoline | Local government | Steel | Steel |  | Painted or None | Steel |  | 1901-01-01 06:00 | [15 empty] | UST Currently In Use: 0; UST Temp Close: 0; AST Currently In Use: 0; AST Temp Closed: 0 | 0 | 0 | 1 | 11029-013-001387 | CITY OF GREENVILLE
7016 | Permanently Closed | 1990-02-12 06:00 | 1901-01-01 06:00 | 1990-02-12 06:00 | Petroleum | Unleaded gasoline | Unleaded gasoline | Local government | Steel | Steel |  | Painted or None | Steel |  | 1901-01-01 06:00 | [15 empty] | UST Currently In Use: 0; UST Temp Close: 0; AST Currently In Use: 0; AST Temp Closed: 0 | 0 | 0 | 3 | 11029-013-005432 | CITY OF GREENVILLE
7017 | Permanently Closed | 2003-01-30 06:00 | 1990-01-02 06:00 | 2003-01-30 06:00 | Petroleum | Unleaded gasoline | Unleaded gasoline | Local government | Steel | Steel | Coated & cathodic protection (sti-P3) |  | Fiberglass reinforced plastic |  | 1901-01-01 06:00 |  | Catchment Basin, Single walled catchment basin | Flow Rest 90% Full | Flow Rest 90% Full |  |  | Statistical Inventory Reconciliation (SIR) | [8 empty] | UST Currently In Use: 0; UST Temp Close: 0; AST Currently In Use: 0; AST Temp Closed: 0 | 0 | 0 | 3 | 11029-013-005432 | CITY OF GREENVILLE
7018 | Permanently Closed | 2003-01-30 06:00 | 1990-01-02 06:00 | 2003-01-30 06:00 | Petroleum | On road diesel | On road diesel | Local government | Steel | Steel | Coated & cathodic protection (sti-P3) |  | Fiberglass reinforced plastic |  | 1901-01-01 06:00 |  | Catchment Basin, Single walled catchment basin | Flow Rest 90% Full | Flow Rest 90% Full |  |  | Statistical Inventory Reconciliation (SIR) | [8 empty] | UST Currently In Use: 0; UST Temp Close: 0; AST Currently In Use: 0; AST Temp Closed: 0 | 0 | 0 | 3 | 11029-013-005432 | CITY OF GREENVILLE
7019 | Permanently Closed | 1990-01-01 06:00 | 1963-01-01 06:00 | 1990-01-01 06:00 | Petroleum | Unleaded gasoline | Unleaded gasoline | Local government | Steel | Steel |  | Painted or None | Steel |  | 1901-01-01 06:00 | [15 empty] | UST Currently In Use: 0; UST Temp Close: 0; AST Currently In Use: 0; AST Temp Closed: 0 | 0 | 0 | 2 | 11029-013-010179 | CITY OF GREENVILLE
7020 | Permanently Closed | 1990-01-01 06:00 | 1966-01-01 06:00 | 1990-01-01 06:00 | Petroleum | On road diesel | On road diesel | Local government | Steel | Steel |  | Painted or None | Steel |  | 1901-01-01 06:00 | [12 empty] | Annual line testing | Annual line testing |  | UST Currently In Use: 0; UST Temp Close: 0; AST Currently In Use: 0; AST Temp Closed: 0 | 0 | 0 | 2 | 11029-013-010179 | CITY OF GREENVILLE
7021 | Permanently Closed | 1992-09-10 06:00 | 1980-01-01 06:00 | 1992-09-10 06:00 | Petroleum | Unleaded gasoline | Unleaded gasoline | Local government | Steel | Steel |  | Painted or None | Steel |  | 1901-01-01 06:00 | [15 empty] | UST Currently In Use: 0; UST Temp Close: 0; AST Currently In Use: 0; AST Temp Closed: 0 | 0 | 0 | 3 | 11032-003-001689 | CITY OF GULF SHORES
7022 | Permanently Closed | 1992-09-10 06:00 | 1983-01-01 06:00 | 1992-09-10 06:00 | Petroleum | Unleaded gasoline | Unleaded gasoline | Local government | Steel | Steel |  | Painted or None | Steel |  | 1901-01-01 06:00 | [15 empty] | UST Currently In Use: 0; UST Temp Close: 0; AST Currently In Use: 0; AST Temp Closed: 0 | 0 | 0 | 3 | 11032-003-001689 | CITY OF GULF SHORES
7023 | Permanently Closed | 1992-09-10 06:00 | 1983-01-01 06:00 | 1992-09-10 06:00 | Petroleum | On road diesel | On road diesel | Local government | Steel | Steel |  | Painted or None | Fiberglass reinforced plastic |  | 1901-01-01 06:00 | [15 empty] | UST Currently In Use: 0; UST Temp Close: 0; AST Currently In Use: 0; AST Temp Closed: 0 | 0 | 0 | 3 | 11032-003-001689 | CITY OF GULF SHORES
7024 | Permanently Closed | 1990-11-14 06:00 | 1979-01-01 06:00 | 1990-11-14 06:00 | Petroleum | Unleaded gasoline | Unleaded gasoline | Local government | Steel | Steel |  | Painted or None | Steel |  | 1901-01-01 06:00 | [15 empty] | UST Currently In Use: 0; UST Temp Close: 0; AST Currently In Use: 0; AST Temp Closed: 0 | 0 | 0 | 1 | 11033-067-001117 | CITY OF HEADLAND
7025 | Permanently Closed | 1993-02-08 06:00 | 1959-01-01 06:00 | 1993-02-08 06:00 | Petroleum | Unleaded gasoline | Unleaded gasoline | Local government | Steel | Steel |  | Painted or None | Steel |  | 1901-01-01 06:00 | [15 empty] | UST Currently In Use: 0; UST Temp Close: 0; AST Currently In Use: 0; AST Temp Closed: 0 | 0 | 0 | 1 | 11034-029-001180 | CITY OF HEFLIN
7026 | Permanently Closed | 1992-09-17 06:00 | 1974-01-01 06:00 | 1992-09-17 06:00 | Petroleum | Unleaded gasoline | Unleaded gasoline | Local government | Steel | Steel |  | Painted or None | Steel |  | 1901-01-01 06:00 | [15 empty] | UST Currently In Use: 0; UST Temp Close: 0; AST Currently In Use: 0; AST Temp Closed: 0 | 0 | 0 | 3 | 11035-055-001121 | CITY OF HOKES BLUFF
7027 | Permanently Closed | 1992-09-17 06:00 | 1974-01-01 06:00 | 1992-09-17 06:00 | Petroleum | Unleaded gasoline | Unleaded gasoline | Local government | Steel | Steel |  | Painted or None | Steel |  | 1901-01-01 06:00 | [15 empty] | UST Currently In Use: 0; UST Temp Close: 0; AST Currently In Use: 0; AST Temp Closed: 0 | 0 | 0 | 3 | 11035-055-001121 | CITY OF HOKES BLUFF
7028 | Permanently Closed | 1992-09-17 06:00 | 1974-01-01 06:00 | 1992-09-17 06:00 | Petroleum | Unleaded gasoline | Unleaded gasoline | Local government | Steel | Steel |  | Painted or None | Steel |  | 1901-01-01 06:00 | [15 empty] | UST Currently In Use: 0; UST Temp Close: 0; AST Currently In Use: 0; AST Temp Closed: 0 | 0 | 0 | 3 | 11035-055-001121 | CITY OF HOKES BLUFF
7029 | Permanently Closed | 1992-09-19 06:00 | 1976-01-01 06:00 | 1993-07-08 06:00 | Petroleum | Unleaded gasoline | Unleaded gasoline | Local Government | Steel | Steel |  | Painted or None | Steel |  | 1901-01-01 06:00 | [15 empty] | UST Currently In Use: 0; UST Temp Close: 2; AST Currently In Use: 0; AST Temp Closed: 0 | 0 | 2 | 2 | 11036-073-000382 | CITY OF HOMEWOOD POLICE DEPT
7030 | Permanently Closed | 1998-02-23 06:00 | 1976-01-01 06:00 | 1998-02-26 06:00 | Petroleum | On road diesel | On road diesel | Emergency Power Generator, Local Government | Steel | Steel |  | Painted or None | Steel |  | 1901-01-01 06:00 | [15 empty] | UST Currently In Use: 0; UST Temp Close: 2; AST Currently In Use: 0; AST Temp Closed: 0 | 0 | 2 | 2 | 11036-073-000382 | CITY OF HOMEWOOD POLICE DEPT
7031 | Permanently Closed | 1990-01-12 06:00 | 1954-01-01 06:00 | 1990-01-12 06:00 | Petroleum | Unleaded gasoline | Unleaded gasoline | Local government | Steel | Steel |  | Painted or None | Steel |  | 1901-01-01 06:00 | [15 empty] | UST Currently In Use: 0; UST Temp Close: 0; AST Currently In Use: 0; AST Temp Closed: 0 | 0 | 0 | 5 | 11037-073-000381 | CITY OF HOMEWOOD
7032 | Permanently Closed | 1990-01-12 06:00 | 1954-01-01 06:00 | 1990-01-12 06:00 | Petroleum | Unleaded gasoline | Unleaded gasoline | Local government | Steel | Steel |  | Painted or None | Steel |  | 1901-01-01 06:00 | [15 empty] | UST Currently In Use: 0; UST Temp Close: 0; AST Currently In Use: 0; AST Temp Closed: 0 | 0 | 0 | 5 | 11037-073-000381 | CITY OF HOMEWOOD
7033 | Permanently Closed | 1990-01-12 06:00 | 1954-01-01 06:00 | 1990-01-12 06:00 | Petroleum | Unleaded gasoline | Unleaded gasoline | Local government | Steel | Steel |  | Painted or None | Steel |  | 1901-01-01 06:00 | [15 empty] | UST Currently In Use: 0; UST Temp Close: 0; AST Currently In Use: 0; AST Temp Closed: 0 | 0 | 0 | 5 | 11037-073-000381 | CITY OF HOMEWOOD
7034 | Permanently Closed | 1990-01-12 06:00 | 1969-01-01 06:00 | 1990-01-12 06:00 | Petroleum | On road diesel | On road diesel | Local government | Steel | Steel |  | Painted or None | Steel |  | 1901-01-01 06:00 | [15 empty] | UST Currently In Use: 0; UST Temp Close: 0; AST Currently In Use: 0; AST Temp Closed: 0 | 0 | 0 | 5 | 11037-073-000381 | CITY OF HOMEWOOD
7036 | Permanently Closed | 1997-02-04 06:00 | 1983-01-01 06:00 |  | Petroleum | On road diesel | On road diesel | Local government | Steel | Steel | Coated & cathodic protection (sti-P3) |  | Steel |  | 1901-01-01 06:00 | [15 empty] | UST Currently In Use: 0; UST Temp Close: 0; AST Currently In Use: 0; AST Temp Closed: 0 | 0 | 0 | 1 | 11039-073-001190 | CITY OF HOOVER
7037 | Temporary Closed | 2008-12-08 06:00 | 1983-01-01 06:00 |  | Petroleum | Unleaded gasoline | Unleaded gasoline | Local government | Fiberglass reinforced plastic | Fiberglass reinforced plastic |  |  | Flexible |  | 1901-01-01 06:00 |  | Catchment Basin, Single walled catchment basin | Automatic shutoff device At 95% full | Automatic shutoff device At 95% full |  |  | Continuous Automatic Tank Gauge |  | Automatic flow restrictor (MLLD) | Automatic flow restrictor (MLLD) | Interstitial Monitoring within Secondary Containment |  |  |  |  | UST Currently In Use: 0; UST Temp Close: 1; AST Currently In Use: 0; AST Temp Closed: 0 | 0 | 1 | 0 | 11039-073-001191 | CITY OF HOOVER
7038 | Permanently Closed | 1901-01-01 06:00 | 1977-01-01 06:00 |  | Petroleum | Unleaded gasoline | Unleaded gasoline | Local government | Steel | Steel |  | Painted or None |  |  | 1901-01-01 06:00 | [15 empty] | UST Currently In Use: 0; UST Temp Close: 0; AST Currently In Use: 0; AST Temp Closed: 0 | 0 | 0 | 1 | 11039-073-001192 | CITY OF HOOVER
7039 | Permanently Closed | 1997-01-23 06:00 | 1978-01-01 06:00 |  | Petroleum | On road diesel | On road diesel | Local government | Steel | Steel |  | Painted or None | Steel |  | 1901-01-01 06:00 | [15 empty] | UST Currently In Use: 0; UST Temp Close: 0; AST Currently In Use: 0; AST Temp Closed: 0 | 0 | 0 | 1 | 11039-073-001193 | CITY OF HOOVER
7040 | Permanently Closed | 1997-01-23 06:00 | 1978-01-01 06:00 |  | Petroleum | On road diesel | On road diesel | Local government | Steel | Steel |  | Painted or None | Steel |  | 1901-01-01 06:00 | [15 empty] | UST Currently In Use: 0; UST Temp Close: 0; AST Currently In Use: 0; AST Temp Closed: 0 | 0 | 0 | 1 | 11039-073-001194 | CITY OF HOOVER
7041 | Permanently Closed | 1996-01-31 06:00 | 1983-01-01 06:00 | 1996-01-31 06:00 | Petroleum | Unleaded gasoline | Unleaded gasoline | Local government | Steel | Steel | Coated & cathodic protection (sti-P3) |  | Steel |  | 1901-01-01 06:00 | [15 empty] | UST Currently In Use: 0; UST Temp Close: 0; AST Currently In Use: 0; AST Temp Closed: 0 | 0 | 0 | 1 | 11039-073-004954 | CITY OF HOOVER
7042 | Permanently Closed | 1998-12-22 06:00 | 1979-01-01 06:00 | 1999-10-07 06:00 | Petroleum | On road diesel | On road diesel | Local government | Steel | Steel |  | Painted or None | Steel |  | 1901-01-01 06:00 | [15 empty] | UST Currently In Use: 0; UST Temp Close: 0; AST Currently In Use: 0; AST Temp Closed: 0 | 0 | 0 | 5 | 11039-073-012555 | CITY OF HOOVER
7043 | Permanently Closed | 1995-03-01 06:00 | 1979-01-01 06:00 | 1995-03-20 06:00 | Petroleum | On road diesel | On road diesel | Local government | Steel | Steel |  | Painted or None | Steel |  | 1901-01-01 06:00 | [15 empty] | UST Currently In Use: 0; UST Temp Close: 0; AST Currently In Use: 0; AST Temp Closed: 0 | 0 | 0 | 5 | 11039-073-012555 | CITY OF HOOVER
7044 | Permanently Closed | 1995-03-01 06:00 | 1979-01-01 06:00 | 1995-03-20 06:00 | Petroleum | On road diesel | On road diesel | Local government | Steel | Steel |  | Painted or None | Steel |  | 1901-01-01 06:00 | [15 empty] | UST Currently In Use: 0; UST Temp Close: 0; AST Currently In Use: 0; AST Temp Closed: 0 | 0 | 0 | 5 | 11039-073-012555 | CITY OF HOOVER
7045 | Permanently Closed | 1995-03-01 06:00 | 1979-01-01 06:00 | 1995-03-20 06:00 | Petroleum | On road diesel | On road diesel | Local government | Steel | Steel |  | Painted or None | Steel |  | 1901-01-01 06:00 | [15 empty] | UST Currently In Use: 0; UST Temp Close: 0; AST Currently In Use: 0; AST Temp Closed: 0 | 0 | 0 | 5 | 11039-073-012555 | CITY OF HOOVER
7046 | Permanently Closed | 1995-03-01 06:00 | 1979-01-01 06:00 | 1995-03-20 06:00 | Petroleum | On road diesel | On road diesel | Local government | Steel | Steel |  | Painted or None | Steel |  | 1901-01-01 06:00 | [15 empty] | UST Currently In Use: 0; UST Temp Close: 0; AST Currently In Use: 0; AST Temp Closed: 0 | 0 | 0 | 5 | 11039-073-012555 | CITY OF HOOVER
7047 | Permanently Closed | 1998-12-20 06:00 | 1988-01-01 06:00 | 1999-05-12 06:00 | Petroleum | On road diesel | On road diesel | Local government | Fiberglass reinforced plastic | Fiberglass reinforced plastic |  |  | Steel |  | 1901-01-01 06:00 | [15 empty] | UST Currently In Use: 0; UST Temp Close: 0; AST Currently In Use: 0; AST Temp Closed: 0 | 0 | 0 | 1 | 11039-073-013718 | CITY OF HOOVER
7048 | Permanently Closed | 1999-05-12 06:00 | 1988-01-01 06:00 | 1999-05-12 06:00 | Petroleum | On road diesel | On road diesel | Local government | Steel | Steel | Coated & cathodic protection (sti-P3) |  | Steel |  | 1901-01-01 06:00 | [15 empty] | UST Currently In Use: 0; UST Temp Close: 0; AST Currently In Use: 0; AST Temp Closed: 0 | 0 | 0 | 1 | 11039-073-013719 | CITY OF HOOVER
7049 | Permanently Closed | 1995-03-14 06:00 | 1979-01-01 06:00 | 1995-03-14 06:00 | Petroleum | Unleaded gasoline | Unleaded gasoline | Local government | Steel | Steel |  | Painted or None | Steel |  | 1901-01-01 06:00 | [15 empty] | UST Currently In Use: 0; UST Temp Close: 0; AST Currently In Use: 0; AST Temp Closed: 0 | 0 | 0 | 1 | 11039-117-001195 | CITY OF HOOVER
7050 | Permanently Closed | 1997-07-30 06:00 | 1979-01-01 06:00 | 1997-07-30 06:00 | Petroleum | Unleaded gasoline | Unleaded gasoline | Industrial, Local Government | Steel | Steel |  | Painted or None | Steel |  | 1901-01-01 06:00 | [15 empty] | UST Currently In Use: 0; UST Temp Close: 0; AST Currently In Use: 0; AST Temp Closed: 0 | 0 | 0 | 2 | 11041-073-011976 | CITY OF HUEYTOWN
7051 | Permanently Closed | 1997-07-30 06:00 | 1979-01-01 06:00 | 1997-07-30 06:00 | Petroleum | On road diesel | On road diesel | Industrial, Local Government | Steel | Steel |  | Painted or None | Steel |  | 1901-01-01 06:00 | [15 empty] | UST Currently In Use: 0; UST Temp Close: 0; AST Currently In Use: 0; AST Temp Closed: 0 | 0 | 0 | 2 | 11041-073-011976 | CITY OF HUEYTOWN
7052 | Permanently Closed | 1990-05-18 06:00 | 1976-01-01 06:00 | 1990-05-18 06:00 | Petroleum | On road diesel | On road diesel | Local government | Steel | Steel |  | Painted or None |  |  | 1901-01-01 06:00 | [15 empty] | UST Currently In Use: 0; UST Temp Close: 0; AST Currently In Use: 0; AST Temp Closed: 0 | 0 | 0 | 1 | 11042-089-000332 | CITY OF HUNTSVILLE
7053 | Permanently Closed | 1996-08-01 06:00 | 1980-01-01 06:00 | 1996-10-17 06:00 | Petroleum | On road diesel | On road diesel | Emergency Power Generator, Local Government | Fiberglass coated steel | Fiberglass coated steel |  |  | Steel |  | 1901-01-01 06:00 | [6 empty] | Automatic Tank Gauge | [8 empty] | UST Currently In Use: 0; UST Temp Close: 0; AST Currently In Use: 0; AST Temp Closed: 0 | 0 | 0 | 1 | 11042-089-000333 | CITY OF HUNTSVILLE
7054 | Permanently Closed | 2011-09-14 06:00 | 1980-01-01 06:00 | 2011-09-14 06:00 | Petroleum | On road diesel | On road diesel | Emergency Power Generator, Local Government | Fiberglass reinforced plastic | Fiberglass reinforced plastic |  |  | Flexible |  | 1901-01-01 06:00 |  | Catchment Basin, Single walled catchment basin | Automatic shutoff device At 95% full | Automatic shutoff device At 95% full |  |  | Other | [8 empty] | UST Currently In Use: 0; UST Temp Close: 0; AST Currently In Use: 0; AST Temp Closed: 0 | 0 | 0 | 1 | 11042-089-000334 | CITY OF HUNTSVILLE
7055 | Permanently Closed | 1996-10-06 06:00 | 1983-01-01 06:00 | 1998-10-06 06:00 | Petroleum | Unleaded gasoline | Unleaded gasoline | Local Government, Retail | Steel | Steel | Other, STEEL COAT |  | Steel |  | 1901-01-01 06:00 |  | Catchment Basin, Single walled catchment basin | [10 empty] | Annual line testing | Annual line testing |  | UST Currently In Use: 0; UST Temp Close: 0; AST Currently In Use: 0; AST Temp Closed: 0 | 0 | 0 | 3 | 11042-089-017536 | CITY OF HUNTSVILLE
7056 | Permanently Closed | 1996-10-08 06:00 | 1983-01-01 06:00 | 1998-10-08 06:00 | Petroleum | On road diesel | On road diesel | Local Government, Retail | Steel | Steel | Other, STEEL COAT |  | Steel |  | 1901-01-01 06:00 |  | Catchment Basin, Single walled catchment basin | [10 empty] | Annual line testing | Annual line testing |  | UST Currently In Use: 0; UST Temp Close: 0; AST Currently In Use: 0; AST Temp Closed: 0 | 0 | 0 | 3 | 11042-089-017536 | CITY OF HUNTSVILLE
7057 | Permanently Closed | 1996-10-08 06:00 | 1983-01-01 06:00 | 1998-10-08 06:00 | Petroleum | Unleaded gasoline | Unleaded gasoline | Local Government, Retail | Steel | Steel | Other, STEEL COAT |  | Steel |  | 1901-01-01 06:00 |  | Catchment Basin, Single walled catchment basin | [10 empty] | Annual line testing | Annual line testing |  | UST Currently In Use: 0; UST Temp Close: 0; AST Currently In Use: 0; AST Temp Closed: 0 | 0 | 0 | 3 | 11042-089-017536 | CITY OF HUNTSVILLE
7058 | Permanently Closed | 1996-10-23 06:00 | 1966-06-01 06:00 | 1998-10-23 06:00 | Petroleum | Unleaded gasoline | Unleaded gasoline | Local Government, Retail | Steel | Steel |  | Painted or None | Steel |  | 1901-01-01 06:00 |  | Catchment Basin, Single walled catchment basin | [13 empty] | UST Currently In Use: 0; UST Temp Close: 0; AST Currently In Use: 0; AST Temp Closed: 0 | 0 | 0 | 2 | 11042-089-006675 | CITY OF HUNTSVILLE
7059 | Permanently Closed | 1996-10-23 06:00 | 1966-01-01 06:00 | 1998-10-23 06:00 | Petroleum | On road diesel | On road diesel | Local Government, Retail | Steel | Steel |  | Painted or None | Steel |  | 1901-01-01 06:00 |  | Catchment Basin, Single walled catchment basin | [13 empty] | UST Currently In Use: 0; UST Temp Close: 0; AST Currently In Use: 0; AST Temp Closed: 0 | 0 | 0 | 2 | 11042-089-006675 | CITY OF HUNTSVILLE
7060 | Permanently Closed | 1998-12-16 06:00 | 1964-06-01 06:00 | 1999-12-27 06:00 | Petroleum | On road diesel | On road diesel | Emergency Power Generator, Local Government | Steel | Steel |  | Painted or None | Fiberglass reinforced plastic, Steel |  | 1901-01-01 06:00 | [15 empty] | UST Currently In Use: 0; UST Temp Close: 0; AST Currently In Use: 0; AST Temp Closed: 0 | 0 | 0 | 3 | 11042-089-006676 | CITY OF HUNTSVILLE
7061 | Permanently Closed | 1988-01-01 06:00 | 1963-01-01 06:00 | 1988-01-01 06:00 | Petroleum | Unleaded gasoline | Unleaded gasoline | Local government | Steel | Steel | Other, STEELCOAT |  | Steel |  | 1901-01-01 06:00 | [15 empty] | UST Currently In Use: 0; UST Temp Close: 0; AST Currently In Use: 0; AST Temp Closed: 0 | 0 | 0 | 3 | 11042-089-006676 | CITY OF HUNTSVILLE
7062 | Permanently Closed | 1996-11-30 06:00 | 1986-01-01 06:00 | 1998-11-30 06:00 | Petroleum | On road diesel | On road diesel | Emergency Power Generator, Local Government | Fiberglass reinforced plastic | Fiberglass reinforced plastic |  |  | Fiberglass reinforced plastic |  | 1901-01-01 06:00 | [15 empty] | UST Currently In Use: 0; UST Temp Close: 0; AST Currently In Use: 0; AST Temp Closed: 0 | 0 | 0 | 3 | 11042-089-006676 | CITY OF HUNTSVILLE
7063 | Permanently Closed | 1978-08-01 06:00 | 1970-01-01 06:00 | 1988-11-30 06:00 | Petroleum | Unleaded gasoline | Unleaded gasoline | Local government | Steel | Steel | Other, STEEL |  | Steel |  | 1901-01-01 06:00 | [15 empty] | UST Currently In Use: 0; UST Temp Close: 0; AST Currently In Use: 0; AST Temp Closed: 0 | 0 | 0 | 2 | 11042-089-006677 | CITY OF HUNTSVILLE
7064 | Permanently Closed | 1980-02-01 06:00 | 1972-01-01 06:00 | 1988-11-30 06:00 | Petroleum | Unleaded gasoline | Unleaded gasoline | Local government | Steel | Steel | Other, STEEL |  | Steel |  | 1901-01-01 06:00 | [15 empty] | UST Currently In Use: 0; UST Temp Close: 0; AST Currently In Use: 0; AST Temp Closed: 0 | 0 | 0 | 2 | 11042-089-006677 | CITY OF HUNTSVILLE
7065 | Permanently Closed | 1993-06-22 06:00 | 1972-01-01 06:00 | 1993-06-22 06:00 | Petroleum | Unleaded gasoline | Unleaded gasoline | Local government | Steel | Steel |  | Painted or None | Steel |  | 1901-01-01 06:00 | [15 empty] | UST Currently In Use: 0; UST Temp Close: 0; AST Currently In Use: 2; AST Temp Closed: 0 | 0 | 0 | 1 | 11042-089-006678 | CITY OF HUNTSVILLE
7066 | Permanently Closed | 1996-11-25 06:00 | 1986-06-01 06:00 | 1998-11-25 06:00 | Petroleum | Used oil | Used oil | Local Government, Retail | Fiberglass coated steel | Fiberglass coated steel | Interior lined (not allowed as a standalone method of corrosion protection) |  | Steel |  | 1901-01-01 06:00 |  | Catchment Basin, Single walled catchment basin | [13 empty] | UST Currently In Use: 0; UST Temp Close: 0; AST Currently In Use: 0; AST Temp Closed: 0 | 0 | 0 | 3 | 11042-089-007402 | CITY OF HUNTSVILLE
7067 | Permanently Closed | 1996-11-23 06:00 | 1987-06-17 06:00 | 1998-11-23 06:00 | Petroleum | On road diesel | On road diesel | Local Government, Retail | Fiberglass reinforced plastic | Fiberglass reinforced plastic |  |  | Fiberglass reinforced plastic |  | 1901-01-01 06:00 |  | Catchment Basin, Single walled catchment basin | [10 empty] | Annual line testing | Annual line testing |  | UST Currently In Use: 0; UST Temp Close: 0; AST Currently In Use: 0; AST Temp Closed: 0 | 0 | 0 | 3 | 11042-089-007402 | CITY OF HUNTSVILLE
7068 | Permanently Closed | 1996-11-23 06:00 | 1987-06-17 06:00 | 1998-11-23 06:00 | Petroleum | Unleaded gasoline | Unleaded gasoline | Local Government, Retail | Fiberglass reinforced plastic | Fiberglass reinforced plastic |  |  | Fiberglass reinforced plastic |  | 1901-01-01 06:00 |  | Catchment Basin, Single walled catchment basin | [10 empty] | Annual line testing | Annual line testing |  | UST Currently In Use: 0; UST Temp Close: 0; AST Currently In Use: 0; AST Temp Closed: 0 | 0 | 0 | 3 | 11042-089-007402 | CITY OF HUNTSVILLE
7069 | Permanently Closed | 1998-12-18 06:00 | 1980-01-01 06:00 | 1998-12-18 06:00 | Petroleum | Unleaded gasoline | Unleaded gasoline | Local government | Steel | Steel |  |  | Steel |  | 1901-01-01 06:00 | [12 empty] | Annual line testing | Annual line testing |  | UST Currently In Use: 0; UST Temp Close: 0; AST Currently In Use: 0; AST Temp Closed: 0 | 0 | 0 | 3 | 11043-025-001154 | CITY OF JACKSON
7070 | Permanently Closed | 1996-04-01 06:00 | 1964-01-01 06:00 | 1996-04-30 06:00 | Petroleum | Unleaded gasoline | Unleaded gasoline | Local government | Steel | Steel |  |  | Steel |  | 1901-01-01 06:00 | [12 empty] | Annual line testing | Annual line testing |  | UST Currently In Use: 0; UST Temp Close: 0; AST Currently In Use: 0; AST Temp Closed: 0 | 0 | 0 | 3 | 11043-025-001154 | CITY OF JACKSON
7071 | Permanently Closed | 2009-06-01 06:00 | 1979-01-01 06:00 | 2009-08-25 06:00 | Petroleum | Aviation fuel (JP-4; etc.) | Aviation fuel (JP-4; etc.) | Local government | Steel | Steel | Field installed cathodic protection |  | Steel |  | 1901-01-01 06:00 | Field installed cathodic protection | Catchment Basin, Single walled catchment basin | Automatic shutoff device At 95% full | Automatic shutoff device At 95% full |  |  | Continuous Automatic Tank Gauge | [8 empty] | UST Currently In Use: 0; UST Temp Close: 0; AST Currently In Use: 0; AST Temp Closed: 0 | 0 | 0 | 1 | 11043-025-001155 | CITY OF JACKSON
7072 | Permanently Closed | 1990-03-08 06:00 | 1985-01-01 06:00 | 1990-03-08 06:00 | Petroleum | Unleaded gasoline | Unleaded gasoline | Local government | Steel | Steel | Coated & cathodic protection (sti-P3) |  | Steel |  | 1901-01-01 06:00 | [15 empty] | UST Currently In Use: 0; UST Temp Close: 0; AST Currently In Use: 0; AST Temp Closed: 0 | 0 | 0 | 4 | 11044-015-012595 | CITY OF JACKSONVILLE
7073 | Permanently Closed | 1990-03-08 06:00 | 1980-01-01 06:00 | 1990-03-08 06:00 | Petroleum | Unleaded gasoline | Unleaded gasoline | Local government | Steel | Steel | Coated & cathodic protection (sti-P3) |  | Steel |  | 1901-01-01 06:00 | [15 empty] | UST Currently In Use: 0; UST Temp Close: 0; AST Currently In Use: 0; AST Temp Closed: 0 | 0 | 0 | 4 | 11044-015-012595 | CITY OF JACKSONVILLE
7074 | Permanently Closed | 1990-03-08 06:00 | 1980-01-01 06:00 | 1990-03-08 06:00 | Petroleum | On road diesel | On road diesel | Local government | Steel | Steel | Coated & cathodic protection (sti-P3) |  | Steel |  | 1901-01-01 06:00 | [15 empty] | UST Currently In Use: 0; UST Temp Close: 0; AST Currently In Use: 0; AST Temp Closed: 0 | 0 | 0 | 4 | 11044-015-012595 | CITY OF JACKSONVILLE
7075 | Permanently Closed | 1985-06-01 06:00 | 1980-01-01 06:00 | 1989-02-01 06:00 | Petroleum | On road diesel | On road diesel | Local government | Steel | Steel | Coated & cathodic protection (sti-P3) |  | Steel |  | 1901-01-01 06:00 | [15 empty] | UST Currently In Use: 0; UST Temp Close: 0; AST Currently In Use: 0; AST Temp Closed: 0 | 0 | 0 | 4 | 11044-015-012595 | CITY OF JACKSONVILLE
7076 | Permanently Closed | 1991-07-08 06:00 | 1964-01-01 06:00 | 1991-07-08 06:00 | Petroleum | Unleaded gasoline | Unleaded gasoline | Local government | Steel | Steel |  |  | Steel |  | 1901-01-01 06:00 | [15 empty] | UST Currently In Use: 0; UST Temp Close: 0; AST Currently In Use: 0; AST Temp Closed: 0 | 0 | 0 | 1 | 11044-015-013839 | CITY OF JACKSONVILLE
7077 | Permanently Closed | 1992-03-03 06:00 | 1901-01-01 06:00 | 1992-03-03 06:00 | Petroleum | Unleaded gasoline | Unleaded gasoline | Local government | Steel | Steel |  | Painted or None | Steel |  | 1901-01-01 06:00 | [15 empty] | UST Currently In Use: 0; UST Temp Close: 0; AST Currently In Use: 0; AST Temp Closed: 0 | 0 | 0 | 4 | 11045-017-010039 | CITY OF LAFAYETTE
7078 | Permanently Closed | 1992-03-03 06:00 | 1901-01-01 06:00 | 1992-03-03 06:00 | Petroleum | On road diesel | On road diesel | Local government | Steel | Steel |  | Painted or None | Steel |  | 1901-01-01 06:00 | [15 empty] | UST Currently In Use: 0; UST Temp Close: 0; AST Currently In Use: 0; AST Temp Closed: 0 | 0 | 0 | 4 | 11045-017-010039 | CITY OF LAFAYETTE
7080 | Permanently Closed | 1901-01-01 06:00 | 1901-01-01 06:00 |  | Petroleum | Unleaded gasoline | Unleaded gasoline | Local government | Steel | Steel |  |  | Steel |  | 1901-01-01 06:00 | [15 empty] | UST Currently In Use: 0; UST Temp Close: 0; AST Currently In Use: 0; AST Temp Closed: 0 | 0 | 0 | 2 | 11046-017-009053 | CITY OF LANETT
7081 | Permanently Closed | 1997-05-15 06:00 | 1983-01-01 06:00 | 1997-05-15 06:00 | Petroleum | Unleaded gasoline | Unleaded gasoline | Local government | Steel | Steel |  |  | Steel |  | 1901-01-01 06:00 | [15 empty] | UST Currently In Use: 0; UST Temp Close: 0; AST Currently In Use: 0; AST Temp Closed: 0 | 0 | 0 | 2 | 11046-017-009053 | CITY OF LANETT
7082 | Permanently Closed | 1997-11-18 06:00 | 1952-01-01 06:00 | 1997-11-18 06:00 | Petroleum | Kerosene | Kerosene | Local government | Steel | Steel |  |  |  |  | 1901-01-01 06:00 | [15 empty] | UST Currently In Use: 0; UST Temp Close: 0; AST Currently In Use: 0; AST Temp Closed: 0 | 0 | 0 | 2 | 11046-017-011824 | CITY OF LANETT
7083 | Permanently Closed | 1997-11-18 06:00 | 1952-01-01 06:00 | 1997-11-18 06:00 | Petroleum | Kerosene | Kerosene | Local government | Steel | Steel |  |  |  |  | 1901-01-01 06:00 | [15 empty] | UST Currently In Use: 0; UST Temp Close: 0; AST Currently In Use: 0; AST Temp Closed: 0 | 0 | 0 | 2 | 11046-017-011824 | CITY OF LANETT
7084 | Permanently Closed | 1995-05-15 06:00 | 1987-01-01 06:00 | 1997-05-15 06:00 | Petroleum | Unleaded gasoline | Unleaded gasoline | Local government | Steel | Steel | Coated & cathodic protection (sti-P3) |  | Steel |  | 1901-01-01 06:00 | [15 empty] | UST Currently In Use: 0; UST Temp Close: 0; AST Currently In Use: 0; AST Temp Closed: 0 | 0 | 0 | 2 | 11046-017-014425 | CITY OF LANETT
7085 | Permanently Closed | 1995-05-15 06:00 | 1901-01-01 06:00 | 1997-05-15 06:00 | Petroleum | On road diesel | On road diesel | Local government | Steel | Steel |  |  |  |  | 1901-01-01 06:00 | [15 empty] | UST Currently In Use: 0; UST Temp Close: 0; AST Currently In Use: 0; AST Temp Closed: 0 | 0 | 0 | 2 | 11046-017-014425 | CITY OF LANETT
7086 | Permanently Closed | 1992-02-13 06:00 | 1968-01-01 06:00 | 1992-02-13 06:00 | Petroleum | On road diesel | On road diesel | Local government | Fiberglass reinforced plastic | Fiberglass reinforced plastic |  |  | Steel |  | 1901-01-01 06:00 | [15 empty] | UST Currently In Use: 0; UST Temp Close: 0; AST Currently In Use: 0; AST Temp Closed: 0 | 0 | 0 | 1 | 11048-119-000716 | CITY OF LIVINGSTON
7087 | Permanently Closed | 1996-08-25 06:00 | 1901-01-01 06:00 | 1996-08-25 06:00 | Petroleum | Unleaded gasoline | Unleaded gasoline | Local government | Steel | Steel |  |  | Steel |  | 1901-01-01 06:00 | [15 empty] | UST Currently In Use: 0; UST Temp Close: 0; AST Currently In Use: 0; AST Temp Closed: 0 | 0 | 0 | 1 | 11049-105-009374 | CITY OF MARION
7088 | Permanently Closed | 1997-02-18 06:00 | 1977-01-01 06:00 | 1998-02-18 06:00 | Petroleum | Unleaded gasoline | Unleaded gasoline | Industrial, Local Government | Steel | Steel |  | Painted or None | Steel |  | 1901-01-01 06:00 | [12 empty] | Annual line testing | Annual line testing |  | UST Currently In Use: 0; UST Temp Close: 0; AST Currently In Use: 1; AST Temp Closed: 0 | 0 | 0 | 1 | 11050-073-001083 | CITY OF MIDFIELD
7089 | Permanently Closed | 1978-11-01 06:00 | 1959-01-01 06:00 | 1990-04-18 06:00 | Petroleum | Unleaded gasoline | Unleaded gasoline | Local government | [6 empty] | 1901-01-01 06:00 | [15 empty] | UST Currently In Use: 0; UST Temp Close: 0; AST Currently In Use: 0; AST Temp Closed: 0 | 0 | 0 | 1 | 11050-073-001084 | CITY OF MIDFIELD
7090 | Permanently Closed | 1997-02-18 06:00 | 1964-01-01 06:00 | 1998-02-18 06:00 | Petroleum | Unleaded gasoline | Unleaded gasoline | Local government | Steel | Steel |  | Painted or None | Steel |  | 1901-01-01 06:00 | None | [11 empty] | Annual line testing | Annual line testing |  | UST Currently In Use: 0; UST Temp Close: 0; AST Currently In Use: 0; AST Temp Closed: 0 | 0 | 0 | 1 | 11050-073-006589 | CITY OF MIDFIELD
7091 | Permanently Closed | 1995-10-07 06:00 | 1980-01-01 06:00 | 1997-10-08 06:00 | Petroleum | Unleaded gasoline | Unleaded gasoline | Bulk facility, Local Government | Steel | Steel |  | Painted or None | Steel |  | 1901-01-01 06:00 | [12 empty] | Annual line testing | Annual line testing |  | UST Currently In Use: 0; UST Temp Close: 0; AST Currently In Use: 0; AST Temp Closed: 0 | 0 | 0 | 2 | 11051-051-000987 | CITY OF MILLBROOK
7092 | Permanently Closed | 1995-10-07 06:00 | 1980-01-01 06:00 | 1997-10-08 06:00 | Petroleum | Unleaded gasoline | Unleaded gasoline | Bulk facility, Local Government | Steel | Steel |  | Painted or None | Steel |  | 1901-01-01 06:00 | [12 empty] | Annual line testing | Annual line testing |  | UST Currently In Use: 0; UST Temp Close: 0; AST Currently In Use: 0; AST Temp Closed: 0 | 0 | 0 | 2 | 11051-051-000987 | CITY OF MILLBROOK
7093 | Permanently Closed | 1995-10-07 06:00 | 1980-01-01 06:00 | 1997-10-07 06:00 | Petroleum | On road diesel | On road diesel | Bulk facility, Local Government | Steel | Steel |  | Painted or None | Steel |  | 1901-01-01 06:00 | [12 empty] | Annual line testing | Annual line testing |  | UST Currently In Use: 2; UST Temp Close: 0; AST Currently In Use: 0; AST Temp Closed: 0 | 2 | 0 | 1 | 11051-051-017857 | CITY OF MILLBROOK
7094 | Permanently Closed | 1995-10-07 06:00 | 1976-01-01 06:00 | 1997-10-07 06:00 | Petroleum | On road diesel | On road diesel | Bulk facility, Local Government | Steel | Steel |  |  | Steel |  | 1901-01-01 06:00 | [12 empty] | Annual line testing | Annual line testing |  | UST Currently In Use: 0; UST Temp Close: 0; AST Currently In Use: 0; AST Temp Closed: 0 | 0 | 0 | 1 | 11051-051-002273 | CITY OF MILLBROOK
7095 | Permanently Closed | 1988-03-21 06:00 | 1972-01-01 06:00 | 1990-03-21 06:00 | Petroleum | Unleaded gasoline | Unleaded gasoline | Local government | Steel | Steel |  |  | Steel |  | 1901-01-01 06:00 | [15 empty] | UST Currently In Use: 0; UST Temp Close: 0; AST Currently In Use: 0; AST Temp Closed: 0 | 0 | 0 | 1 | 11052-097-004724 | CITY OF MOBILE
7096 | Currently in Use |  | 1989-01-01 06:00 |  | Petroleum | On road diesel | On road diesel | Local Government | Fiberglass reinforced plastic | Fiberglass reinforced plastic |  |  | Fiberglass reinforced plastic |  | 1901-01-01 06:00 |  | Catchment Basin, Single walled catchment basin | Automatic shutoff device At 95% full | Automatic shutoff device At 95% full | Interstitial Monitoring within Secondary Containment | SENSOR TO ATG |  |  | Automatic flow restrictor (MLLD), Containment Sump | Containment Sump |  |  | Annual line testing | Annual line testing |  | UST Currently In Use: 2; UST Temp Close: 0; AST Currently In Use: 1; AST Temp Closed: 0 | 2 | 0 | 0 | 11054-097-014966 | CITY OF MOBILE
7097 | Currently in Use |  | 1989-01-01 06:00 |  | Petroleum | On road diesel | On road diesel | Local Government | Fiberglass reinforced plastic | Fiberglass reinforced plastic |  |  | Fiberglass reinforced plastic |  | 1901-01-01 06:00 |  | Catchment Basin, Single walled catchment basin | Automatic shutoff device At 95% full | Automatic shutoff device At 95% full | Interstitial Monitoring within Secondary Containment | SENSOR TO ATG |  |  | Automatic flow restrictor (MLLD), Containment Sump | Containment Sump |  |  | Annual line testing | Annual line testing |  | UST Currently In Use: 2; UST Temp Close: 0; AST Currently In Use: 1; AST Temp Closed: 0 | 2 | 0 | 0 | 11054-097-014966 | CITY OF MOBILE
7098 | Permanently Closed | 1991-06-06 06:00 | 1972-01-01 06:00 | 1991-06-06 06:00 | Petroleum | Unleaded gasoline | Unleaded gasoline | Local government | Steel | Steel |  |  | Steel |  | 1901-01-01 06:00 | [15 empty] | UST Currently In Use: 0; UST Temp Close: 0; AST Currently In Use: 0; AST Temp Closed: 0 | 0 | 0 | 1 | 11053-097-004726 | CITY OF MOBILE
7099 | Permanently Closed | 1990-12-19 06:00 | 1960-01-01 06:00 | 1990-12-19 06:00 | Petroleum | Unleaded gasoline | Unleaded gasoline | Local government | Steel | Steel |  |  | Steel |  | 1901-01-01 06:00 | [15 empty] | UST Currently In Use: 5; UST Temp Close: 0; AST Currently In Use: 1; AST Temp Closed: 0 | 5 | 0 | 9 | 11054-097-004725 | CITY OF MOBILE
7100 | Permanently Closed | 1901-01-01 06:00 | 1960-01-01 06:00 |  | Petroleum | Unleaded gasoline | Unleaded gasoline | Local government | Steel | Steel |  |  | Steel |  | 1901-01-01 06:00 | [15 empty] | UST Currently In Use: 5; UST Temp Close: 0; AST Currently In Use: 1; AST Temp Closed: 0 | 5 | 0 | 9 | 11054-097-004725 | CITY OF MOBILE
7101 | Permanently Closed | 1901-01-01 06:00 | 1960-01-01 06:00 |  | Petroleum | Unleaded gasoline | Unleaded gasoline | Local government | Steel | Steel |  |  | Steel |  | 1901-01-01 06:00 | [15 empty] | UST Currently In Use: 5; UST Temp Close: 0; AST Currently In Use: 1; AST Temp Closed: 0 | 5 | 0 | 9 | 11054-097-004725 | CITY OF MOBILE
7102 | Permanently Closed | 1990-12-19 06:00 | 1964-01-01 06:00 | 1990-12-19 06:00 | Petroleum | Unleaded gasoline | Unleaded gasoline | Local government | Steel | Steel |  |  | Steel |  | 1901-01-01 06:00 | [15 empty] | UST Currently In Use: 5; UST Temp Close: 0; AST Currently In Use: 1; AST Temp Closed: 0 | 5 | 0 | 9 | 11054-097-004725 | CITY OF MOBILE
7103 | Permanently Closed | 1990-12-19 06:00 | 1964-01-01 06:00 | 1990-12-19 06:00 | Petroleum | Unleaded gasoline | Unleaded gasoline | Local government | Steel | Steel |  |  | Steel |  | 1901-01-01 06:00 | [15 empty] | UST Currently In Use: 5; UST Temp Close: 0; AST Currently In Use: 1; AST Temp Closed: 0 | 5 | 0 | 9 | 11054-097-004725 | CITY OF MOBILE
7104 | Currently in Use |  | 1974-01-01 06:00 |  | Petroleum | Unleaded gasoline | Unleaded gasoline | Local government | Steel | Steel | Field installed cathodic protection, Interior lined (not allowed as a standalone method of corrosion protection) |  | Fiberglass reinforced plastic |  |  |  | Catchment Basin, Single walled catchment basin | Automatic shutoff device At 95% full | Automatic shutoff device At 95% full |  |  | Continuous Automatic Tank Gauge |  | Automatic flow restrictor (MLLD), Containment Sump | Containment Sump |  |  | Annual line testing | Annual line testing |  | UST Currently In Use: 5; UST Temp Close: 0; AST Currently In Use: 1; AST Temp Closed: 0 | 5 | 0 | 9 | 11054-097-004725 | CITY OF MOBILE
7105 | Currently in Use |  | 1974-01-01 06:00 |  | Petroleum | Unleaded gasoline | Unleaded gasoline | Local government | Steel | Steel | Coated & cathodic protection (sti-P3), Field installed cathodic protection, Interior lined (not allowed as a standalone method of corrosion protection) |  | Flexible |  |  |  | Catchment Basin, Single walled catchment basin | Automatic shutoff device At 95% full | Automatic shutoff device At 95% full |  |  | Continuous Automatic Tank Gauge |  | Automatic flow restrictor (MLLD), Containment Sump | Containment Sump |  |  | Annual line testing | Annual line testing |  | UST Currently In Use: 5; UST Temp Close: 0; AST Currently In Use: 1; AST Temp Closed: 0 | 5 | 0 | 9 | 11054-097-004725 | CITY OF MOBILE
7106 | Permanently Closed | 2000-10-03 06:00 | 1974-01-01 06:00 | 2000-10-03 06:00 | Petroleum | On road diesel | On road diesel | Local government | Steel | Steel | Field installed cathodic protection, Interior lined (not allowed as a standalone method of corrosion protection) |  | Fiberglass reinforced plastic |  | 1901-01-01 06:00 |  | Catchment Basin, Single walled catchment basin | Audible high level alarm At 90% full | Audible high level alarm At 90% full |  |  | Automatic Tank Gauge | [5 empty] | Annual line testing | Annual line testing |  | UST Currently In Use: 5; UST Temp Close: 0; AST Currently In Use: 1; AST Temp Closed: 0 | 5 | 0 | 9 | 11054-097-004725 | CITY OF MOBILE
7107 | Permanently Closed | 2000-10-03 06:00 | 1974-01-01 06:00 | 2000-10-03 06:00 | Petroleum | On road diesel | On road diesel | Local government | Steel | Steel | Field installed cathodic protection, Interior lined (not allowed as a standalone method of corrosion protection) |  | Fiberglass reinforced plastic |  | 1901-01-01 06:00 |  | Catchment Basin, Single walled catchment basin | Audible high level alarm At 90% full | Audible high level alarm At 90% full |  |  | Automatic Tank Gauge | [5 empty] | Annual line testing | Annual line testing |  | UST Currently In Use: 5; UST Temp Close: 0; AST Currently In Use: 1; AST Temp Closed: 0 | 5 | 0 | 9 | 11054-097-004725 | CITY OF MOBILE
7108 | Permanently Closed | 2000-10-03 06:00 | 1974-01-01 06:00 | 2000-10-03 06:00 | Petroleum | On road diesel | On road diesel | Local government | Steel | Steel | Field installed cathodic protection, Interior lined (not allowed as a standalone method of corrosion protection) |  | Fiberglass reinforced plastic |  | 1901-01-01 06:00 |  | Catchment Basin, Single walled catchment basin | Audible high level alarm At 90% full | Audible high level alarm At 90% full |  |  | Automatic Tank Gauge | [5 empty] | Annual line testing | Annual line testing |  | UST Currently In Use: 5; UST Temp Close: 0; AST Currently In Use: 1; AST Temp Closed: 0 | 5 | 0 | 9 | 11054-097-004725 | CITY OF MOBILE
7109 | Permanently Closed | 1991-06-03 06:00 | 1974-01-01 06:00 | 1991-06-03 06:00 | Petroleum | On road diesel | On road diesel | Local government | Steel | Steel |  | Painted or None | Steel |  | 1901-01-01 06:00 | [15 empty] | UST Currently In Use: 5; UST Temp Close: 0; AST Currently In Use: 1; AST Temp Closed: 0 | 5 | 0 | 9 | 11054-097-004725 | CITY OF MOBILE
7110 | Permanently Closed | 1991-09-21 06:00 | 1978-01-01 06:00 | 1991-09-21 06:00 | Petroleum | On road diesel | On road diesel | Local government | Steel | Steel |  |  | Steel |  | 1901-01-01 06:00 | [15 empty] | UST Currently In Use: 0; UST Temp Close: 0; AST Currently In Use: 0; AST Temp Closed: 0 | 0 | 0 | 1 | 11055-097-004723 | CITY OF MOBILE
7111 | Permanently Closed | 2017-07-01 06:00 | 1984-10-01 06:00 |  | Petroleum | On road diesel | On road diesel | Local government | Fiberglass reinforced plastic | Fiberglass reinforced plastic |  |  | Fiberglass reinforced plastic |  | 1901-01-01 06:00 | None | Catchment Basin, Single walled catchment basin | Audible high level alarm At 90% full | Audible high level alarm At 90% full |  |  | Automatic Tank Gauge |  | Automatic shutoff device (AELLD) | Automatic shutoff device (AELLD) |  |  | Annual line testing | Annual line testing |  | UST Currently In Use: 0; UST Temp Close: 0; AST Currently In Use: 1; AST Temp Closed: 0 | 0 | 0 | 2 | 11056-101-002393 | CITY OF MONTGOMERY
7112 | Permanently Closed | 2017-07-01 06:00 | 1984-10-01 06:00 |  | Petroleum | Unleaded gasoline | Unleaded gasoline | Local government | Fiberglass reinforced plastic | Fiberglass reinforced plastic |  |  | Fiberglass reinforced plastic |  | 1901-01-01 06:00 | None | Catchment Basin, Single walled catchment basin | Audible high level alarm At 90% full | Audible high level alarm At 90% full |  |  | Automatic Tank Gauge | [8 empty] | UST Currently In Use: 0; UST Temp Close: 0; AST Currently In Use: 1; AST Temp Closed: 0 | 0 | 0 | 2 | 11056-101-002393 | CITY OF MONTGOMERY
7113 | Permanently Closed | 1901-01-01 06:00 | 1972-01-01 06:00 | 1988-01-01 06:00 | Petroleum | Unleaded gasoline | Unleaded gasoline | Local government | Steel | Steel |  |  | Steel |  | 1901-01-01 06:00 | [15 empty] | UST Currently In Use: 0; UST Temp Close: 0; AST Currently In Use: 0; AST Temp Closed: 0 | 0 | 0 | 2 | 11056-101-002394 | CITY OF MONTGOMERY
7114 | Permanently Closed | 1901-01-01 06:00 | 1959-01-01 06:00 | 1988-01-01 06:00 | Petroleum | Unleaded gasoline | Unleaded gasoline | Local government | Steel | Steel |  |  | Steel |  | 1901-01-01 06:00 | [15 empty] | UST Currently In Use: 0; UST Temp Close: 0; AST Currently In Use: 0; AST Temp Closed: 0 | 0 | 0 | 2 | 11056-101-002394 | CITY OF MONTGOMERY
7115 | Permanently Closed | 1986-02-01 06:00 | 1968-01-01 06:00 |  | Petroleum | On road diesel | On road diesel | Local government | Steel | Steel |  |  | Steel |  | 1901-01-01 06:00 | [15 empty] | UST Currently In Use: 0; UST Temp Close: 0; AST Currently In Use: 0; AST Temp Closed: 0 | 0 | 0 | 1 | 11056-101-002395 | CITY OF MONTGOMERY
7116 | Permanently Closed | 1901-01-01 06:00 | 1971-01-01 06:00 | 1986-09-02 06:00 | Petroleum | On road diesel | On road diesel | Local government | Steel | Steel |  |  | Steel |  | 1901-01-01 06:00 | [15 empty] | UST Currently In Use: 0; UST Temp Close: 0; AST Currently In Use: 0; AST Temp Closed: 0 | 0 | 0 | 1 | 11056-101-002396 | CITY OF MONTGOMERY
7117 | Permanently Closed | 1990-01-01 06:00 | 1971-01-01 06:00 | 1990-01-01 06:00 | Petroleum | On road diesel | On road diesel | Local government | Steel | Steel |  |  | Steel |  | 1901-01-01 06:00 | [15 empty] | UST Currently In Use: 0; UST Temp Close: 0; AST Currently In Use: 1; AST Temp Closed: 0 | 0 | 0 | 1 | 11056-101-002397 | CITY OF MONTGOMERY
7118 | Permanently Closed | 1989-05-15 06:00 | 1974-01-01 06:00 | 1989-05-17 06:00 | Petroleum | On road diesel | On road diesel | Local government | Steel | Steel |  | Painted or None | Steel |  | 1901-01-01 06:00 | [15 empty] | UST Currently In Use: 0; UST Temp Close: 0; AST Currently In Use: 0; AST Temp Closed: 0 | 0 | 0 | 1 | 11056-101-002398 | CITY OF MONTGOMERY
7119 | Permanently Closed | 1989-05-25 06:00 | 1975-01-01 06:00 | 1989-05-26 06:00 | Petroleum | On road diesel | On road diesel | Local government | Steel | Steel |  |  | Steel |  | 1901-01-01 06:00 | [15 empty] | UST Currently In Use: 0; UST Temp Close: 0; AST Currently In Use: 0; AST Temp Closed: 0 | 0 | 0 | 2 | 11056-101-002399 | CITY OF MONTGOMERY
7120 | Permanently Closed | 1989-05-25 06:00 | 1975-01-01 06:00 | 1989-05-26 06:00 | Petroleum | Unleaded gasoline | Unleaded gasoline | Local government | Steel | Steel |  |  | Steel |  | 1901-01-01 06:00 | [15 empty] | UST Currently In Use: 0; UST Temp Close: 0; AST Currently In Use: 0; AST Temp Closed: 0 | 0 | 0 | 2 | 11056-101-002399 | CITY OF MONTGOMERY
7121 | Permanently Closed | 1989-06-30 06:00 | 1975-01-01 06:00 | 1989-06-30 06:00 | Petroleum | On road diesel | On road diesel | Local government | Steel | Steel |  |  | Steel |  | 1901-01-01 06:00 | [15 empty] | UST Currently In Use: 0; UST Temp Close: 0; AST Currently In Use: 0; AST Temp Closed: 0 | 0 | 0 | 2 | 11056-101-002400 | CITY OF MONTGOMERY
7122 | Permanently Closed | 1989-06-30 06:00 | 1975-01-01 06:00 | 1989-06-30 06:00 | Petroleum | Unleaded gasoline | Unleaded gasoline | Local government | Steel | Steel |  |  | Steel |  | 1901-01-01 06:00 | [15 empty] | UST Currently In Use: 0; UST Temp Close: 0; AST Currently In Use: 0; AST Temp Closed: 0 | 0 | 0 | 2 | 11056-101-002400 | CITY OF MONTGOMERY
7123 | Permanently Closed | 1989-06-10 06:00 | 1975-01-01 06:00 | 1989-06-12 06:00 | Petroleum | On road diesel | On road diesel | Local government | Steel | Steel |  |  | Steel |  | 1901-01-01 06:00 | [15 empty] | UST Currently In Use: 0; UST Temp Close: 0; AST Currently In Use: 0; AST Temp Closed: 0 | 0 | 0 | 2 | 11056-101-002401 | CITY OF MONTGOMERY
7124 | Permanently Closed | 1989-06-10 06:00 | 1975-01-01 06:00 | 1989-06-12 06:00 | Petroleum | Unleaded gasoline | Unleaded gasoline | Local government | Steel | Steel |  |  | Steel |  | 1901-01-01 06:00 | [15 empty] | UST Currently In Use: 0; UST Temp Close: 0; AST Currently In Use: 0; AST Temp Closed: 0 | 0 | 0 | 2 | 11056-101-002401 | CITY OF MONTGOMERY
7125 | Permanently Closed | 1989-06-04 06:00 | 1967-01-01 06:00 | 1989-06-06 06:00 | Petroleum | Unleaded gasoline | Unleaded gasoline | Local government | Steel | Steel |  |  | Steel |  | 1901-01-01 06:00 | [15 empty] | UST Currently In Use: 0; UST Temp Close: 0; AST Currently In Use: 0; AST Temp Closed: 0 | 0 | 0 | 1 | 11056-101-002402 | CITY OF MONTGOMERY
7126 | Permanently Closed | 1901-01-01 06:00 | 1956-01-01 06:00 | 1989-04-26 06:00 | Petroleum | Unleaded gasoline | Unleaded gasoline | Local government | Steel | Steel |  |  | Steel |  | 1901-01-01 06:00 | [15 empty] | UST Currently In Use: 0; UST Temp Close: 0; AST Currently In Use: 0; AST Temp Closed: 0 | 0 | 0 | 1 | 11056-101-002403 | CITY OF MONTGOMERY
7127 | Permanently Closed | 1989-08-01 06:00 | 1974-01-01 06:00 | 1989-08-18 06:00 | Petroleum | Unleaded gasoline | Unleaded gasoline | Local government | Steel | Steel |  |  | Steel |  | 1901-01-01 06:00 | [15 empty] | UST Currently In Use: 0; UST Temp Close: 0; AST Currently In Use: 2; AST Temp Closed: 0 | 0 | 0 | 4 | 11056-101-002404 | CITY OF MONTGOMERY
7128 | Permanently Closed | 1989-08-01 06:00 | 1974-01-01 06:00 | 1989-08-18 06:00 | Petroleum | Unleaded gasoline | Unleaded gasoline | Local government | Steel | Steel |  |  | Steel |  | 1901-01-01 06:00 | [15 empty] | UST Currently In Use: 0; UST Temp Close: 0; AST Currently In Use: 2; AST Temp Closed: 0 | 0 | 0 | 4 | 11056-101-002404 | CITY OF MONTGOMERY
7129 | Permanently Closed | 1989-08-01 06:00 | 1974-01-01 06:00 | 1989-08-18 06:00 | Petroleum | On road diesel | On road diesel | Local government | Steel | Steel |  |  | Steel |  | 1901-01-01 06:00 | [15 empty] | UST Currently In Use: 0; UST Temp Close: 0; AST Currently In Use: 2; AST Temp Closed: 0 | 0 | 0 | 4 | 11056-101-002404 | CITY OF MONTGOMERY
7130 | Permanently Closed | 1989-08-01 06:00 | 1974-01-01 06:00 | 1989-08-18 06:00 | Petroleum | Other, OTHER | Other | Local government | Steel | Steel |  |  | Steel |  | 1901-01-01 06:00 | [15 empty] | UST Currently In Use: 0; UST Temp Close: 0; AST Currently In Use: 2; AST Temp Closed: 0 | 0 | 0 | 4 | 11056-101-002404 | CITY OF MONTGOMERY
7131 | Permanently Closed | 1990-01-01 06:00 | 1966-01-01 06:00 | 1990-01-30 06:00 | Petroleum | Unleaded gasoline | Unleaded gasoline | Local government | Steel | Steel |  |  | Steel |  | 1901-01-01 06:00 | [15 empty] | UST Currently In Use: 0; UST Temp Close: 0; AST Currently In Use: 0; AST Temp Closed: 0 | 0 | 0 | 6 | 11056-101-002405 | CITY OF MONTGOMERY
7132 | Permanently Closed | 1990-01-01 06:00 | 1966-01-01 06:00 | 1990-01-30 06:00 | Petroleum | On road diesel | On road diesel | Local government | Steel | Steel |  |  | Steel |  | 1901-01-01 06:00 | [15 empty] | UST Currently In Use: 0; UST Temp Close: 0; AST Currently In Use: 0; AST Temp Closed: 0 | 0 | 0 | 6 | 11056-101-002405 | CITY OF MONTGOMERY
7133 | Permanently Closed | 1990-01-01 06:00 | 1966-01-01 06:00 | 1990-01-30 06:00 | Petroleum | On road diesel | On road diesel | Local government | Steel | Steel |  |  | Steel |  | 1901-01-01 06:00 | [15 empty] | UST Currently In Use: 0; UST Temp Close: 0; AST Currently In Use: 0; AST Temp Closed: 0 | 0 | 0 | 6 | 11056-101-002405 | CITY OF MONTGOMERY
7134 | Permanently Closed | 1990-01-01 06:00 | 1972-01-01 06:00 | 1990-01-30 06:00 | Petroleum | Unleaded gasoline | Unleaded gasoline | Local government | Steel | Steel |  | Painted or None | Steel |  | 1901-01-01 06:00 | [15 empty] | UST Currently In Use: 0; UST Temp Close: 0; AST Currently In Use: 0; AST Temp Closed: 0 | 0 | 0 | 6 | 11056-101-002405 | CITY OF MONTGOMERY
7135 | Permanently Closed | 1990-01-01 06:00 | 1966-01-01 06:00 | 1990-01-30 06:00 | Petroleum | Unleaded gasoline | Unleaded gasoline | Local government | Steel | Steel |  |  | Steel |  | 1901-01-01 06:00 | [15 empty] | UST Currently In Use: 0; UST Temp Close: 0; AST Currently In Use: 0; AST Temp Closed: 0 | 0 | 0 | 6 | 11056-101-002405 | CITY OF MONTGOMERY
7136 | Permanently Closed | 1901-01-01 06:00 | 1956-01-01 06:00 | 1989-04-17 06:00 | Petroleum | Kerosene | Kerosene | Local government | Steel | Steel |  |  | Steel |  | 1901-01-01 06:00 | [15 empty] | UST Currently In Use: 0; UST Temp Close: 0; AST Currently In Use: 0; AST Temp Closed: 0 | 0 | 0 | 6 | 11056-101-002405 | CITY OF MONTGOMERY
7137 | Permanently Closed | 2018-02-16 06:00 | 1986-09-01 06:00 |  | Petroleum | On road diesel | On road diesel | Industrial, Local Government | Fiberglass reinforced plastic | Fiberglass reinforced plastic |  |  | Fiberglass reinforced plastic |  | 1901-01-01 06:00 | None | Catchment Basin, Single walled catchment basin | Audible high level alarm At 90% full | Audible high level alarm At 90% full |  |  | Automatic Tank Gauge |  | Automatic shutoff device (AELLD) | Automatic shutoff device (AELLD) | [5 empty] | UST Currently In Use: 0; UST Temp Close: 0; AST Currently In Use: 0; AST Temp Closed: 0 | 0 | 0 | 2 | 11056-101-012235 | CITY OF MONTGOMERY
7138 | Permanently Closed | 2018-02-16 06:00 | 1986-09-01 06:00 |  | Petroleum | Unleaded gasoline | Unleaded gasoline | Industrial, Local Government | Fiberglass reinforced plastic | Fiberglass reinforced plastic |  |  | Fiberglass reinforced plastic |  | 1901-01-01 06:00 | None | Catchment Basin, Single walled catchment basin | Audible high level alarm At 90% full | Audible high level alarm At 90% full |  |  | Automatic Tank Gauge |  | Automatic shutoff device (AELLD) | Automatic shutoff device (AELLD) | [5 empty] | UST Currently In Use: 0; UST Temp Close: 0; AST Currently In Use: 0; AST Temp Closed: 0 | 0 | 0 | 2 | 11056-101-012235 | CITY OF MONTGOMERY
7139 | Currently in Use |  | 1983-01-01 06:00 |  | Petroleum | On road diesel | On road diesel | Emergency Power Generator, Local Government | Fiberglass coated steel | Fiberglass coated steel |  |  | Other, FBGL OR IS |  | 1901-01-01 06:00 |  | Catchment Basin, Single walled catchment basin | Audible high level alarm At 90% full | Audible high level alarm At 90% full |  |  | Automatic Tank Gauge | [8 empty] | UST Currently In Use: 1; UST Temp Close: 0; AST Currently In Use: 0; AST Temp Closed: 0 | 1 | 0 | 0 | 11056-101-012506 | CITY OF MONTGOMERY
7140 | Permanently Closed | 1998-01-09 06:00 | 1980-01-01 06:00 | 1998-01-09 06:00 | Petroleum | Unleaded gasoline | Unleaded gasoline | Local government | Steel | Steel |  | Painted or None | Steel |  | 1901-01-01 06:00 | [15 empty] | UST Currently In Use: 0; UST Temp Close: 0; AST Currently In Use: 0; AST Temp Closed: 0 | 0 | 0 | 1 | 11057-115-010441 | CITY OF MOODY
7141 | Permanently Closed | 1987-10-30 06:00 | 1964-01-01 06:00 | 1987-10-30 06:00 | Petroleum | Unleaded gasoline | Unleaded gasoline | Local government | Steel | Steel |  |  |  |  | 1901-01-01 06:00 | [15 empty] | UST Currently In Use: 0; UST Temp Close: 0; AST Currently In Use: 0; AST Temp Closed: 0 | 0 | 0 | 3 | 11058-073-001676 | CITY OF MOUNTAIN BROOK
7142 | Permanently Closed | 1997-06-15 06:00 | 1987-07-24 06:00 | 1997-06-30 06:00 | Petroleum | Unleaded gasoline | Unleaded gasoline | Industrial, Local Government | Steel | Steel |  |  |  |  | 1901-01-01 06:00 | [15 empty] | UST Currently In Use: 2; UST Temp Close: 0; AST Currently In Use: 0; AST Temp Closed: 0 | 2 | 0 | 1 | 11058-073-016238 | CITY OF MOUNTAIN BROOK
7143 | Permanently Closed | 1993-07-01 06:00 | 1973-01-01 06:00 |  | Petroleum | Unleaded gasoline | Unleaded gasoline | Industrial, Local Government | Steel | Steel |  | Painted or None | Steel |  | 1901-01-01 06:00 | [15 empty] | UST Currently In Use: 0; UST Temp Close: 0; AST Currently In Use: 0; AST Temp Closed: 0 | 0 | 0 | 3 | 11058-073-001676 | CITY OF MOUNTAIN BROOK
7144 | Permanently Closed | 1992-09-10 06:00 | 1975-01-01 06:00 | 1992-09-10 06:00 | Petroleum | Unleaded gasoline | Unleaded gasoline | Local government | Steel | Steel |  | Painted or None | Steel |  | 1901-01-01 06:00 | [15 empty] | UST Currently In Use: 0; UST Temp Close: 0; AST Currently In Use: 0; AST Temp Closed: 0 | 0 | 0 | 2 | 11059-033-006911 | CITY OF MUSCLE SHOALS
7145 | Permanently Closed | 1992-09-10 06:00 | 1975-01-01 06:00 | 1992-09-10 06:00 | Petroleum | Unleaded gasoline | Unleaded gasoline | Local government | Steel | Steel |  | Painted or None | Steel |  | 1901-01-01 06:00 | [15 empty] | UST Currently In Use: 0; UST Temp Close: 0; AST Currently In Use: 0; AST Temp Closed: 0 | 0 | 0 | 2 | 11059-033-006911 | CITY OF MUSCLE SHOALS
7146 | Currently in Use |  | 1988-03-15 06:00 |  | Petroleum | On road diesel | On road diesel | Emergency Power Generator, Local Government | Single Wall, Steel | Steel | Coated & cathodic protection (sti-P3) |  | Double Wall, Flexible |  |  |  | Catchment Basin, Single walled catchment basin | Automatic shutoff device At 95% full | Automatic shutoff device At 95% full |  |  | Manual Tank Gauging (only tanks 1000 gal. or less and 48” or 64” in diameter) | [8 empty] | UST Currently In Use: 1; UST Temp Close: 0; AST Currently In Use: 0; AST Temp Closed: 0 | 1 | 0 | 0 | 11059-033-012788 | CITY OF MUSCLE SHOALS
7148 | Permanently Closed | 1992-09-03 06:00 | 1985-01-01 06:00 | 1992-09-03 06:00 | Petroleum | On road diesel | On road diesel | Local government | Steel | Steel |  | Painted or None | Steel |  | 1901-01-01 06:00 | [15 empty] | UST Currently In Use: 0; UST Temp Close: 0; AST Currently In Use: 0; AST Temp Closed: 0 | 0 | 0 | 1 | 11059-033-013721 | CITY OF MUSCLE SHOALS
7149 | Permanently Closed | 1992-08-06 06:00 | 1986-01-01 06:00 | 1992-08-06 06:00 | Petroleum | Unleaded gasoline | Unleaded gasoline | Local government | Steel | Steel |  | Painted or None | Steel |  | 1901-01-01 06:00 | [15 empty] | UST Currently In Use: 0; UST Temp Close: 0; AST Currently In Use: 0; AST Temp Closed: 0 | 0 | 0 | 2 | 11059-033-013847 | CITY OF MUSCLE SHOALS
7150 | Permanently Closed | 1992-08-06 06:00 | 1986-01-01 06:00 | 1992-08-06 06:00 | Petroleum | Unleaded gasoline | Unleaded gasoline | Local government | Steel | Steel |  | Painted or None | Steel |  | 1901-01-01 06:00 | [15 empty] | UST Currently In Use: 0; UST Temp Close: 0; AST Currently In Use: 0; AST Temp Closed: 0 | 0 | 0 | 2 | 11059-033-013847 | CITY OF MUSCLE SHOALS
7151 | Currently in Use |  | 1984-11-26 06:00 |  | Petroleum | Unleaded gasoline | Unleaded gasoline | Local government | Fiberglass reinforced plastic | Fiberglass reinforced plastic |  |  | Fiberglass reinforced plastic |  | 1901-01-01 06:00 |  | Catchment Basin, Single walled catchment basin | Flow Rest 90% Full | Flow Rest 90% Full |  |  | Continuous Automatic Tank Gauge | [8 empty] | UST Currently In Use: 4; UST Temp Close: 1; AST Currently In Use: 0; AST Temp Closed: 0 | 4 | 1 | 0 | 11060-081-009046 | CITY OF OPELIKA PUBLIC WORKS DEPT
7152 | Currently in Use |  | 1984-11-26 06:00 |  | Petroleum | On road diesel | On road diesel | Local government | Fiberglass reinforced plastic | Fiberglass reinforced plastic |  |  | Fiberglass reinforced plastic |  | 1901-01-01 06:00 |  | Catchment Basin, Single walled catchment basin | Flow Rest 90% Full | Flow Rest 90% Full |  |  | Continuous Automatic Tank Gauge | [8 empty] | UST Currently In Use: 4; UST Temp Close: 1; AST Currently In Use: 0; AST Temp Closed: 0 | 4 | 1 | 0 | 11060-081-009046 | CITY OF OPELIKA PUBLIC WORKS DEPT
7153 | Currently in Use |  | 1984-11-26 06:00 |  | Petroleum | Other, HYDRAULIC | Other | Local government | Fiberglass reinforced plastic | Fiberglass reinforced plastic |  |  | Fiberglass reinforced plastic |  | 1901-01-01 06:00 |  | Catchment Basin, Single walled catchment basin | Automatic shutoff device At 95% full, Flow Rest 90% Full | Flow Rest 90% Full |  |  | Continuous Automatic Tank Gauge | [8 empty] | UST Currently In Use: 4; UST Temp Close: 1; AST Currently In Use: 0; AST Temp Closed: 0 | 4 | 1 | 0 | 11060-081-009046 | CITY OF OPELIKA PUBLIC WORKS DEPT
7154 | Currently in Use |  | 1984-11-26 06:00 |  | Petroleum | Other, 5W40 OIL | Other | Local government | Fiberglass reinforced plastic | Fiberglass reinforced plastic |  |  | Fiberglass reinforced plastic |  | 1901-01-01 06:00 |  | Catchment Basin, Single walled catchment basin | Automatic shutoff device At 95% full, Flow Rest 90% Full | Flow Rest 90% Full |  |  | Continuous Automatic Tank Gauge | [8 empty] | UST Currently In Use: 4; UST Temp Close: 1; AST Currently In Use: 0; AST Temp Closed: 0 | 4 | 1 | 0 | 11060-081-009046 | CITY OF OPELIKA PUBLIC WORKS DEPT
7155 | Temporary Closed | 2021-10-20 06:00 | 1984-11-26 06:00 |  | Petroleum | Other, 5W40 OIL | Other | Local government | Fiberglass reinforced plastic | Fiberglass reinforced plastic |  |  | Fiberglass reinforced plastic |  | 1901-01-01 06:00 |  | Catchment Basin, Single walled catchment basin | Automatic shutoff device At 95% full, Flow Rest 90% Full | Flow Rest 90% Full |  |  | Continuous Automatic Tank Gauge | [8 empty] | UST Currently In Use: 4; UST Temp Close: 1; AST Currently In Use: 0; AST Temp Closed: 0 | 4 | 1 | 0 | 11060-081-009046 | CITY OF OPELIKA PUBLIC WORKS DEPT
7156 | Permanently Closed | 1993-07-13 06:00 | 1979-01-01 06:00 | 1993-07-13 06:00 | Petroleum | Unleaded gasoline | Unleaded gasoline | Local government | Steel | Steel |  | Painted or None | Steel |  | 1901-01-01 06:00 | [15 empty] | UST Currently In Use: 0; UST Temp Close: 0; AST Currently In Use: 0; AST Temp Closed: 0 | 0 | 0 | 1 | 11060-081-015211 | CITY OF OPELIKA PUBLIC WORKS DEPT
7157 | Permanently Closed | 1992-11-10 06:00 | 1975-01-01 06:00 | 1992-11-10 06:00 | Petroleum | Unleaded gasoline | Unleaded gasoline | Local government | Steel | Steel |  | Painted or None | Steel |  | 1901-01-01 06:00 | [6 empty] | Other | [8 empty] | UST Currently In Use: 0; UST Temp Close: 0; AST Currently In Use: 0; AST Temp Closed: 0 | 0 | 0 | 1 | 11060-081-015212 | CITY OF OPELIKA PUBLIC WORKS DEPT
7158 | Permanently Closed | 1992-11-10 06:00 | 1986-01-01 06:00 | 1992-11-10 06:00 | Petroleum | On road diesel | On road diesel | Local government | Steel | Steel |  | Painted or None | Steel |  | 1901-01-01 06:00 | [6 empty] | Manual Tank Gauging (only tanks 1000 gal. or less and 48” or 64” in diameter) | [8 empty] | UST Currently In Use: 0; UST Temp Close: 0; AST Currently In Use: 1; AST Temp Closed: 0 | 0 | 0 | 1 | 11060-081-015213 | CITY OF OPELIKA PUBLIC WORKS DEPT
7159 | Permanently Closed | 2014-03-07 06:00 | 1990-02-21 06:00 | 2014-03-07 06:00 | Petroleum | Unleaded gasoline | Unleaded gasoline | Local government | Steel | Steel | Coated & cathodic protection (sti-P3) |  | Fiberglass reinforced plastic |  |  | Other, FLXS ISOLA | Catchment Basin, Single walled catchment basin | Automatic shutoff device At 95% full | Automatic shutoff device At 95% full |  |  | Continuous Automatic Tank Gauge | [8 empty] | UST Currently In Use: 0; UST Temp Close: 0; AST Currently In Use: 0; AST Temp Closed: 0 | 0 | 0 | 1 | 17252-081-015225 | OPELIKA UTILITIES
7160 | Permanently Closed | 2004-05-19 06:00 | 1990-03-08 06:00 | 2004-05-19 06:00 | Petroleum | On road diesel | On road diesel | Bulk facility, Emergency Power Generator, Local Government | Fiberglass reinforced plastic | Fiberglass reinforced plastic |  |  | Fiberglass reinforced plastic |  | 1901-01-01 06:00 |  | Catchment Basin, Single walled catchment basin | Audible high level alarm At 90% full | Audible high level alarm At 90% full | Interstitial Monitoring within Secondary Containment | [10 empty] | UST Currently In Use: 0; UST Temp Close: 0; AST Currently In Use: 0; AST Temp Closed: 0 | 0 | 0 | 1 | 11060-081-015233 | CITY OF OPELIKA PUBLIC WORKS DEPT
7161 | Currently in Use |  | 1977-01-01 06:00 |  | Petroleum | Unleaded gasoline | Unleaded gasoline | Local government | Steel | Steel | Field installed cathodic protection |  | Steel |  |  | Field installed cathodic protection | Catchment Basin, Single walled catchment basin | Automatic shutoff device At 95% full | Automatic shutoff device At 95% full |  |  | Statistical Inventory Reconciliation (SIR) | [8 empty] | UST Currently In Use: 1; UST Temp Close: 0; AST Currently In Use: 0; AST Temp Closed: 0 | 1 | 0 | 1 | 11061-039-007005 | CITY OF OPP
7162 | Permanently Closed | 1999-08-16 06:00 | 1972-01-01 06:00 | 1999-11-05 06:00 | Petroleum | Unleaded gasoline | Unleaded gasoline | Local government | Steel | Steel |  |  | Steel |  | 1901-01-01 06:00 | [12 empty] | Annual line testing | Annual line testing |  | UST Currently In Use: 1; UST Temp Close: 0; AST Currently In Use: 0; AST Temp Closed: 0 | 1 | 0 | 1 | 11061-039-007005 | CITY OF OPP
7163 | Permanently Closed | 1993-03-02 06:00 | 1986-01-01 06:00 | 1999-11-05 06:00 | Petroleum | On road diesel | On road diesel | Local government | Steel | Steel | Interior lined (not allowed as a standalone method of corrosion protection) | Painted or None | Steel |  | 1901-01-01 06:00 | [15 empty] | UST Currently In Use: 0; UST Temp Close: 0; AST Currently In Use: 0; AST Temp Closed: 0 | 0 | 0 | 1 | 11061-039-013720 | CITY OF OPP
7164 | Permanently Closed | 2011-02-14 06:00 | 1988-11-07 06:00 | 2011-02-14 06:00 | Petroleum | Unleaded gasoline | Unleaded gasoline | Local government | Steel | Steel | Coated & cathodic protection (sti-P3) |  | Fiberglass reinforced plastic |  |  |  | Catchment Basin, Single walled catchment basin | Automatic shutoff device At 95% full | Automatic shutoff device At 95% full |  |  | Continuous Automatic Tank Gauge | [8 empty] | UST Currently In Use: 0; UST Temp Close: 0; AST Currently In Use: 0; AST Temp Closed: 0 | 0 | 0 | 1 | 11062-015-009164 | CITY OF OXFORD
7165 | Permanently Closed | 1994-12-12 06:00 | 1975-01-01 06:00 | 1994-12-12 06:00 | Petroleum | Unleaded gasoline | Unleaded gasoline | Local government | Steel | Steel |  | Painted or None |  |  | 1901-01-01 06:00 | [15 empty] | UST Currently In Use: 0; UST Temp Close: 0; AST Currently In Use: 2; AST Temp Closed: 0 | 0 | 0 | 4 | 11062-015-009165 | CITY OF OXFORD
7166 | Permanently Closed | 1994-12-12 06:00 | 1975-01-01 06:00 | 1994-12-12 06:00 | Petroleum | On road diesel | On road diesel | Local government | Steel | Steel |  | Painted or None |  |  | 1901-01-01 06:00 | [15 empty] | UST Currently In Use: 0; UST Temp Close: 0; AST Currently In Use: 2; AST Temp Closed: 0 | 0 | 0 | 4 | 11062-015-009165 | CITY OF OXFORD
7167 | Permanently Closed | 1994-01-01 06:00 | 1963-01-01 06:00 | 1994-01-27 06:00 | Petroleum | On road diesel | On road diesel | Local government | Steel | Steel |  |  | Steel |  | 1901-01-01 06:00 | [15 empty] | UST Currently In Use: 0; UST Temp Close: 0; AST Currently In Use: 0; AST Temp Closed: 0 | 0 | 0 | 3 | 11063-113-012236 | CITY OF PHENIX CITY ALABAMA
7168 | Permanently Closed | 1994-01-24 06:00 | 1963-01-01 06:00 | 1994-01-24 06:00 | Petroleum | Unleaded gasoline | Unleaded gasoline | Local Government, Retail | Steel | Steel |  |  | Steel |  | 1901-01-01 06:00 | [15 empty] | UST Currently In Use: 0; UST Temp Close: 0; AST Currently In Use: 0; AST Temp Closed: 0 | 0 | 0 | 3 | 11063-113-012236 | CITY OF PHENIX CITY ALABAMA
7169 | Permanently Closed | 1972-01-01 06:00 | 1973-01-01 06:00 | 1972-01-01 06:00 | Petroleum | Unleaded gasoline | Unleaded gasoline | Local government | Steel | Steel |  |  | Steel |  | 1901-01-01 06:00 | [15 empty] | UST Currently In Use: 0; UST Temp Close: 0; AST Currently In Use: 0; AST Temp Closed: 0 | 0 | 0 | 3 | 11063-113-012236 | CITY OF PHENIX CITY ALABAMA
7170 | Permanently Closed | 1992-07-01 06:00 | 1969-01-01 06:00 | 1993-11-17 06:00 | Petroleum | Unleaded gasoline | Unleaded gasoline | Local government | [6 empty] | 1901-01-01 06:00 | [15 empty] | UST Currently In Use: 0; UST Temp Close: 0; AST Currently In Use: 0; AST Temp Closed: 0 | 0 | 0 | 2 | 11064-113-010507 | CITY OF PHENIX CITY
7171 | Permanently Closed | 1992-07-01 06:00 | 1969-01-01 06:00 | 1993-11-17 06:00 | Petroleum | On road diesel | On road diesel | Local government | [6 empty] | 1901-01-01 06:00 | [15 empty] | UST Currently In Use: 0; UST Temp Close: 0; AST Currently In Use: 0; AST Temp Closed: 0 | 0 | 0 | 2 | 11064-113-010507 | CITY OF PHENIX CITY
7172 | Permanently Closed | 1998-10-15 06:00 | 1901-01-01 06:00 | 1998-10-15 06:00 | Petroleum | Unleaded gasoline | Unleaded gasoline | Local government | Steel | Steel |  |  |  |  | 1901-01-01 06:00 | [12 empty] | Annual line testing | Annual line testing |  | UST Currently In Use: 0; UST Temp Close: 0; AST Currently In Use: 0; AST Temp Closed: 0 | 0 | 0 | 5 | 11065-015-011253 | CITY OF PIEDMONT
7173 | Permanently Closed | 1998-10-15 06:00 | 1901-01-01 06:00 | 1998-10-15 06:00 | Petroleum | Unleaded gasoline | Unleaded gasoline | Local government | Steel | Steel |  |  |  |  | 1901-01-01 06:00 | [12 empty] | Annual line testing | Annual line testing |  | UST Currently In Use: 0; UST Temp Close: 0; AST Currently In Use: 0; AST Temp Closed: 0 | 0 | 0 | 5 | 11065-015-011253 | CITY OF PIEDMONT
7174 | Permanently Closed | 1998-10-15 06:00 | 1901-01-01 06:00 | 1998-10-15 06:00 | Petroleum | Unleaded gasoline | Unleaded gasoline | Local government | Steel | Steel |  |  |  |  | 1901-01-01 06:00 | [12 empty] | Annual line testing | Annual line testing |  | UST Currently In Use: 0; UST Temp Close: 0; AST Currently In Use: 0; AST Temp Closed: 0 | 0 | 0 | 5 | 11065-015-011253 | CITY OF PIEDMONT
7175 | Permanently Closed | 1998-10-15 06:00 | 1901-01-01 06:00 | 1998-10-15 06:00 | Petroleum | On road diesel | On road diesel | Local government | Steel | Steel |  |  |  |  | 1901-01-01 06:00 | [12 empty] | Annual line testing | Annual line testing |  | UST Currently In Use: 0; UST Temp Close: 0; AST Currently In Use: 0; AST Temp Closed: 0 | 0 | 0 | 5 | 11065-015-011253 | CITY OF PIEDMONT
7176 | Permanently Closed | 1995-03-17 06:00 | 1973-01-01 06:00 | 1995-03-17 06:00 | Petroleum | Unleaded gasoline | Unleaded gasoline | Local government | Steel | Steel |  |  |  |  | 1901-01-01 06:00 | [15 empty] | UST Currently In Use: 0; UST Temp Close: 0; AST Currently In Use: 0; AST Temp Closed: 0 | 0 | 0 | 5 | 11065-015-011253 | CITY OF PIEDMONT
7177 | Permanently Closed | 1990-07-12 06:00 | 1971-01-01 06:00 | 1990-07-12 06:00 | Petroleum | Unleaded gasoline | Unleaded gasoline | Local government | Steel | Steel |  | Painted or None | Steel |  | 1901-01-01 06:00 | [15 empty] | UST Currently In Use: 0; UST Temp Close: 0; AST Currently In Use: 3; AST Temp Closed: 0 | 0 | 0 | 2 | 11066-073-008780 | CITY OF PLEASANT GROVE
7178 | Permanently Closed | 1990-07-12 06:00 | 1971-01-01 06:00 | 1990-07-12 06:00 | Petroleum | Unleaded gasoline | Unleaded gasoline | Local government | Steel | Steel |  | Painted or None | Steel |  | 1901-01-01 06:00 | [15 empty] | UST Currently In Use: 0; UST Temp Close: 0; AST Currently In Use: 3; AST Temp Closed: 0 | 0 | 0 | 2 | 11066-073-008780 | CITY OF PLEASANT GROVE
7179 | Permanently Closed | 1991-12-11 06:00 | 1970-01-01 06:00 | 1991-12-11 06:00 | Petroleum | Unleaded gasoline | Unleaded gasoline | Industrial, Local Government | Steel | Steel |  |  | Steel |  | 1901-01-01 06:00 | [15 empty] | UST Currently In Use: 1; UST Temp Close: 0; AST Currently In Use: 0; AST Temp Closed: 0 | 1 | 0 | 3 | 11068-001-001600 | CITY OF PRATTVILLE
7180 | Permanently Closed | 1996-12-04 06:00 | 1976-01-01 06:00 | 1999-06-16 06:00 | Petroleum | Unleaded gasoline | Unleaded gasoline | Industrial, Local Government | Steel | Steel |  |  | Steel |  | 1901-01-01 06:00 | [12 empty] | Annual line testing | Annual line testing |  | UST Currently In Use: 1; UST Temp Close: 0; AST Currently In Use: 0; AST Temp Closed: 0 | 1 | 0 | 3 | 11068-001-001600 | CITY OF PRATTVILLE
7181 | Permanently Closed | 1996-12-04 06:00 | 1976-01-01 06:00 | 1999-06-16 06:00 | Petroleum | On road diesel | On road diesel | Industrial, Local Government | Steel | Steel |  |  | Steel |  | 1901-01-01 06:00 | [12 empty] | Annual line testing | Annual line testing |  | UST Currently In Use: 1; UST Temp Close: 0; AST Currently In Use: 0; AST Temp Closed: 0 | 1 | 0 | 3 | 11068-001-001600 | CITY OF PRATTVILLE
7182 | Permanently Closed | 1998-12-21 06:00 | 1964-01-01 06:00 | 1998-12-21 06:00 | Petroleum | Unleaded gasoline | Unleaded gasoline | Industrial, Local Government | Steel | Steel |  |  | Steel |  | 1901-01-01 06:00 | [12 empty] | Annual line testing | Annual line testing |  | UST Currently In Use: 0; UST Temp Close: 0; AST Currently In Use: 0; AST Temp Closed: 0 | 0 | 0 | 2 | 11068-001-001601 | CITY OF PRATTVILLE
7183 | Permanently Closed | 1998-12-21 06:00 | 1969-01-01 06:00 | 1998-12-21 06:00 | Petroleum | On road diesel | On road diesel | Industrial, Local Government | Steel | Steel |  |  | Steel |  | 1901-01-01 06:00 | [15 empty] | UST Currently In Use: 0; UST Temp Close: 0; AST Currently In Use: 0; AST Temp Closed: 0 | 0 | 0 | 2 | 11068-001-001601 | CITY OF PRATTVILLE
7184 | Permanently Closed | 1996-12-21 06:00 | 1971-01-01 06:00 | 1999-06-15 06:00 | Petroleum | Unleaded gasoline | Unleaded gasoline | Local government | Steel | Steel |  |  | Steel |  | 1901-01-01 06:00 | [12 empty] | Annual line testing | Annual line testing |  | UST Currently In Use: 0; UST Temp Close: 0; AST Currently In Use: 0; AST Temp Closed: 0 | 0 | 0 | 1 | 11068-001-001602 | CITY OF PRATTVILLE
7185 | Permanently Closed | 1992-07-20 06:00 | 1978-01-01 06:00 | 1992-07-20 06:00 | Petroleum | On road diesel | On road diesel | Local government | Steel | Steel |  |  | Steel |  | 1901-01-01 06:00 | [15 empty] | UST Currently In Use: 0; UST Temp Close: 0; AST Currently In Use: 0; AST Temp Closed: 0 | 0 | 0 | 1 | 11068-001-001603 | CITY OF PRATTVILLE
7186 | Permanently Closed | 1992-02-21 06:00 | 1978-01-01 06:00 | 1992-02-21 06:00 | Petroleum | On road diesel | On road diesel | Local government | Steel | Steel |  |  | Steel |  | 1901-01-01 06:00 | [15 empty] | UST Currently In Use: 0; UST Temp Close: 0; AST Currently In Use: 0; AST Temp Closed: 0 | 0 | 0 | 1 | 11068-001-001604 | CITY OF PRATTVILLE
7187 | Permanently Closed | 1901-01-01 06:00 | 1971-01-01 06:00 | 1988-03-07 06:00 | Petroleum | Unleaded gasoline | Unleaded gasoline | Local government | Steel | Steel |  | Painted or None | Steel |  | 1901-01-01 06:00 | [15 empty] | UST Currently In Use: 0; UST Temp Close: 0; AST Currently In Use: 0; AST Temp Closed: 0 | 0 | 0 | 3 | 11070-059-000539 | CITY OF RUSSELLVILLE
7188 | Permanently Closed | 1992-01-01 06:00 | 1983-01-01 06:00 | 1998-10-27 06:00 | Petroleum | Unleaded gasoline | Unleaded gasoline | Local government | Steel | Steel |  | Painted or None | Steel |  | 1901-01-01 06:00 | [15 empty] | UST Currently In Use: 0; UST Temp Close: 0; AST Currently In Use: 0; AST Temp Closed: 0 | 0 | 0 | 3 | 11070-059-000539 | CITY OF RUSSELLVILLE
7189 | Permanently Closed | 1992-01-01 06:00 | 1974-01-01 06:00 | 1998-10-27 06:00 | Petroleum | On road diesel | On road diesel | Local government | Steel | Steel |  |  |  |  | 1901-01-01 06:00 | [15 empty] | UST Currently In Use: 0; UST Temp Close: 0; AST Currently In Use: 0; AST Temp Closed: 0 | 0 | 0 | 3 | 11070-059-000539 | CITY OF RUSSELLVILLE
7190 | Permanently Closed | 1998-12-15 06:00 | 1979-01-01 06:00 | 1998-12-15 06:00 | Petroleum | Unleaded gasoline | Unleaded gasoline | Local government | Steel | Steel |  | Painted or None | Steel |  | 1901-01-01 06:00 | [15 empty] | UST Currently In Use: 0; UST Temp Close: 0; AST Currently In Use: 0; AST Temp Closed: 0 | 0 | 0 | 1 | 11070-059-000540 | CITY OF RUSSELLVILLE
7191 | Permanently Closed | 1990-02-01 06:00 | 1976-01-01 06:00 | 1990-11-07 06:00 | Petroleum | Unleaded gasoline | Unleaded gasoline | Local government | Steel | Steel |  |  | Steel |  | 1901-01-01 06:00 | [15 empty] | UST Currently In Use: 0; UST Temp Close: 0; AST Currently In Use: 0; AST Temp Closed: 0 | 0 | 0 | 4 | 11072-097-001628 | CITY OF SARALAND
7192 | Permanently Closed | 1990-02-01 06:00 | 1969-01-01 06:00 | 1990-11-07 06:00 | Petroleum | Unleaded gasoline | Unleaded gasoline | Local government | Steel | Steel |  |  | Steel |  | 1901-01-01 06:00 | [15 empty] | UST Currently In Use: 0; UST Temp Close: 0; AST Currently In Use: 0; AST Temp Closed: 0 | 0 | 0 | 4 | 11072-097-001628 | CITY OF SARALAND
7193 | Permanently Closed | 1990-02-01 06:00 | 1969-01-01 06:00 | 1990-11-07 06:00 | Petroleum | Unleaded gasoline | Unleaded gasoline | Local government | Steel | Steel |  |  | Steel |  | 1901-01-01 06:00 | [15 empty] | UST Currently In Use: 0; UST Temp Close: 0; AST Currently In Use: 0; AST Temp Closed: 0 | 0 | 0 | 4 | 11072-097-001628 | CITY OF SARALAND
7194 | Permanently Closed | 1990-02-01 06:00 | 1969-01-01 06:00 | 1990-11-07 06:00 | Petroleum | On road diesel | On road diesel | Local government | Steel | Steel |  |  | Steel |  | 1901-01-01 06:00 | [15 empty] | UST Currently In Use: 0; UST Temp Close: 0; AST Currently In Use: 0; AST Temp Closed: 0 | 0 | 0 | 4 | 11072-097-001628 | CITY OF SARALAND
7195 | Permanently Closed | 2004-03-08 06:00 | 1984-01-01 06:00 | 2004-03-08 06:00 | Petroleum | On road diesel | On road diesel | Emergency Power Generator, Local Government | Steel | Steel | Coated & cathodic protection (sti-P3), Field installed cathodic protection |  | Steel, BLACK IRON |  | 1901-01-01 06:00 | Field installed cathodic protection | Catchment Basin, Single walled catchment basin | Automatic shutoff device At 95% full | Automatic shutoff device At 95% full | [11 empty] | UST Currently In Use: 0; UST Temp Close: 0; AST Currently In Use: 0; AST Temp Closed: 0 | 0 | 0 | 1 | 11072-097-003860 | CITY OF SARALAND
7196 | Permanently Closed | 1998-02-01 06:00 | 1968-01-01 06:00 | 1998-08-07 06:00 | Petroleum | Unleaded gasoline | Unleaded gasoline | Local government | Steel | Steel |  |  | Steel |  | 1901-01-01 06:00 | [15 empty] | UST Currently In Use: 0; UST Temp Close: 0; AST Currently In Use: 0; AST Temp Closed: 0 | 0 | 0 | 1 | 11073-097-001671 | CITY OF SATSUMA
7197 | Permanently Closed | 1999-10-17 06:00 | 1973-01-01 06:00 | 1999-10-17 06:00 | Petroleum | On road diesel | On road diesel | Local government | Steel | Steel |  | Painted or None | Steel |  | 1901-01-01 06:00 | [12 empty] | Annual line testing | Annual line testing |  | UST Currently In Use: 0; UST Temp Close: 0; AST Currently In Use: 0; AST Temp Closed: 0 | 0 | 0 | 3 | 11074-071-008373 | CITY OF SCOTTSBORO
7198 | Permanently Closed | 1999-10-17 06:00 | 1973-01-01 06:00 | 1999-10-17 06:00 | Petroleum | Unleaded gasoline | Unleaded gasoline | Local government | Steel | Steel |  | Painted or None | Steel |  | 1901-01-01 06:00 | [12 empty] | Annual line testing | Annual line testing |  | UST Currently In Use: 0; UST Temp Close: 0; AST Currently In Use: 0; AST Temp Closed: 0 | 0 | 0 | 3 | 11074-071-008373 | CITY OF SCOTTSBORO
7199 | Permanently Closed | 1999-10-17 06:00 | 1973-01-01 06:00 | 1999-10-17 06:00 | Petroleum | Unleaded gasoline | Unleaded gasoline | Local government | Steel | Steel |  | Painted or None | Steel |  | 1901-01-01 06:00 | [12 empty] | Annual line testing | Annual line testing |  | UST Currently In Use: 0; UST Temp Close: 0; AST Currently In Use: 0; AST Temp Closed: 0 | 0 | 0 | 3 | 11074-071-008373 | CITY OF SCOTTSBORO
7200 | Permanently Closed | 1989-11-21 06:00 | 1973-01-01 06:00 | 1989-11-21 06:00 | Petroleum | On road diesel | On road diesel | Local government | Steel | Steel |  | Painted or None | Steel |  | 1901-01-01 06:00 | [15 empty] | UST Currently In Use: 0; UST Temp Close: 0; AST Currently In Use: 0; AST Temp Closed: 0 | 0 | 0 | 2 | 11074-071-008374 | CITY OF SCOTTSBORO
7201 | Permanently Closed | 1989-11-21 06:00 | 1973-01-01 06:00 | 1989-11-21 06:00 | Petroleum | On road diesel | On road diesel | Local government | Steel | Steel |  | Painted or None | Steel |  | 1901-01-01 06:00 | [15 empty] | UST Currently In Use: 0; UST Temp Close: 0; AST Currently In Use: 0; AST Temp Closed: 0 | 0 | 0 | 2 | 11074-071-008374 | CITY OF SCOTTSBORO
7202 | Permanently Closed | 1999-03-09 06:00 | 1975-01-01 06:00 | 2000-10-23 06:00 | Petroleum | Unleaded gasoline | Unleaded gasoline | Local government | Steel | Steel |  | Painted or None | Steel |  | 1901-01-01 06:00 | [15 empty] | UST Currently In Use: 0; UST Temp Close: 0; AST Currently In Use: 0; AST Temp Closed: 0 | 0 | 0 | 3 | 11074-071-009818 | CITY OF SCOTTSBORO
7203 | Permanently Closed | 1998-12-22 06:00 | 1971-01-01 06:00 | 2000-10-23 06:00 | Petroleum | Unleaded gasoline | Unleaded gasoline | Local government | Steel | Steel |  | Painted or None | Steel |  | 1901-01-01 06:00 | [15 empty] | UST Currently In Use: 0; UST Temp Close: 0; AST Currently In Use: 0; AST Temp Closed: 0 | 0 | 0 | 3 | 11074-071-009818 | CITY OF SCOTTSBORO
7204 | Permanently Closed | 1901-01-01 06:00 | 1971-01-01 06:00 | 1992-05-18 06:00 | Petroleum | Other, OTHER | Other | Local government | Steel | Steel |  | Painted or None | Steel |  | 1901-01-01 06:00 | [15 empty] | UST Currently In Use: 0; UST Temp Close: 0; AST Currently In Use: 0; AST Temp Closed: 0 | 0 | 0 | 3 | 11074-071-009818 | CITY OF SCOTTSBORO
7205 | Retired | 1988-08-08 06:00 | 1954-01-01 06:00 |  | Petroleum | On road diesel | On road diesel | Local government | Steel | Steel |  | Painted or None | Steel |  | 1901-01-01 06:00 | [15 empty] | UST Currently In Use: 0; UST Temp Close: 0; AST Currently In Use: 0; AST Temp Closed: 0 | 0 | 0 | 2 | 11075-033-001972 | CITY OF SHEFFIELD
7206 | Permanently Closed | 1998-01-01 06:00 | 1977-01-01 06:00 | 1998-02-24 06:00 | Petroleum | Unleaded gasoline | Unleaded gasoline | Local government | Steel | Steel | Coated & cathodic protection (sti-P3) |  | Steel |  | 1901-01-01 06:00 | [12 empty] | Annual line testing | Annual line testing |  | UST Currently In Use: 0; UST Temp Close: 0; AST Currently In Use: 0; AST Temp Closed: 0 | 0 | 0 | 2 | 11075-033-001972 | CITY OF SHEFFIELD
7207 | Permanently Closed | 1998-01-01 06:00 | 1977-01-01 06:00 | 1998-02-24 06:00 | Petroleum | Unleaded gasoline | Unleaded gasoline | Local government | Steel | Steel | Coated & cathodic protection (sti-P3) |  | Steel |  | 1901-01-01 06:00 | [12 empty] | Annual line testing | Annual line testing |  | UST Currently In Use: 0; UST Temp Close: 0; AST Currently In Use: 0; AST Temp Closed: 0 | 0 | 0 | 2 | 11075-033-001972 | CITY OF SHEFFIELD
7208 | Retired | 1980-01-01 06:00 | 1948-01-01 06:00 |  | Petroleum | Other, OTHER | Other | Local government | Steel | Steel |  | Painted or None | Steel |  | 1901-01-01 06:00 | [15 empty] | UST Currently In Use: 0; UST Temp Close: 0; AST Currently In Use: 0; AST Temp Closed: 0 | 0 | 0 | 2 | 11075-033-001972 | CITY OF SHEFFIELD
7209 |  | 1999-12-07 06:00 | 1976-01-01 06:00 | 1999-01-01 06:00 | Petroleum | Unleaded gasoline | Unleaded gasoline | Local government | Steel | Steel |  | Painted or None | Steel |  | 1901-01-01 06:00 | [15 empty] | UST Currently In Use: 0; UST Temp Close: 0; AST Currently In Use: 0; AST Temp Closed: 0 | 0 | 0 | 0 | 11076-033-001796 | CITY OF SHEFFIELD
7210 |  | 1999-12-07 06:00 | 1964-01-01 06:00 | 1999-01-01 06:00 | Petroleum | On road diesel | On road diesel | Local government | Steel | Steel |  |  | Steel |  | 1901-01-01 06:00 | [15 empty] | UST Currently In Use: 0; UST Temp Close: 0; AST Currently In Use: 0; AST Temp Closed: 0 | 0 | 0 | 0 | 11076-033-001796 | CITY OF SHEFFIELD
7211 | Permanently Closed | 1998-12-07 06:00 | 1976-01-01 06:00 | 1998-12-15 06:00 | Petroleum | Unleaded gasoline | Unleaded gasoline | Local government | Steel | Steel |  | Painted or None | Steel |  | 1901-01-01 06:00 | [15 empty] | UST Currently In Use: 0; UST Temp Close: 0; AST Currently In Use: 0; AST Temp Closed: 0 | 0 | 0 | 1 | 11076-033-001797 | CITY OF SHEFFIELD
7212 |  | 1999-12-07 06:00 | 1901-01-01 06:00 | 1999-01-01 06:00 | Petroleum | Unleaded gasoline | Unleaded gasoline | Local government | Steel | Steel |  | Painted or None | Steel |  | 1901-01-01 06:00 | [15 empty] | UST Currently In Use: 0; UST Temp Close: 0; AST Currently In Use: 0; AST Temp Closed: 0 | 0 | 0 | 0 | 11076-033-001798 | CITY OF SHEFFIELD
7213 | Permanently Closed | 1992-12-22 06:00 | 1978-01-01 06:00 | 1993-03-25 06:00 | Petroleum | Unleaded gasoline | Unleaded gasoline | Local government | Steel | Steel |  | Painted or None | Steel |  | 1901-01-01 06:00 | [15 empty] | UST Currently In Use: 0; UST Temp Close: 0; AST Currently In Use: 0; AST Temp Closed: 0 | 0 | 0 | 1 | 11077-061-007006 | CITY OF SLOCOMB
7214 | Permanently Closed | 1995-08-01 06:00 | 1968-01-01 06:00 | 1995-10-31 06:00 | Petroleum | Unleaded gasoline | Unleaded gasoline | Local government | Steel | Steel |  | Painted or None | Steel |  | 1901-01-01 06:00 | [12 empty] | Annual line testing | Annual line testing |  | UST Currently In Use: 0; UST Temp Close: 0; AST Currently In Use: 0; AST Temp Closed: 0 | 0 | 0 | 1 | 11078-127-009449 | CITY OF SUMITON
7215 | Permanently Closed | 1901-01-01 06:00 | 1982-01-01 06:00 | 1988-12-19 06:00 | Petroleum | Unleaded gasoline | Unleaded gasoline | Local government | Steel | Steel |  | Painted or None | Steel |  | 1901-01-01 06:00 | [15 empty] | UST Currently In Use: 0; UST Temp Close: 0; AST Currently In Use: 0; AST Temp Closed: 0 | 0 | 0 | 3 | 11079-121-001109 | CITY OF SYLACAUGA
7216 | Permanently Closed | 1984-08-01 06:00 | 1965-01-01 06:00 | 1988-12-19 06:00 | Petroleum | Other, OTHER | Other | Local government | Steel | Steel |  | Painted or None | Steel |  | 1901-01-01 06:00 | [15 empty] | UST Currently In Use: 0; UST Temp Close: 0; AST Currently In Use: 0; AST Temp Closed: 0 | 0 | 0 | 3 | 11079-121-001109 | CITY OF SYLACAUGA
7217 | Permanently Closed | 1901-01-01 06:00 | 1965-01-01 06:00 | 1988-12-19 06:00 | Petroleum | On road diesel | On road diesel | Local government | Steel | Steel |  | Painted or None | Steel |  | 1901-01-01 06:00 | [15 empty] | UST Currently In Use: 0; UST Temp Close: 0; AST Currently In Use: 0; AST Temp Closed: 0 | 0 | 0 | 3 | 11079-121-001109 | CITY OF SYLACAUGA
7218 | Permanently Closed | 1977-01-01 06:00 | 1973-01-01 06:00 |  | Petroleum | On road diesel | On road diesel | Local government | Steel | Steel |  | Painted or None | Steel |  | 1901-01-01 06:00 | [15 empty] | UST Currently In Use: 0; UST Temp Close: 0; AST Currently In Use: 0; AST Temp Closed: 0 | 0 | 0 | 3 | 11079-121-001110 | CITY OF SYLACAUGA
7219 | Permanently Closed | 1901-01-01 06:00 | 1974-01-01 06:00 | 1988-05-02 06:00 | Petroleum | Unleaded gasoline | Unleaded gasoline | Local government | Steel | Steel |  | Painted or None | Steel |  | 1901-01-01 06:00 | [15 empty] | UST Currently In Use: 0; UST Temp Close: 0; AST Currently In Use: 0; AST Temp Closed: 0 | 0 | 0 | 3 | 11079-121-001110 | CITY OF SYLACAUGA
7220 | Permanently Closed | 1901-01-01 06:00 | 1971-01-01 06:00 |  | Petroleum | Unleaded gasoline | Unleaded gasoline | Local government | Steel | Steel |  | Painted or None | Steel |  | 1901-01-01 06:00 | [15 empty] | UST Currently In Use: 0; UST Temp Close: 0; AST Currently In Use: 0; AST Temp Closed: 0 | 0 | 0 | 3 | 11079-121-001110 | CITY OF SYLACAUGA
7221 | Permanently Closed | 1901-01-01 06:00 | 1976-01-01 06:00 | 1988-01-01 06:00 | Petroleum | Unleaded gasoline | Unleaded gasoline | Local government | Steel | Steel |  |  |  |  | 1901-01-01 06:00 | [15 empty] | UST Currently In Use: 2; UST Temp Close: 0; AST Currently In Use: 0; AST Temp Closed: 0 | 2 | 0 | 2 | 11079-121-001740 | CITY OF SYLACAUGA
7222 | Permanently Closed | 1901-01-01 06:00 | 1977-01-01 06:00 | 1988-01-01 06:00 | Petroleum | Kerosene | Kerosene | Local government | Steel | Steel |  |  |  |  | 1901-01-01 06:00 | [15 empty] | UST Currently In Use: 2; UST Temp Close: 0; AST Currently In Use: 0; AST Temp Closed: 0 | 2 | 0 | 2 | 11079-121-001740 | CITY OF SYLACAUGA
7223 | Currently in Use |  | 1983-01-01 06:00 |  | Petroleum | Aviation fuel (JP-4; etc.) | Aviation fuel (JP-4; etc.) | Local government | Fiberglass reinforced plastic | Fiberglass reinforced plastic |  |  | Fiberglass reinforced plastic, Single Wall |  | 1901-01-01 06:00 |  | Catchment Basin, Single walled catchment basin | Audible high level alarm At 90% full, Automatic shutoff device At 95% full | Automatic shutoff device At 95% full |  |  | Continuous Automatic Tank Gauge |  | Containment Sump | Containment Sump | [5 empty] | UST Currently In Use: 2; UST Temp Close: 0; AST Currently In Use: 0; AST Temp Closed: 0 | 2 | 0 | 2 | 11079-121-001740 | CITY OF SYLACAUGA
7224 | Currently in Use |  | 1983-01-01 06:00 |  | Petroleum | Other, JET FUEL | Other | Local government | Fiberglass reinforced plastic | Fiberglass reinforced plastic |  |  | Double Wall, Fiberglass reinforced plastic |  | 2010-02-19 06:00 |  | Catchment Basin, Single walled catchment basin | Automatic shutoff device At 95% full | Automatic shutoff device At 95% full |  |  | Continuous Automatic Tank Gauge |  | Containment Sump, Sump sensor relayed to automatically shut off submersible pump | Sump sensor relayed to automatically shut off submersible pump | Interstitial Monitoring within Secondary Containment | SENSOR TO ATG | Continuous alarm system | Continuous alarm system |  | UST Currently In Use: 2; UST Temp Close: 0; AST Currently In Use: 0; AST Temp Closed: 0 | 2 | 0 | 2 | 11079-121-001740 | CITY OF SYLACAUGA
7225 | Permanently Closed | 1990-03-15 06:00 | 1969-01-01 06:00 | 1990-03-15 06:00 | Petroleum | On road diesel | On road diesel | Local government | Steel | Steel |  |  | Steel |  | 1901-01-01 06:00 | [15 empty] | UST Currently In Use: 0; UST Temp Close: 0; AST Currently In Use: 0; AST Temp Closed: 0 | 0 | 0 | 2 | 11081-121-001213 | CITY OF TALLADEGA
7226 | Permanently Closed | 1990-03-15 06:00 | 1969-01-01 06:00 | 1990-03-15 06:00 | Petroleum | Unleaded gasoline | Unleaded gasoline | Local government | Steel | Steel |  |  | Steel |  | 1901-01-01 06:00 | [15 empty] | UST Currently In Use: 0; UST Temp Close: 0; AST Currently In Use: 0; AST Temp Closed: 0 | 0 | 0 | 2 | 11081-121-001213 | CITY OF TALLADEGA
7227 | Permanently Closed | 1978-09-01 06:00 | 1954-01-01 06:00 | 1988-11-02 06:00 | Petroleum | Other, EMPTY | Other | Local government | [6 empty] | 1901-01-01 06:00 | [15 empty] | UST Currently In Use: 1; UST Temp Close: 0; AST Currently In Use: 0; AST Temp Closed: 0 | 1 | 0 | 6 | 11082-051-003140 | CITY OF TALLASSEE
7228 | Permanently Closed | 1991-04-03 06:00 | 1976-01-01 06:00 | 1991-04-03 06:00 | Petroleum | On road diesel | On road diesel | Local government | Steel | Steel | Coated & cathodic protection (sti-P3) |  | Steel |  | 1901-01-01 06:00 | Field installed cathodic protection | [14 empty] | UST Currently In Use: 1; UST Temp Close: 0; AST Currently In Use: 0; AST Temp Closed: 0 | 1 | 0 | 6 | 11082-051-003140 | CITY OF TALLASSEE
7229 | Permanently Closed | 1991-04-03 06:00 | 1976-01-01 06:00 | 1991-04-03 06:00 | Petroleum | Unleaded gasoline | Unleaded gasoline | Local government | Steel | Steel | Coated & cathodic protection (sti-P3) |  | Steel |  | 1901-01-01 06:00 | Field installed cathodic protection | [14 empty] | UST Currently In Use: 1; UST Temp Close: 0; AST Currently In Use: 0; AST Temp Closed: 0 | 1 | 0 | 6 | 11082-051-003140 | CITY OF TALLASSEE
7230 | Permanently Closed | 1991-04-03 06:00 | 1964-01-01 06:00 | 1991-04-03 06:00 | Petroleum | Unleaded gasoline | Unleaded gasoline | Local government | Steel | Steel |  |  |  |  | 1901-01-01 06:00 | [15 empty] | UST Currently In Use: 1; UST Temp Close: 0; AST Currently In Use: 0; AST Temp Closed: 0 | 1 | 0 | 6 | 11082-051-003140 | CITY OF TALLASSEE
7231 | Permanently Closed | 1984-07-01 06:00 | 1964-01-01 06:00 | 1988-11-02 06:00 | Petroleum | Other, EMPTY | Other | Local government | [6 empty] | 1901-01-01 06:00 | [15 empty] | UST Currently In Use: 1; UST Temp Close: 0; AST Currently In Use: 0; AST Temp Closed: 0 | 1 | 0 | 6 | 11082-051-003140 | CITY OF TALLASSEE
7232 | Permanently Closed | 1984-07-01 06:00 | 1964-01-01 06:00 | 1988-11-02 06:00 | Petroleum | Other, EMPTY | Other | Local government | [6 empty] | 1901-01-01 06:00 | [15 empty] | UST Currently In Use: 1; UST Temp Close: 0; AST Currently In Use: 0; AST Temp Closed: 0 | 1 | 0 | 6 | 11082-051-003140 | CITY OF TALLASSEE
7233 | Permanently Closed | 1994-11-01 06:00 | 1901-01-01 06:00 | 1995-09-06 06:00 | Petroleum | Unleaded gasoline | Unleaded gasoline | Local Government, Retail | Steel | Steel |  | Painted or None | Steel |  | 1901-01-01 06:00 | [15 empty] | UST Currently In Use: 0; UST Temp Close: 0; AST Currently In Use: 0; AST Temp Closed: 0 | 0 | 0 | 1 | 11083-109-012589 | CITY OF TROY
7234 | Permanently Closed | 1901-01-01 06:00 | 1901-01-01 06:00 | 1990-01-09 06:00 | Petroleum | Unleaded gasoline | Unleaded gasoline | Local government | Steel | Steel |  | Painted or None | Steel |  | 1901-01-01 06:00 | [15 empty] | UST Currently In Use: 0; UST Temp Close: 0; AST Currently In Use: 0; AST Temp Closed: 0 | 0 | 0 | 2 | 11084-109-012597 | CITY OF TROY
7235 | Permanently Closed | 1901-01-01 06:00 | 1901-01-01 06:00 | 1990-01-09 06:00 | Petroleum | Kerosene | Kerosene | Local government | Steel | Steel |  | Painted or None | Steel |  | 1901-01-01 06:00 | [15 empty] | UST Currently In Use: 0; UST Temp Close: 0; AST Currently In Use: 0; AST Temp Closed: 0 | 0 | 0 | 2 | 11084-109-012597 | CITY OF TROY
7236 | Permanently Closed | 1990-02-05 06:00 | 1953-01-01 06:00 | 1990-05-05 06:00 | Petroleum | Unleaded gasoline | Unleaded gasoline | Local government | Steel | Steel |  |  |  |  | 1901-01-01 06:00 | [15 empty] | UST Currently In Use: 0; UST Temp Close: 0; AST Currently In Use: 0; AST Temp Closed: 0 | 0 | 0 | 3 | 11085-125-006311 | CITY OF TUSCALOOSA
7237 | Permanently Closed | 1990-02-05 06:00 | 1953-01-01 06:00 | 1990-05-05 06:00 | Petroleum | Unleaded gasoline | Unleaded gasoline | Local government | Steel | Steel |  |  |  |  | 1901-01-01 06:00 | [15 empty] | UST Currently In Use: 0; UST Temp Close: 0; AST Currently In Use: 0; AST Temp Closed: 0 | 0 | 0 | 3 | 11085-125-006311 | CITY OF TUSCALOOSA
7238 | Permanently Closed | 1972-10-01 06:00 | 1953-01-01 06:00 | 1990-03-14 06:00 | Petroleum | On road diesel | On road diesel | Local government | Steel | Steel |  |  |  |  | 1901-01-01 06:00 | [15 empty] | UST Currently In Use: 0; UST Temp Close: 0; AST Currently In Use: 0; AST Temp Closed: 0 | 0 | 0 | 3 | 11085-125-006311 | CITY OF TUSCALOOSA
7239 | Permanently Closed | 1989-04-12 06:00 | 1974-01-01 06:00 | 1989-04-12 06:00 | Petroleum | Unleaded gasoline | Unleaded gasoline | Local government | Steel | Steel |  | Painted or None | Steel |  | 1901-01-01 06:00 | [15 empty] | UST Currently In Use: 0; UST Temp Close: 0; AST Currently In Use: 0; AST Temp Closed: 0 | 0 | 0 | 1 | 11085-125-006653 | CITY OF TUSCALOOSA
7240 | Permanently Closed | 1993-04-21 06:00 | 1978-01-01 06:00 | 1993-04-21 06:00 | Petroleum | On road diesel | On road diesel | Local government | Steel | Steel |  | Painted or None | Steel |  | 1901-01-01 06:00 | [12 empty] | Annual line testing | Annual line testing |  | UST Currently In Use: 0; UST Temp Close: 0; AST Currently In Use: 0; AST Temp Closed: 0 | 0 | 0 | 6 | 11085-125-006654 | CITY OF TUSCALOOSA
7241 | Permanently Closed | 1993-04-21 06:00 | 1978-01-01 06:00 | 1993-04-21 06:00 | Petroleum | On road diesel | On road diesel | Local government | Steel | Steel |  | Painted or None | Steel |  | 1901-01-01 06:00 | [12 empty] | Annual line testing | Annual line testing |  | UST Currently In Use: 0; UST Temp Close: 0; AST Currently In Use: 0; AST Temp Closed: 0 | 0 | 0 | 6 | 11085-125-006654 | CITY OF TUSCALOOSA
7242 | Permanently Closed | 1993-04-21 06:00 | 1978-01-01 06:00 | 1993-04-21 06:00 | Petroleum | Unleaded gasoline | Unleaded gasoline | Local government | Steel | Steel |  | Painted or None | Steel |  | 1901-01-01 06:00 | [12 empty] | Annual line testing | Annual line testing |  | UST Currently In Use: 0; UST Temp Close: 0; AST Currently In Use: 0; AST Temp Closed: 0 | 0 | 0 | 6 | 11085-125-006654 | CITY OF TUSCALOOSA
7243 | Permanently Closed | 1993-04-21 06:00 | 1978-01-01 06:00 | 1993-04-21 06:00 | Petroleum | Unleaded gasoline | Unleaded gasoline | Local government | Steel | Steel |  | Painted or None | Steel |  | 1901-01-01 06:00 | [12 empty] | Annual line testing | Annual line testing |  | UST Currently In Use: 0; UST Temp Close: 0; AST Currently In Use: 0; AST Temp Closed: 0 | 0 | 0 | 6 | 11085-125-006654 | CITY OF TUSCALOOSA
7244 | Permanently Closed | 1993-04-21 06:00 | 1978-01-01 06:00 | 1993-04-21 06:00 | Petroleum | Unleaded gasoline | Unleaded gasoline | Local government | Steel | Steel |  | Painted or None | Steel |  | 1901-01-01 06:00 | [12 empty] | Annual line testing | Annual line testing |  | UST Currently In Use: 0; UST Temp Close: 0; AST Currently In Use: 0; AST Temp Closed: 0 | 0 | 0 | 6 | 11085-125-006654 | CITY OF TUSCALOOSA
7245 | Permanently Closed | 1993-04-21 06:00 | 1978-01-01 06:00 | 1993-04-21 06:00 | Petroleum | Unleaded gasoline | Unleaded gasoline | Local government | Steel | Steel |  | Painted or None | Steel |  | 1901-01-01 06:00 | [12 empty] | Annual line testing | Annual line testing |  | UST Currently In Use: 0; UST Temp Close: 0; AST Currently In Use: 0; AST Temp Closed: 0 | 0 | 0 | 6 | 11085-125-006654 | CITY OF TUSCALOOSA
7246 | Permanently Closed | 1992-07-01 06:00 | 1977-01-01 06:00 | 1997-10-06 06:00 | Petroleum | On road diesel | On road diesel | Local government | Steel | Steel |  | Painted or None | Steel |  | 1901-01-01 06:00 | [15 empty] | UST Currently In Use: 0; UST Temp Close: 0; AST Currently In Use: 0; AST Temp Closed: 0 | 0 | 0 | 1 | 11085-125-006655 | CITY OF TUSCALOOSA
7247 | Permanently Closed | 1996-06-01 06:00 | 1979-01-01 06:00 | 1997-09-24 06:00 | Petroleum | On road diesel | On road diesel | Local government | Steel | Steel |  | Painted or None | Steel |  | 1901-01-01 06:00 | [15 empty] | UST Currently In Use: 0; UST Temp Close: 0; AST Currently In Use: 0; AST Temp Closed: 0 | 0 | 0 | 1 | 11085-125-006658 | CITY OF TUSCALOOSA
7248 | Permanently Closed | 1998-06-11 06:00 | 1979-01-01 06:00 |  | Petroleum | On road diesel | On road diesel | Local government | Steel | Steel |  | Painted or None | Steel |  | 1901-01-01 06:00 | [15 empty] | UST Currently In Use: 0; UST Temp Close: 0; AST Currently In Use: 0; AST Temp Closed: 0 | 0 | 0 | 1 | 11085-125-006659 | CITY OF TUSCALOOSA
7249 | Permanently Closed | 1998-06-11 06:00 | 1980-01-01 06:00 |  | Petroleum | On road diesel | On road diesel | Local government | Steel | Steel |  | Painted or None | Steel |  | 1901-01-01 06:00 | [15 empty] | UST Currently In Use: 0; UST Temp Close: 0; AST Currently In Use: 0; AST Temp Closed: 0 | 0 | 0 | 1 | 11085-125-006660 | CITY OF TUSCALOOSA
7250 | Permanently Closed | 1991-12-19 06:00 | 1977-01-01 06:00 | 1991-12-19 06:00 | Petroleum | Kerosene | Kerosene | Local government | Steel | Steel | Interior lined (not allowed as a standalone method of corrosion protection) | Painted or None | Other, STAINLESS |  | 1901-01-01 06:00 | [15 empty] | UST Currently In Use: 0; UST Temp Close: 0; AST Currently In Use: 0; AST Temp Closed: 0 | 0 | 0 | 1 | 11085-125-007194 | CITY OF TUSCALOOSA
7251 | Permanently Closed | 1991-12-18 06:00 | 1971-01-01 06:00 | 1991-12-18 06:00 | Petroleum | On road diesel | On road diesel | Local government | Steel | Steel |  |  |  |  | 1901-01-01 06:00 | [15 empty] | UST Currently In Use: 0; UST Temp Close: 0; AST Currently In Use: 0; AST Temp Closed: 0 | 0 | 0 | 1 | 11085-125-014502 | CITY OF TUSCALOOSA
7252 | Permanently Closed | 2007-03-28 06:00 | 1979-01-01 06:00 | 2007-03-28 06:00 | Petroleum | On road diesel | On road diesel | Emergency Power Generator, Industrial, Local Government | Steel | Steel |  | Painted or None | Steel |  | 1901-01-01 06:00 | [15 empty] | UST Currently In Use: 0; UST Temp Close: 0; AST Currently In Use: 0; AST Temp Closed: 0 | 0 | 0 | 1 | 11086-087-010735 | CITY OF TUSKEGEE
7253 | Cannot Locate or abandoned | 1998-12-10 06:00 | 1975-01-01 06:00 |  | Petroleum | On road diesel | On road diesel | Emergency Power Generator, Industrial, Local Government | Steel | Steel |  | Painted or None | Steel |  | 1901-01-01 06:00 | [15 empty] | UST Currently In Use: 0; UST Temp Close: 0; AST Currently In Use: 0; AST Temp Closed: 0 | 0 | 0 | 0 | 11086-087-010737 | CITY OF TUSKEGEE
7254 | Permanently Closed | 2007-03-30 06:00 | 1979-01-01 06:00 | 2007-03-30 06:00 | Petroleum | On road diesel | On road diesel | Emergency Power Generator, Industrial, Local Government | Steel | Steel |  | Painted or None | Steel |  | 1901-01-01 06:00 | [15 empty] | UST Currently In Use: 0; UST Temp Close: 0; AST Currently In Use: 0; AST Temp Closed: 0 | 0 | 0 | 1 | 11086-087-010738 | CITY OF TUSKEGEE
7255 | Permanently Closed | 2007-03-27 06:00 | 1901-01-01 06:00 | 2007-03-27 06:00 | Petroleum | On road diesel | On road diesel | Emergency Power Generator, Industrial, Local Government | Steel | Steel |  | Painted or None | Steel |  | 1901-01-01 06:00 | [15 empty] | UST Currently In Use: 0; UST Temp Close: 0; AST Currently In Use: 0; AST Temp Closed: 0 | 0 | 0 | 2 | 11086-087-011942 | CITY OF TUSKEGEE
7256 | Permanently Closed | 1986-05-01 06:00 | 1973-01-01 06:00 | 1990-10-23 06:00 | Petroleum | On road diesel | On road diesel | Local government | Steel | Steel |  | Painted or None | Steel |  | 1901-01-01 06:00 | [15 empty] | UST Currently In Use: 0; UST Temp Close: 0; AST Currently In Use: 0; AST Temp Closed: 0 | 0 | 0 | 2 | 11086-087-011942 | CITY OF TUSKEGEE
7257 | Permanently Closed | 1969-06-01 06:00 | 1954-01-01 06:00 | 1990-10-25 06:00 | Petroleum | On road diesel | On road diesel | Local government | Steel | Steel |  | Painted or None | Steel |  | 1901-01-01 06:00 | [15 empty] | UST Currently In Use: 0; UST Temp Close: 0; AST Currently In Use: 0; AST Temp Closed: 0 | 0 | 0 | 4 | 11086-087-014112 | CITY OF TUSKEGEE
7258 | Permanently Closed | 1969-06-01 06:00 | 1954-01-01 06:00 | 1990-10-25 06:00 | Petroleum | On road diesel | On road diesel | Local government | Steel | Steel |  | Painted or None | Steel |  | 1901-01-01 06:00 | [15 empty] | UST Currently In Use: 0; UST Temp Close: 0; AST Currently In Use: 0; AST Temp Closed: 0 | 0 | 0 | 4 | 11086-087-014112 | CITY OF TUSKEGEE
7259 | Permanently Closed | 1969-06-01 06:00 | 1954-01-01 06:00 | 1990-10-25 06:00 | Petroleum | On road diesel | On road diesel | Local government | Steel | Steel |  | Painted or None | Steel |  | 1901-01-01 06:00 | [15 empty] | UST Currently In Use: 0; UST Temp Close: 0; AST Currently In Use: 0; AST Temp Closed: 0 | 0 | 0 | 4 | 11086-087-014112 | CITY OF TUSKEGEE
7260 | Permanently Closed | 1969-06-01 06:00 | 1954-01-01 06:00 | 1990-10-25 06:00 | Petroleum | On road diesel | On road diesel | Local government | Steel | Steel |  | Painted or None | Steel |  | 1901-01-01 06:00 | [15 empty] | UST Currently In Use: 0; UST Temp Close: 0; AST Currently In Use: 0; AST Temp Closed: 0 | 0 | 0 | 4 | 11086-087-014112 | CITY OF TUSKEGEE
7261 | Permanently Closed | 2001-03-28 06:00 | 1980-01-01 06:00 | 2001-10-31 06:00 | Petroleum | Aviation fuel (JP-4; etc.) | Aviation fuel (JP-4; etc.) | Local government | Steel | Steel | Interior lined (not allowed as a standalone method of corrosion protection) |  | Steel |  | 1901-01-01 06:00 | [15 empty] | UST Currently In Use: 0; UST Temp Close: 0; AST Currently In Use: 0; AST Temp Closed: 0 | 0 | 0 | 1 | 11086-087-014406 | CITY OF TUSKEGEE
7262 | Cannot Locate or abandoned | 2000-07-19 06:00 | 1984-01-01 06:00 |  | Petroleum | On road diesel | On road diesel | Local government | Steel | Steel |  |  |  |  | 1901-01-01 06:00 | [15 empty] | UST Currently In Use: 0; UST Temp Close: 0; AST Currently In Use: 0; AST Temp Closed: 0 | 0 | 0 | 0 | 11086-087-014407 | CITY OF TUSKEGEE
7263 | Permanently Closed | 1998-12-10 06:00 | 1971-01-01 06:00 | 2004-05-04 06:00 | Petroleum | Unleaded gasoline | Unleaded gasoline | Local Government, Retail | Steel | Steel |  |  | Steel |  | 1901-01-01 06:00 | [12 empty] | Annual line testing | Annual line testing |  | UST Currently In Use: 0; UST Temp Close: 0; AST Currently In Use: 0; AST Temp Closed: 0 | 0 | 0 | 3 | 11086-087-014408 | CITY OF TUSKEGEE
7264 | Permanently Closed | 2004-04-01 06:00 | 1971-01-01 06:00 | 2004-05-04 06:00 | Petroleum | Unleaded gasoline | Unleaded gasoline | Local Government, Retail | Steel | Steel |  |  | Steel |  | 1901-01-01 06:00 | [12 empty] | Annual line testing | Annual line testing |  | UST Currently In Use: 0; UST Temp Close: 0; AST Currently In Use: 0; AST Temp Closed: 0 | 0 | 0 | 3 | 11086-087-014408 | CITY OF TUSKEGEE
7265 | Permanently Closed | 1998-12-10 06:00 | 1971-01-01 06:00 | 2004-05-04 06:00 | Petroleum | On road diesel | On road diesel | Local Government, Retail | Steel | Steel |  |  | Steel |  | 1901-01-01 06:00 | [12 empty] | Annual line testing | Annual line testing |  | UST Currently In Use: 0; UST Temp Close: 0; AST Currently In Use: 0; AST Temp Closed: 0 | 0 | 0 | 3 | 11086-087-014408 | CITY OF TUSKEGEE
7266 | Permanently Closed | 1991-10-04 06:00 | 1984-01-01 06:00 | 1991-10-04 06:00 | Petroleum | On road diesel | On road diesel | Local government | Steel | Steel |  | Painted or None | Steel |  | 1901-01-01 06:00 | [15 empty] | UST Currently In Use: 0; UST Temp Close: 0; AST Currently In Use: 0; AST Temp Closed: 0 | 0 | 0 | 1 | 11087-073-009198 | CITY OF VESTAVIA HILLS
7267 | Retired | 1975-01-01 06:00 | 1971-01-01 06:00 |  | Petroleum | On road diesel | On road diesel | Local government | Steel | Steel |  | Painted or None | Steel |  | 1901-01-01 06:00 | [15 empty] | UST Currently In Use: 0; UST Temp Close: 0; AST Currently In Use: 0; AST Temp Closed: 0 | 0 | 0 | 1 | 11087-073-009198 | CITY OF VESTAVIA HILLS
7268 | Permanently Closed | 1993-11-01 06:00 | 1977-01-01 06:00 | 1994-05-27 06:00 | Petroleum | Unleaded gasoline | Unleaded gasoline | Local government | Steel | Steel |  | Painted or None | Steel |  | 1901-01-01 06:00 | [15 empty] | UST Currently In Use: 0; UST Temp Close: 0; AST Currently In Use: 0; AST Temp Closed: 0 | 0 | 0 | 2 | 11088-093-009694 | CITY OF WINFIELD
7269 | Permanently Closed | 1993-11-01 06:00 | 1980-01-01 06:00 | 1994-05-27 06:00 | Petroleum | Unleaded gasoline | Unleaded gasoline | Local government | Steel | Steel |  | Painted or None | Steel |  | 1901-01-01 06:00 | [15 empty] | UST Currently In Use: 0; UST Temp Close: 0; AST Currently In Use: 0; AST Temp Closed: 0 | 0 | 0 | 1 | 11088-093-009695 | CITY OF WINFIELD
7270 | Permanently Closed | 1992-01-06 06:00 | 1974-01-01 06:00 | 1992-01-06 06:00 | Petroleum | Unleaded gasoline | Unleaded gasoline | Local government | Steel | Steel |  | Painted or None | Steel |  | 1901-01-01 06:00 | [15 empty] | UST Currently In Use: 0; UST Temp Close: 0; AST Currently In Use: 0; AST Temp Closed: 0 | 0 | 0 | 3 | 11089-119-002459 | CITY OF YORK
7271 | Permanently Closed | 1992-01-06 06:00 | 1974-01-01 06:00 | 1992-01-06 06:00 | Petroleum | Unleaded gasoline | Unleaded gasoline | Local government | Steel | Steel |  | Painted or None | Steel |  | 1901-01-01 06:00 | [15 empty] | UST Currently In Use: 0; UST Temp Close: 0; AST Currently In Use: 0; AST Temp Closed: 0 | 0 | 0 | 3 | 11089-119-002459 | CITY OF YORK
7272 | Permanently Closed | 1988-10-01 06:00 | 1969-01-01 06:00 | 1988-10-31 06:00 | Petroleum | Used oil | Used oil | Local government | Steel | Steel |  | Painted or None | Steel |  | 1901-01-01 06:00 | [15 empty] | UST Currently In Use: 0; UST Temp Close: 0; AST Currently In Use: 0; AST Temp Closed: 0 | 0 | 0 | 3 | 11089-119-002459 | CITY OF YORK
7273 | Permanently Closed | 1992-01-06 06:00 | 1981-01-01 06:00 | 1992-01-06 06:00 | Petroleum | Unleaded gasoline | Unleaded gasoline | Local government | Steel | Steel |  | Painted or None | Steel |  | 1901-01-01 06:00 | [15 empty] | UST Currently In Use: 0; UST Temp Close: 0; AST Currently In Use: 0; AST Temp Closed: 0 | 0 | 0 | 1 | 11089-119-011060 | CITY OF YORK
7274 | Permanently Closed | 1998-12-28 06:00 | 1968-01-01 06:00 | 1998-12-28 06:00 | Petroleum | On road diesel | On road diesel | Emergency Power Generator, Local Government | Steel | Steel |  | Painted or None | Steel |  | 1901-01-01 06:00 | [15 empty] | UST Currently In Use: 0; UST Temp Close: 0; AST Currently In Use: 0; AST Temp Closed: 0 | 0 | 0 | 1 | 11089-119-013722 | CITY OF YORK
7275 | Retired | 1988-12-22 06:00 | 1963-01-01 06:00 |  | Petroleum | Unleaded gasoline | Unleaded gasoline |  | Steel | Steel |  |  | Steel |  | 1901-01-01 06:00 | [15 empty] | UST Currently In Use: 0; UST Temp Close: 0; AST Currently In Use: 0; AST Temp Closed: 0 | 0 | 0 | 0 | 11090-073-009893 | CJB ENTERPRISES INC
7276 | Retired | 1988-12-22 06:00 | 1963-01-01 06:00 |  | Petroleum | Unleaded gasoline | Unleaded gasoline |  | Steel | Steel |  |  | Steel |  | 1901-01-01 06:00 | [15 empty] | UST Currently In Use: 0; UST Temp Close: 0; AST Currently In Use: 0; AST Temp Closed: 0 | 0 | 0 | 0 | 11090-073-009893 | CJB ENTERPRISES INC
7277 | Retired | 1988-12-22 06:00 | 1963-01-01 06:00 |  | Petroleum | Unleaded gasoline | Unleaded gasoline |  | Steel | Steel |  |  | Steel |  | 1901-01-01 06:00 | [15 empty] | UST Currently In Use: 0; UST Temp Close: 0; AST Currently In Use: 0; AST Temp Closed: 0 | 0 | 0 | 0 | 11090-073-009893 | CJB ENTERPRISES INC
7278 | Permanently Closed | 1993-01-14 06:00 | 1968-01-01 06:00 | 1993-01-14 06:00 | Petroleum | Unleaded gasoline | Unleaded gasoline |  | Steel | Steel |  | Painted or None | Steel |  | 1901-01-01 06:00 | [15 empty] | UST Currently In Use: 0; UST Temp Close: 0; AST Currently In Use: 0; AST Temp Closed: 0 | 0 | 0 | 1 | 11092-097-005980 | CLANTON OIL CO INC
7279 | Permanently Closed | 1993-01-18 06:00 | 1969-01-01 06:00 | 1993-01-18 06:00 | Petroleum | Unleaded gasoline | Unleaded gasoline |  | Steel | Steel |  | Painted or None | Steel |  | 1901-01-01 06:00 | [15 empty] | UST Currently In Use: 0; UST Temp Close: 0; AST Currently In Use: 0; AST Temp Closed: 0 | 0 | 0 | 1 | 11092-129-005979 | CLANTON OIL CO INC
7280 | Permanently Closed | 1993-01-21 06:00 | 1983-01-01 06:00 | 1993-01-21 06:00 | Petroleum | On road diesel | On road diesel |  | Steel | Steel | Coated & cathodic protection (sti-P3) |  | Steel |  | 1901-01-01 06:00 | [15 empty] | UST Currently In Use: 0; UST Temp Close: 0; AST Currently In Use: 0; AST Temp Closed: 0 | 0 | 0 | 2 | 11092-129-005981 | CLANTON OIL CO INC
7281 | Permanently Closed | 1993-01-21 06:00 | 1983-01-01 06:00 | 1993-01-21 06:00 | Petroleum | On road diesel | On road diesel |  | Steel | Steel | Coated & cathodic protection (sti-P3) |  | Steel |  | 1901-01-01 06:00 | [15 empty] | UST Currently In Use: 0; UST Temp Close: 0; AST Currently In Use: 0; AST Temp Closed: 0 | 0 | 0 | 2 | 11092-129-005981 | CLANTON OIL CO INC
7287 | Permanently Closed | 1993-10-26 06:00 | 1984-01-01 06:00 | 1993-10-26 06:00 | Petroleum | Unleaded gasoline | Unleaded gasoline |  | Steel | Steel |  | Painted or None | Steel |  | 1901-01-01 06:00 | [15 empty] | UST Currently In Use: 0; UST Temp Close: 0; AST Currently In Use: 0; AST Temp Closed: 0 | 0 | 0 | 1 | 11093-097-000423 | CLAREMAX INDUSTRIES INC
7288 | Permanently Closed | 2002-11-06 06:00 | 1981-08-06 06:00 | 2011-09-29 06:00 | Petroleum | Unleaded gasoline | Unleaded gasoline | Retail | Steel | Steel | Coated & cathodic protection (sti-P3), Field installed cathodic protection |  | Steel |  |  | Field installed cathodic protection | Catchment Basin, Single walled catchment basin | Automatic shutoff device At 95% full | Automatic shutoff device At 95% full |  |  | Statistical Inventory Reconciliation (SIR) | [8 empty] | UST Currently In Use: 0; UST Temp Close: 0; AST Currently In Use: 0; AST Temp Closed: 0 | 0 | 0 | 4 | 11094-073-010327 | CLARENCE CHAPIN
7289 | Permanently Closed | 2002-11-06 06:00 | 1981-08-06 06:00 | 2011-09-29 06:00 | Petroleum | On road diesel | On road diesel | Retail | Steel | Steel | Coated & cathodic protection (sti-P3), Field installed cathodic protection |  | Steel |  |  | Field installed cathodic protection | Catchment Basin, Single walled catchment basin | Automatic shutoff device At 95% full | Automatic shutoff device At 95% full |  |  | Statistical Inventory Reconciliation (SIR) | [8 empty] | UST Currently In Use: 0; UST Temp Close: 0; AST Currently In Use: 0; AST Temp Closed: 0 | 0 | 0 | 4 | 11094-073-010327 | CLARENCE CHAPIN
7290 | Permanently Closed | 2002-11-06 06:00 | 1981-08-06 06:00 | 2011-09-29 06:00 | Petroleum | Premium gasoline | Premium gasoline | Retail | Steel | Steel | Coated & cathodic protection (sti-P3), Field installed cathodic protection |  | Steel |  |  | Field installed cathodic protection | Catchment Basin, Single walled catchment basin | Automatic shutoff device At 95% full | Automatic shutoff device At 95% full |  |  | Statistical Inventory Reconciliation (SIR) | [8 empty] | UST Currently In Use: 0; UST Temp Close: 0; AST Currently In Use: 0; AST Temp Closed: 0 | 0 | 0 | 4 | 11094-073-010327 | CLARENCE CHAPIN
7294 | Permanently Closed | 1982-03-01 06:00 | 1974-01-01 06:00 |  | Petroleum | Unleaded gasoline | Unleaded gasoline | [7 empty] | 1901-01-01 06:00 | [15 empty] | UST Currently In Use: 0; UST Temp Close: 0; AST Currently In Use: 0; AST Temp Closed: 0 | 0 | 0 | 2 | 11096-101-001765 | CLARENCE EVERAGE
7295 | Permanently Closed | 1982-03-01 06:00 | 1974-01-01 06:00 |  | Petroleum | Unleaded gasoline | Unleaded gasoline | [7 empty] | 1901-01-01 06:00 | [15 empty] | UST Currently In Use: 0; UST Temp Close: 0; AST Currently In Use: 0; AST Temp Closed: 0 | 0 | 0 | 2 | 11096-101-001765 | CLARENCE EVERAGE
7296 | Retired | 1986-01-01 06:00 | 1978-01-01 06:00 |  | Petroleum | On road diesel | On road diesel |  | Steel | Steel |  | Painted or None | Steel |  | 1901-01-01 06:00 | [15 empty] | UST Currently In Use: 0; UST Temp Close: 0; AST Currently In Use: 0; AST Temp Closed: 0 | 0 | 0 | 0 | 11097-003-007411 | CLARENCE HAND INC
7297 | Permanently Closed | 1997-11-14 06:00 | 1981-01-01 06:00 | 1997-11-14 06:00 | Petroleum | Unleaded gasoline | Unleaded gasoline |  | Steel | Steel |  | Painted or None | Steel |  | 1901-01-01 06:00 | [15 empty] | UST Currently In Use: 0; UST Temp Close: 3; AST Currently In Use: 0; AST Temp Closed: 0 | 0 | 3 | 2 | 11098-097-010422 | CLARENCE PARKER
7298 | Permanently Closed | 1997-11-14 06:00 | 1981-01-01 06:00 | 1997-11-14 06:00 | Petroleum | Unleaded gasoline | Unleaded gasoline |  | Steel | Steel |  | Painted or None | Steel |  | 1901-01-01 06:00 | [15 empty] | UST Currently In Use: 0; UST Temp Close: 3; AST Currently In Use: 0; AST Temp Closed: 0 | 0 | 3 | 2 | 11098-097-010422 | CLARENCE PARKER
7299 | Temporary Closed | 2002-09-30 06:00 | 1982-01-01 06:00 |  | Petroleum | Unleaded gasoline | Unleaded gasoline |  | Fiberglass coated steel | Fiberglass coated steel |  |  | Fiberglass reinforced plastic |  | 1901-01-01 06:00 |  | Catchment Basin, Single walled catchment basin | Flow Rest 90% Full | Flow Rest 90% Full |  |  | Statistical Inventory Reconciliation (SIR) | [8 empty] | UST Currently In Use: 0; UST Temp Close: 3; AST Currently In Use: 0; AST Temp Closed: 0 | 0 | 3 | 2 | 11098-097-010422 | CLARENCE PARKER
7300 | Permanently Closed | 1998-08-21 06:00 | 1973-01-01 06:00 | 2000-08-21 06:00 | Petroleum | Kerosene | Kerosene |  | Steel | Steel | Interior lined (not allowed as a standalone method of corrosion protection) | Painted or None | Steel |  | 1901-01-01 06:00 | [15 empty] | UST Currently In Use: 0; UST Temp Close: 0; AST Currently In Use: 0; AST Temp Closed: 0 | 0 | 0 | 4 | 11099-003-008846 | CLARK AIRCRAFT INC
7301 | Permanently Closed | 1982-01-01 06:00 | 1976-01-01 06:00 | 1997-03-31 06:00 | Petroleum | Unleaded gasoline | Unleaded gasoline |  | Steel | Steel |  | Painted or None | Steel |  | 1901-01-01 06:00 | [15 empty] | UST Currently In Use: 0; UST Temp Close: 0; AST Currently In Use: 0; AST Temp Closed: 0 | 0 | 0 | 4 | 11099-003-008846 | CLARK AIRCRAFT INC
7302 | Permanently Closed | 1982-01-01 06:00 | 1973-01-01 06:00 | 1997-03-31 06:00 | Petroleum | Unleaded gasoline | Unleaded gasoline |  | Steel | Steel |  | Painted or None | Steel |  | 1901-01-01 06:00 | [15 empty] | UST Currently In Use: 0; UST Temp Close: 0; AST Currently In Use: 0; AST Temp Closed: 0 | 0 | 0 | 4 | 11099-003-008846 | CLARK AIRCRAFT INC
7303 | Permanently Closed | 1982-01-01 06:00 | 1976-01-01 06:00 | 1997-03-31 06:00 | Petroleum | Unleaded gasoline | Unleaded gasoline |  | Steel | Steel |  | Painted or None | Steel |  | 1901-01-01 06:00 | [15 empty] | UST Currently In Use: 0; UST Temp Close: 0; AST Currently In Use: 0; AST Temp Closed: 0 | 0 | 0 | 4 | 11099-003-008846 | CLARK AIRCRAFT INC
7304 | Permanently Closed | 1901-01-01 06:00 | 1938-01-01 06:00 |  | Petroleum | Unleaded gasoline | Unleaded gasoline |  | Steel | Steel |  | Painted or None | Steel |  | 1901-01-01 06:00 | [15 empty] | UST Currently In Use: 0; UST Temp Close: 0; AST Currently In Use: 0; AST Temp Closed: 0 | 0 | 0 | 2 | 11100-039-009390 | CLARK HARDWARE CO INC
7305 | Permanently Closed | 1901-01-01 06:00 | 1938-01-01 06:00 |  | Petroleum | Unleaded gasoline | Unleaded gasoline |  | Steel | Steel |  | Painted or None | Steel |  | 1901-01-01 06:00 | [15 empty] | UST Currently In Use: 0; UST Temp Close: 0; AST Currently In Use: 0; AST Temp Closed: 0 | 0 | 0 | 2 | 11100-039-009390 | CLARK HARDWARE CO INC
7306 | Currently in Use |  | 1974-01-01 06:00 |  | Petroleum | On road diesel | On road diesel | Retail | Steel | Steel | Field installed cathodic protection |  | Fiberglass reinforced plastic |  |  |  | Catchment Basin, Single walled catchment basin | Automatic shutoff device At 95% full | Automatic shutoff device At 95% full |  |  | Continuous Automatic Tank Gauge |  | Automatic flow restrictor (MLLD) | Automatic flow restrictor (MLLD) |  |  | Annual line testing | Annual line testing |  | UST Currently In Use: 3; UST Temp Close: 0; AST Currently In Use: 0; AST Temp Closed: 0 | 3 | 0 | 0 | 25597-097-012028 | CITRONELLE SHELL
7307 | Currently in Use |  | 1974-01-01 06:00 |  | Petroleum | Premium gasoline | Premium gasoline | Retail | Steel | Steel | Field installed cathodic protection |  | Fiberglass reinforced plastic |  |  |  | Catchment Basin, Single walled catchment basin | Automatic shutoff device At 95% full | Automatic shutoff device At 95% full |  |  | Continuous Automatic Tank Gauge |  | Automatic flow restrictor (MLLD) | Automatic flow restrictor (MLLD) |  |  | Annual line testing | Annual line testing |  | UST Currently In Use: 3; UST Temp Close: 0; AST Currently In Use: 0; AST Temp Closed: 0 | 3 | 0 | 0 | 25597-097-012028 | CITRONELLE SHELL
7308 | Currently in Use |  | 1974-01-01 06:00 |  | Petroleum | Unleaded gasoline | Unleaded gasoline | Retail | Steel | Steel | Field installed cathodic protection |  | Fiberglass reinforced plastic |  |  |  | Catchment Basin, Single walled catchment basin | Automatic shutoff device At 95% full | Automatic shutoff device At 95% full |  |  | Continuous Automatic Tank Gauge |  | Automatic flow restrictor (MLLD) | Automatic flow restrictor (MLLD) |  |  | Annual line testing | Annual line testing |  | UST Currently In Use: 3; UST Temp Close: 0; AST Currently In Use: 0; AST Temp Closed: 0 | 3 | 0 | 0 | 25597-097-012028 | CITRONELLE SHELL
7309 | Currently in Use |  | 1988-01-01 06:00 |  | Petroleum | Unleaded gasoline | Unleaded gasoline | Retail | Steel | Steel | Coated & cathodic protection (sti-P3) |  | Fiberglass reinforced plastic |  |  |  | Catchment Basin, Single walled catchment basin | Automatic shutoff device At 95% full | Automatic shutoff device At 95% full |  |  | Continuous Automatic Tank Gauge |  | Automatic flow restrictor (MLLD) | Automatic flow restrictor (MLLD) |  |  | Annual line testing | Annual line testing |  | UST Currently In Use: 4; UST Temp Close: 0; AST Currently In Use: 0; AST Temp Closed: 0 | 4 | 0 | 0 | 11101-097-013820 | CLARK OIL COMPANY, INC.
7310 | Currently in Use |  | 1988-01-01 06:00 |  | Petroleum | Mid-grade gasoline | Mid-grade gasoline | Retail | Steel | Steel | Coated & cathodic protection (sti-P3) |  | Fiberglass reinforced plastic |  |  |  | Catchment Basin, Single walled catchment basin | Automatic shutoff device At 95% full | Automatic shutoff device At 95% full |  |  | Continuous Automatic Tank Gauge |  | Automatic flow restrictor (MLLD) | Automatic flow restrictor (MLLD) |  |  | Annual line testing | Annual line testing |  | UST Currently In Use: 4; UST Temp Close: 0; AST Currently In Use: 0; AST Temp Closed: 0 | 4 | 0 | 0 | 11101-097-013820 | CLARK OIL COMPANY, INC.
7311 | Currently in Use |  | 1988-01-01 06:00 |  | Petroleum | Premium gasoline | Premium gasoline | Retail | Steel | Steel | Coated & cathodic protection (sti-P3) |  | Fiberglass reinforced plastic |  |  |  | Catchment Basin, Single walled catchment basin | Automatic shutoff device At 95% full | Automatic shutoff device At 95% full |  |  | Continuous Automatic Tank Gauge |  | Automatic flow restrictor (MLLD) | Automatic flow restrictor (MLLD) |  |  | Annual line testing | Annual line testing |  | UST Currently In Use: 4; UST Temp Close: 0; AST Currently In Use: 0; AST Temp Closed: 0 | 4 | 0 | 0 | 11101-097-013820 | CLARK OIL COMPANY, INC.
7312 | Currently in Use |  | 1988-01-01 06:00 |  | Petroleum | On road diesel | On road diesel | Retail | Steel | Steel | Coated & cathodic protection (sti-P3) |  | Fiberglass reinforced plastic |  |  |  | Catchment Basin, Single walled catchment basin | Flow Rest 90% Full | Flow Rest 90% Full |  |  | Continuous Automatic Tank Gauge |  | Automatic flow restrictor (MLLD) | Automatic flow restrictor (MLLD) |  |  | Annual line testing | Annual line testing |  | UST Currently In Use: 4; UST Temp Close: 0; AST Currently In Use: 0; AST Temp Closed: 0 | 4 | 0 | 0 | 11101-097-013820 | CLARK OIL COMPANY, INC.
7313 | Currently in Use |  | 1986-01-01 06:00 |  | Petroleum | Unleaded gasoline | Unleaded gasoline | Retail | Steel | Steel | Coated & cathodic protection (sti-P3) |  | Fiberglass reinforced plastic |  |  |  | Catchment Basin, Single walled catchment basin | Automatic shutoff device At 95% full | Automatic shutoff device At 95% full |  |  | Statistical Inventory Reconciliation (SIR) |  | Automatic flow restrictor (MLLD), Containment Sump | Containment Sump |  |  | Annual line testing, Statistical inventory reconciliation (SIR) | Statistical inventory reconciliation (SIR) |  | UST Currently In Use: 3; UST Temp Close: 0; AST Currently In Use: 0; AST Temp Closed: 0 | 3 | 0 | 0 | 25315-097-013821 | NEZAM RAMDEEN
7314 | Currently in Use |  | 1986-01-01 06:00 |  | Petroleum | On road diesel | On road diesel | Retail | Steel | Steel | Coated & cathodic protection (sti-P3) |  | Fiberglass reinforced plastic |  |  |  | Catchment Basin, Single walled catchment basin | Automatic shutoff device At 95% full | Automatic shutoff device At 95% full |  |  | Statistical Inventory Reconciliation (SIR) |  | Automatic flow restrictor (MLLD), Containment Sump | Containment Sump |  |  | Annual line testing, Statistical inventory reconciliation (SIR) | Statistical inventory reconciliation (SIR) |  | UST Currently In Use: 3; UST Temp Close: 0; AST Currently In Use: 0; AST Temp Closed: 0 | 3 | 0 | 0 | 25315-097-013821 | NEZAM RAMDEEN
7315 | Currently in Use |  | 1986-01-01 06:00 |  | Petroleum | Premium gasoline | Premium gasoline | Retail | Steel | Steel | Coated & cathodic protection (sti-P3) |  | Fiberglass reinforced plastic |  |  |  | Catchment Basin, Single walled catchment basin | Automatic shutoff device At 95% full | Automatic shutoff device At 95% full |  |  | Statistical Inventory Reconciliation (SIR) |  | Automatic flow restrictor (MLLD), Containment Sump | Containment Sump |  |  | Annual line testing, Statistical inventory reconciliation (SIR) | Statistical inventory reconciliation (SIR) |  | UST Currently In Use: 3; UST Temp Close: 0; AST Currently In Use: 0; AST Temp Closed: 0 | 3 | 0 | 0 | 25315-097-013821 | NEZAM RAMDEEN
7316 | Permanently Closed | 2008-11-21 06:00 | 1989-10-30 06:00 | 2008-11-21 06:00 | Petroleum | Unleaded gasoline | Unleaded gasoline | Retail | Steel | Steel | Coated & cathodic protection (sti-P3) |  | Fiberglass reinforced plastic |  | 1901-01-01 06:00 |  | Catchment Basin, Single walled catchment basin | Flow Rest 90% Full | Flow Rest 90% Full |  |  | Continuous Automatic Tank Gauge |  | Automatic shutoff device (AELLD) | Automatic shutoff device (AELLD) |  |  | Annual line testing | Annual line testing |  | UST Currently In Use: 0; UST Temp Close: 0; AST Currently In Use: 0; AST Temp Closed: 0 | 0 | 0 | 3 | 11101-097-014967 | CLARK OIL COMPANY, INC.
7317 | Permanently Closed | 2008-11-21 06:00 | 1989-10-30 06:00 | 2008-11-21 06:00 | Petroleum | Mid-grade gasoline | Mid-grade gasoline | Retail | Steel | Steel | Coated & cathodic protection (sti-P3) |  | Fiberglass reinforced plastic |  | 1901-01-01 06:00 |  | Catchment Basin, Single walled catchment basin | Flow Rest 90% Full | Flow Rest 90% Full |  |  | Continuous Automatic Tank Gauge |  | Automatic shutoff device (AELLD) | Automatic shutoff device (AELLD) | [5 empty] | UST Currently In Use: 0; UST Temp Close: 0; AST Currently In Use: 0; AST Temp Closed: 0 | 0 | 0 | 3 | 11101-097-014967 | CLARK OIL COMPANY, INC.
7318 | Permanently Closed | 2008-11-21 06:00 | 1989-10-30 06:00 | 2008-11-21 06:00 | Petroleum | Premium gasoline | Premium gasoline | Retail | Steel | Steel | Coated & cathodic protection (sti-P3) |  | Fiberglass reinforced plastic |  | 1901-01-01 06:00 |  | Catchment Basin, Single walled catchment basin | Flow Rest 90% Full | Flow Rest 90% Full |  |  | Continuous Automatic Tank Gauge | [5 empty] | Annual line testing | Annual line testing |  | UST Currently In Use: 0; UST Temp Close: 0; AST Currently In Use: 0; AST Temp Closed: 0 | 0 | 0 | 3 | 11101-097-014967 | CLARK OIL COMPANY, INC.
7319 | Permanently Closed | 1992-07-01 06:00 | 1964-01-01 06:00 | 1992-07-01 06:00 | Petroleum | Unleaded gasoline | Unleaded gasoline | Local government | Steel | Steel |  | Painted or None | Steel |  | 1901-01-01 06:00 | [15 empty] | UST Currently In Use: 0; UST Temp Close: 0; AST Currently In Use: 0; AST Temp Closed: 0 | 0 | 0 | 1 | 11102-025-002264 | CLARKE COUNTY BOARD OF EDUCATION
7321 | Permanently Closed | 1992-08-18 06:00 | 1976-01-01 06:00 | 1992-08-18 06:00 | Petroleum | Unleaded gasoline | Unleaded gasoline | Local government | Steel | Steel |  | Painted or None | Steel |  | 1901-01-01 06:00 | [15 empty] | UST Currently In Use: 0; UST Temp Close: 0; AST Currently In Use: 0; AST Temp Closed: 0 | 0 | 0 | 1 | 11102-025-002265 | CLARKE COUNTY BOARD OF EDUCATION
7324 | Permanently Closed | 1990-06-18 06:00 | 1964-01-01 06:00 | 1990-06-18 06:00 | Petroleum | Unleaded gasoline | Unleaded gasoline | Local government | Steel | Steel |  | Painted or None | Steel |  | 1901-01-01 06:00 | [15 empty] | UST Currently In Use: 0; UST Temp Close: 0; AST Currently In Use: 0; AST Temp Closed: 0 | 0 | 0 | 1 | 11102-025-002267 | CLARKE COUNTY BOARD OF EDUCATION
7325 | Permanently Closed | 1999-01-28 06:00 | 1901-01-01 06:00 | 1999-01-28 06:00 | Petroleum | Unleaded gasoline | Unleaded gasoline | Local government | Steel | Steel |  | Painted or None | Steel |  | 1901-01-01 06:00 | [12 empty] | Annual line testing | Annual line testing |  | UST Currently In Use: 1; UST Temp Close: 0; AST Currently In Use: 0; AST Temp Closed: 0 | 1 | 0 | 1 | 11103-025-010518 | CLARKE COUNTY COMMISSION - ROAD DPT
7326 | Permanently Closed | 1997-04-21 06:00 | 1980-01-01 06:00 | 1997-04-23 06:00 | Petroleum | Unleaded gasoline | Unleaded gasoline | Local government | Steel | Steel |  | Painted or None | Steel |  | 1901-01-01 06:00 | [15 empty] | UST Currently In Use: 0; UST Temp Close: 0; AST Currently In Use: 0; AST Temp Closed: 0 | 0 | 0 | 1 | 11103-025-010519 | CLARKE COUNTY COMMISSION - ROAD DPT
7327 | Permanently Closed | 1993-08-04 06:00 | 1901-01-01 06:00 | 1993-08-04 06:00 | Petroleum | Unleaded gasoline | Unleaded gasoline | Local government | Steel | Steel |  | Painted or None | Steel |  | 1901-01-01 06:00 | [15 empty] | UST Currently In Use: 0; UST Temp Close: 0; AST Currently In Use: 0; AST Temp Closed: 0 | 0 | 0 | 2 | 11103-025-010520 | CLARKE COUNTY COMMISSION - ROAD DPT
7328 | Permanently Closed | 1993-08-04 06:00 | 1901-01-01 06:00 | 1993-08-04 06:00 | Petroleum | On road diesel | On road diesel | Local government | Steel | Steel |  | Painted or None | Steel |  | 1901-01-01 06:00 | [15 empty] | UST Currently In Use: 0; UST Temp Close: 0; AST Currently In Use: 0; AST Temp Closed: 0 | 0 | 0 | 2 | 11103-025-010520 | CLARKE COUNTY COMMISSION - ROAD DPT
7329 | Permanently Closed | 1993-12-15 06:00 | 1981-01-01 06:00 | 1994-08-15 06:00 | Petroleum | Unleaded gasoline | Unleaded gasoline | Local government | Steel | Steel |  | Painted or None | Steel |  | 1901-01-01 06:00 | [15 empty] | UST Currently In Use: 0; UST Temp Close: 0; AST Currently In Use: 0; AST Temp Closed: 0 | 0 | 0 | 2 | 11103-025-010521 | CLARKE COUNTY COMMISSION - ROAD DPT
7330 | Permanently Closed | 1993-12-15 06:00 | 1981-01-01 06:00 | 1994-08-15 06:00 | Petroleum | On road diesel | On road diesel | Local government | Steel | Steel |  | Painted or None | Steel |  | 1901-01-01 06:00 | [15 empty] | UST Currently In Use: 0; UST Temp Close: 0; AST Currently In Use: 0; AST Temp Closed: 0 | 0 | 0 | 2 | 11103-025-010521 | CLARKE COUNTY COMMISSION - ROAD DPT
7331 | Permanently Closed | 1993-08-04 06:00 | 1901-01-01 06:00 | 1993-08-04 06:00 | Petroleum | Unleaded gasoline | Unleaded gasoline | Local government | Steel | Steel |  | Painted or None | Steel |  | 1901-01-01 06:00 | [15 empty] | UST Currently In Use: 0; UST Temp Close: 0; AST Currently In Use: 0; AST Temp Closed: 0 | 0 | 0 | 2 | 11103-025-010522 | CLARKE COUNTY COMMISSION - ROAD DPT
7332 | Permanently Closed | 1993-08-04 06:00 | 1901-01-01 06:00 | 1993-08-04 06:00 | Petroleum | On road diesel | On road diesel | Local government | Steel | Steel |  | Painted or None | Steel |  | 1901-01-01 06:00 | [15 empty] | UST Currently In Use: 0; UST Temp Close: 0; AST Currently In Use: 0; AST Temp Closed: 0 | 0 | 0 | 2 | 11103-025-010522 | CLARKE COUNTY COMMISSION - ROAD DPT
7333 | Permanently Closed | 1999-01-06 06:00 | 1978-01-01 06:00 | 1999-01-06 06:00 | Petroleum | Unleaded gasoline | Unleaded gasoline | Local government | Steel | Steel |  | Painted or None | Steel |  | 1901-01-01 06:00 | [12 empty] | Annual line testing | Annual line testing |  | UST Currently In Use: 0; UST Temp Close: 0; AST Currently In Use: 0; AST Temp Closed: 0 | 0 | 0 | 2 | 11103-025-010523 | CLARKE COUNTY COMMISSION - ROAD DPT
7334 | Permanently Closed | 1999-01-06 06:00 | 1978-01-01 06:00 | 1999-01-06 06:00 | Petroleum | On road diesel | On road diesel | Local government | Steel | Steel |  | Painted or None | Steel |  | 1901-01-01 06:00 | [15 empty] | UST Currently In Use: 0; UST Temp Close: 0; AST Currently In Use: 0; AST Temp Closed: 0 | 0 | 0 | 2 | 11103-025-010523 | CLARKE COUNTY COMMISSION - ROAD DPT
7335 | Permanently Closed | 1993-08-05 06:00 | 1967-01-01 06:00 | 1993-08-05 06:00 | Petroleum | Unleaded gasoline | Unleaded gasoline | Local government | Steel | Steel |  | Painted or None | Steel |  | 1901-01-01 06:00 | [15 empty] | UST Currently In Use: 0; UST Temp Close: 0; AST Currently In Use: 0; AST Temp Closed: 0 | 0 | 0 | 2 | 11103-025-010524 | CLARKE COUNTY COMMISSION - ROAD DPT
7336 | Permanently Closed | 1993-08-05 06:00 | 1967-01-01 06:00 | 1993-08-05 06:00 | Petroleum | On road diesel | On road diesel | Local government | Steel | Steel |  | Painted or None | Steel |  | 1901-01-01 06:00 | [15 empty] | UST Currently In Use: 0; UST Temp Close: 0; AST Currently In Use: 0; AST Temp Closed: 0 | 0 | 0 | 2 | 11103-025-010524 | CLARKE COUNTY COMMISSION - ROAD DPT
7337 | Temporary Closed | 2019-07-01 06:00 | 1984-01-01 06:00 |  | Petroleum | Unleaded gasoline | Unleaded gasoline | Industrial, Local Government | Steel | Steel | Field installed cathodic protection |  | Steel |  |  | Field installed cathodic protection | Catchment Basin, Single walled catchment basin | Automatic shutoff device At 95% full | Automatic shutoff device At 95% full |  |  | Automatic Tank Gauge |  | Automatic flow restrictor (MLLD), Containment Sump | Containment Sump |  |  | Annual line testing | Annual line testing |  | UST Currently In Use: 0; UST Temp Close: 2; AST Currently In Use: 0; AST Temp Closed: 0 | 0 | 2 | 0 | 11104-025-003443 | CLARKE WASHINGTON EMC
7338 | Temporary Closed | 2019-07-01 06:00 | 1984-01-01 06:00 |  | Petroleum | On road diesel | On road diesel | Industrial, Local Government | Steel | Steel | Field installed cathodic protection |  | Steel |  |  | Field installed cathodic protection | Catchment Basin, Single walled catchment basin | Automatic shutoff device At 95% full | Automatic shutoff device At 95% full |  |  | Automatic Tank Gauge |  | Automatic flow restrictor (MLLD), Containment Sump | Containment Sump |  |  | Annual line testing | Annual line testing |  | UST Currently In Use: 0; UST Temp Close: 2; AST Currently In Use: 0; AST Temp Closed: 0 | 0 | 2 | 0 | 11104-025-003443 | CLARKE WASHINGTON EMC
7339 | Permanently Closed | 1998-06-01 06:00 | 1976-01-01 06:00 | 1999-11-15 06:00 | Petroleum | Unleaded gasoline | Unleaded gasoline | Retail | Steel | Steel |  | Painted or None | Steel |  | 1901-01-01 06:00 | [6 empty] | Statistical Inventory Reconciliation (SIR) | [8 empty] | UST Currently In Use: 0; UST Temp Close: 0; AST Currently In Use: 0; AST Temp Closed: 0 | 0 | 0 | 3 | 11105-023-005037 | WENDELL AND HELEN MAZINGO
7340 | Permanently Closed | 1998-06-01 06:00 | 1976-01-01 06:00 | 1999-11-15 06:00 | Petroleum | Unleaded gasoline | Unleaded gasoline | Retail | Steel | Steel |  | Painted or None | Steel |  | 1901-01-01 06:00 | [6 empty] | Statistical Inventory Reconciliation (SIR) | [8 empty] | UST Currently In Use: 0; UST Temp Close: 0; AST Currently In Use: 0; AST Temp Closed: 0 | 0 | 0 | 3 | 11105-023-005037 | WENDELL AND HELEN MAZINGO
7341 | Permanently Closed | 1998-10-01 06:00 | 1981-01-01 06:00 | 1999-11-15 06:00 | Petroleum | On road diesel | On road diesel | Retail | Steel | Steel |  | Painted or None | Steel |  | 1901-01-01 06:00 | [6 empty] | Statistical Inventory Reconciliation (SIR) | [8 empty] | UST Currently In Use: 0; UST Temp Close: 0; AST Currently In Use: 0; AST Temp Closed: 0 | 0 | 0 | 3 | 11105-023-005037 | WENDELL AND HELEN MAZINGO
7342 | Permanently Closed | 1992-02-06 06:00 | 1972-01-01 06:00 | 1992-02-06 06:00 | Petroleum | On road diesel | On road diesel |  | Steel | Steel |  |  | Steel |  | 1901-01-01 06:00 | [15 empty] | UST Currently In Use: 0; UST Temp Close: 0; AST Currently In Use: 0; AST Temp Closed: 0 | 0 | 0 | 1 | 11106-089-001654 | CLAUDE N BUCHANAN
7343 | Retired | 1988-08-08 06:00 | 1959-01-01 06:00 |  | Petroleum | Unleaded gasoline | Unleaded gasoline |  | Steel | Steel |  | Painted or None | Steel |  | 1901-01-01 06:00 | [15 empty] | UST Currently In Use: 0; UST Temp Close: 0; AST Currently In Use: 0; AST Temp Closed: 0 | 0 | 0 | 0 | 11107-123-005049 | CLAUDE YOUNG
7344 | Retired | 1988-08-08 06:00 | 1959-01-01 06:00 |  | Petroleum | Unleaded gasoline | Unleaded gasoline |  | Steel | Steel |  | Painted or None | Steel |  | 1901-01-01 06:00 | [15 empty] | UST Currently In Use: 0; UST Temp Close: 0; AST Currently In Use: 0; AST Temp Closed: 0 | 0 | 0 | 0 | 11107-123-005049 | CLAUDE YOUNG
7345 | Permanently Closed | 1991-10-08 06:00 | 1969-01-01 06:00 | 1991-10-08 06:00 | Petroleum | Unleaded gasoline | Unleaded gasoline | [7 empty] | 1901-01-01 06:00 | [15 empty] | UST Currently In Use: 0; UST Temp Close: 1; AST Currently In Use: 0; AST Temp Closed: 0 | 0 | 1 | 1 | 11108-125-005930 | CLAUDINE H PERKINS
7346 | Permanently Closed | 1901-01-01 06:00 | 1973-01-01 06:00 | 1990-10-01 06:00 | Petroleum | Unleaded gasoline | Unleaded gasoline |  | Steel | Steel |  | Painted or None | Steel |  | 1901-01-01 06:00 | [15 empty] | UST Currently In Use: 0; UST Temp Close: 1; AST Currently In Use: 0; AST Temp Closed: 0 | 0 | 1 | 1 | 24467-027-009367 | BIBB GRAVES ALUMNI ASSOCIATION
7347 | Permanently Closed | 1990-10-01 06:00 | 1968-01-01 06:00 | 1990-10-01 06:00 | Petroleum | Unleaded gasoline | Unleaded gasoline | Local government | Steel | Steel |  | Painted or None | Steel |  | 1901-01-01 06:00 | [15 empty] | UST Currently In Use: 1; UST Temp Close: 0; AST Currently In Use: 0; AST Temp Closed: 0 | 1 | 0 | 1 | 11111-027-009368 | CLAY COUNTY BOARD OF EDUCATION
7348 | Permanently Closed | 1901-01-01 06:00 | 1965-01-01 06:00 | 1990-10-01 06:00 | Petroleum | Unleaded gasoline | Unleaded gasoline | Local government | Steel | Steel |  | Painted or None | Steel |  | 1901-01-01 06:00 | [15 empty] | UST Currently In Use: 0; UST Temp Close: 1; AST Currently In Use: 0; AST Temp Closed: 0 | 0 | 1 | 1 | 11111-027-009369 | CLAY COUNTY BOARD OF EDUCATION
7349 | Permanently Closed | 1901-01-01 06:00 | 1965-01-01 06:00 | 1990-09-01 06:00 | Petroleum | Unleaded gasoline | Unleaded gasoline | Local government | Steel | Steel |  | Painted or None | Steel |  | 1901-01-01 06:00 | [15 empty] | UST Currently In Use: 0; UST Temp Close: 0; AST Currently In Use: 0; AST Temp Closed: 0 | 0 | 0 | 1 | 11111-027-009370 | CLAY COUNTY BOARD OF EDUCATION
7350 | Permanently Closed | 1901-01-01 06:00 | 1965-01-01 06:00 | 1990-10-01 06:00 | Petroleum | Unleaded gasoline | Unleaded gasoline |  | Steel | Steel |  | Painted or None | Steel |  | 1901-01-01 06:00 | [15 empty] | UST Currently In Use: 0; UST Temp Close: 1; AST Currently In Use: 0; AST Temp Closed: 0 | 0 | 1 | 1 | 24572-027-009371 | MELLOW VALLEY COMMUNITY CENTER
7351 | Currently in Use |  | 1976-01-01 06:00 |  | Petroleum | Unleaded gasoline | Unleaded gasoline | Retail | Steel | Steel | Field installed cathodic protection |  | Steel |  |  | Field installed cathodic protection | Catchment Basin, Single walled catchment basin | Automatic shutoff device At 95% full | Automatic shutoff device At 95% full |  |  | Statistical Inventory Reconciliation (SIR) |  | Automatic flow restrictor (MLLD) | Automatic flow restrictor (MLLD) |  |  | Statistical inventory reconciliation (SIR) | Statistical inventory reconciliation (SIR) |  | UST Currently In Use: 4; UST Temp Close: 0; AST Currently In Use: 0; AST Temp Closed: 0 | 4 | 0 | 0 | 12902-047-006842 | JONES OIL CO INC
7352 | Currently in Use |  | 1976-01-01 06:00 |  | Petroleum | Mid-grade gasoline | Mid-grade gasoline | Retail | Steel | Steel | Field installed cathodic protection |  | Steel |  |  | Field installed cathodic protection | Catchment Basin, Single walled catchment basin | Automatic shutoff device At 95% full | Automatic shutoff device At 95% full |  |  | Statistical Inventory Reconciliation (SIR) |  | Automatic flow restrictor (MLLD) | Automatic flow restrictor (MLLD) |  |  | Statistical inventory reconciliation (SIR) | Statistical inventory reconciliation (SIR) |  | UST Currently In Use: 4; UST Temp Close: 0; AST Currently In Use: 0; AST Temp Closed: 0 | 4 | 0 | 0 | 12902-047-006842 | JONES OIL CO INC
7353 | Currently in Use |  | 1976-01-01 06:00 |  | Petroleum | Premium gasoline | Premium gasoline | Retail | Steel | Steel | Field installed cathodic protection |  | Steel |  |  | Field installed cathodic protection | Catchment Basin, Single walled catchment basin | Automatic shutoff device At 95% full | Automatic shutoff device At 95% full |  |  | Statistical Inventory Reconciliation (SIR) |  | Automatic flow restrictor (MLLD) | Automatic flow restrictor (MLLD) |  |  | Statistical inventory reconciliation (SIR) | Statistical inventory reconciliation (SIR) |  | UST Currently In Use: 4; UST Temp Close: 0; AST Currently In Use: 0; AST Temp Closed: 0 | 4 | 0 | 0 | 12902-047-006842 | JONES OIL CO INC
7354 | Currently in Use |  | 1976-01-01 06:00 |  | Petroleum | On road diesel | On road diesel | Retail | Steel | Steel | Field installed cathodic protection |  | Steel |  |  | Field installed cathodic protection | Catchment Basin, Single walled catchment basin | Automatic shutoff device At 95% full | Automatic shutoff device At 95% full |  |  | Statistical Inventory Reconciliation (SIR) |  | Automatic flow restrictor (MLLD) | Automatic flow restrictor (MLLD) |  |  | Statistical inventory reconciliation (SIR) | Statistical inventory reconciliation (SIR) |  | UST Currently In Use: 4; UST Temp Close: 0; AST Currently In Use: 0; AST Temp Closed: 0 | 4 | 0 | 0 | 12902-047-006842 | JONES OIL CO INC
7355 | Temporary Closed | 2000-04-01 06:00 | 1982-01-01 06:00 |  | Petroleum | Unleaded gasoline | Unleaded gasoline | Retail | Steel | Steel | Field installed cathodic protection |  | Steel |  | 1901-01-01 06:00 | Field installed cathodic protection | Catchment Basin, Single walled catchment basin | Flow Rest 90% Full | Flow Rest 90% Full |  |  | Statistical Inventory Reconciliation (SIR) |  | Automatic flow restrictor (MLLD) | Automatic flow restrictor (MLLD) |  |  | Statistical inventory reconciliation (SIR) | Statistical inventory reconciliation (SIR) |  | UST Currently In Use: 5; UST Temp Close: 1; AST Currently In Use: 0; AST Temp Closed: 0 | 5 | 1 | 4 | 12902-047-009534 | JONES OIL CO INC
7356 | Permanently Closed | 1990-07-01 06:00 | 1972-01-01 06:00 | 1990-07-20 06:00 | Petroleum | Unleaded gasoline | Unleaded gasoline |  | Steel | Steel |  | Painted or None | Steel |  | 1901-01-01 06:00 | [15 empty] | UST Currently In Use: 5; UST Temp Close: 1; AST Currently In Use: 0; AST Temp Closed: 0 | 5 | 1 | 4 | 12902-047-009534 | JONES OIL CO INC
7357 | Permanently Closed | 1990-07-01 06:00 | 1972-01-01 06:00 | 1990-07-15 06:00 | Petroleum | Unleaded gasoline | Unleaded gasoline |  | Steel | Steel |  | Painted or None | Steel |  | 1901-01-01 06:00 | [15 empty] | UST Currently In Use: 5; UST Temp Close: 1; AST Currently In Use: 0; AST Temp Closed: 0 | 5 | 1 | 4 | 12902-047-009534 | JONES OIL CO INC
7358 | Permanently Closed | 1990-07-01 06:00 | 1972-01-01 06:00 | 1990-07-20 06:00 | Petroleum | Unleaded gasoline | Unleaded gasoline |  | Steel | Steel |  | Painted or None | Steel |  | 1901-01-01 06:00 | [15 empty] | UST Currently In Use: 5; UST Temp Close: 1; AST Currently In Use: 0; AST Temp Closed: 0 | 5 | 1 | 4 | 12902-047-009534 | JONES OIL CO INC
7359 | Permanently Closed | 1990-07-01 06:00 | 1981-01-01 06:00 | 1990-07-24 06:00 | Petroleum | On road diesel | On road diesel |  | Steel | Steel |  | Painted or None | Steel |  | 1901-01-01 06:00 | [15 empty] | UST Currently In Use: 5; UST Temp Close: 1; AST Currently In Use: 0; AST Temp Closed: 0 | 5 | 1 | 4 | 12902-047-009534 | JONES OIL CO INC
7360 | Currently in Use |  | 1988-01-01 06:00 |  | Petroleum | Unleaded gasoline | Unleaded gasoline | Retail | Fiberglass reinforced plastic | Fiberglass reinforced plastic |  |  | Steel |  |  | Field installed cathodic protection | Catchment Basin, Single walled catchment basin | Flow Rest 90% Full | Flow Rest 90% Full |  |  | Statistical Inventory Reconciliation (SIR) |  | Automatic flow restrictor (MLLD) | Automatic flow restrictor (MLLD) |  |  | Statistical inventory reconciliation (SIR) | Statistical inventory reconciliation (SIR) |  | UST Currently In Use: 5; UST Temp Close: 1; AST Currently In Use: 0; AST Temp Closed: 0 | 5 | 1 | 4 | 12902-047-009534 | JONES OIL CO INC
7361 | Currently in Use |  | 1988-01-01 06:00 |  | Petroleum | On road diesel | On road diesel | Retail | Fiberglass reinforced plastic | Fiberglass reinforced plastic |  |  | Steel |  |  | Field installed cathodic protection | Catchment Basin, Single walled catchment basin | Flow Rest 90% Full | Flow Rest 90% Full |  |  | Statistical Inventory Reconciliation (SIR) |  | Automatic flow restrictor (MLLD) | Automatic flow restrictor (MLLD) |  |  | Statistical inventory reconciliation (SIR) | Statistical inventory reconciliation (SIR) |  | UST Currently In Use: 5; UST Temp Close: 1; AST Currently In Use: 0; AST Temp Closed: 0 | 5 | 1 | 4 | 12902-047-009534 | JONES OIL CO INC
7362 | Currently in Use |  | 1988-01-01 06:00 |  | Petroleum | Unleaded gasoline | Unleaded gasoline | Retail | Fiberglass reinforced plastic | Fiberglass reinforced plastic |  |  | Steel |  |  | Field installed cathodic protection | Catchment Basin, Single walled catchment basin | Flow Rest 90% Full | Flow Rest 90% Full |  |  | Statistical Inventory Reconciliation (SIR) |  | Automatic flow restrictor (MLLD) | Automatic flow restrictor (MLLD) |  |  | Statistical inventory reconciliation (SIR) | Statistical inventory reconciliation (SIR) |  | UST Currently In Use: 5; UST Temp Close: 1; AST Currently In Use: 0; AST Temp Closed: 0 | 5 | 1 | 4 | 12902-047-009534 | JONES OIL CO INC
7363 | Currently in Use |  | 1988-01-01 06:00 |  | Petroleum | Unleaded gasoline | Unleaded gasoline | Retail | Fiberglass reinforced plastic | Fiberglass reinforced plastic |  |  | Steel |  |  | Field installed cathodic protection | Catchment Basin, Single walled catchment basin | Flow Rest 90% Full | Flow Rest 90% Full |  |  | Statistical Inventory Reconciliation (SIR) |  | Automatic flow restrictor (MLLD) | Automatic flow restrictor (MLLD) |  |  | Statistical inventory reconciliation (SIR) | Statistical inventory reconciliation (SIR) |  | UST Currently In Use: 5; UST Temp Close: 1; AST Currently In Use: 0; AST Temp Closed: 0 | 5 | 1 | 4 | 12902-047-009534 | JONES OIL CO INC
7364 | Permanently Closed | 1901-01-01 06:00 | 1969-01-01 06:00 | 1989-02-28 06:00 | Petroleum | Unleaded gasoline | Unleaded gasoline |  | Steel | Steel |  | Painted or None | Steel |  | 1901-01-01 06:00 | [15 empty] | UST Currently In Use: 0; UST Temp Close: 0; AST Currently In Use: 0; AST Temp Closed: 0 | 0 | 0 | 5 | 11113-053-008378 | CLEVE ROBERSON INC
7365 | Permanently Closed | 1901-01-01 06:00 | 1969-01-01 06:00 | 1989-02-28 06:00 | Petroleum | Unleaded gasoline | Unleaded gasoline |  | Steel | Steel |  | Painted or None | Steel |  | 1901-01-01 06:00 | [15 empty] | UST Currently In Use: 0; UST Temp Close: 0; AST Currently In Use: 0; AST Temp Closed: 0 | 0 | 0 | 5 | 11113-053-008378 | CLEVE ROBERSON INC
7366 | Permanently Closed | 1901-01-01 06:00 | 1977-01-01 06:00 | 1989-02-28 06:00 | Petroleum | On road diesel | On road diesel |  | Steel | Steel |  | Painted or None | Steel |  | 1901-01-01 06:00 | [15 empty] | UST Currently In Use: 0; UST Temp Close: 0; AST Currently In Use: 0; AST Temp Closed: 0 | 0 | 0 | 5 | 11113-053-008378 | CLEVE ROBERSON INC
7367 | Permanently Closed | 1901-01-01 06:00 | 1977-01-01 06:00 | 1989-02-28 06:00 | Petroleum | On road diesel | On road diesel |  | Steel | Steel |  | Painted or None | Steel |  | 1901-01-01 06:00 | [15 empty] | UST Currently In Use: 0; UST Temp Close: 0; AST Currently In Use: 0; AST Temp Closed: 0 | 0 | 0 | 5 | 11113-053-008378 | CLEVE ROBERSON INC
7368 | Permanently Closed | 1901-01-01 06:00 | 1977-01-01 06:00 | 1989-02-28 06:00 | Petroleum | On road diesel | On road diesel |  | Steel | Steel |  | Painted or None | Steel |  | 1901-01-01 06:00 | [15 empty] | UST Currently In Use: 0; UST Temp Close: 0; AST Currently In Use: 0; AST Temp Closed: 0 | 0 | 0 | 5 | 11113-053-008378 | CLEVE ROBERSON INC
7369 | Permanently Closed | 1998-02-01 06:00 | 1982-01-01 06:00 | 1998-02-05 06:00 | Petroleum | Unleaded gasoline | Unleaded gasoline |  | Steel | Steel |  | Painted or None | Steel |  | 1901-01-01 06:00 | [15 empty] | UST Currently In Use: 0; UST Temp Close: 0; AST Currently In Use: 0; AST Temp Closed: 0 | 0 | 0 | 2 | 11119-063-009271 | CLEVELAND AND MOORE OIL CO INC
7370 | Permanently Closed | 1998-02-01 06:00 | 1982-01-01 06:00 | 1998-02-05 06:00 | Petroleum | Unleaded gasoline | Unleaded gasoline |  | Steel | Steel |  | Painted or None | Steel |  | 1901-01-01 06:00 | [15 empty] | UST Currently In Use: 0; UST Temp Close: 0; AST Currently In Use: 0; AST Temp Closed: 0 | 0 | 0 | 2 | 11119-063-009271 | CLEVELAND AND MOORE OIL CO INC
7371 | Permanently Closed | 1990-08-17 06:00 | 1971-01-01 06:00 | 1990-08-17 06:00 | Petroleum | Unleaded gasoline | Unleaded gasoline |  | Steel | Steel |  | Painted or None | Steel |  | 1901-01-01 06:00 | [15 empty] | UST Currently In Use: 0; UST Temp Close: 0; AST Currently In Use: 0; AST Temp Closed: 0 | 0 | 0 | 2 | 11119-065-004516 | CLEVELAND AND MOORE OIL CO INC
7372 | Permanently Closed | 1990-08-17 06:00 | 1971-01-01 06:00 | 1990-08-17 06:00 | Petroleum | Unleaded gasoline | Unleaded gasoline |  | Steel | Steel |  | Painted or None | Steel |  | 1901-01-01 06:00 | [15 empty] | UST Currently In Use: 0; UST Temp Close: 0; AST Currently In Use: 0; AST Temp Closed: 0 | 0 | 0 | 2 | 11119-065-004516 | CLEVELAND AND MOORE OIL CO INC
7373 | Permanently Closed | 1996-11-01 06:00 | 1965-01-01 06:00 | 1997-05-23 06:00 | Petroleum | Unleaded gasoline | Unleaded gasoline |  | Steel | Steel |  | Painted or None | Steel |  | 1901-01-01 06:00 | [15 empty] | UST Currently In Use: 0; UST Temp Close: 0; AST Currently In Use: 0; AST Temp Closed: 0 | 0 | 0 | 2 | 11119-065-004517 | CLEVELAND AND MOORE OIL CO INC
7374 | Permanently Closed | 1996-11-01 06:00 | 1965-01-01 06:00 | 1997-05-23 06:00 | Petroleum | Unleaded gasoline | Unleaded gasoline |  | Steel | Steel |  | Painted or None | Steel |  | 1901-01-01 06:00 | [15 empty] | UST Currently In Use: 0; UST Temp Close: 0; AST Currently In Use: 0; AST Temp Closed: 0 | 0 | 0 | 2 | 11119-065-004517 | CLEVELAND AND MOORE OIL CO INC
7375 | Temporary Closed | 2001-11-09 06:00 | 1963-01-01 06:00 |  | Petroleum | Unleaded gasoline | Unleaded gasoline |  | Steel | Steel |  | Painted or None | Steel |  | 1901-01-01 06:00 | [15 empty] | UST Currently In Use: 0; UST Temp Close: 2; AST Currently In Use: 0; AST Temp Closed: 0 | 0 | 2 | 0 | 11119-065-004522 | CLEVELAND AND MOORE OIL CO INC
7376 | Temporary Closed | 2001-11-09 06:00 | 1963-01-01 06:00 |  | Petroleum | Unleaded gasoline | Unleaded gasoline |  | Steel | Steel |  | Painted or None | Steel |  | 1901-01-01 06:00 | [15 empty] | UST Currently In Use: 0; UST Temp Close: 2; AST Currently In Use: 0; AST Temp Closed: 0 | 0 | 2 | 0 | 11119-065-004522 | CLEVELAND AND MOORE OIL CO INC
7377 | Retired | 1970-01-01 06:00 | 1963-01-01 06:00 |  | Petroleum | Unleaded gasoline | Unleaded gasoline |  | Steel | Steel |  | Painted or None | Steel |  | 1901-01-01 06:00 | [15 empty] | UST Currently In Use: 0; UST Temp Close: 0; AST Currently In Use: 0; AST Temp Closed: 0 | 0 | 0 | 0 | 11119-065-004523 | CLEVELAND AND MOORE OIL CO INC
7378 | Permanently Closed | 2001-11-08 06:00 | 1975-01-01 06:00 |  | Petroleum | Unleaded gasoline | Unleaded gasoline |  | Steel | Steel |  | Painted or None | Steel |  | 1901-01-01 06:00 | [15 empty] | UST Currently In Use: 0; UST Temp Close: 0; AST Currently In Use: 0; AST Temp Closed: 0 | 0 | 0 | 2 | 11119-065-009276 | CLEVELAND AND MOORE OIL CO INC
7379 | Permanently Closed | 1995-01-01 06:00 | 1971-01-01 06:00 | 1995-10-11 06:00 | Petroleum | Unleaded gasoline | Unleaded gasoline |  | Steel | Steel |  | Painted or None | Steel |  | 1901-01-01 06:00 | [15 empty] | UST Currently In Use: 0; UST Temp Close: 0; AST Currently In Use: 0; AST Temp Closed: 0 | 0 | 0 | 2 | 11119-065-009276 | CLEVELAND AND MOORE OIL CO INC
7380 | Cannot Locate or abandoned | 2000-03-30 06:00 | 1980-01-01 06:00 |  | Petroleum | On road diesel | On road diesel |  | Steel | Steel |  | Painted or None | Steel |  | 1901-01-01 06:00 | [15 empty] | UST Currently In Use: 0; UST Temp Close: 0; AST Currently In Use: 0; AST Temp Closed: 0 | 0 | 0 | 0 | 11119-091-004504 | CLEVELAND AND MOORE OIL CO INC
7381 | Cannot Locate or abandoned | 2000-03-30 06:00 | 1980-01-01 06:00 |  | Petroleum | Unleaded gasoline | Unleaded gasoline |  | Steel | Steel |  | Painted or None | Steel |  | 1901-01-01 06:00 | [15 empty] | UST Currently In Use: 0; UST Temp Close: 0; AST Currently In Use: 0; AST Temp Closed: 0 | 0 | 0 | 0 | 11119-091-004504 | CLEVELAND AND MOORE OIL CO INC
7382 | Cannot Locate or abandoned | 2000-03-30 06:00 | 1963-01-01 06:00 |  | Petroleum | Unleaded gasoline | Unleaded gasoline |  | Steel | Steel |  | Painted or None | Steel |  | 1901-01-01 06:00 | [15 empty] | UST Currently In Use: 0; UST Temp Close: 0; AST Currently In Use: 0; AST Temp Closed: 0 | 0 | 0 | 0 | 11119-091-004504 | CLEVELAND AND MOORE OIL CO INC
7383 | Cannot Locate or abandoned | 2000-03-30 06:00 | 1963-01-01 06:00 |  | Petroleum | Unleaded gasoline | Unleaded gasoline |  | Steel | Steel |  | Painted or None | Steel |  | 1901-01-01 06:00 | [15 empty] | UST Currently In Use: 0; UST Temp Close: 0; AST Currently In Use: 0; AST Temp Closed: 0 | 0 | 0 | 0 | 11119-091-004504 | CLEVELAND AND MOORE OIL CO INC
7384 | Cannot Locate or abandoned | 2000-03-30 06:00 | 1963-01-01 06:00 |  | Petroleum | Unleaded gasoline | Unleaded gasoline |  | Steel | Steel |  | Painted or None | Steel |  | 1901-01-01 06:00 | [15 empty] | UST Currently In Use: 0; UST Temp Close: 0; AST Currently In Use: 0; AST Temp Closed: 0 | 0 | 0 | 0 | 11119-091-004504 | CLEVELAND AND MOORE OIL CO INC
7385 | Cannot Locate or abandoned | 2000-03-30 06:00 | 1963-01-01 06:00 |  | Petroleum | Used oil | Used oil |  | Steel | Steel |  | Painted or None | Steel |  | 1901-01-01 06:00 |  | Other, EXEMPT | Other, EXEMPT | Other | [11 empty] | UST Currently In Use: 0; UST Temp Close: 0; AST Currently In Use: 0; AST Temp Closed: 0 | 0 | 0 | 0 | 11119-091-004504 | CLEVELAND AND MOORE OIL CO INC
7386 | Cannot Locate or abandoned | 1999-07-15 06:00 | 1978-01-01 06:00 |  | Petroleum | Unleaded gasoline | Unleaded gasoline |  | Steel | Steel |  | Painted or None | Steel |  | 1901-01-01 06:00 | [8 empty] | Automatic shutoff device (AELLD) | Automatic shutoff device (AELLD) | [5 empty] | UST Currently In Use: 0; UST Temp Close: 0; AST Currently In Use: 0; AST Temp Closed: 0 | 0 | 0 | 0 | 11119-091-004505 | CLEVELAND AND MOORE OIL CO INC
7387 | Cannot Locate or abandoned | 1999-07-15 06:00 | 1978-01-01 06:00 |  | Petroleum | Unleaded gasoline | Unleaded gasoline |  | Steel | Steel |  | Painted or None | Steel |  | 1901-01-01 06:00 | [15 empty] | UST Currently In Use: 0; UST Temp Close: 0; AST Currently In Use: 0; AST Temp Closed: 0 | 0 | 0 | 0 | 11119-091-004505 | CLEVELAND AND MOORE OIL CO INC
7388 | Retired | 1973-01-01 06:00 | 1968-01-01 06:00 |  | Petroleum | Other, SOLVENT | Other |  | Steel | Steel |  | Painted or None | Steel |  | 1901-01-01 06:00 | [15 empty] | UST Currently In Use: 0; UST Temp Close: 0; AST Currently In Use: 6; AST Temp Closed: 0 | 0 | 0 | 0 | 22792-091-004506 | MONTGOMERY OIL INC
7389 | Temporary Closed | 2008-02-19 06:00 | 1963-01-01 06:00 |  | Petroleum | Unleaded gasoline | Unleaded gasoline | Retail | Steel | Steel | Coated & cathodic protection (sti-P3), Interior lined (not allowed as a standalone method of corrosion protection) |  | Fiberglass reinforced plastic |  | 1901-01-01 06:00 |  | Catchment Basin, Single walled catchment basin | Automatic shutoff device At 95% full | Automatic shutoff device At 95% full |  |  | Statistical Inventory Reconciliation (SIR) |  | Automatic flow restrictor (MLLD) | Automatic flow restrictor (MLLD) |  |  | Statistical inventory reconciliation (SIR) | Statistical inventory reconciliation (SIR) |  | UST Currently In Use: 0; UST Temp Close: 3; AST Currently In Use: 0; AST Temp Closed: 0 | 0 | 3 | 0 | 21974-091-004507 | ISSAM A OMAR
7390 | Temporary Closed | 2008-02-19 06:00 | 1963-01-01 06:00 |  | Petroleum | Premium gasoline | Premium gasoline | Retail | Steel | Steel | Interior lined (not allowed as a standalone method of corrosion protection) |  | Fiberglass reinforced plastic |  | 1901-01-01 06:00 |  | Catchment Basin, Single walled catchment basin | Automatic shutoff device At 95% full | Automatic shutoff device At 95% full |  |  | Statistical Inventory Reconciliation (SIR) |  | Automatic flow restrictor (MLLD) | Automatic flow restrictor (MLLD) |  |  | Statistical inventory reconciliation (SIR) | Statistical inventory reconciliation (SIR) |  | UST Currently In Use: 0; UST Temp Close: 3; AST Currently In Use: 0; AST Temp Closed: 0 | 0 | 3 | 0 | 21974-091-004507 | ISSAM A OMAR
7391 | Retired | 1983-07-07 06:00 | 1963-01-01 06:00 |  | Petroleum | Unleaded gasoline | Unleaded gasoline |  | Steel | Steel |  |  | Steel |  | 1901-01-01 06:00 | [15 empty] | UST Currently In Use: 0; UST Temp Close: 3; AST Currently In Use: 0; AST Temp Closed: 0 | 0 | 3 | 0 | 21974-091-004507 | ISSAM A OMAR
7392 | Temporary Closed | 1991-01-01 06:00 | 1963-01-01 06:00 |  | Petroleum | Used oil | Used oil |  | Steel | Steel | Interior lined (not allowed as a standalone method of corrosion protection) |  | Steel |  | 1901-01-01 06:00 |  | Other, EXEMPT | Other, EXEMPT | Other | [11 empty] | UST Currently In Use: 0; UST Temp Close: 3; AST Currently In Use: 0; AST Temp Closed: 0 | 0 | 3 | 0 | 21974-091-004507 | ISSAM A OMAR
7393 | Retired | 1973-06-01 06:00 | 1963-01-01 06:00 |  | Petroleum | Unleaded gasoline | Unleaded gasoline |  | Steel | Steel |  | Painted or None | Steel |  | 1901-01-01 06:00 | [15 empty] | UST Currently In Use: 0; UST Temp Close: 0; AST Currently In Use: 0; AST Temp Closed: 0 | 0 | 0 | 0 | 11119-091-004509 | CLEVELAND AND MOORE OIL CO INC
7394 | Permanently Closed | 1995-02-01 06:00 | 1978-01-01 06:00 | 1995-08-16 06:00 | Petroleum | Unleaded gasoline | Unleaded gasoline |  | Steel | Steel |  | Painted or None | Steel |  | 1901-01-01 06:00 | [15 empty] | UST Currently In Use: 0; UST Temp Close: 0; AST Currently In Use: 0; AST Temp Closed: 0 | 0 | 0 | 2 | 11119-091-004510 | CLEVELAND AND MOORE OIL CO INC
7395 | Permanently Closed | 1995-02-01 06:00 | 1978-01-01 06:00 | 1995-08-16 06:00 | Petroleum | Unleaded gasoline | Unleaded gasoline |  | Steel | Steel |  | Painted or None | Steel |  | 1901-01-01 06:00 | [15 empty] | UST Currently In Use: 0; UST Temp Close: 0; AST Currently In Use: 0; AST Temp Closed: 0 | 0 | 0 | 2 | 11119-091-004510 | CLEVELAND AND MOORE OIL CO INC
7396 | Permanently Closed | 1992-01-01 06:00 | 1965-01-01 06:00 | 1997-10-28 06:00 | Petroleum | Unleaded gasoline | Unleaded gasoline |  | Steel | Steel |  | Painted or None | Steel |  | 1901-01-01 06:00 | [15 empty] | UST Currently In Use: 0; UST Temp Close: 0; AST Currently In Use: 0; AST Temp Closed: 0 | 0 | 0 | 2 | 11119-091-004511 | CLEVELAND AND MOORE OIL CO INC
7397 | Permanently Closed | 1992-01-01 06:00 | 1965-01-01 06:00 | 1997-10-28 06:00 | Petroleum | Unleaded gasoline | Unleaded gasoline |  | Steel | Steel |  | Painted or None | Steel |  | 1901-01-01 06:00 | [15 empty] | UST Currently In Use: 0; UST Temp Close: 0; AST Currently In Use: 0; AST Temp Closed: 0 | 0 | 0 | 2 | 11119-091-004511 | CLEVELAND AND MOORE OIL CO INC
7398 | Permanently Closed | 1990-08-09 06:00 | 1958-01-01 06:00 | 1990-08-09 06:00 | Petroleum | Unleaded gasoline | Unleaded gasoline |  | Steel | Steel |  | Painted or None | Steel |  | 1901-01-01 06:00 | [15 empty] | UST Currently In Use: 0; UST Temp Close: 0; AST Currently In Use: 0; AST Temp Closed: 0 | 0 | 0 | 3 | 21954-091-004512 | CLEVELAND CADE SR
7399 | Permanently Closed | 1990-08-09 06:00 | 1973-01-01 06:00 | 1990-08-09 06:00 | Petroleum | Unleaded gasoline | Unleaded gasoline |  | Steel | Steel |  | Painted or None | Steel |  | 1901-01-01 06:00 | [15 empty] | UST Currently In Use: 0; UST Temp Close: 0; AST Currently In Use: 0; AST Temp Closed: 0 | 0 | 0 | 3 | 21954-091-004512 | CLEVELAND CADE SR
7400 | Permanently Closed | 1975-01-01 06:00 | 1958-01-01 06:00 | 1990-08-09 06:00 | Petroleum | Other, OTHER | Other |  | Steel | Steel |  | Painted or None | Steel |  | 1901-01-01 06:00 | [15 empty] | UST Currently In Use: 0; UST Temp Close: 0; AST Currently In Use: 0; AST Temp Closed: 0 | 0 | 0 | 3 | 21954-091-004512 | CLEVELAND CADE SR
7401 | Cannot Locate or abandoned | 1999-07-13 06:00 | 1990-08-08 06:00 |  | Petroleum | Unleaded gasoline | Unleaded gasoline |  | Fiberglass coated steel | Fiberglass coated steel |  |  | Other, FIBERGLASS |  | 1901-01-01 06:00 | [15 empty] | UST Currently In Use: 0; UST Temp Close: 0; AST Currently In Use: 0; AST Temp Closed: 0 | 0 | 0 | 3 | 21954-091-004512 | CLEVELAND CADE SR
7402 | Cannot Locate or abandoned | 1999-07-13 06:00 | 1990-08-08 06:00 |  | Petroleum | Unleaded gasoline | Unleaded gasoline |  | Fiberglass coated steel | Fiberglass coated steel |  |  | Other, FIBERGLASS |  | 1901-01-01 06:00 | [15 empty] | UST Currently In Use: 0; UST Temp Close: 0; AST Currently In Use: 0; AST Temp Closed: 0 | 0 | 0 | 3 | 21954-091-004512 | CLEVELAND CADE SR
7403 | Retired | 1980-05-01 06:00 | 1958-01-01 06:00 |  | Petroleum | Unleaded gasoline | Unleaded gasoline |  | Steel | Steel |  | Painted or None | Steel |  | 1901-01-01 06:00 | [15 empty] | UST Currently In Use: 0; UST Temp Close: 0; AST Currently In Use: 0; AST Temp Closed: 0 | 0 | 0 | 0 | 11119-091-004513 | CLEVELAND AND MOORE OIL CO INC
7404 | Retired | 1980-05-01 06:00 | 1958-01-01 06:00 |  | Petroleum | Unleaded gasoline | Unleaded gasoline |  | Steel | Steel |  | Painted or None | Steel |  | 1901-01-01 06:00 | [15 empty] | UST Currently In Use: 0; UST Temp Close: 0; AST Currently In Use: 0; AST Temp Closed: 0 | 0 | 0 | 0 | 11119-091-004513 | CLEVELAND AND MOORE OIL CO INC
7405 | Permanently Closed | 1992-02-24 06:00 | 1963-01-01 06:00 | 1992-02-24 06:00 | Petroleum | Unleaded gasoline | Unleaded gasoline |  | Steel | Steel |  | Painted or None | Steel |  | 1901-01-01 06:00 | [15 empty] | UST Currently In Use: 0; UST Temp Close: 0; AST Currently In Use: 0; AST Temp Closed: 0 | 0 | 0 | 2 | 11119-091-004514 | CLEVELAND AND MOORE OIL CO INC
7406 | Permanently Closed | 1992-02-24 06:00 | 1963-01-01 06:00 | 1992-02-24 06:00 | Petroleum | Unleaded gasoline | Unleaded gasoline |  | Steel | Steel |  | Painted or None | Steel |  | 1901-01-01 06:00 | [15 empty] | UST Currently In Use: 0; UST Temp Close: 0; AST Currently In Use: 0; AST Temp Closed: 0 | 0 | 0 | 2 | 11119-091-004514 | CLEVELAND AND MOORE OIL CO INC
7407 | Permanently Closed | 1995-10-01 06:00 | 1979-01-01 06:00 | 1996-08-13 06:00 | Petroleum | Unleaded gasoline | Unleaded gasoline |  | Steel | Steel |  | Painted or None | Steel |  | 1901-01-01 06:00 | [15 empty] | UST Currently In Use: 0; UST Temp Close: 0; AST Currently In Use: 0; AST Temp Closed: 0 | 0 | 0 | 2 | 11119-091-004515 | CLEVELAND AND MOORE OIL CO INC
7408 | Permanently Closed | 1995-10-01 06:00 | 1979-01-01 06:00 | 1996-08-13 06:00 | Petroleum | Unleaded gasoline | Unleaded gasoline |  | Steel | Steel |  | Painted or None | Steel |  | 1901-01-01 06:00 | [15 empty] | UST Currently In Use: 0; UST Temp Close: 0; AST Currently In Use: 0; AST Temp Closed: 0 | 0 | 0 | 2 | 11119-091-004515 | CLEVELAND AND MOORE OIL CO INC
7409 | Retired | 1981-01-05 06:00 | 1966-01-01 06:00 |  | Petroleum | Unleaded gasoline | Unleaded gasoline |  | Steel | Steel |  | Painted or None | Steel |  | 1901-01-01 06:00 | [15 empty] | UST Currently In Use: 0; UST Temp Close: 0; AST Currently In Use: 0; AST Temp Closed: 0 | 0 | 0 | 0 | 11119-091-004518 | CLEVELAND AND MOORE OIL CO INC
7410 | Retired | 1971-05-01 06:00 | 1963-01-01 06:00 |  | Petroleum | Unleaded gasoline | Unleaded gasoline |  | Steel | Steel |  | Painted or None | Steel |  | 1901-01-01 06:00 | [15 empty] | UST Currently In Use: 0; UST Temp Close: 0; AST Currently In Use: 0; AST Temp Closed: 0 | 0 | 0 | 0 | 11119-091-004519 | CLEVELAND AND MOORE OIL CO INC
7411 | Retired | 1971-05-01 06:00 | 1963-01-01 06:00 |  | Petroleum | Unleaded gasoline | Unleaded gasoline |  | Steel | Steel |  | Painted or None | Steel |  | 1901-01-01 06:00 | [15 empty] | UST Currently In Use: 0; UST Temp Close: 0; AST Currently In Use: 0; AST Temp Closed: 0 | 0 | 0 | 0 | 11119-091-004519 | CLEVELAND AND MOORE OIL CO INC
7412 | Retired | 1971-01-01 06:00 | 1963-01-01 06:00 |  | Petroleum | Unleaded gasoline | Unleaded gasoline |  | Steel | Steel |  | Painted or None | Steel |  | 1901-01-01 06:00 | [15 empty] | UST Currently In Use: 0; UST Temp Close: 0; AST Currently In Use: 0; AST Temp Closed: 0 | 0 | 0 | 0 | 11119-091-004520 | CLEVELAND AND MOORE OIL CO INC
7413 | Retired | 1971-01-01 06:00 | 1963-01-01 06:00 |  | Petroleum | Unleaded gasoline | Unleaded gasoline |  | Steel | Steel |  | Painted or None | Steel |  | 1901-01-01 06:00 | [15 empty] | UST Currently In Use: 0; UST Temp Close: 0; AST Currently In Use: 0; AST Temp Closed: 0 | 0 | 0 | 0 | 11119-091-004520 | CLEVELAND AND MOORE OIL CO INC
7414 | Retired | 1968-01-01 06:00 | 1963-01-01 06:00 |  | Petroleum | Unleaded gasoline | Unleaded gasoline |  | Steel | Steel |  | Painted or None | Steel |  | 1901-01-01 06:00 | [15 empty] | UST Currently In Use: 0; UST Temp Close: 0; AST Currently In Use: 0; AST Temp Closed: 0 | 0 | 0 | 0 | 11119-091-004521 | CLEVELAND AND MOORE OIL CO INC
7415 | Retired | 1968-01-01 06:00 | 1963-01-01 06:00 |  | Petroleum | Unleaded gasoline | Unleaded gasoline |  | Steel | Steel |  | Painted or None | Steel |  | 1901-01-01 06:00 | [15 empty] | UST Currently In Use: 0; UST Temp Close: 0; AST Currently In Use: 0; AST Temp Closed: 0 | 0 | 0 | 0 | 11119-091-004521 | CLEVELAND AND MOORE OIL CO INC
7416 | Cannot Locate or abandoned |  | 1977-01-01 06:00 |  | Petroleum | Unleaded gasoline | Unleaded gasoline |  | Steel | Steel |  | Painted or None | Steel |  | 1901-01-01 06:00 | [15 empty] | UST Currently In Use: 0; UST Temp Close: 0; AST Currently In Use: 0; AST Temp Closed: 0 | 0 | 0 | 0 | 11119-091-004524 | CLEVELAND AND MOORE OIL CO INC
7417 | Cannot Locate or abandoned |  | 1977-01-01 06:00 |  | Petroleum | Unleaded gasoline | Unleaded gasoline |  | Steel | Steel |  | Painted or None | Steel |  | 1901-01-01 06:00 | [15 empty] | UST Currently In Use: 0; UST Temp Close: 0; AST Currently In Use: 0; AST Temp Closed: 0 | 0 | 0 | 0 | 11119-091-004524 | CLEVELAND AND MOORE OIL CO INC
7418 | Cannot Locate or abandoned |  | 1980-01-01 06:00 |  | Petroleum | On road diesel | On road diesel |  | Steel | Steel |  | Painted or None | Steel |  | 1901-01-01 06:00 | [15 empty] | UST Currently In Use: 0; UST Temp Close: 0; AST Currently In Use: 0; AST Temp Closed: 0 | 0 | 0 | 0 | 11119-091-004524 | CLEVELAND AND MOORE OIL CO INC
7419 | Permanently Closed | 1994-08-01 06:00 | 1975-01-01 06:00 | 1994-11-08 06:00 | Petroleum | Unleaded gasoline | Unleaded gasoline |  | Steel | Steel |  | Painted or None | Steel |  | 1901-01-01 06:00 | [15 empty] | UST Currently In Use: 0; UST Temp Close: 0; AST Currently In Use: 0; AST Temp Closed: 0 | 0 | 0 | 1 | 11119-091-004525 | CLEVELAND AND MOORE OIL CO INC
7420 | Permanently Closed | 1992-09-01 06:00 | 1971-01-01 06:00 | 1992-08-13 06:00 | Petroleum | Unleaded gasoline | Unleaded gasoline |  | Steel | Steel |  | Painted or None | Steel |  | 1901-01-01 06:00 | [15 empty] | UST Currently In Use: 0; UST Temp Close: 0; AST Currently In Use: 0; AST Temp Closed: 0 | 0 | 0 | 2 | 11119-091-004527 | CLEVELAND AND MOORE OIL CO INC
7421 | Permanently Closed | 1992-09-01 06:00 | 1971-01-01 06:00 | 1996-08-13 06:00 | Petroleum | Unleaded gasoline | Unleaded gasoline |  | Steel | Steel |  | Painted or None | Steel |  | 1901-01-01 06:00 | [15 empty] | UST Currently In Use: 0; UST Temp Close: 0; AST Currently In Use: 0; AST Temp Closed: 0 | 0 | 0 | 2 | 11119-091-004527 | CLEVELAND AND MOORE OIL CO INC
7422 | Permanently Closed | 1994-12-01 06:00 | 1978-01-01 06:00 | 1995-01-17 06:00 | Petroleum | On road diesel | On road diesel |  | Steel | Steel |  | Painted or None | Steel |  | 1901-01-01 06:00 | [15 empty] | UST Currently In Use: 0; UST Temp Close: 0; AST Currently In Use: 0; AST Temp Closed: 0 | 0 | 0 | 2 | 11119-091-004528 | CLEVELAND AND MOORE OIL CO INC
7423 | Permanently Closed | 1994-12-01 06:00 | 1978-01-01 06:00 | 1995-01-17 06:00 | Petroleum | Unleaded gasoline | Unleaded gasoline |  | Steel | Steel |  | Painted or None | Steel |  | 1901-01-01 06:00 | [15 empty] | UST Currently In Use: 0; UST Temp Close: 0; AST Currently In Use: 0; AST Temp Closed: 0 | 0 | 0 | 2 | 11119-091-004528 | CLEVELAND AND MOORE OIL CO INC
7424 | Permanently Closed | 2010-12-31 06:00 | 1972-01-01 06:00 | 2021-10-06 06:00 | Petroleum | Unleaded gasoline | Unleaded gasoline | Retail | Steel | Steel | Field installed cathodic protection, Interior lined (not allowed as a standalone method of corrosion protection) |  | Fiberglass reinforced plastic |  |  |  | Catchment Basin, Single walled catchment basin | Automatic shutoff device At 95% full | Automatic shutoff device At 95% full |  |  | Statistical Inventory Reconciliation (SIR) | [8 empty] | UST Currently In Use: 0; UST Temp Close: 0; AST Currently In Use: 0; AST Temp Closed: 0 | 0 | 0 | 2 | 13338-091-005876 | MCBRIDE OIL COMPANY, INC.
7425 | Permanently Closed | 2010-12-31 06:00 | 1972-01-01 06:00 | 2021-10-06 06:00 | Petroleum | Mid-grade gasoline | Mid-grade gasoline | Retail | Steel | Steel | Field installed cathodic protection, Interior lined (not allowed as a standalone method of corrosion protection) |  | Fiberglass reinforced plastic |  |  |  | Catchment Basin, Single walled catchment basin | Automatic shutoff device At 95% full | Automatic shutoff device At 95% full |  |  | Statistical Inventory Reconciliation (SIR) | [8 empty] | UST Currently In Use: 0; UST Temp Close: 0; AST Currently In Use: 0; AST Temp Closed: 0 | 0 | 0 | 2 | 13338-091-005876 | MCBRIDE OIL COMPANY, INC.
7426 | Permanently Closed | 1901-01-01 06:00 | 1972-01-01 06:00 | 1989-02-09 06:00 | Petroleum | Unleaded gasoline | Unleaded gasoline |  | Steel | Steel |  | Painted or None | Steel |  | 1901-01-01 06:00 | [15 empty] | UST Currently In Use: 0; UST Temp Close: 3; AST Currently In Use: 0; AST Temp Closed: 0 | 0 | 3 | 3 | 11119-091-008976 | CLEVELAND AND MOORE OIL CO INC
7427 | Permanently Closed | 1901-01-01 06:00 | 1972-01-01 06:00 | 1989-02-09 06:00 | Petroleum | Unleaded gasoline | Unleaded gasoline |  | Steel | Steel |  | Painted or None | Steel |  | 1901-01-01 06:00 | [15 empty] | UST Currently In Use: 0; UST Temp Close: 3; AST Currently In Use: 0; AST Temp Closed: 0 | 0 | 3 | 3 | 11119-091-008976 | CLEVELAND AND MOORE OIL CO INC
7428 | Permanently Closed | 1901-01-01 06:00 | 1980-01-01 06:00 | 1989-02-09 06:00 | Petroleum | Unleaded gasoline | Unleaded gasoline |  | Steel | Steel |  | Painted or None | Steel |  | 1901-01-01 06:00 | [15 empty] | UST Currently In Use: 0; UST Temp Close: 3; AST Currently In Use: 0; AST Temp Closed: 0 | 0 | 3 | 3 | 11119-091-008976 | CLEVELAND AND MOORE OIL CO INC
7429 | Temporary Closed | 2004-04-20 06:00 | 1989-02-10 06:00 |  | Petroleum | Unleaded gasoline | Unleaded gasoline | Retail | Steel | Steel | Coated & cathodic protection (sti-P3) |  | Fiberglass reinforced plastic |  | 1901-01-01 06:00 |  | Catchment Basin, Single walled catchment basin | Automatic shutoff device At 95% full | Automatic shutoff device At 95% full |  |  | Statistical Inventory Reconciliation (SIR) | [8 empty] | UST Currently In Use: 0; UST Temp Close: 3; AST Currently In Use: 0; AST Temp Closed: 0 | 0 | 3 | 3 | 11119-091-008976 | CLEVELAND AND MOORE OIL CO INC
7430 | Temporary Closed | 2004-04-20 06:00 | 1989-02-10 06:00 |  | Petroleum | Mid-grade gasoline | Mid-grade gasoline | Retail | Steel | Steel | Coated & cathodic protection (sti-P3) |  | Fiberglass reinforced plastic |  | 1901-01-01 06:00 |  | Catchment Basin, Single walled catchment basin | Automatic shutoff device At 95% full | Automatic shutoff device At 95% full |  |  | Statistical Inventory Reconciliation (SIR) | [8 empty] | UST Currently In Use: 0; UST Temp Close: 3; AST Currently In Use: 0; AST Temp Closed: 0 | 0 | 3 | 3 | 11119-091-008976 | CLEVELAND AND MOORE OIL CO INC
7431 | Temporary Closed | 2004-04-20 06:00 | 1989-02-10 06:00 |  | Petroleum | Premium gasoline | Premium gasoline | Retail | Steel | Steel | Coated & cathodic protection (sti-P3) |  | Fiberglass reinforced plastic |  | 1901-01-01 06:00 |  | Catchment Basin, Single walled catchment basin | Automatic shutoff device At 95% full | Automatic shutoff device At 95% full |  |  | Statistical Inventory Reconciliation (SIR) | [8 empty] | UST Currently In Use: 0; UST Temp Close: 3; AST Currently In Use: 0; AST Temp Closed: 0 | 0 | 3 | 3 | 11119-091-008976 | CLEVELAND AND MOORE OIL CO INC
7432 | Permanently Closed | 1996-04-01 06:00 | 1971-01-01 06:00 | 1997-05-27 06:00 | Petroleum | Unleaded gasoline | Unleaded gasoline |  | Steel | Steel |  | Painted or None | Steel |  | 1901-01-01 06:00 | [15 empty] | UST Currently In Use: 0; UST Temp Close: 0; AST Currently In Use: 0; AST Temp Closed: 0 | 0 | 0 | 2 | 11119-091-009268 | CLEVELAND AND MOORE OIL CO INC
7433 | Permanently Closed | 1996-04-01 06:00 | 1971-01-01 06:00 | 1997-05-27 06:00 | Petroleum | Unleaded gasoline | Unleaded gasoline |  | Steel | Steel |  | Painted or None | Steel |  | 1901-01-01 06:00 | [15 empty] | UST Currently In Use: 0; UST Temp Close: 0; AST Currently In Use: 0; AST Temp Closed: 0 | 0 | 0 | 2 | 11119-091-009268 | CLEVELAND AND MOORE OIL CO INC
7434 | Permanently Closed | 1996-06-29 06:00 | 1982-01-01 06:00 | 1996-06-29 06:00 | Petroleum | Unleaded gasoline | Unleaded gasoline |  | Steel | Steel |  | Painted or None | Steel |  | 1901-01-01 06:00 | [15 empty] | UST Currently In Use: 0; UST Temp Close: 0; AST Currently In Use: 0; AST Temp Closed: 0 | 0 | 0 | 2 | 11119-091-009269 | CLEVELAND AND MOORE OIL CO INC
7435 | Permanently Closed | 1996-06-29 06:00 | 1982-01-01 06:00 | 1996-06-29 06:00 | Petroleum | Unleaded gasoline | Unleaded gasoline |  | Steel | Steel |  | Painted or None | Steel |  | 1901-01-01 06:00 | [15 empty] | UST Currently In Use: 0; UST Temp Close: 0; AST Currently In Use: 0; AST Temp Closed: 0 | 0 | 0 | 2 | 11119-091-009269 | CLEVELAND AND MOORE OIL CO INC
7436 | Permanently Closed | 1988-08-01 06:00 | 1971-01-01 06:00 | 1988-08-12 06:00 | Petroleum | Unleaded gasoline | Unleaded gasoline |  | Steel | Steel |  | Painted or None | Steel |  | 1901-01-01 06:00 | [15 empty] | UST Currently In Use: 0; UST Temp Close: 0; AST Currently In Use: 0; AST Temp Closed: 0 | 0 | 0 | 2 | 11119-091-009270 | CLEVELAND AND MOORE OIL CO INC
7437 | Permanently Closed | 1988-08-01 06:00 | 1971-01-01 06:00 | 1988-08-12 06:00 | Petroleum | Unleaded gasoline | Unleaded gasoline |  | Steel | Steel |  | Painted or None | Steel |  | 1901-01-01 06:00 | [15 empty] | UST Currently In Use: 0; UST Temp Close: 0; AST Currently In Use: 0; AST Temp Closed: 0 | 0 | 0 | 2 | 11119-091-009270 | CLEVELAND AND MOORE OIL CO INC
7438 | Cannot Locate or abandoned | 1999-07-15 06:00 | 1986-01-01 06:00 |  | Petroleum | Unleaded gasoline | Unleaded gasoline |  | Steel | Steel | Coated & cathodic protection (sti-P3) |  | Steel |  | 1901-01-01 06:00 | [15 empty] | UST Currently In Use: 0; UST Temp Close: 0; AST Currently In Use: 0; AST Temp Closed: 0 | 0 | 0 | 2 | 11119-091-009270 | CLEVELAND AND MOORE OIL CO INC
7439 | Cannot Locate or abandoned | 1999-07-15 06:00 | 1986-01-01 06:00 |  | Petroleum | Unleaded gasoline | Unleaded gasoline |  | Steel | Steel | Coated & cathodic protection (sti-P3) |  | Steel |  | 1901-01-01 06:00 | [15 empty] | UST Currently In Use: 0; UST Temp Close: 0; AST Currently In Use: 0; AST Temp Closed: 0 | 0 | 0 | 2 | 11119-091-009270 | CLEVELAND AND MOORE OIL CO INC
7440 | Permanently Closed | 1984-03-01 06:00 | 1963-01-01 06:00 | 1984-03-01 06:00 | Petroleum | Unleaded gasoline | Unleaded gasoline |  | Steel | Steel |  | Painted or None | Steel |  | 1901-01-01 06:00 | [15 empty] | UST Currently In Use: 0; UST Temp Close: 0; AST Currently In Use: 0; AST Temp Closed: 0 | 0 | 0 | 2 | 11119-091-009273 | CLEVELAND AND MOORE OIL CO INC
7441 | Permanently Closed | 1984-03-01 06:00 | 1963-01-01 06:00 | 1984-03-01 06:00 | Petroleum | Unleaded gasoline | Unleaded gasoline |  | Steel | Steel |  | Painted or None | Steel |  | 1901-01-01 06:00 | [15 empty] | UST Currently In Use: 0; UST Temp Close: 0; AST Currently In Use: 0; AST Temp Closed: 0 | 0 | 0 | 2 | 11119-091-009273 | CLEVELAND AND MOORE OIL CO INC
7442 | Retired | 1986-01-01 06:00 | 1969-01-01 06:00 |  | Petroleum | Unleaded gasoline | Unleaded gasoline |  | Steel | Steel |  | Painted or None | Steel |  | 1901-01-01 06:00 | [15 empty] | UST Currently In Use: 0; UST Temp Close: 0; AST Currently In Use: 0; AST Temp Closed: 0 | 0 | 0 | 0 | 11119-091-009274 | CLEVELAND AND MOORE OIL CO INC
7443 | Retired | 1986-01-01 06:00 | 1969-01-01 06:00 |  | Petroleum | Unleaded gasoline | Unleaded gasoline |  | Steel | Steel |  | Painted or None | Steel |  | 1901-01-01 06:00 | [15 empty] | UST Currently In Use: 0; UST Temp Close: 0; AST Currently In Use: 0; AST Temp Closed: 0 | 0 | 0 | 0 | 11119-091-009274 | CLEVELAND AND MOORE OIL CO INC
7444 | Permanently Closed | 1993-02-17 06:00 | 1976-01-01 06:00 | 1993-02-17 06:00 | Petroleum | Unleaded gasoline | Unleaded gasoline |  | Steel | Steel |  | Painted or None | Steel |  | 1901-01-01 06:00 | [15 empty] | UST Currently In Use: 0; UST Temp Close: 0; AST Currently In Use: 0; AST Temp Closed: 0 | 0 | 0 | 2 | 11119-091-009275 | CLEVELAND AND MOORE OIL CO INC
7445 | Permanently Closed | 1993-02-17 06:00 | 1968-01-01 06:00 | 1993-02-17 06:00 | Petroleum | Unleaded gasoline | Unleaded gasoline |  | Steel | Steel |  | Painted or None | Steel |  | 1901-01-01 06:00 | [15 empty] | UST Currently In Use: 0; UST Temp Close: 0; AST Currently In Use: 0; AST Temp Closed: 0 | 0 | 0 | 2 | 11119-091-009275 | CLEVELAND AND MOORE OIL CO INC
7446 | Permanently Closed | 1979-01-01 06:00 | 1968-01-01 06:00 | 1988-07-20 06:00 | Petroleum | Unleaded gasoline | Unleaded gasoline |  | Steel | Steel |  | Painted or None | Steel |  | 1901-01-01 06:00 | [15 empty] | UST Currently In Use: 0; UST Temp Close: 0; AST Currently In Use: 0; AST Temp Closed: 0 | 0 | 0 | 1 | 11119-091-009277 | CLEVELAND AND MOORE OIL CO INC
7447 | Retired | 1972-04-01 06:00 | 1963-01-01 06:00 |  | Petroleum | Unleaded gasoline | Unleaded gasoline |  | Steel | Steel |  | Painted or None | Steel |  | 1901-01-01 06:00 | [15 empty] | UST Currently In Use: 0; UST Temp Close: 0; AST Currently In Use: 0; AST Temp Closed: 0 | 0 | 0 | 0 | 11119-091-009279 | CLEVELAND AND MOORE OIL CO INC
7448 | Retired | 1972-04-01 06:00 | 1963-01-01 06:00 |  | Petroleum | Unleaded gasoline | Unleaded gasoline |  | Steel | Steel |  | Painted or None | Steel |  | 1901-01-01 06:00 | [15 empty] | UST Currently In Use: 0; UST Temp Close: 0; AST Currently In Use: 0; AST Temp Closed: 0 | 0 | 0 | 0 | 11119-091-009279 | CLEVELAND AND MOORE OIL CO INC
7449 | Permanently Closed | 1971-12-01 06:00 | 1967-01-01 06:00 | 1989-04-10 06:00 | Petroleum | Unleaded gasoline | Unleaded gasoline |  | Steel | Steel |  | Painted or None | Steel |  | 1901-01-01 06:00 | [15 empty] | UST Currently In Use: 0; UST Temp Close: 0; AST Currently In Use: 0; AST Temp Closed: 0 | 0 | 0 | 3 | 11119-091-009281 | CLEVELAND AND MOORE OIL CO INC
7450 | Permanently Closed | 1971-12-01 06:00 | 1967-01-01 06:00 | 1989-04-10 06:00 | Petroleum | Unleaded gasoline | Unleaded gasoline |  | Steel | Steel |  | Painted or None | Steel |  | 1901-01-01 06:00 | [15 empty] | UST Currently In Use: 0; UST Temp Close: 0; AST Currently In Use: 0; AST Temp Closed: 0 | 0 | 0 | 3 | 11119-091-009281 | CLEVELAND AND MOORE OIL CO INC
7451 | Permanently Closed | 1971-12-01 06:00 | 1963-01-01 06:00 | 1989-04-10 06:00 | Petroleum | Used oil | Used oil |  | Steel | Steel |  | Painted or None | Steel |  | 1901-01-01 06:00 | [15 empty] | UST Currently In Use: 0; UST Temp Close: 0; AST Currently In Use: 0; AST Temp Closed: 0 | 0 | 0 | 3 | 11119-091-009281 | CLEVELAND AND MOORE OIL CO INC
7452 | Permanently Closed | 1985-08-01 06:00 | 1963-01-01 06:00 | 1985-08-01 06:00 | Petroleum | Unleaded gasoline | Unleaded gasoline |  | Steel | Steel |  | Painted or None | Steel |  | 1901-01-01 06:00 | [15 empty] | UST Currently In Use: 0; UST Temp Close: 0; AST Currently In Use: 0; AST Temp Closed: 0 | 0 | 0 | 2 | 11119-091-009282 | CLEVELAND AND MOORE OIL CO INC
7453 | Permanently Closed | 1901-01-01 06:00 | 1977-01-01 06:00 | 1986-07-01 06:00 | Petroleum | Unleaded gasoline | Unleaded gasoline |  | Steel | Steel |  | Painted or None | Steel |  | 1901-01-01 06:00 | [15 empty] | UST Currently In Use: 0; UST Temp Close: 0; AST Currently In Use: 0; AST Temp Closed: 0 | 0 | 0 | 2 | 11119-091-009282 | CLEVELAND AND MOORE OIL CO INC
7454 | Permanently Closed | 1985-08-01 06:00 | 1963-01-01 06:00 | 1985-08-01 06:00 | Petroleum | Unleaded gasoline | Unleaded gasoline |  | Steel | Steel |  | Painted or None | Steel |  | 1901-01-01 06:00 | [15 empty] | UST Currently In Use: 0; UST Temp Close: 0; AST Currently In Use: 0; AST Temp Closed: 0 | 0 | 0 | 2 | 11119-091-009283 | CLEVELAND AND MOORE OIL CO INC
7455 | Permanently Closed | 1901-01-01 06:00 | 1977-01-01 06:00 | 1986-07-01 06:00 | Petroleum | Unleaded gasoline | Unleaded gasoline |  | Steel | Steel |  | Painted or None | Steel |  | 1901-01-01 06:00 | [15 empty] | UST Currently In Use: 0; UST Temp Close: 0; AST Currently In Use: 0; AST Temp Closed: 0 | 0 | 0 | 2 | 11119-091-009283 | CLEVELAND AND MOORE OIL CO INC
7456 | Permanently Closed | 1985-08-01 06:00 | 1963-01-01 06:00 | 1985-08-01 06:00 | Petroleum | Unleaded gasoline | Unleaded gasoline |  | Steel | Steel |  | Painted or None | Steel |  | 1901-01-01 06:00 | [15 empty] | UST Currently In Use: 0; UST Temp Close: 0; AST Currently In Use: 0; AST Temp Closed: 0 | 0 | 0 | 2 | 11119-091-009284 | CLEVELAND AND MOORE OIL CO INC
7457 | Permanently Closed | 1985-08-01 06:00 | 1963-01-01 06:00 | 1985-08-01 06:00 | Petroleum | Unleaded gasoline | Unleaded gasoline |  | Steel | Steel |  | Painted or None | Steel |  | 1901-01-01 06:00 | [15 empty] | UST Currently In Use: 0; UST Temp Close: 0; AST Currently In Use: 0; AST Temp Closed: 0 | 0 | 0 | 2 | 11119-091-009284 | CLEVELAND AND MOORE OIL CO INC
7458 | Retired | 1975-01-01 06:00 | 1963-01-01 06:00 |  | Petroleum | Unleaded gasoline | Unleaded gasoline |  | Steel | Steel |  | Painted or None | Steel |  | 1901-01-01 06:00 | [15 empty] | UST Currently In Use: 0; UST Temp Close: 0; AST Currently In Use: 0; AST Temp Closed: 0 | 0 | 0 | 0 | 11119-091-009285 | CLEVELAND AND MOORE OIL CO INC
7459 | Permanently Closed | 1991-10-08 06:00 | 1969-01-01 06:00 | 1991-10-08 06:00 | Petroleum | Unleaded gasoline | Unleaded gasoline |  | Steel | Steel |  | Painted or None | Steel |  | 1901-01-01 06:00 | [15 empty] | UST Currently In Use: 0; UST Temp Close: 0; AST Currently In Use: 0; AST Temp Closed: 0 | 0 | 0 | 1 | 11119-091-009286 | CLEVELAND AND MOORE OIL CO INC
7460 | Permanently Closed | 1991-07-01 06:00 | 1968-01-01 06:00 | 1994-11-08 06:00 | Petroleum | Unleaded gasoline | Unleaded gasoline |  | Steel | Steel |  | Painted or None | Steel |  | 1901-01-01 06:00 | [15 empty] | UST Currently In Use: 0; UST Temp Close: 0; AST Currently In Use: 0; AST Temp Closed: 0 | 0 | 0 | 2 | 11119-091-009287 | CLEVELAND AND MOORE OIL CO INC
7461 | Permanently Closed | 1976-05-01 06:00 | 1968-01-01 06:00 |  | Petroleum | Unleaded gasoline | Unleaded gasoline |  | Steel | Steel |  | Painted or None | Steel |  | 1901-01-01 06:00 | [15 empty] | UST Currently In Use: 0; UST Temp Close: 0; AST Currently In Use: 0; AST Temp Closed: 0 | 0 | 0 | 2 | 11119-091-009287 | CLEVELAND AND MOORE OIL CO INC
7462 | Retired | 1973-01-01 06:00 | 1963-01-01 06:00 |  | Petroleum | Unleaded gasoline | Unleaded gasoline |  | Steel | Steel |  | Painted or None | Steel |  | 1901-01-01 06:00 | [15 empty] | UST Currently In Use: 0; UST Temp Close: 0; AST Currently In Use: 0; AST Temp Closed: 0 | 0 | 0 | 0 | 11119-091-009288 | CLEVELAND AND MOORE OIL CO INC
7463 | Permanently Closed | 1901-01-01 06:00 | 1963-01-01 06:00 | 1986-07-01 06:00 | Petroleum | Unleaded gasoline | Unleaded gasoline |  | Steel | Steel |  | Painted or None | Steel |  | 1901-01-01 06:00 | [15 empty] | UST Currently In Use: 0; UST Temp Close: 0; AST Currently In Use: 0; AST Temp Closed: 0 | 0 | 0 | 1 | 11119-091-009289 | CLEVELAND AND MOORE OIL CO INC
7464 | Retired | 1974-01-01 06:00 | 1963-01-01 06:00 |  | Petroleum | Unleaded gasoline | Unleaded gasoline |  | Steel | Steel |  | Painted or None | Steel |  | 1901-01-01 06:00 | [15 empty] | UST Currently In Use: 0; UST Temp Close: 0; AST Currently In Use: 0; AST Temp Closed: 0 | 0 | 0 | 0 | 11119-091-009290 | CLEVELAND AND MOORE OIL CO INC
7465 | Permanently Closed | 1995-07-01 06:00 | 1980-01-01 06:00 | 1995-07-10 06:00 | Petroleum | Unleaded gasoline | Unleaded gasoline |  | Steel | Steel |  | Painted or None | Steel |  | 1901-01-01 06:00 | [15 empty] | UST Currently In Use: 0; UST Temp Close: 0; AST Currently In Use: 0; AST Temp Closed: 0 | 0 | 0 | 3 | 11119-091-009291 | CLEVELAND AND MOORE OIL CO INC
7466 | Permanently Closed | 1995-07-01 06:00 | 1980-01-01 06:00 | 1995-07-10 06:00 | Petroleum | Unleaded gasoline | Unleaded gasoline |  | Steel | Steel |  | Painted or None | Steel |  | 1901-01-01 06:00 | [15 empty] | UST Currently In Use: 0; UST Temp Close: 0; AST Currently In Use: 0; AST Temp Closed: 0 | 0 | 0 | 3 | 11119-091-009291 | CLEVELAND AND MOORE OIL CO INC
7467 | Retired | 1978-01-01 06:00 | 1968-01-01 06:00 |  | Petroleum | Unleaded gasoline | Unleaded gasoline |  | Steel | Steel |  | Painted or None | Steel |  | 1901-01-01 06:00 | [15 empty] | UST Currently In Use: 0; UST Temp Close: 0; AST Currently In Use: 0; AST Temp Closed: 0 | 0 | 0 | 3 | 11119-091-009291 | CLEVELAND AND MOORE OIL CO INC
7468 | Retired | 1980-01-01 06:00 | 1968-01-01 06:00 |  | Petroleum | Unleaded gasoline | Unleaded gasoline |  | Steel | Steel |  | Painted or None | Steel |  | 1901-01-01 06:00 | [15 empty] | UST Currently In Use: 0; UST Temp Close: 0; AST Currently In Use: 0; AST Temp Closed: 0 | 0 | 0 | 3 | 11119-091-009291 | CLEVELAND AND MOORE OIL CO INC
7469 | Permanently Closed | 1995-07-01 06:00 | 1968-01-01 06:00 | 1995-07-10 06:00 | Petroleum | Used oil | Used oil |  | Steel | Steel |  | Painted or None | Steel |  | 1901-01-01 06:00 | [15 empty] | UST Currently In Use: 0; UST Temp Close: 0; AST Currently In Use: 0; AST Temp Closed: 0 | 0 | 0 | 3 | 11119-091-009291 | CLEVELAND AND MOORE OIL CO INC
7470 | Retired | 1979-01-01 06:00 | 1963-01-01 06:00 |  | Petroleum | Unleaded gasoline | Unleaded gasoline |  | Steel | Steel |  | Painted or None | Steel |  | 1901-01-01 06:00 | [15 empty] | UST Currently In Use: 0; UST Temp Close: 0; AST Currently In Use: 0; AST Temp Closed: 0 | 0 | 0 | 0 | 11119-091-009294 | CLEVELAND AND MOORE OIL CO INC
7471 | Retired | 1979-01-01 06:00 | 1963-01-01 06:00 |  | Petroleum | Unleaded gasoline | Unleaded gasoline |  | Steel | Steel |  | Painted or None | Steel |  | 1901-01-01 06:00 | [15 empty] | UST Currently In Use: 0; UST Temp Close: 0; AST Currently In Use: 0; AST Temp Closed: 0 | 0 | 0 | 0 | 11119-091-009294 | CLEVELAND AND MOORE OIL CO INC
7472 | Permanently Closed | 1990-07-27 06:00 | 1979-01-01 06:00 | 1990-07-27 06:00 | Petroleum | Unleaded gasoline | Unleaded gasoline |  | Steel | Steel |  | Painted or None | Steel |  | 1901-01-01 06:00 | [15 empty] | UST Currently In Use: 0; UST Temp Close: 0; AST Currently In Use: 0; AST Temp Closed: 0 | 0 | 0 | 1 | 11119-091-010025 | CLEVELAND AND MOORE OIL CO INC
7473 | Permanently Closed | 1990-07-15 06:00 | 1974-01-01 06:00 | 1990-07-15 06:00 | Petroleum | Unleaded gasoline | Unleaded gasoline |  | Steel | Steel |  |  | Steel |  | 1901-01-01 06:00 | [15 empty] | UST Currently In Use: 0; UST Temp Close: 0; AST Currently In Use: 0; AST Temp Closed: 0 | 0 | 0 | 2 | 11119-091-013574 | CLEVELAND AND MOORE OIL CO INC
7474 | Permanently Closed | 1990-07-15 06:00 | 1974-01-01 06:00 | 1990-07-15 06:00 | Petroleum | On road diesel | On road diesel |  | Steel | Steel |  |  | Steel |  | 1901-01-01 06:00 | [15 empty] | UST Currently In Use: 0; UST Temp Close: 0; AST Currently In Use: 0; AST Temp Closed: 0 | 0 | 0 | 2 | 11119-091-013574 | CLEVELAND AND MOORE OIL CO INC
7475 | Permanently Closed | 1991-06-12 06:00 | 1981-01-01 06:00 | 1991-06-12 06:00 | Petroleum | Unleaded gasoline | Unleaded gasoline |  | Steel | Steel |  | Painted or None | Steel |  | 1901-01-01 06:00 | [15 empty] | UST Currently In Use: 0; UST Temp Close: 0; AST Currently In Use: 0; AST Temp Closed: 0 | 0 | 0 | 2 | 11119-091-014651 | CLEVELAND AND MOORE OIL CO INC
7476 | Permanently Closed | 1991-06-12 06:00 | 1981-01-01 06:00 | 1991-06-12 06:00 | Petroleum | Unleaded gasoline | Unleaded gasoline |  | Steel | Steel |  | Painted or None | Steel |  | 1901-01-01 06:00 | [15 empty] | UST Currently In Use: 0; UST Temp Close: 0; AST Currently In Use: 0; AST Temp Closed: 0 | 0 | 0 | 2 | 11119-091-014651 | CLEVELAND AND MOORE OIL CO INC
7477 | Retired | 1972-01-01 06:00 | 1963-01-01 06:00 |  | Petroleum | Unleaded gasoline | Unleaded gasoline |  | Steel | Steel |  | Painted or None | Steel |  | 1901-01-01 06:00 | [15 empty] | UST Currently In Use: 0; UST Temp Close: 0; AST Currently In Use: 0; AST Temp Closed: 0 | 0 | 0 | 0 | 11119-105-009292 | CLEVELAND AND MOORE OIL CO INC
7478 | Retired | 1972-01-01 06:00 | 1963-01-01 06:00 |  | Petroleum | Unleaded gasoline | Unleaded gasoline |  | Steel | Steel |  | Painted or None | Steel |  | 1901-01-01 06:00 | [15 empty] | UST Currently In Use: 0; UST Temp Close: 0; AST Currently In Use: 0; AST Temp Closed: 0 | 0 | 0 | 0 | 11119-105-009292 | CLEVELAND AND MOORE OIL CO INC
7479 | Permanently Closed | 1999-08-25 06:00 | 1978-01-01 06:00 | 2000-04-22 06:00 | Petroleum | Unleaded gasoline | Unleaded gasoline |  | Steel | Steel |  |  | Steel |  | 1901-01-01 06:00 | [6 empty] | Manual Tank Gauging (only tanks 1000 gal. or less and 48” or 64” in diameter) | [8 empty] | UST Currently In Use: 0; UST Temp Close: 0; AST Currently In Use: 0; AST Temp Closed: 0 | 0 | 0 | 2 | 17647-105-012980 | TOULIS JONES
7480 | Permanently Closed | 1999-08-25 06:00 | 1978-01-01 06:00 | 2000-04-22 06:00 | Petroleum | Unleaded gasoline | Unleaded gasoline |  | Steel | Steel |  |  | Steel |  | 1901-01-01 06:00 | [6 empty] | Manual Tank Gauging (only tanks 1000 gal. or less and 48” or 64” in diameter) | [8 empty] | UST Currently In Use: 0; UST Temp Close: 0; AST Currently In Use: 0; AST Temp Closed: 0 | 0 | 0 | 2 | 17647-105-012980 | TOULIS JONES
7481 | Permanently Closed | 1999-01-01 06:00 | 1981-01-01 06:00 | 1988-01-01 06:00 | Petroleum | Unleaded gasoline | Unleaded gasoline |  | Steel | Steel |  | Painted or None | Steel |  | 1901-01-01 06:00 | [15 empty] | UST Currently In Use: 0; UST Temp Close: 0; AST Currently In Use: 0; AST Temp Closed: 0 | 0 | 0 | 1 | 11121-003-003198 | CLIFF LANDING
7482 | Permanently Closed | 1901-01-01 06:00 | 1977-01-01 06:00 | 1990-09-14 06:00 | Petroleum | Unleaded gasoline | Unleaded gasoline |  | Steel | Steel |  | Painted or None | Steel |  | 1901-01-01 06:00 | [15 empty] | UST Currently In Use: 0; UST Temp Close: 0; AST Currently In Use: 0; AST Temp Closed: 0 | 0 | 0 | 2 | 11122-113-002043 | CLIFF'S SUPERETTE
7483 | Permanently Closed | 1901-01-01 06:00 | 1977-01-01 06:00 | 1990-09-14 06:00 | Petroleum | Unleaded gasoline | Unleaded gasoline |  | Steel | Steel |  | Painted or None | Steel |  | 1901-01-01 06:00 | [15 empty] | UST Currently In Use: 0; UST Temp Close: 0; AST Currently In Use: 0; AST Temp Closed: 0 | 0 | 0 | 2 | 11122-113-002043 | CLIFF'S SUPERETTE
7484 | Retired | 1988-08-08 06:00 | 1983-01-01 06:00 |  | Petroleum | Unleaded gasoline | Unleaded gasoline |  | Steel | Steel |  | Painted or None | Steel |  | 1901-01-01 06:00 | [15 empty] | UST Currently In Use: 0; UST Temp Close: 0; AST Currently In Use: 0; AST Temp Closed: 0 | 0 | 0 | 0 | 11123-113-012851 | ANNS GROCERY & GAS
7485 | Retired | 1988-08-08 06:00 | 1983-01-01 06:00 |  | Petroleum | Unleaded gasoline | Unleaded gasoline |  | Steel | Steel |  | Painted or None | Steel |  | 1901-01-01 06:00 | [15 empty] | UST Currently In Use: 0; UST Temp Close: 0; AST Currently In Use: 0; AST Temp Closed: 0 | 0 | 0 | 0 | 11123-113-012851 | ANNS GROCERY & GAS
7486 | Permanently Closed | 1991-08-23 06:00 | 1974-01-01 06:00 | 1991-08-23 06:00 | Petroleum | Unleaded gasoline | Unleaded gasoline |  | Steel | Steel |  |  | Steel |  | 1901-01-01 06:00 | [15 empty] | UST Currently In Use: 0; UST Temp Close: 2; AST Currently In Use: 0; AST Temp Closed: 0 | 0 | 2 | 4 | 11124-073-002012 | CLIFTON MCELROY JR
7487 | Permanently Closed | 1991-08-23 06:00 | 1974-01-01 06:00 | 1991-08-23 06:00 | Petroleum | Unleaded gasoline | Unleaded gasoline |  | Steel | Steel |  |  | Steel |  | 1901-01-01 06:00 | [15 empty] | UST Currently In Use: 0; UST Temp Close: 2; AST Currently In Use: 0; AST Temp Closed: 0 | 0 | 2 | 4 | 11124-073-002012 | CLIFTON MCELROY JR
7488 | Permanently Closed | 1991-08-23 06:00 | 1974-01-01 06:00 | 1991-08-23 06:00 | Petroleum | Unleaded gasoline | Unleaded gasoline |  | Steel | Steel |  |  | Steel |  | 1901-01-01 06:00 | [15 empty] | UST Currently In Use: 0; UST Temp Close: 2; AST Currently In Use: 0; AST Temp Closed: 0 | 0 | 2 | 4 | 11124-073-002012 | CLIFTON MCELROY JR
7489 | Permanently Closed | 1991-08-23 06:00 | 1974-01-01 06:00 | 1991-08-23 06:00 | Petroleum | Unleaded gasoline | Unleaded gasoline |  | Steel | Steel |  |  | Steel |  | 1901-01-01 06:00 | [15 empty] | UST Currently In Use: 0; UST Temp Close: 2; AST Currently In Use: 0; AST Temp Closed: 0 | 0 | 2 | 4 | 11124-073-002012 | CLIFTON MCELROY JR
7490 | Currently in Use |  | 1979-01-01 06:00 |  | Petroleum | Mid-grade gasoline | Mid-grade gasoline | Retail | Steel | Steel | Field installed cathodic protection |  | Steel |  |  | Field installed cathodic protection | Catchment Basin, Single walled catchment basin | Automatic shutoff device At 95% full | Automatic shutoff device At 95% full |  |  | Statistical Inventory Reconciliation (SIR) | [8 empty] | UST Currently In Use: 2; UST Temp Close: 2; AST Currently In Use: 0; AST Temp Closed: 0 | 2 | 2 | 0 | 25790-099-006766 | NICHOLS ENTERPRISE LLC
7491 | Temporary Closed | 2014-10-01 06:00 | 1979-01-01 06:00 |  | Petroleum | Unleaded gasoline | Unleaded gasoline | Retail | Steel | Steel | Field installed cathodic protection |  | Steel |  |  | Field installed cathodic protection | Catchment Basin, Single walled catchment basin | Automatic shutoff device At 95% full | Automatic shutoff device At 95% full |  |  | Statistical Inventory Reconciliation (SIR) | [8 empty] | UST Currently In Use: 2; UST Temp Close: 2; AST Currently In Use: 0; AST Temp Closed: 0 | 2 | 2 | 0 | 25790-099-006766 | NICHOLS ENTERPRISE LLC
7492 | Currently in Use |  | 1976-01-01 06:00 |  | Petroleum | On road diesel | On road diesel | Retail | Steel | Steel | Field installed cathodic protection |  | Steel |  |  | Field installed cathodic protection | Catchment Basin, Single walled catchment basin | Automatic shutoff device At 95% full | Automatic shutoff device At 95% full |  |  | Statistical Inventory Reconciliation (SIR) | [8 empty] | UST Currently In Use: 2; UST Temp Close: 2; AST Currently In Use: 0; AST Temp Closed: 0 | 2 | 2 | 0 | 25790-099-006766 | NICHOLS ENTERPRISE LLC
7493 | Temporary Closed | 2014-10-01 06:00 | 1976-01-01 06:00 |  | Petroleum | On road diesel | On road diesel | Retail | Steel | Steel | Field installed cathodic protection |  | Steel |  |  | Field installed cathodic protection | Catchment Basin, Single walled catchment basin | Automatic shutoff device At 95% full | Automatic shutoff device At 95% full |  |  | Statistical Inventory Reconciliation (SIR) | [8 empty] | UST Currently In Use: 2; UST Temp Close: 2; AST Currently In Use: 0; AST Temp Closed: 0 | 2 | 2 | 0 | 25790-099-006766 | NICHOLS ENTERPRISE LLC
7494 | Permanently Closed | 1901-01-01 06:00 | 1959-01-01 06:00 | 1988-11-23 06:00 | Petroleum | Unleaded gasoline | Unleaded gasoline |  | Steel | Steel |  |  |  |  | 1901-01-01 06:00 | [15 empty] | UST Currently In Use: 0; UST Temp Close: 0; AST Currently In Use: 0; AST Temp Closed: 0 | 0 | 0 | 4 | 11127-097-001325 | CLOVERDALE INVESTMENTS
7495 | Permanently Closed | 1901-01-01 06:00 | 1959-01-01 06:00 | 1988-11-23 06:00 | Petroleum | Unleaded gasoline | Unleaded gasoline |  | Steel | Steel |  |  |  |  | 1901-01-01 06:00 | [15 empty] | UST Currently In Use: 0; UST Temp Close: 0; AST Currently In Use: 0; AST Temp Closed: 0 | 0 | 0 | 4 | 11127-097-001325 | CLOVERDALE INVESTMENTS
7496 | Permanently Closed | 1901-01-01 06:00 | 1959-01-01 06:00 | 1988-11-23 06:00 | Petroleum | Unleaded gasoline | Unleaded gasoline |  | Steel | Steel |  |  |  |  | 1901-01-01 06:00 | [15 empty] | UST Currently In Use: 0; UST Temp Close: 0; AST Currently In Use: 0; AST Temp Closed: 0 | 0 | 0 | 4 | 11127-097-001325 | CLOVERDALE INVESTMENTS
7497 | Permanently Closed | 1901-01-01 06:00 | 1959-01-01 06:00 | 1988-11-23 06:00 | Petroleum | Unleaded gasoline | Unleaded gasoline |  | Steel | Steel |  |  |  |  | 1901-01-01 06:00 | [15 empty] | UST Currently In Use: 0; UST Temp Close: 0; AST Currently In Use: 0; AST Temp Closed: 0 | 0 | 0 | 4 | 11127-097-001325 | CLOVERDALE INVESTMENTS
7498 | Permanently Closed | 1901-01-01 06:00 | 1956-01-01 06:00 |  | Petroleum | On road diesel | On road diesel |  | Steel | Steel |  |  | Steel |  | 1901-01-01 06:00 | [15 empty] | UST Currently In Use: 0; UST Temp Close: 0; AST Currently In Use: 0; AST Temp Closed: 0 | 0 | 0 | 1 | 11128-031-012648 | CLUETT PEABODY CO INC
7499 | Permanently Closed | 1975-12-01 06:00 | 1956-01-01 06:00 | 1988-03-24 06:00 | Petroleum | On road diesel | On road diesel |  | Steel | Steel |  |  | Steel |  | 1901-01-01 06:00 | [15 empty] | UST Currently In Use: 0; UST Temp Close: 0; AST Currently In Use: 0; AST Temp Closed: 0 | 0 | 0 | 4 | 11129-039-012649 | CLUETT PEABODY CO INC
7500 | Permanently Closed | 1975-12-01 06:00 | 1956-01-01 06:00 | 1988-03-24 06:00 | Petroleum | On road diesel | On road diesel |  | Steel | Steel |  |  | Steel |  | 1901-01-01 06:00 | [15 empty] | UST Currently In Use: 0; UST Temp Close: 0; AST Currently In Use: 0; AST Temp Closed: 0 | 0 | 0 | 4 | 11129-039-012649 | CLUETT PEABODY CO INC
7501 | Permanently Closed | 1975-12-01 06:00 | 1976-01-01 06:00 | 1988-03-24 06:00 | Petroleum | On road diesel | On road diesel |  | Steel | Steel |  |  | Steel |  | 1901-01-01 06:00 | [15 empty] | UST Currently In Use: 0; UST Temp Close: 0; AST Currently In Use: 0; AST Temp Closed: 0 | 0 | 0 | 4 | 11129-039-012649 | CLUETT PEABODY CO INC
7502 | Permanently Closed | 1975-12-01 06:00 | 1976-01-01 06:00 | 1988-03-24 06:00 | Petroleum | Unleaded gasoline | Unleaded gasoline |  | Steel | Steel |  |  | Steel |  | 1901-01-01 06:00 | [15 empty] | UST Currently In Use: 0; UST Temp Close: 0; AST Currently In Use: 0; AST Temp Closed: 0 | 0 | 0 | 4 | 11129-039-012649 | CLUETT PEABODY CO INC
7503 | Permanently Closed | 1901-01-01 06:00 | 1958-01-01 06:00 |  | Petroleum | Unleaded gasoline | Unleaded gasoline |  | Steel | Steel |  | Painted or None | Steel |  | 1901-01-01 06:00 | [15 empty] | UST Currently In Use: 0; UST Temp Close: 0; AST Currently In Use: 0; AST Temp Closed: 0 | 0 | 0 | 3 | 11130-073-001392 | CLYDE DRUMMOND
7504 | Permanently Closed | 1901-01-01 06:00 | 1958-01-01 06:00 |  | Petroleum | Unleaded gasoline | Unleaded gasoline |  | Steel | Steel |  | Painted or None | Steel |  | 1901-01-01 06:00 | [15 empty] | UST Currently In Use: 0; UST Temp Close: 0; AST Currently In Use: 0; AST Temp Closed: 0 | 0 | 0 | 3 | 11130-073-001392 | CLYDE DRUMMOND
7505 | Permanently Closed | 1975-01-01 06:00 | 1958-01-01 06:00 |  | Petroleum | Unleaded gasoline | Unleaded gasoline |  | Steel | Steel |  | Painted or None | Steel |  | 1901-01-01 06:00 | [15 empty] | UST Currently In Use: 0; UST Temp Close: 0; AST Currently In Use: 0; AST Temp Closed: 0 | 0 | 0 | 3 | 11130-073-001392 | CLYDE DRUMMOND
7506 | Permanently Closed | 1991-09-30 06:00 | 1978-01-01 06:00 | 1991-09-30 06:00 | Petroleum | On road diesel | On road diesel |  | Steel | Steel |  | Painted or None | Steel |  | 1901-01-01 06:00 | [15 empty] | UST Currently In Use: 0; UST Temp Close: 0; AST Currently In Use: 0; AST Temp Closed: 0 | 0 | 0 | 1 | 11131-003-010573 | CLYDE G LIPSCOMB
7507 | Permanently Closed | 1998-11-20 06:00 | 1981-01-01 06:00 | 1998-11-20 06:00 | Petroleum | Unleaded gasoline | Unleaded gasoline |  | Steel | Steel |  | Painted or None | Steel |  | 1901-01-01 06:00 | [12 empty] | Annual line testing | Annual line testing |  | UST Currently In Use: 0; UST Temp Close: 0; AST Currently In Use: 1; AST Temp Closed: 0 | 0 | 0 | 2 | 11132-055-011958 | CLYDE L COTHRAN
7508 | Permanently Closed | 1998-11-20 06:00 | 1981-01-01 06:00 | 1998-11-20 06:00 | Petroleum | Unleaded gasoline | Unleaded gasoline |  | Steel | Steel |  | Painted or None | Steel |  | 1901-01-01 06:00 | [12 empty] | Annual line testing | Annual line testing |  | UST Currently In Use: 0; UST Temp Close: 0; AST Currently In Use: 1; AST Temp Closed: 0 | 0 | 0 | 2 | 11132-055-011958 | CLYDE L COTHRAN
7509 | Retired | 1988-01-01 06:00 | 1953-01-01 06:00 |  | Petroleum | Unleaded gasoline | Unleaded gasoline | State/federal government | [6 empty] | 1901-01-01 06:00 | [15 empty] | UST Currently In Use: 0; UST Temp Close: 0; AST Currently In Use: 0; AST Temp Closed: 0 | 0 | 0 | 0 | 14587-061-009731 | AL ST MILITARY DEPT - CFMO ENV. OFF.
7511 | Permanently Closed | 1995-05-08 06:00 | 1963-01-01 06:00 | 1995-05-08 06:00 | Petroleum | Unleaded gasoline | Unleaded gasoline | State/federal government | Steel | Steel |  |  | Steel |  | 1901-01-01 06:00 | [15 empty] | UST Currently In Use: 0; UST Temp Close: 0; AST Currently In Use: 0; AST Temp Closed: 0 | 0 | 0 | 1 | 14587-071-009700 | AL ST MILITARY DEPT - CFMO ENV. OFF.
7512 | Permanently Closed | 1972-09-01 06:00 | 1963-01-01 06:00 |  | Petroleum | Unleaded gasoline | Unleaded gasoline | State/federal government | Steel | Steel |  |  |  |  | 1901-01-01 06:00 | [15 empty] | UST Currently In Use: 0; UST Temp Close: 0; AST Currently In Use: 0; AST Temp Closed: 0 | 0 | 0 | 1 | 14587-019-009732 | AL ST MILITARY DEPT - CFMO ENV. OFF.
7513 | Retired | 1970-03-01 06:00 | 1967-01-01 06:00 |  | Petroleum | Unleaded gasoline | Unleaded gasoline | State/federal government | Steel | Steel |  |  | Steel |  | 1901-01-01 06:00 | [15 empty] | UST Currently In Use: 0; UST Temp Close: 0; AST Currently In Use: 0; AST Temp Closed: 0 | 0 | 0 | 0 | 14587-061-012255 | AL ST MILITARY DEPT - CFMO ENV. OFF.
7514 | Retired | 1980-05-01 06:00 | 1977-01-01 06:00 |  | Petroleum | Unleaded gasoline | Unleaded gasoline | State/federal government | Steel | Steel |  |  | Steel |  | 1901-01-01 06:00 | [15 empty] | UST Currently In Use: 0; UST Temp Close: 0; AST Currently In Use: 0; AST Temp Closed: 0 | 0 | 0 | 0 | 14587-061-012255 | AL ST MILITARY DEPT - CFMO ENV. OFF.
7516 | Permanently Closed | 1998-01-01 06:00 | 1970-01-01 06:00 | 1998-08-04 06:00 | Petroleum | Unleaded gasoline | Unleaded gasoline | State/federal government | Steel | Steel |  | Painted or None | Steel |  | 1901-01-01 06:00 | [15 empty] | UST Currently In Use: 0; UST Temp Close: 0; AST Currently In Use: 0; AST Temp Closed: 0 | 0 | 0 | 1 | 14587-075-009699 | AL ST MILITARY DEPT - CFMO ENV. OFF.
7517 | Permanently Closed | 1991-08-19 06:00 | 1958-01-01 06:00 | 1991-08-19 06:00 | Petroleum | Unleaded gasoline | Unleaded gasoline | State/federal government | Steel | Steel |  | Painted or None |  |  | 1901-01-01 06:00 | [15 empty] | UST Currently In Use: 0; UST Temp Close: 0; AST Currently In Use: 0; AST Temp Closed: 0 | 0 | 0 | 1 | 14587-115-010475 | AL ST MILITARY DEPT - CFMO ENV. OFF.
7518 | Retired | 1988-12-21 06:00 | 1958-01-01 06:00 |  | Petroleum | On road diesel | On road diesel | State/federal government |  |  |  |  | Steel |  | 1901-01-01 06:00 | [15 empty] | UST Currently In Use: 0; UST Temp Close: 0; AST Currently In Use: 0; AST Temp Closed: 0 | 0 | 0 | 0 | 14587-075-009709 | AL ST MILITARY DEPT - CFMO ENV. OFF.
7520 | Permanently Closed | 1988-06-01 06:00 | 1974-01-01 06:00 | 1988-06-01 06:00 | Petroleum | Unleaded gasoline | Unleaded gasoline |  | Steel | Steel |  |  | Steel |  | 1901-01-01 06:00 | [15 empty] | UST Currently In Use: 0; UST Temp Close: 0; AST Currently In Use: 0; AST Temp Closed: 0 | 0 | 0 | 1 | 11142-097-001051 | COASTAL DATA SUPPLIES INC
7521 | Permanently Closed | 1988-01-01 06:00 | 1974-01-01 06:00 | 1988-01-01 06:00 | Petroleum | On road diesel | On road diesel |  | Steel | Steel |  |  |  |  | 1901-01-01 06:00 | [15 empty] | UST Currently In Use: 0; UST Temp Close: 0; AST Currently In Use: 0; AST Temp Closed: 0 | 0 | 0 | 1 | 11143-003-002293 | COASTAL INSULATION OF AL INC
7522 | Permanently Closed | 2004-04-01 06:00 | 1979-01-01 06:00 | 2022-03-15 06:00 | Petroleum | Unleaded gasoline | Unleaded gasoline | Industrial | Single Wall, Steel | Steel | Field installed cathodic protection |  | Fiberglass reinforced plastic, Single Wall |  |  |  | Catchment Basin, Single walled catchment basin | Automatic shutoff device At 95% full | Automatic shutoff device At 95% full |  |  | Statistical Inventory Reconciliation (SIR) | [8 empty] | UST Currently In Use: 0; UST Temp Close: 0; AST Currently In Use: 0; AST Temp Closed: 0 | 0 | 0 | 1 | 26045-089-001413 | QUEEN OF SHEBA
7523 | Permanently Closed | 1997-08-05 06:00 | 1965-01-01 06:00 | 1997-08-05 06:00 | Petroleum | Unleaded gasoline | Unleaded gasoline |  | Steel | Steel |  |  | Steel |  | 1901-01-01 06:00 | [15 empty] | UST Currently In Use: 0; UST Temp Close: 0; AST Currently In Use: 0; AST Temp Closed: 0 | 0 | 0 | 2 | 11144-089-001414 | COATES MOTOR RENTAL, INC
7524 | Permanently Closed | 1993-05-31 06:00 | 1972-01-01 06:00 |  | Petroleum | Used oil | Used oil | Bulk facility | Steel | Steel |  |  | Steel |  | 1901-01-01 06:00 | [15 empty] | UST Currently In Use: 0; UST Temp Close: 0; AST Currently In Use: 0; AST Temp Closed: 0 | 0 | 0 | 2 | 11146-101-001957 | COBB CADILLAC PONTIAC GMC INC
7525 | Permanently Closed | 1987-01-01 06:00 | 1977-01-01 06:00 | 1996-10-14 06:00 | Petroleum | Unleaded gasoline | Unleaded gasoline |  | Steel | Steel |  |  | Steel |  | 1901-01-01 06:00 | [15 empty] | UST Currently In Use: 0; UST Temp Close: 0; AST Currently In Use: 0; AST Temp Closed: 0 | 0 | 0 | 2 | 11146-101-001957 | COBB CADILLAC PONTIAC GMC INC
7526 | Permanently Closed | 1991-09-18 06:00 | 1970-01-01 06:00 | 1991-09-18 06:00 | Petroleum | Unleaded gasoline | Unleaded gasoline |  | Steel | Steel |  | Painted or None | Steel |  | 1901-01-01 06:00 | [15 empty] | UST Currently In Use: 0; UST Temp Close: 0; AST Currently In Use: 0; AST Temp Closed: 0 | 0 | 0 | 2 | 11147-101-000744 | COBLENTZ GMC FREIGHTLINER INC
7527 | Permanently Closed | 1991-09-18 06:00 | 1970-01-01 06:00 | 1991-09-18 06:00 | Petroleum | On road diesel | On road diesel |  | Steel | Steel |  | Painted or None | Steel |  | 1901-01-01 06:00 | [15 empty] | UST Currently In Use: 0; UST Temp Close: 0; AST Currently In Use: 0; AST Temp Closed: 0 | 0 | 0 | 2 | 11147-101-000744 | COBLENTZ GMC FREIGHTLINER INC
7528 | Permanently Closed | 1901-01-01 06:00 | 1970-01-01 06:00 | 1989-01-01 06:00 | Petroleum | Unleaded gasoline | Unleaded gasoline |  | Steel | Steel |  | Painted or None | Steel |  | 1901-01-01 06:00 | [15 empty] | UST Currently In Use: 0; UST Temp Close: 0; AST Currently In Use: 0; AST Temp Closed: 0 | 0 | 0 | 4 | 11148-003-009050 | COCA COLA BOTTLING CO CONSOLIDATED
7529 | Permanently Closed | 1998-11-24 06:00 | 1989-01-01 06:00 | 1999-10-26 06:00 | Petroleum | On road diesel | On road diesel |  | Fiberglass reinforced plastic | Fiberglass reinforced plastic |  |  | Fiberglass reinforced plastic |  | 1901-01-01 06:00 | [6 empty] | Automatic Tank Gauge | [8 empty] | UST Currently In Use: 0; UST Temp Close: 0; AST Currently In Use: 0; AST Temp Closed: 0 | 0 | 0 | 4 | 11148-003-009050 | COCA COLA BOTTLING CO CONSOLIDATED
7530 | Permanently Closed | 1998-11-24 06:00 | 1989-01-01 06:00 | 1999-10-26 06:00 | Petroleum | Unleaded gasoline | Unleaded gasoline |  | Fiberglass reinforced plastic | Fiberglass reinforced plastic |  |  | Fiberglass reinforced plastic |  | 1901-01-01 06:00 | [6 empty] | Automatic Tank Gauge | [8 empty] | UST Currently In Use: 0; UST Temp Close: 0; AST Currently In Use: 0; AST Temp Closed: 0 | 0 | 0 | 4 | 11148-003-009050 | COCA COLA BOTTLING CO CONSOLIDATED
7531 | Permanently Closed | 1998-11-24 06:00 | 1989-01-01 06:00 | 1999-10-27 06:00 | Petroleum | Used oil | Used oil |  | Fiberglass reinforced plastic | Fiberglass reinforced plastic |  |  | Fiberglass reinforced plastic |  | 1901-01-01 06:00 |  | Other, EXEMPT | Other, EXEMPT | Other | [11 empty] | UST Currently In Use: 0; UST Temp Close: 0; AST Currently In Use: 0; AST Temp Closed: 0 | 0 | 0 | 4 | 11148-003-009050 | COCA COLA BOTTLING CO CONSOLIDATED
7532 | Permanently Closed | 1991-05-10 06:00 | 1972-01-01 06:00 | 1991-05-10 06:00 | Petroleum | Unleaded gasoline | Unleaded gasoline |  | Steel | Steel |  | Painted or None | Steel |  | 1901-01-01 06:00 | [15 empty] | UST Currently In Use: 1; UST Temp Close: 1; AST Currently In Use: 0; AST Temp Closed: 0 | 1 | 1 | 5 | 25225-097-007786 | UNITED PACKERS LLC
7533 | Permanently Closed | 1991-05-10 06:00 | 1972-01-01 06:00 | 1991-05-10 06:00 | Petroleum | On road diesel | On road diesel |  | Steel | Steel |  | Painted or None | Steel |  | 1901-01-01 06:00 | [15 empty] | UST Currently In Use: 1; UST Temp Close: 1; AST Currently In Use: 0; AST Temp Closed: 0 | 1 | 1 | 5 | 25225-097-007786 | UNITED PACKERS LLC
7534 | Permanently Closed | 1991-05-10 06:00 | 1972-01-01 06:00 | 1991-05-10 06:00 | Petroleum | Unleaded gasoline | Unleaded gasoline |  | Steel | Steel |  | Painted or None | Steel |  | 1901-01-01 06:00 | [15 empty] | UST Currently In Use: 1; UST Temp Close: 1; AST Currently In Use: 0; AST Temp Closed: 0 | 1 | 1 | 5 | 25225-097-007786 | UNITED PACKERS LLC
7535 | Permanently Closed | 1991-05-10 06:00 | 1972-01-01 06:00 | 1991-05-10 06:00 | Petroleum | Unleaded gasoline | Unleaded gasoline |  | Steel | Steel |  | Painted or None | Steel |  | 1901-01-01 06:00 | [15 empty] | UST Currently In Use: 1; UST Temp Close: 1; AST Currently In Use: 0; AST Temp Closed: 0 | 1 | 1 | 5 | 25225-097-007786 | UNITED PACKERS LLC
7536 | Permanently Closed | 1991-05-10 06:00 | 1972-01-01 06:00 | 1991-05-10 06:00 | Petroleum | Used oil | Used oil |  | Steel | Steel |  | Painted or None | Steel |  | 1901-01-01 06:00 | [15 empty] | UST Currently In Use: 1; UST Temp Close: 1; AST Currently In Use: 0; AST Temp Closed: 0 | 1 | 1 | 5 | 25225-097-007786 | UNITED PACKERS LLC
7537 | Permanently Closed | 1995-09-29 06:00 | 1978-01-01 06:00 | 1995-09-29 06:00 | Petroleum | Unleaded gasoline | Unleaded gasoline |  | Steel | Steel |  | Painted or None | Steel |  | 1901-01-01 06:00 | [15 empty] | UST Currently In Use: 0; UST Temp Close: 0; AST Currently In Use: 0; AST Temp Closed: 0 | 0 | 0 | 1 | 11148-129-007787 | COCA COLA BOTTLING CO CONSOLIDATED
7538 | Permanently Closed | 1990-02-28 06:00 | 1948-01-01 06:00 | 1990-02-28 06:00 | Petroleum | Unleaded gasoline | Unleaded gasoline |  | Steel | Steel |  | Painted or None | Steel |  | 1901-01-01 06:00 | [15 empty] | UST Currently In Use: 0; UST Temp Close: 0; AST Currently In Use: 0; AST Temp Closed: 0 | 0 | 0 | 3 | 11152-039-000842 | COCA COLA BOTTLING CO OF MONTGOMERY
7539 | Permanently Closed | 1990-02-28 06:00 | 1948-01-01 06:00 | 1990-02-28 06:00 | Petroleum | On road diesel | On road diesel |  | Steel | Steel |  | Painted or None | Steel |  | 1901-01-01 06:00 | [15 empty] | UST Currently In Use: 0; UST Temp Close: 0; AST Currently In Use: 0; AST Temp Closed: 0 | 0 | 0 | 3 | 11152-039-000842 | COCA COLA BOTTLING CO OF MONTGOMERY
7540 | Permanently Closed | 1990-02-28 06:00 | 1960-01-01 06:00 | 1990-02-28 06:00 | Petroleum | On road diesel | On road diesel |  | Steel | Steel |  | Painted or None | Steel |  | 1901-01-01 06:00 | [15 empty] | UST Currently In Use: 0; UST Temp Close: 0; AST Currently In Use: 0; AST Temp Closed: 0 | 0 | 0 | 3 | 11152-039-000842 | COCA COLA BOTTLING CO OF MONTGOMERY
7541 | Permanently Closed | 1985-01-01 06:00 | 1971-01-01 06:00 | 1989-05-31 06:00 | Petroleum | Unleaded gasoline | Unleaded gasoline |  | Steel | Steel |  |  |  |  | 1901-01-01 06:00 | [15 empty] | UST Currently In Use: 0; UST Temp Close: 0; AST Currently In Use: 0; AST Temp Closed: 0 | 0 | 0 | 2 | 11152-045-003176 | COCA COLA BOTTLING CO OF MONTGOMERY
7542 | Permanently Closed | 1985-01-01 06:00 | 1971-01-01 06:00 | 1989-05-31 06:00 | Petroleum | Unleaded gasoline | Unleaded gasoline |  | Steel | Steel |  |  |  |  | 1901-01-01 06:00 | [15 empty] | UST Currently In Use: 0; UST Temp Close: 0; AST Currently In Use: 0; AST Temp Closed: 0 | 0 | 0 | 2 | 11152-045-003176 | COCA COLA BOTTLING CO OF MONTGOMERY
7543 | Permanently Closed | 1990-06-01 06:00 | 1976-01-01 06:00 | 1990-06-26 06:00 | Petroleum | Unleaded gasoline | Unleaded gasoline |  | Steel | Steel |  | Painted or None | Steel |  | 1901-01-01 06:00 | [15 empty] | UST Currently In Use: 0; UST Temp Close: 0; AST Currently In Use: 0; AST Temp Closed: 0 | 0 | 0 | 5 | 11152-047-000437 | COCA COLA BOTTLING CO OF MONTGOMERY
7544 | Permanently Closed | 1990-06-01 06:00 | 1976-01-01 06:00 | 1990-06-27 06:00 | Petroleum | Unleaded gasoline | Unleaded gasoline |  | Steel | Steel |  | Painted or None | Steel |  | 1901-01-01 06:00 | [15 empty] | UST Currently In Use: 0; UST Temp Close: 0; AST Currently In Use: 0; AST Temp Closed: 0 | 0 | 0 | 5 | 11152-047-000437 | COCA COLA BOTTLING CO OF MONTGOMERY
7545 | Permanently Closed | 1990-06-01 06:00 | 1976-01-01 06:00 | 1990-06-27 06:00 | Petroleum | Unleaded gasoline | Unleaded gasoline |  | Steel | Steel |  | Painted or None | Steel |  | 1901-01-01 06:00 | [15 empty] | UST Currently In Use: 0; UST Temp Close: 0; AST Currently In Use: 0; AST Temp Closed: 0 | 0 | 0 | 5 | 11152-047-000437 | COCA COLA BOTTLING CO OF MONTGOMERY
7546 | Permanently Closed | 1990-06-21 06:00 | 1976-01-01 06:00 | 1990-06-27 06:00 | Petroleum | Unleaded gasoline | Unleaded gasoline |  | Steel | Steel |  | Painted or None | Steel |  | 1901-01-01 06:00 | [15 empty] | UST Currently In Use: 0; UST Temp Close: 0; AST Currently In Use: 0; AST Temp Closed: 0 | 0 | 0 | 5 | 11152-047-000437 | COCA COLA BOTTLING CO OF MONTGOMERY
7547 | Permanently Closed | 1990-06-27 06:00 | 1976-01-01 06:00 | 1990-06-27 06:00 | Petroleum | On road diesel | On road diesel |  | Steel | Steel |  | Painted or None | Steel |  | 1901-01-01 06:00 | [15 empty] | UST Currently In Use: 0; UST Temp Close: 0; AST Currently In Use: 0; AST Temp Closed: 0 | 0 | 0 | 5 | 11152-047-000437 | COCA COLA BOTTLING CO OF MONTGOMERY
7548 | Permanently Closed | 1965-05-01 06:00 | 1940-01-01 06:00 |  | Petroleum | Other, EMPTY | Other |  | Steel | Steel |  |  |  |  | 1901-01-01 06:00 | [15 empty] | UST Currently In Use: 0; UST Temp Close: 0; AST Currently In Use: 0; AST Temp Closed: 0 | 0 | 0 | 3 | 11152-069-003174 | COCA COLA BOTTLING CO OF MONTGOMERY
7549 | Permanently Closed | 1989-12-01 06:00 | 1956-01-01 06:00 | 1989-12-20 06:00 | Petroleum | Unleaded gasoline | Unleaded gasoline |  | Steel | Steel |  |  | Steel |  | 1901-01-01 06:00 | [15 empty] | UST Currently In Use: 0; UST Temp Close: 0; AST Currently In Use: 0; AST Temp Closed: 0 | 0 | 0 | 3 | 11152-069-003174 | COCA COLA BOTTLING CO OF MONTGOMERY
7550 | Permanently Closed | 1999-07-28 06:00 | 1972-01-01 06:00 | 1999-07-28 06:00 | Petroleum | Unleaded gasoline | Unleaded gasoline | Retail | Fiberglass reinforced plastic | Fiberglass reinforced plastic |  |  | Fiberglass reinforced plastic |  | 1901-01-01 06:00 | [6 empty] | Automatic Tank Gauge | [8 empty] | UST Currently In Use: 0; UST Temp Close: 0; AST Currently In Use: 0; AST Temp Closed: 0 | 0 | 0 | 3 | 11152-069-003174 | COCA COLA BOTTLING CO OF MONTGOMERY
7551 | Permanently Closed | 1990-04-30 06:00 | 1963-01-01 06:00 | 1990-05-01 06:00 | Petroleum | Unleaded gasoline | Unleaded gasoline |  | Steel | Steel |  |  | Steel |  | 1901-01-01 06:00 | [15 empty] | UST Currently In Use: 0; UST Temp Close: 0; AST Currently In Use: 0; AST Temp Closed: 0 | 0 | 0 | 1 | 11152-081-009515 | COCA COLA BOTTLING CO OF MONTGOMERY
7552 | Permanently Closed | 1999-08-03 06:00 | 1984-06-01 06:00 | 1999-08-03 06:00 | Petroleum | On road diesel | On road diesel | Bulk facility | Fiberglass reinforced plastic | Fiberglass reinforced plastic |  |  | Fiberglass reinforced plastic |  | 1901-01-01 06:00 | None | Catchment Basin, Single walled catchment basin | Flow Rest 90% Full | Flow Rest 90% Full |  |  | Automatic Tank Gauge | [5 empty] | Annual line testing | Annual line testing |  | UST Currently In Use: 0; UST Temp Close: 0; AST Currently In Use: 0; AST Temp Closed: 0 | 0 | 0 | 4 | 11152-101-009314 | COCA COLA BOTTLING CO OF MONTGOMERY
7553 | Permanently Closed | 1999-08-03 06:00 | 1984-06-01 06:00 | 1999-08-03 06:00 | Petroleum | Unleaded gasoline | Unleaded gasoline | Bulk facility | Fiberglass reinforced plastic | Fiberglass reinforced plastic |  |  | Fiberglass reinforced plastic |  | 1901-01-01 06:00 | None | Catchment Basin, Single walled catchment basin | Flow Rest 90% Full | Flow Rest 90% Full |  |  | Automatic Tank Gauge | [5 empty] | Annual line testing | Annual line testing |  | UST Currently In Use: 0; UST Temp Close: 0; AST Currently In Use: 0; AST Temp Closed: 0 | 0 | 0 | 4 | 11152-101-009314 | COCA COLA BOTTLING CO OF MONTGOMERY
7554 | Permanently Closed | 1999-08-05 06:00 | 1984-06-01 06:00 | 1999-08-05 06:00 | Petroleum | On road diesel | On road diesel | Bulk facility | Fiberglass reinforced plastic | Fiberglass reinforced plastic |  |  | Fiberglass reinforced plastic |  | 1901-01-01 06:00 | None | Catchment Basin, Single walled catchment basin | Flow Rest 90% Full | Flow Rest 90% Full |  |  | Automatic Tank Gauge | [5 empty] | Annual line testing | Annual line testing |  | UST Currently In Use: 0; UST Temp Close: 0; AST Currently In Use: 0; AST Temp Closed: 0 | 0 | 0 | 4 | 11152-101-009314 | COCA COLA BOTTLING CO OF MONTGOMERY
7555 | Permanently Closed | 1999-08-05 06:00 | 1984-06-01 06:00 | 1999-08-05 06:00 | Petroleum | Used oil | Used oil | Bulk facility | Fiberglass reinforced plastic | Fiberglass reinforced plastic |  |  | Fiberglass reinforced plastic |  | 1901-01-01 06:00 | None | Other, EXEMPT | Other, EXEMPT | Other |  |  | Automatic Tank Gauge | [8 empty] | UST Currently In Use: 0; UST Temp Close: 0; AST Currently In Use: 0; AST Temp Closed: 0 | 0 | 0 | 4 | 11152-101-009314 | COCA COLA BOTTLING CO OF MONTGOMERY
7556 | Permanently Closed | 1985-11-01 06:00 | 1956-01-01 06:00 | 1989-11-16 06:00 | Petroleum | On road diesel | On road diesel |  | Steel | Steel |  |  | Steel |  | 1901-01-01 06:00 | [15 empty] | UST Currently In Use: 0; UST Temp Close: 0; AST Currently In Use: 0; AST Temp Closed: 0 | 0 | 0 | 2 | 11152-109-007231 | COCA COLA BOTTLING CO OF MONTGOMERY
7557 | Permanently Closed | 1985-11-01 06:00 | 1972-01-01 06:00 | 1989-11-16 06:00 | Petroleum | Unleaded gasoline | Unleaded gasoline |  | Steel | Steel |  | Painted or None | Steel |  | 1901-01-01 06:00 | [15 empty] | UST Currently In Use: 0; UST Temp Close: 0; AST Currently In Use: 0; AST Temp Closed: 0 | 0 | 0 | 2 | 11152-109-007231 | COCA COLA BOTTLING CO OF MONTGOMERY
7558 | Permanently Closed | 1989-09-01 06:00 | 1979-01-01 06:00 | 1989-09-01 06:00 | Petroleum | Unleaded gasoline | Unleaded gasoline |  | Steel | Steel |  |  | Steel |  | 1901-01-01 06:00 | [15 empty] | UST Currently In Use: 0; UST Temp Close: 0; AST Currently In Use: 0; AST Temp Closed: 0 | 0 | 0 | 5 | 11152-125-001054 | COCA COLA BOTTLING CO OF MONTGOMERY
7559 | Permanently Closed | 1989-09-01 06:00 | 1973-01-01 06:00 | 1989-09-01 06:00 | Petroleum | On road diesel | On road diesel |  | Steel | Steel |  |  | Steel |  | 1901-01-01 06:00 | [15 empty] | UST Currently In Use: 0; UST Temp Close: 0; AST Currently In Use: 0; AST Temp Closed: 0 | 0 | 0 | 5 | 11152-125-001054 | COCA COLA BOTTLING CO OF MONTGOMERY
7560 | Permanently Closed | 1989-09-01 06:00 | 1954-01-01 06:00 | 1989-09-01 06:00 | Petroleum | Unleaded gasoline | Unleaded gasoline |  | Steel | Steel |  |  |  |  | 1901-01-01 06:00 | [15 empty] | UST Currently In Use: 0; UST Temp Close: 0; AST Currently In Use: 0; AST Temp Closed: 0 | 0 | 0 | 5 | 11152-125-001054 | COCA COLA BOTTLING CO OF MONTGOMERY
7561 | Permanently Closed | 1989-09-01 06:00 | 1954-01-01 06:00 | 1989-09-01 06:00 | Petroleum | Unleaded gasoline | Unleaded gasoline |  | Steel | Steel |  |  |  |  | 1901-01-01 06:00 | [15 empty] | UST Currently In Use: 0; UST Temp Close: 0; AST Currently In Use: 0; AST Temp Closed: 0 | 0 | 0 | 5 | 11152-125-001054 | COCA COLA BOTTLING CO OF MONTGOMERY
7562 | Permanently Closed | 1989-09-01 06:00 | 1954-01-01 06:00 | 1989-09-01 06:00 | Petroleum | Unleaded gasoline | Unleaded gasoline |  | Steel | Steel |  |  |  |  | 1901-01-01 06:00 | [15 empty] | UST Currently In Use: 0; UST Temp Close: 0; AST Currently In Use: 0; AST Temp Closed: 0 | 0 | 0 | 5 | 11152-125-001054 | COCA COLA BOTTLING CO OF MONTGOMERY
7563 | Permanently Closed | 1999-08-18 06:00 | 1989-01-01 06:00 | 1999-08-18 06:00 | Petroleum | Unleaded gasoline | Unleaded gasoline | Bulk facility | Steel | Steel | Coated & cathodic protection (sti-P3) |  | Fiberglass reinforced plastic |  | 1901-01-01 06:00 | None | Catchment Basin, Single walled catchment basin |  |  |  |  | Automatic Tank Gauge | [8 empty] | UST Currently In Use: 0; UST Temp Close: 0; AST Currently In Use: 0; AST Temp Closed: 0 | 0 | 0 | 2 | 11152-125-014292 | COCA COLA BOTTLING CO OF MONTGOMERY
7564 | Permanently Closed | 1999-08-18 06:00 | 1989-01-01 06:00 | 1999-08-18 06:00 | Petroleum | On road diesel | On road diesel | Bulk facility | Steel | Steel | Coated & cathodic protection (sti-P3) |  | Fiberglass reinforced plastic |  | 1901-01-01 06:00 | None | Catchment Basin, Single walled catchment basin |  |  |  |  | Automatic Tank Gauge | [8 empty] | UST Currently In Use: 0; UST Temp Close: 0; AST Currently In Use: 0; AST Temp Closed: 0 | 0 | 0 | 2 | 11152-125-014292 | COCA COLA BOTTLING CO OF MONTGOMERY
7565 | Permanently Closed | 1979-06-01 06:00 | 1952-01-01 06:00 | 1990-05-02 06:00 | Petroleum | Unleaded gasoline | Unleaded gasoline | [7 empty] | 1901-01-01 06:00 | [15 empty] | UST Currently In Use: 0; UST Temp Close: 0; AST Currently In Use: 0; AST Temp Closed: 0 | 0 | 0 | 1 | 11153-073-007766 | COCA COLA UNITED MOD CENTER
7569 | Permanently Closed | 1997-12-01 06:00 | 1966-01-01 06:00 | 1997-12-12 06:00 | Petroleum | On road diesel | On road diesel | Bulk facility, Local Government | Steel | Steel |  | Painted or None | Steel |  | 1901-01-01 06:00 | [15 empty] | UST Currently In Use: 1; UST Temp Close: 1; AST Currently In Use: 1; AST Temp Closed: 0 | 1 | 1 | 1 | 11156-031-001426 | COFFEE COUNTY BOARD OF EDUCATION
7570 | Permanently Closed | 1990-04-18 06:00 | 1964-01-01 06:00 | 1990-04-19 06:00 | Petroleum | Unleaded gasoline | Unleaded gasoline | Local government | Steel | Steel |  | Painted or None | Steel |  | 1901-01-01 06:00 | [15 empty] | UST Currently In Use: 0; UST Temp Close: 0; AST Currently In Use: 1; AST Temp Closed: 0 | 0 | 0 | 1 | 11156-031-001427 | COFFEE COUNTY BOARD OF EDUCATION
7571 | Permanently Closed | 1997-12-15 06:00 | 1964-01-01 06:00 | 1997-12-22 06:00 | Petroleum | On road diesel | On road diesel | Bulk facility, Local Government | Steel | Steel |  | Painted or None | Steel |  | 1901-01-01 06:00 | [6 empty] | Manual Tank Gauging (only tanks 1000 gal. or less and 48” or 64” in diameter) | [8 empty] | UST Currently In Use: 0; UST Temp Close: 0; AST Currently In Use: 0; AST Temp Closed: 0 | 0 | 0 | 1 | 11156-031-001428 | COFFEE COUNTY BOARD OF EDUCATION
7572 | Currently in Use |  | 1971-01-01 06:00 |  | Petroleum | Unleaded gasoline | Unleaded gasoline | Local government | Steel | Steel | Field installed cathodic protection |  | Steel |  |  | Field installed cathodic protection | Catchment Basin, Single walled catchment basin | Automatic shutoff device At 95% full | Automatic shutoff device At 95% full |  |  | Statistical Inventory Reconciliation (SIR) |  | Automatic flow restrictor (MLLD) | Automatic flow restrictor (MLLD) |  |  | Annual line testing, Statistical inventory reconciliation (SIR) | Statistical inventory reconciliation (SIR) |  | UST Currently In Use: 2; UST Temp Close: 0; AST Currently In Use: 0; AST Temp Closed: 0 | 2 | 0 | 0 | 11157-031-006961 | COFFEE COUNTY COMMISSION
7573 | Currently in Use |  | 1971-01-01 06:00 |  | Petroleum | On road diesel | On road diesel | Local government | Steel | Steel | Field installed cathodic protection |  | Steel |  |  | Field installed cathodic protection | Catchment Basin, Single walled catchment basin | Automatic shutoff device At 95% full | Automatic shutoff device At 95% full |  |  | Statistical Inventory Reconciliation (SIR) |  | Automatic flow restrictor (MLLD) | Automatic flow restrictor (MLLD) |  |  | Annual line testing, Statistical inventory reconciliation (SIR) | Statistical inventory reconciliation (SIR) |  | UST Currently In Use: 2; UST Temp Close: 0; AST Currently In Use: 0; AST Temp Closed: 0 | 2 | 0 | 0 | 11157-031-006961 | COFFEE COUNTY COMMISSION
7574 | Permanently Closed | 1991-01-01 06:00 | 1976-01-01 06:00 | 1993-02-25 06:00 | Petroleum | On road diesel | On road diesel | Local government | Steel | Steel |  |  | Steel |  | 1901-01-01 06:00 | [15 empty] | UST Currently In Use: 0; UST Temp Close: 0; AST Currently In Use: 0; AST Temp Closed: 0 | 0 | 0 | 1 | 11157-031-009387 | COFFEE COUNTY COMMISSION
7575 | Retired | 1987-01-01 06:00 | 1971-01-01 06:00 |  | Petroleum | Unleaded gasoline | Unleaded gasoline |  | Steel | Steel |  | Painted or None | Steel |  | 1901-01-01 06:00 | [15 empty] | UST Currently In Use: 0; UST Temp Close: 0; AST Currently In Use: 2; AST Temp Closed: 0 | 0 | 0 | 0 | 11158-079-004967 | COFFEY OIL CO INC
7576 | Retired | 1987-01-01 06:00 | 1981-01-01 06:00 |  | Petroleum | Unleaded gasoline | Unleaded gasoline |  | Steel | Steel |  | Painted or None | Steel |  | 1901-01-01 06:00 | [15 empty] | UST Currently In Use: 0; UST Temp Close: 0; AST Currently In Use: 2; AST Temp Closed: 0 | 0 | 0 | 0 | 11158-079-004967 | COFFEY OIL CO INC
7577 | Permanently Closed | 1998-12-22 06:00 | 1976-01-01 06:00 | 1999-02-19 06:00 | Petroleum | Unleaded gasoline | Unleaded gasoline | Retail | Steel | Steel |  | Painted or None | Steel |  | 1901-01-01 06:00 | [12 empty] | Annual line testing | Annual line testing |  | UST Currently In Use: 0; UST Temp Close: 0; AST Currently In Use: 0; AST Temp Closed: 0 | 0 | 0 | 2 | 11158-079-004968 | COFFEY OIL CO INC
7578 | Permanently Closed | 1998-12-22 06:00 | 1976-01-01 06:00 | 1999-02-19 06:00 | Petroleum | Unleaded gasoline | Unleaded gasoline | Retail | Steel | Steel |  | Painted or None | Steel |  | 1901-01-01 06:00 | [12 empty] | Annual line testing | Annual line testing |  | UST Currently In Use: 0; UST Temp Close: 0; AST Currently In Use: 0; AST Temp Closed: 0 | 0 | 0 | 2 | 11158-079-004968 | COFFEY OIL CO INC
7579 | Permanently Closed | 1997-12-01 06:00 | 1977-01-01 06:00 | 1997-12-08 06:00 | Petroleum | Unleaded gasoline | Unleaded gasoline |  | Steel | Steel |  | Painted or None | Steel |  | 1901-01-01 06:00 | [12 empty] | Annual line testing | Annual line testing |  | UST Currently In Use: 0; UST Temp Close: 0; AST Currently In Use: 0; AST Temp Closed: 0 | 0 | 0 | 3 | 11158-079-004969 | COFFEY OIL CO INC
7580 | Permanently Closed | 1997-12-01 06:00 | 1981-01-01 06:00 | 1997-12-08 06:00 | Petroleum | Unleaded gasoline | Unleaded gasoline |  | Steel | Steel |  | Painted or None | Steel |  | 1901-01-01 06:00 | [12 empty] | Annual line testing | Annual line testing |  | UST Currently In Use: 0; UST Temp Close: 0; AST Currently In Use: 0; AST Temp Closed: 0 | 0 | 0 | 3 | 11158-079-004969 | COFFEY OIL CO INC
7581 | Permanently Closed | 1997-12-01 06:00 | 1977-01-01 06:00 | 1997-12-08 06:00 | Petroleum | Unleaded gasoline | Unleaded gasoline |  | Steel | Steel |  | Painted or None | Steel |  | 1901-01-01 06:00 | [12 empty] | Annual line testing | Annual line testing |  | UST Currently In Use: 0; UST Temp Close: 0; AST Currently In Use: 0; AST Temp Closed: 0 | 0 | 0 | 3 | 11158-079-004969 | COFFEY OIL CO INC
7582 | Permanently Closed | 1994-05-21 06:00 | 1970-01-01 06:00 | 1994-05-25 06:00 | Petroleum | Unleaded gasoline | Unleaded gasoline |  | Steel | Steel |  | Painted or None | Steel |  | 1901-01-01 06:00 | [15 empty] | UST Currently In Use: 0; UST Temp Close: 0; AST Currently In Use: 0; AST Temp Closed: 0 | 0 | 0 | 3 | 11158-079-004971 | COFFEY OIL CO INC
7583 | Permanently Closed | 1994-05-21 06:00 | 1970-01-01 06:00 | 1994-05-25 06:00 | Petroleum | Unleaded gasoline | Unleaded gasoline |  | Steel | Steel |  | Painted or None | Steel |  | 1901-01-01 06:00 | [15 empty] | UST Currently In Use: 0; UST Temp Close: 0; AST Currently In Use: 0; AST Temp Closed: 0 | 0 | 0 | 3 | 11158-079-004971 | COFFEY OIL CO INC
7584 | Permanently Closed | 1994-05-21 06:00 | 1970-01-01 06:00 | 1994-05-25 06:00 | Petroleum | Unleaded gasoline | Unleaded gasoline |  | Steel | Steel |  | Painted or None | Steel |  | 1901-01-01 06:00 | [15 empty] | UST Currently In Use: 0; UST Temp Close: 0; AST Currently In Use: 0; AST Temp Closed: 0 | 0 | 0 | 3 | 11158-079-004971 | COFFEY OIL CO INC
7585 | Permanently Closed | 1998-07-28 06:00 | 1970-01-01 06:00 | 1999-02-20 06:00 | Petroleum | Unleaded gasoline | Unleaded gasoline |  | Steel | Steel |  | Painted or None | Steel |  | 1901-01-01 06:00 | [12 empty] | Annual line testing | Annual line testing |  | UST Currently In Use: 0; UST Temp Close: 0; AST Currently In Use: 0; AST Temp Closed: 0 | 0 | 0 | 3 | 11158-079-004972 | COFFEY OIL CO INC
7586 | Permanently Closed | 1999-02-09 06:00 | 1975-01-01 06:00 | 1999-02-20 06:00 | Petroleum | Unleaded gasoline | Unleaded gasoline |  | Steel | Steel |  | Painted or None | Steel |  | 1901-01-01 06:00 | [12 empty] | Annual line testing | Annual line testing |  | UST Currently In Use: 0; UST Temp Close: 0; AST Currently In Use: 0; AST Temp Closed: 0 | 0 | 0 | 3 | 11158-079-004972 | COFFEY OIL CO INC
7587 | Permanently Closed | 1999-02-09 06:00 | 1970-01-01 06:00 | 1999-02-20 06:00 | Petroleum | Unleaded gasoline | Unleaded gasoline |  | Steel | Steel |  | Painted or None | Steel |  | 1901-01-01 06:00 | [12 empty] | Annual line testing | Annual line testing |  | UST Currently In Use: 0; UST Temp Close: 0; AST Currently In Use: 0; AST Temp Closed: 0 | 0 | 0 | 3 | 11158-079-004972 | COFFEY OIL CO INC
7588 | Permanently Closed | 1989-05-08 06:00 | 1974-01-01 06:00 | 1989-05-08 06:00 | Petroleum | Unleaded gasoline | Unleaded gasoline |  | Steel | Steel |  | Painted or None | Steel |  | 1901-01-01 06:00 | [15 empty] | UST Currently In Use: 0; UST Temp Close: 5; AST Currently In Use: 0; AST Temp Closed: 0 | 0 | 5 | 4 | 21756-079-004973 | KATIE PARKER
7589 | Permanently Closed | 1989-05-08 06:00 | 1976-01-01 06:00 | 1989-05-08 06:00 | Petroleum | Unleaded gasoline | Unleaded gasoline |  | Steel | Steel |  | Painted or None | Steel |  | 1901-01-01 06:00 | [15 empty] | UST Currently In Use: 0; UST Temp Close: 5; AST Currently In Use: 0; AST Temp Closed: 0 | 0 | 5 | 4 | 21756-079-004973 | KATIE PARKER
7590 | Permanently Closed | 1989-05-08 06:00 | 1974-01-01 06:00 | 1989-05-08 06:00 | Petroleum | Unleaded gasoline | Unleaded gasoline |  | Steel | Steel |  | Painted or None | Steel |  | 1901-01-01 06:00 | [15 empty] | UST Currently In Use: 0; UST Temp Close: 5; AST Currently In Use: 0; AST Temp Closed: 0 | 0 | 5 | 4 | 21756-079-004973 | KATIE PARKER
7591 | Permanently Closed | 1989-05-08 06:00 | 1974-01-01 06:00 | 1989-05-08 06:00 | Petroleum | On road diesel | On road diesel |  | Single Wall, Steel | Steel |  | Painted or None | Double Wall, Steel |  | 1901-01-01 06:00 | [15 empty] | UST Currently In Use: 0; UST Temp Close: 5; AST Currently In Use: 0; AST Temp Closed: 0 | 0 | 5 | 4 | 21756-079-004973 | KATIE PARKER
7592 | Temporary Closed | 2007-08-10 06:00 | 1990-07-25 06:00 |  | Petroleum | Unleaded gasoline | Unleaded gasoline | Retail | Single Wall, Steel | Steel | Coated & cathodic protection (sti-P3) |  | Double Wall, Fiberglass reinforced plastic |  | 1901-01-01 06:00 |  | Catchment Basin, Single walled catchment basin | Automatic shutoff device At 95% full, Flow Rest 90% Full | Flow Rest 90% Full |  |  | Automatic Tank Gauge |  | Automatic flow restrictor (MLLD), Containment Sump | Containment Sump | Interstitial Monitoring within Secondary Containment |  | Annual line testing | Annual line testing |  | UST Currently In Use: 0; UST Temp Close: 5; AST Currently In Use: 0; AST Temp Closed: 0 | 0 | 5 | 4 | 21756-079-004973 | KATIE PARKER
7593 | Temporary Closed | 2007-08-10 06:00 | 1990-07-25 06:00 |  | Petroleum | Mid-grade gasoline | Mid-grade gasoline | Retail | Single Wall, Steel | Steel | Coated & cathodic protection (sti-P3) |  | Double Wall, Fiberglass reinforced plastic |  | 1901-01-01 06:00 |  | Catchment Basin, Single walled catchment basin | Automatic shutoff device At 95% full, Flow Rest 90% Full | Flow Rest 90% Full |  |  | Automatic Tank Gauge |  | Automatic flow restrictor (MLLD), Containment Sump | Containment Sump | Interstitial Monitoring within Secondary Containment |  | Annual line testing | Annual line testing |  | UST Currently In Use: 0; UST Temp Close: 5; AST Currently In Use: 0; AST Temp Closed: 0 | 0 | 5 | 4 | 21756-079-004973 | KATIE PARKER
7594 | Temporary Closed | 2007-08-10 06:00 | 1990-07-25 06:00 |  | Petroleum | Premium gasoline | Premium gasoline | Retail | Single Wall, Steel | Steel | Coated & cathodic protection (sti-P3) |  | Double Wall, Fiberglass reinforced plastic |  | 1901-01-01 06:00 |  | Catchment Basin, Single walled catchment basin | Automatic shutoff device At 95% full | Automatic shutoff device At 95% full |  |  | Automatic Tank Gauge |  | Automatic flow restrictor (MLLD), Containment Sump | Containment Sump | Interstitial Monitoring within Secondary Containment |  | Annual line testing | Annual line testing |  | UST Currently In Use: 0; UST Temp Close: 5; AST Currently In Use: 0; AST Temp Closed: 0 | 0 | 5 | 4 | 21756-079-004973 | KATIE PARKER
7595 | Temporary Closed | 2007-08-10 06:00 | 1990-07-25 06:00 |  | Petroleum | On road diesel | On road diesel | Retail | Single Wall, Steel | Steel | Coated & cathodic protection (sti-P3) |  | Double Wall, Fiberglass reinforced plastic |  | 1901-01-01 06:00 |  | Catchment Basin, Single walled catchment basin | Automatic shutoff device At 95% full | Automatic shutoff device At 95% full |  |  | Automatic Tank Gauge |  | Automatic flow restrictor (MLLD), Containment Sump | Containment Sump | Interstitial Monitoring within Secondary Containment |  | Annual line testing | Annual line testing |  | UST Currently In Use: 0; UST Temp Close: 5; AST Currently In Use: 0; AST Temp Closed: 0 | 0 | 5 | 4 | 21756-079-004973 | KATIE PARKER
7596 | Temporary Closed | 2007-08-10 06:00 | 1990-07-25 06:00 |  | Petroleum | Kerosene | Kerosene | Retail | Single Wall, Steel | Steel | Coated & cathodic protection (sti-P3) |  | Double Wall, Fiberglass reinforced plastic |  | 1901-01-01 06:00 |  | Catchment Basin, Single walled catchment basin | Automatic shutoff device At 95% full, Flow Rest 90% Full | Flow Rest 90% Full |  |  | Automatic Tank Gauge |  | Automatic flow restrictor (MLLD), Containment Sump | Containment Sump | Interstitial Monitoring within Secondary Containment |  | Annual line testing | Annual line testing |  | UST Currently In Use: 0; UST Temp Close: 5; AST Currently In Use: 0; AST Temp Closed: 0 | 0 | 5 | 4 | 21756-079-004973 | KATIE PARKER
7597 | Permanently Closed | 1998-12-09 06:00 | 1974-01-01 06:00 | 1998-12-09 06:00 | Petroleum | Unleaded gasoline | Unleaded gasoline |  | Steel | Steel |  | Painted or None | Steel |  | 1901-01-01 06:00 | [6 empty] | Statistical Inventory Reconciliation (SIR) | [5 empty] | Annual line testing | Annual line testing |  | UST Currently In Use: 0; UST Temp Close: 0; AST Currently In Use: 0; AST Temp Closed: 0 | 0 | 0 | 3 | 17596-103-004970 | BILLY D PETTEY
7598 | Permanently Closed | 1998-12-09 06:00 | 1974-01-01 06:00 | 1998-12-09 06:00 | Petroleum | Unleaded gasoline | Unleaded gasoline |  | Steel | Steel |  | Painted or None | Steel |  | 1901-01-01 06:00 | [6 empty] | Statistical Inventory Reconciliation (SIR) | [5 empty] | Annual line testing | Annual line testing |  | UST Currently In Use: 0; UST Temp Close: 0; AST Currently In Use: 0; AST Temp Closed: 0 | 0 | 0 | 3 | 17596-103-004970 | BILLY D PETTEY
7599 | Permanently Closed | 1998-12-09 06:00 | 1974-01-01 06:00 | 1998-12-09 06:00 | Petroleum | Unleaded gasoline | Unleaded gasoline |  | Steel | Steel |  | Painted or None | Steel |  | 1901-01-01 06:00 | [6 empty] | Statistical Inventory Reconciliation (SIR) | [5 empty] | Annual line testing | Annual line testing |  | UST Currently In Use: 0; UST Temp Close: 0; AST Currently In Use: 0; AST Temp Closed: 0 | 0 | 0 | 3 | 17596-103-004970 | BILLY D PETTEY
7600 | Permanently Closed | 1991-05-03 06:00 | 1981-01-01 06:00 | 1991-05-03 06:00 | Petroleum | On road diesel | On road diesel |  | Steel | Steel |  | Painted or None | Steel |  | 1901-01-01 06:00 | [15 empty] | UST Currently In Use: 0; UST Temp Close: 0; AST Currently In Use: 2; AST Temp Closed: 0 | 0 | 0 | 1 | 11159-069-000411 | COFFMAN INTERNATIONAL INC
7602 | Permanently Closed | 1998-04-06 06:00 | 1975-01-01 06:00 | 1998-04-20 06:00 | Petroleum | Unleaded gasoline | Unleaded gasoline | Local government | Steel | Steel |  |  | Steel |  | 1901-01-01 06:00 | [15 empty] | UST Currently In Use: 0; UST Temp Close: 0; AST Currently In Use: 0; AST Temp Closed: 0 | 0 | 0 | 1 | 11161-033-002770 | COLBERT COUNTY COMMISSION
7603 | Permanently Closed | 1901-01-01 06:00 | 1977-01-01 06:00 | 1994-10-14 06:00 | Petroleum | Unleaded gasoline | Unleaded gasoline | Local government | Steel | Steel |  |  | Steel |  | 1901-01-01 06:00 | [15 empty] | UST Currently In Use: 0; UST Temp Close: 0; AST Currently In Use: 0; AST Temp Closed: 0 | 0 | 0 | 1 | 11161-033-013841 | COLBERT COUNTY COMMISSION
7604 | Cannot Locate or abandoned | 1991-07-01 06:00 | 1969-01-01 06:00 |  | Petroleum | Unleaded gasoline | Unleaded gasoline |  | Steel | Steel |  |  | Steel |  | 1901-01-01 06:00 | [15 empty] | UST Currently In Use: 0; UST Temp Close: 0; AST Currently In Use: 0; AST Temp Closed: 0 | 0 | 0 | 0 | 11162-043-012928 | COLD SPRINGS GROCERY
7605 | Cannot Locate or abandoned | 1991-07-01 06:00 | 1969-01-01 06:00 |  | Petroleum | Unleaded gasoline | Unleaded gasoline |  | Steel | Steel |  |  | Steel |  | 1901-01-01 06:00 | [15 empty] | UST Currently In Use: 0; UST Temp Close: 0; AST Currently In Use: 0; AST Temp Closed: 0 | 0 | 0 | 0 | 11162-043-012928 | COLD SPRINGS GROCERY
7606 | Cannot Locate or abandoned | 1991-07-01 06:00 | 1969-01-01 06:00 |  | Petroleum | Unleaded gasoline | Unleaded gasoline |  | Steel | Steel |  |  | Steel |  | 1901-01-01 06:00 | [15 empty] | UST Currently In Use: 0; UST Temp Close: 0; AST Currently In Use: 0; AST Temp Closed: 0 | 0 | 0 | 0 | 11162-043-012928 | COLD SPRINGS GROCERY
7607 | Permanently Closed | 1993-02-04 06:00 | 1976-01-01 06:00 | 1993-02-04 06:00 | Petroleum | Unleaded gasoline | Unleaded gasoline |  | Steel | Steel |  | Painted or None | Steel |  | 1901-01-01 06:00 | [15 empty] | UST Currently In Use: 0; UST Temp Close: 0; AST Currently In Use: 0; AST Temp Closed: 0 | 0 | 0 | 1 | 11163-117-007058 | COLE HALL LUMBER CO
7608 | Permanently Closed | 1998-09-23 06:00 | 1974-01-01 06:00 | 1998-09-23 06:00 | Petroleum | Unleaded gasoline | Unleaded gasoline |  | Steel | Steel |  |  |  |  | 1901-01-01 06:00 | [15 empty] | UST Currently In Use: 0; UST Temp Close: 0; AST Currently In Use: 0; AST Temp Closed: 0 | 0 | 0 | 3 | 11164-045-002274 | COLEMAN AMERICAN MOVING SERVICES
7609 | Permanently Closed | 1998-09-23 06:00 | 1974-01-01 06:00 | 1998-09-23 06:00 | Petroleum | Unleaded gasoline | Unleaded gasoline |  | Steel | Steel |  |  |  |  | 1901-01-01 06:00 | [15 empty] | UST Currently In Use: 0; UST Temp Close: 0; AST Currently In Use: 0; AST Temp Closed: 0 | 0 | 0 | 3 | 11164-045-002274 | COLEMAN AMERICAN MOVING SERVICES
7610 | Permanently Closed | 1998-09-23 06:00 | 1979-01-01 06:00 | 1998-09-23 06:00 | Petroleum | On road diesel | On road diesel |  | Steel | Steel |  | Painted or None | Steel |  | 1901-01-01 06:00 | [15 empty] | UST Currently In Use: 0; UST Temp Close: 0; AST Currently In Use: 0; AST Temp Closed: 0 | 0 | 0 | 3 | 11164-045-002274 | COLEMAN AMERICAN MOVING SERVICES
7611 | Permanently Closed | 1992-01-02 06:00 | 1973-01-01 06:00 | 1999-01-02 06:00 | Petroleum | Unleaded gasoline | Unleaded gasoline |  | Steel | Steel |  | Painted or None | Steel |  | 1901-01-01 06:00 | [15 empty] | UST Currently In Use: 0; UST Temp Close: 0; AST Currently In Use: 0; AST Temp Closed: 0 | 0 | 0 | 1 | 11164-055-004877 | COLEMAN AMERICAN MOVING SERVICES
7612 | Permanently Closed | 1998-09-18 06:00 | 1963-01-01 06:00 | 1998-09-18 06:00 | Petroleum | Unleaded gasoline | Unleaded gasoline |  | Steel | Steel |  |  |  |  | 1901-01-01 06:00 | [15 empty] | UST Currently In Use: 0; UST Temp Close: 0; AST Currently In Use: 0; AST Temp Closed: 0 | 0 | 0 | 2 | 11164-069-004879 | COLEMAN AMERICAN MOVING SERVICES
7613 | Permanently Closed | 1998-09-18 06:00 | 1978-01-01 06:00 | 1998-09-18 06:00 | Petroleum | On road diesel | On road diesel |  | Steel | Steel |  |  |  |  | 1901-01-01 06:00 | [15 empty] | UST Currently In Use: 0; UST Temp Close: 0; AST Currently In Use: 0; AST Temp Closed: 0 | 0 | 0 | 2 | 11164-069-004879 | COLEMAN AMERICAN MOVING SERVICES
7614 | Permanently Closed | 1901-01-01 06:00 | 1959-01-01 06:00 | 1988-09-30 06:00 | Petroleum | Used oil | Used oil | [5 empty] | Steel |  | 1901-01-01 06:00 | [15 empty] | UST Currently In Use: 0; UST Temp Close: 0; AST Currently In Use: 0; AST Temp Closed: 0 | 0 | 0 | 1 | 11164-089-004876 | COLEMAN AMERICAN MOVING SERVICES
7615 | Permanently Closed | 1901-01-01 06:00 | 1963-01-01 06:00 | 1988-11-18 06:00 | Petroleum | Unleaded gasoline | Unleaded gasoline |  | Steel | Steel |  |  | Steel |  | 1901-01-01 06:00 | [15 empty] | UST Currently In Use: 0; UST Temp Close: 0; AST Currently In Use: 0; AST Temp Closed: 0 | 0 | 0 | 1 | 11164-097-004880 | COLEMAN AMERICAN MOVING SERVICES
7616 | Permanently Closed | 1992-12-28 06:00 | 1959-01-01 06:00 | 1998-12-28 06:00 | Petroleum | Unleaded gasoline | Unleaded gasoline | Industrial | Steel | Steel |  |  | Steel |  | 1901-01-01 06:00 | [15 empty] | UST Currently In Use: 0; UST Temp Close: 0; AST Currently In Use: 0; AST Temp Closed: 0 | 0 | 0 | 1 | 11164-101-004878 | COLEMAN AMERICAN MOVING SERVICES
7617 | Permanently Closed | 1993-02-08 06:00 | 1984-01-01 06:00 | 1993-02-08 06:00 | Petroleum | Used oil | Used oil |  | Steel | Steel |  |  | Fiberglass reinforced plastic |  | 1901-01-01 06:00 | [15 empty] | UST Currently In Use: 0; UST Temp Close: 0; AST Currently In Use: 0; AST Temp Closed: 0 | 0 | 0 | 1 | 11166-051-000752 | COLLIER FORD
7618 | Permanently Closed | 1997-02-01 06:00 | 1981-06-01 06:00 | 1997-02-06 06:00 | Petroleum | Unleaded gasoline | Unleaded gasoline | Retail | Steel | Steel |  | Painted or None | Steel |  | 1901-01-01 06:00 |  | Catchment Basin, Single walled catchment basin | Automatic shutoff device At 95% full | Automatic shutoff device At 95% full |  |  | Statistical Inventory Reconciliation (SIR) | [5 empty] | Annual line testing, Statistical inventory reconciliation (SIR) | Statistical inventory reconciliation (SIR) |  | UST Currently In Use: 0; UST Temp Close: 0; AST Currently In Use: 0; AST Temp Closed: 0 | 0 | 0 | 6 | 22673-045-000991 | JOHN GILLAND
7619 | Permanently Closed | 1997-02-01 06:00 | 1981-06-01 06:00 | 1997-02-06 06:00 | Petroleum | Unleaded gasoline | Unleaded gasoline | Retail | Steel | Steel |  | Painted or None | Steel |  | 1901-01-01 06:00 |  | Catchment Basin, Single walled catchment basin | Automatic shutoff device At 95% full | Automatic shutoff device At 95% full |  |  | Statistical Inventory Reconciliation (SIR) | [5 empty] | Annual line testing, Statistical inventory reconciliation (SIR) | Statistical inventory reconciliation (SIR) |  | UST Currently In Use: 0; UST Temp Close: 0; AST Currently In Use: 0; AST Temp Closed: 0 | 0 | 0 | 6 | 22673-045-000991 | JOHN GILLAND
7620 | Permanently Closed | 1997-02-01 06:00 | 1981-06-01 06:00 | 1997-02-06 06:00 | Petroleum | Unleaded gasoline | Unleaded gasoline | Retail | Steel | Steel |  | Painted or None | Steel |  | 1901-01-01 06:00 |  | Catchment Basin, Single walled catchment basin | Automatic shutoff device At 95% full | Automatic shutoff device At 95% full |  |  | Statistical Inventory Reconciliation (SIR) | [5 empty] | Annual line testing, Statistical inventory reconciliation (SIR) | Statistical inventory reconciliation (SIR) |  | UST Currently In Use: 0; UST Temp Close: 0; AST Currently In Use: 0; AST Temp Closed: 0 | 0 | 0 | 6 | 22673-045-000991 | JOHN GILLAND
7621 | Permanently Closed | 1997-02-01 06:00 | 1981-06-01 06:00 | 1997-02-06 06:00 | Petroleum | On road diesel | On road diesel | Retail | Steel | Steel |  | Painted or None | Steel |  | 1901-01-01 06:00 |  | Catchment Basin, Single walled catchment basin | Automatic shutoff device At 95% full | Automatic shutoff device At 95% full |  |  | Statistical Inventory Reconciliation (SIR) | [5 empty] | Statistical inventory reconciliation (SIR) | Statistical inventory reconciliation (SIR) |  | UST Currently In Use: 0; UST Temp Close: 0; AST Currently In Use: 0; AST Temp Closed: 0 | 0 | 0 | 6 | 22673-045-000991 | JOHN GILLAND
7622 | Permanently Closed | 2015-03-11 06:00 | 1971-01-01 06:00 | 2015-06-02 06:00 | Petroleum | Premium gasoline | Premium gasoline | Retail | Steel | Steel | Field installed cathodic protection |  | Steel |  | 1901-01-01 06:00 | Field installed cathodic protection | Catchment Basin, Single walled catchment basin | Automatic shutoff device At 95% full | Automatic shutoff device At 95% full |  |  | Statistical Inventory Reconciliation (SIR) | [8 empty] | UST Currently In Use: 0; UST Temp Close: 0; AST Currently In Use: 0; AST Temp Closed: 0 | 0 | 0 | 3 | 22772-045-004665 | MIDSTREAM FUEL SVC C/O MARTIN OP PTN
7623 | Permanently Closed | 2015-03-11 06:00 | 1971-01-01 06:00 | 2015-06-02 06:00 | Petroleum | Unleaded gasoline | Unleaded gasoline | Retail | Steel | Steel | Field installed cathodic protection |  | Steel |  | 1901-01-01 06:00 | Field installed cathodic protection | Catchment Basin, Single walled catchment basin | Automatic shutoff device At 95% full | Automatic shutoff device At 95% full |  |  | Statistical Inventory Reconciliation (SIR) | [8 empty] | UST Currently In Use: 0; UST Temp Close: 0; AST Currently In Use: 0; AST Temp Closed: 0 | 0 | 0 | 3 | 22772-045-004665 | MIDSTREAM FUEL SVC C/O MARTIN OP PTN
7624 | Permanently Closed | 2015-03-11 06:00 | 1971-01-01 06:00 | 2015-06-02 06:00 | Petroleum | On road diesel | On road diesel |  | Steel | Steel | Field installed cathodic protection |  | Steel |  | 1901-01-01 06:00 | Field installed cathodic protection | Catchment Basin, Single walled catchment basin | Automatic shutoff device At 95% full | Automatic shutoff device At 95% full |  |  | Statistical Inventory Reconciliation (SIR) | [8 empty] | UST Currently In Use: 0; UST Temp Close: 0; AST Currently In Use: 0; AST Temp Closed: 0 | 0 | 0 | 3 | 22772-045-004665 | MIDSTREAM FUEL SVC C/O MARTIN OP PTN
7625 | Temporary Closed | 2010-09-30 06:00 | 1973-01-01 06:00 |  | Petroleum | Unleaded gasoline | Unleaded gasoline | Retail | Steel | Steel | Coated & cathodic protection (sti-P3), Field installed cathodic protection |  | Steel |  |  | Field installed cathodic protection | Catchment Basin, Single walled catchment basin | [13 empty] | UST Currently In Use: 0; UST Temp Close: 3; AST Currently In Use: 0; AST Temp Closed: 0 | 0 | 3 | 0 | 19945-045-010109 | CAN VAN TRAN
7626 | Temporary Closed | 2010-09-30 06:00 | 1973-01-01 06:00 |  | Petroleum | Unleaded gasoline | Unleaded gasoline | Retail | Steel | Steel | Coated & cathodic protection (sti-P3), Field installed cathodic protection |  | Steel |  |  | Field installed cathodic protection | Catchment Basin, Single walled catchment basin | [13 empty] | UST Currently In Use: 0; UST Temp Close: 3; AST Currently In Use: 0; AST Temp Closed: 0 | 0 | 3 | 0 | 19945-045-010109 | CAN VAN TRAN
7627 | Temporary Closed | 2010-09-30 06:00 | 1973-01-01 06:00 |  | Petroleum | Unleaded gasoline | Unleaded gasoline | Retail | Steel | Steel | Coated & cathodic protection (sti-P3), Field installed cathodic protection |  | Steel |  |  | Field installed cathodic protection | Catchment Basin, Single walled catchment basin | [13 empty] | UST Currently In Use: 0; UST Temp Close: 3; AST Currently In Use: 0; AST Temp Closed: 0 | 0 | 3 | 0 | 19945-045-010109 | CAN VAN TRAN
7628 | Permanently Closed | 1993-02-23 06:00 | 1989-01-01 06:00 | 1993-02-03 06:00 | Petroleum | On road diesel | On road diesel |  | Steel | Steel |  |  | Steel |  | 1901-01-01 06:00 | [15 empty] | UST Currently In Use: 0; UST Temp Close: 0; AST Currently In Use: 0; AST Temp Closed: 0 | 0 | 0 | 1 | 11169-045-014620 | COLLIER OIL CO
7629 | Cannot Locate or abandoned | 1995-04-01 06:00 | 1987-01-01 06:00 |  | Petroleum | Unleaded gasoline | Unleaded gasoline |  | Steel | Steel |  | Painted or None | Steel |  | 1901-01-01 06:00 | [15 empty] | UST Currently In Use: 0; UST Temp Close: 0; AST Currently In Use: 0; AST Temp Closed: 0 | 0 | 0 | 0 | 19649-061-014266 | LARRY HACKER
7630 | Cannot Locate or abandoned | 2000-11-15 06:00 | 1976-01-01 06:00 |  | Petroleum | Unleaded gasoline | Unleaded gasoline |  | Steel | Steel |  |  | Steel |  | 1901-01-01 06:00 | [6 empty] | Statistical Inventory Reconciliation (SIR) | [8 empty] | UST Currently In Use: 0; UST Temp Close: 0; AST Currently In Use: 0; AST Temp Closed: 0 | 0 | 0 | 0 | 11171-001-008959 | COLLINS OIL CO
7631 | Cannot Locate or abandoned | 2000-11-15 06:00 | 1976-01-01 06:00 |  | Petroleum | Unleaded gasoline | Unleaded gasoline |  | Steel | Steel |  |  | Steel |  | 1901-01-01 06:00 | [6 empty] | Statistical Inventory Reconciliation (SIR) | [8 empty] | UST Currently In Use: 0; UST Temp Close: 0; AST Currently In Use: 0; AST Temp Closed: 0 | 0 | 0 | 0 | 11171-001-008959 | COLLINS OIL CO
7635 | Cannot Locate or abandoned | 2001-01-01 06:00 | 1982-01-01 06:00 |  | Petroleum | Unleaded gasoline | Unleaded gasoline | Retail | Steel | Steel |  | Painted or None | Steel |  | 1901-01-01 06:00 | [6 empty] | Statistical Inventory Reconciliation (SIR) | [8 empty] | UST Currently In Use: 0; UST Temp Close: 0; AST Currently In Use: 0; AST Temp Closed: 0 | 0 | 0 | 0 | 11171-047-004329 | COLLINS OIL CO
7636 | Cannot Locate or abandoned | 2001-01-01 06:00 | 1982-01-01 06:00 |  | Petroleum | Unleaded gasoline | Unleaded gasoline | Retail | Steel | Steel |  | Painted or None | Steel |  | 1901-01-01 06:00 | [6 empty] | Statistical Inventory Reconciliation (SIR) | [8 empty] | UST Currently In Use: 0; UST Temp Close: 0; AST Currently In Use: 0; AST Temp Closed: 0 | 0 | 0 | 0 | 11171-047-004329 | COLLINS OIL CO
7637 | Cannot Locate or abandoned | 1998-12-22 06:00 | 1968-01-01 06:00 |  | Petroleum | Unleaded gasoline | Unleaded gasoline | Retail | Steel | Steel |  | Painted or None | Steel |  | 1901-01-01 06:00 | [6 empty] | Statistical Inventory Reconciliation (SIR) | [8 empty] | UST Currently In Use: 0; UST Temp Close: 0; AST Currently In Use: 0; AST Temp Closed: 0 | 0 | 0 | 0 | 11171-047-004330 | COLLINS OIL CO
7638 | Cannot Locate or abandoned | 1998-12-22 06:00 | 1968-01-01 06:00 |  | Petroleum | Unleaded gasoline | Unleaded gasoline | Retail | Steel | Steel |  | Painted or None | Steel |  | 1901-01-01 06:00 | [6 empty] | Statistical Inventory Reconciliation (SIR) | [8 empty] | UST Currently In Use: 0; UST Temp Close: 0; AST Currently In Use: 0; AST Temp Closed: 0 | 0 | 0 | 0 | 11171-047-004330 | COLLINS OIL CO
7640 | Cannot Locate or abandoned | 1992-01-01 06:00 | 1976-01-01 06:00 |  | Petroleum | Unleaded gasoline | Unleaded gasoline | Retail | Steel | Steel |  |  | Steel |  | 1901-01-01 06:00 | [15 empty] | UST Currently In Use: 0; UST Temp Close: 0; AST Currently In Use: 0; AST Temp Closed: 0 | 0 | 0 | 0 | 11171-047-008960 | COLLINS OIL CO
7641 | Cannot Locate or abandoned | 1992-12-22 06:00 | 1976-01-01 06:00 |  | Petroleum | Unleaded gasoline | Unleaded gasoline | Retail | Steel | Steel |  |  | Steel |  | 1901-01-01 06:00 | [15 empty] | UST Currently In Use: 0; UST Temp Close: 0; AST Currently In Use: 0; AST Temp Closed: 0 | 0 | 0 | 0 | 11171-047-008960 | COLLINS OIL CO
7642 | Retired | 1983-01-01 06:00 | 1968-01-01 06:00 |  | Petroleum | Unleaded gasoline | Unleaded gasoline |  | Steel | Steel |  |  | Steel |  | 1901-01-01 06:00 | [15 empty] | UST Currently In Use: 0; UST Temp Close: 0; AST Currently In Use: 0; AST Temp Closed: 0 | 0 | 0 | 0 | 11171-047-008961 | COLLINS OIL CO
7643 | Retired | 1983-01-01 06:00 | 1968-01-01 06:00 |  | Petroleum | Unleaded gasoline | Unleaded gasoline |  | Steel | Steel |  |  | Steel |  | 1901-01-01 06:00 | [15 empty] | UST Currently In Use: 0; UST Temp Close: 0; AST Currently In Use: 0; AST Temp Closed: 0 | 0 | 0 | 0 | 11171-047-008961 | COLLINS OIL CO
7644 | Cannot Locate or abandoned | 1992-01-01 06:00 | 1968-01-01 06:00 |  | Petroleum | Unleaded gasoline | Unleaded gasoline | Retail | Steel | Steel |  |  | Steel |  | 1901-01-01 06:00 | [6 empty] | Statistical Inventory Reconciliation (SIR) | [8 empty] | UST Currently In Use: 0; UST Temp Close: 0; AST Currently In Use: 0; AST Temp Closed: 0 | 0 | 0 | 0 | 11171-001-008962 | COLLINS OIL CO
7645 | Cannot Locate or abandoned | 1992-01-01 06:00 | 1968-01-01 06:00 |  | Petroleum | Unleaded gasoline | Unleaded gasoline | Retail | Steel | Steel |  |  | Steel |  | 1901-01-01 06:00 | [6 empty] | Statistical Inventory Reconciliation (SIR) | [8 empty] | UST Currently In Use: 0; UST Temp Close: 0; AST Currently In Use: 0; AST Temp Closed: 0 | 0 | 0 | 0 | 11171-001-008962 | COLLINS OIL CO
7646 | Permanently Closed | 2002-01-28 06:00 | 1973-01-01 06:00 | 2002-01-28 06:00 | Petroleum | Unleaded gasoline | Unleaded gasoline |  | Steel | Steel |  |  | Steel |  | 1901-01-01 06:00 | [6 empty] | Statistical Inventory Reconciliation (SIR) | [8 empty] | UST Currently In Use: 0; UST Temp Close: 0; AST Currently In Use: 0; AST Temp Closed: 0 | 0 | 0 | 2 | 11171-047-008963 | COLLINS OIL CO
7647 | Permanently Closed | 2002-01-28 06:00 | 1973-01-01 06:00 | 2002-01-28 06:00 | Petroleum | Unleaded gasoline | Unleaded gasoline |  | Steel | Steel |  |  | Steel |  | 1901-01-01 06:00 | [6 empty] | Statistical Inventory Reconciliation (SIR) | [8 empty] | UST Currently In Use: 0; UST Temp Close: 0; AST Currently In Use: 0; AST Temp Closed: 0 | 0 | 0 | 2 | 11171-047-008963 | COLLINS OIL CO
7648 | Cannot Locate or abandoned | 2001-01-01 06:00 | 1968-01-01 06:00 |  | Petroleum | Unleaded gasoline | Unleaded gasoline |  | Steel | Steel |  |  | Steel |  | 1901-01-01 06:00 | [15 empty] | UST Currently In Use: 0; UST Temp Close: 0; AST Currently In Use: 0; AST Temp Closed: 0 | 0 | 0 | 0 | 11171-047-008964 | COLLINS OIL CO
7649 | Retired | 1983-01-01 06:00 | 1965-01-01 06:00 |  | Petroleum | Unleaded gasoline | Unleaded gasoline |  | Steel | Steel |  |  | Steel |  | 1901-01-01 06:00 | [15 empty] | UST Currently In Use: 0; UST Temp Close: 0; AST Currently In Use: 0; AST Temp Closed: 0 | 0 | 0 | 0 | 11171-047-008965 | COLLINS OIL CO
7650 | Retired | 1983-01-01 06:00 | 1965-01-01 06:00 |  | Petroleum | Unleaded gasoline | Unleaded gasoline |  | Steel | Steel |  |  | Steel |  | 1901-01-01 06:00 | [15 empty] | UST Currently In Use: 0; UST Temp Close: 0; AST Currently In Use: 0; AST Temp Closed: 0 | 0 | 0 | 0 | 11171-047-008965 | COLLINS OIL CO
7651 | Currently in Use |  | 1965-01-01 06:00 |  | Petroleum | Unleaded gasoline | Unleaded gasoline | Retail | Steel | Steel | Field installed cathodic protection |  | Steel |  |  | Field installed cathodic protection | Catchment Basin, Single walled catchment basin | Automatic shutoff device At 95% full | Automatic shutoff device At 95% full |  |  | Statistical Inventory Reconciliation (SIR) | [8 empty] | UST Currently In Use: 2; UST Temp Close: 0; AST Currently In Use: 0; AST Temp Closed: 0 | 2 | 0 | 0 | 23390-047-008966 | ABDUL ALMOJADID
7652 | Currently in Use |  | 1965-01-01 06:00 |  | Petroleum | Unleaded gasoline | Unleaded gasoline | Retail | Steel | Steel | Field installed cathodic protection |  | Steel |  |  | Field installed cathodic protection | Catchment Basin, Single walled catchment basin | Automatic shutoff device At 95% full | Automatic shutoff device At 95% full |  |  | Statistical Inventory Reconciliation (SIR) | [8 empty] | UST Currently In Use: 2; UST Temp Close: 0; AST Currently In Use: 0; AST Temp Closed: 0 | 2 | 0 | 0 | 23390-047-008966 | ABDUL ALMOJADID
7653 | Cannot Locate or abandoned | 1997-01-01 06:00 | 1968-01-01 06:00 |  | Petroleum | Unleaded gasoline | Unleaded gasoline |  | Steel | Steel |  | Painted or None | Steel |  | 1901-01-01 06:00 | [6 empty] | Statistical Inventory Reconciliation (SIR) | [8 empty] | UST Currently In Use: 0; UST Temp Close: 0; AST Currently In Use: 0; AST Temp Closed: 0 | 0 | 0 | 0 | 11171-047-008968 | COLLINS OIL CO
7654 | Cannot Locate or abandoned | 1997-01-01 06:00 | 1968-01-01 06:00 |  | Petroleum | Unleaded gasoline | Unleaded gasoline |  | Steel | Steel |  | Painted or None | Steel |  | 1901-01-01 06:00 | [6 empty] | Statistical Inventory Reconciliation (SIR) | [8 empty] | UST Currently In Use: 0; UST Temp Close: 0; AST Currently In Use: 0; AST Temp Closed: 0 | 0 | 0 | 0 | 11171-047-008968 | COLLINS OIL CO
7655 | Permanently Closed | 1989-11-29 06:00 | 1968-01-01 06:00 | 1989-11-29 06:00 | Petroleum | Unleaded gasoline | Unleaded gasoline |  | Steel | Steel |  | Painted or None |  |  | 1901-01-01 06:00 | [15 empty] | UST Currently In Use: 0; UST Temp Close: 0; AST Currently In Use: 0; AST Temp Closed: 0 | 0 | 0 | 2 | 11172-007-009167 | COLLINS TIRE CO
7656 | Permanently Closed | 1989-11-29 06:00 | 1968-01-01 06:00 | 1989-11-29 06:00 | Petroleum | Unleaded gasoline | Unleaded gasoline |  | Steel | Steel |  | Painted or None |  |  | 1901-01-01 06:00 | [15 empty] | UST Currently In Use: 0; UST Temp Close: 0; AST Currently In Use: 0; AST Temp Closed: 0 | 0 | 0 | 2 | 11172-007-009167 | COLLINS TIRE CO
7657 | Permanently Closed | 1991-05-01 06:00 | 1967-01-05 06:00 | 1993-06-23 06:00 | Petroleum | Used oil | Used oil |  | Steel | Steel |  | Painted or None | Steel |  | 1901-01-01 06:00 | [15 empty] | UST Currently In Use: 0; UST Temp Close: 0; AST Currently In Use: 0; AST Temp Closed: 0 | 0 | 0 | 3 | 11173-101-002247 | THE EARTHGRAINS CO
7658 | Permanently Closed | 1995-11-14 06:00 | 1967-01-05 06:00 | 1996-06-04 06:00 | Petroleum | Unleaded gasoline | Unleaded gasoline | Retail | Steel | Steel |  | Painted or None | Steel |  | 1901-01-01 06:00 | [15 empty] | UST Currently In Use: 0; UST Temp Close: 0; AST Currently In Use: 0; AST Temp Closed: 0 | 0 | 0 | 3 | 11173-101-002247 | THE EARTHGRAINS CO
7659 | Permanently Closed | 1995-11-14 06:00 | 1971-01-05 06:00 | 1996-06-04 06:00 | Petroleum | On road diesel | On road diesel | Retail | Fiberglass reinforced plastic | Fiberglass reinforced plastic |  |  |  |  | 1901-01-01 06:00 | [15 empty] | UST Currently In Use: 0; UST Temp Close: 0; AST Currently In Use: 0; AST Temp Closed: 0 | 0 | 0 | 3 | 11173-101-002247 | THE EARTHGRAINS CO
7660 | Permanently Closed | 1991-12-23 06:00 | 1975-01-01 06:00 | 1992-11-02 06:00 | Petroleum | Unleaded gasoline | Unleaded gasoline |  | Fiberglass reinforced plastic | Fiberglass reinforced plastic |  |  |  |  | 1901-01-01 06:00 | [15 empty] | UST Currently In Use: 0; UST Temp Close: 0; AST Currently In Use: 0; AST Temp Closed: 0 | 0 | 0 | 1 | 11174-039-006764 | THE EARTHGRAINS CO
7661 | Permanently Closed | 1997-07-25 06:00 | 1973-01-01 06:00 | 1997-07-29 06:00 | Petroleum | Unleaded gasoline | Unleaded gasoline | Retail | Fiberglass reinforced plastic | Fiberglass reinforced plastic |  |  | Fiberglass reinforced plastic |  | 1901-01-01 06:00 | None | [5 empty] | Manual Tank Gauging (only tanks 1000 gal. or less and 48” or 64” in diameter) | [5 empty] | Annual line testing | Annual line testing |  | UST Currently In Use: 0; UST Temp Close: 0; AST Currently In Use: 0; AST Temp Closed: 0 | 0 | 0 | 3 | 11174-069-006765 | THE EARTHGRAINS CO
7662 | Permanently Closed | 1997-07-25 06:00 | 1973-01-01 06:00 | 1997-07-29 06:00 | Petroleum | On road diesel | On road diesel | Retail | Fiberglass reinforced plastic | Fiberglass reinforced plastic |  |  | Fiberglass reinforced plastic |  | 1901-01-01 06:00 | None | [11 empty] | Annual line testing | Annual line testing |  | UST Currently In Use: 0; UST Temp Close: 0; AST Currently In Use: 0; AST Temp Closed: 0 | 0 | 0 | 3 | 11174-069-006765 | THE EARTHGRAINS CO
7663 | Permanently Closed | 1989-10-04 06:00 | 1961-01-01 06:00 | 1989-10-04 06:00 | Petroleum | Unleaded gasoline | Unleaded gasoline |  | Steel | Steel |  | Painted or None | Steel |  | 1901-01-01 06:00 | [15 empty] | UST Currently In Use: 0; UST Temp Close: 0; AST Currently In Use: 0; AST Temp Closed: 0 | 0 | 0 | 1 | 11176-033-002845 | COLONIAL BAKING CO
7664 | Permanently Closed | 1989-10-04 06:00 | 1965-01-01 06:00 | 1989-10-04 06:00 | Petroleum | Unleaded gasoline | Unleaded gasoline |  | Steel | Steel |  | Painted or None | Steel |  | 1901-01-01 06:00 | [15 empty] | UST Currently In Use: 0; UST Temp Close: 0; AST Currently In Use: 0; AST Temp Closed: 0 | 0 | 0 | 2 | 11176-089-002844 | COLONIAL BAKING CO
7665 | Permanently Closed | 1995-10-30 06:00 | 1978-07-01 06:00 | 1995-10-30 06:00 | Petroleum | On road diesel | On road diesel |  | Steel | Steel |  | Painted or None | Steel |  | 1901-01-01 06:00 | [12 empty] | Annual line testing | Annual line testing |  | UST Currently In Use: 0; UST Temp Close: 0; AST Currently In Use: 0; AST Temp Closed: 0 | 0 | 0 | 2 | 11176-089-002844 | COLONIAL BAKING CO
7666 | Permanently Closed | 1994-12-01 06:00 | 1975-01-01 06:00 | 1997-03-18 06:00 | Petroleum | Unleaded gasoline | Unleaded gasoline | Bulk facility | Steel | Steel |  | Painted or None | Steel |  | 1901-01-01 06:00 | [15 empty] | UST Currently In Use: 0; UST Temp Close: 0; AST Currently In Use: 0; AST Temp Closed: 0 | 0 | 0 | 2 | 11177-097-009401 | COLONIAL BAKING CO
7667 | Permanently Closed | 1994-12-01 06:00 | 1977-01-01 06:00 | 1997-03-18 06:00 | Petroleum | On road diesel | On road diesel | Bulk facility | Steel | Steel |  | Painted or None | Steel |  | 1901-01-01 06:00 | [15 empty] | UST Currently In Use: 0; UST Temp Close: 0; AST Currently In Use: 0; AST Temp Closed: 0 | 0 | 0 | 2 | 11177-097-009401 | COLONIAL BAKING CO
7668 | Currently in Use |  | 1983-01-01 06:00 |  | Petroleum | Aviation fuel (JP-4; etc.) | Aviation fuel (JP-4; etc.) | Industrial | Fiberglass reinforced plastic | Fiberglass reinforced plastic |  |  | Fiberglass reinforced plastic |  | 1901-01-01 06:00 |  | Catchment Basin, Single walled catchment basin | Audible high level alarm At 90% full | Audible high level alarm At 90% full |  |  | Continuous Automatic Tank Gauge |  | Automatic flow restrictor (MLLD) | Automatic flow restrictor (MLLD) |  |  | Annual line testing | Annual line testing |  | UST Currently In Use: 1; UST Temp Close: 0; AST Currently In Use: 0; AST Temp Closed: 0 | 1 | 0 | 0 | 23466-101-002369 | Kelly Aero, LLC
7669 | Retired | 1979-08-01 06:00 | 1970-01-01 06:00 |  | Petroleum | Unleaded gasoline | Unleaded gasoline |  | Steel | Steel |  |  | Steel |  | 1901-01-01 06:00 | [15 empty] | UST Currently In Use: 0; UST Temp Close: 0; AST Currently In Use: 0; AST Temp Closed: 0 | 0 | 0 | 0 | 11179-081-013130 | COLONIAL PROPERTIES
7670 | Retired | 1979-08-01 06:00 | 1970-01-01 06:00 |  | Petroleum | Unleaded gasoline | Unleaded gasoline |  | Steel | Steel |  |  | Steel |  | 1901-01-01 06:00 | [15 empty] | UST Currently In Use: 0; UST Temp Close: 0; AST Currently In Use: 0; AST Temp Closed: 0 | 0 | 0 | 0 | 11179-081-013130 | COLONIAL PROPERTIES
7671 | Retired | 1979-08-01 06:00 | 1970-01-01 06:00 |  | Petroleum | Unleaded gasoline | Unleaded gasoline |  | Steel | Steel |  |  | Steel |  | 1901-01-01 06:00 | [15 empty] | UST Currently In Use: 0; UST Temp Close: 0; AST Currently In Use: 0; AST Temp Closed: 0 | 0 | 0 | 0 | 11179-081-013130 | COLONIAL PROPERTIES
7672 | Retired | 1979-08-01 06:00 | 1970-01-01 06:00 |  | Petroleum | Unleaded gasoline | Unleaded gasoline |  | Steel | Steel |  |  | Steel |  | 1901-01-01 06:00 | [15 empty] | UST Currently In Use: 0; UST Temp Close: 0; AST Currently In Use: 0; AST Temp Closed: 0 | 0 | 0 | 0 | 11179-081-013130 | COLONIAL PROPERTIES
7673 | Retired | 1988-08-08 06:00 | 1970-01-01 06:00 |  | Petroleum | Used oil | Used oil |  | Steel | Steel |  |  | Steel |  | 1901-01-01 06:00 | [15 empty] | UST Currently In Use: 0; UST Temp Close: 0; AST Currently In Use: 0; AST Temp Closed: 0 | 0 | 0 | 0 | 11179-081-013130 | COLONIAL PROPERTIES
7674 | Permanently Closed | 1997-01-01 06:00 | 1969-01-01 06:00 | 1997-06-09 06:00 | Petroleum | Unleaded gasoline | Unleaded gasoline | Retail | Steel | Steel |  |  | Steel |  | 1901-01-01 06:00 | [12 empty] | Annual line testing | Annual line testing |  | UST Currently In Use: 0; UST Temp Close: 0; AST Currently In Use: 0; AST Temp Closed: 0 | 0 | 0 | 1 | 11180-101-001659 | COLONIAL ROOFING CO INC
7675 | Permanently Closed | 1984-01-01 06:00 | 1971-06-28 06:00 |  | Petroleum | On road diesel | On road diesel |  | Steel | Steel |  | Painted or None | Steel |  | 1901-01-01 06:00 | [15 empty] | UST Currently In Use: 0; UST Temp Close: 0; AST Currently In Use: 2; AST Temp Closed: 0 | 0 | 0 | 5 | 11181-097-001940 | COLONIAL TRAILWAYS INC
7676 | Permanently Closed | 1992-08-18 06:00 | 1971-06-28 06:00 | 1992-08-18 06:00 | Petroleum | Unleaded gasoline | Unleaded gasoline |  | Steel | Steel |  | Painted or None | Steel |  | 1901-01-01 06:00 | [15 empty] | UST Currently In Use: 0; UST Temp Close: 0; AST Currently In Use: 2; AST Temp Closed: 0 | 0 | 0 | 5 | 11181-097-001940 | COLONIAL TRAILWAYS INC
7677 | Permanently Closed | 1992-08-18 06:00 | 1971-06-28 06:00 | 1992-08-18 06:00 | Petroleum | Used oil | Used oil |  | Steel | Steel |  | Painted or None | Steel |  | 1901-01-01 06:00 | [15 empty] | UST Currently In Use: 0; UST Temp Close: 0; AST Currently In Use: 2; AST Temp Closed: 0 | 0 | 0 | 5 | 11181-097-001940 | COLONIAL TRAILWAYS INC
7678 | Permanently Closed | 1978-09-01 06:00 | 1959-01-01 06:00 | 1988-01-01 06:00 | Petroleum | Unleaded gasoline | Unleaded gasoline |  | Steel | Steel |  |  | Steel |  | 1901-01-01 06:00 | [15 empty] | UST Currently In Use: 0; UST Temp Close: 0; AST Currently In Use: 0; AST Temp Closed: 0 | 0 | 0 | 3 | 11182-003-003306 | COLONY CONDO OWNERS ASSN INC
7679 | Permanently Closed | 1978-09-01 06:00 | 1959-01-01 06:00 | 1988-01-01 06:00 | Petroleum | Unleaded gasoline | Unleaded gasoline |  | Steel | Steel |  |  | Steel |  | 1901-01-01 06:00 | [15 empty] | UST Currently In Use: 0; UST Temp Close: 0; AST Currently In Use: 0; AST Temp Closed: 0 | 0 | 0 | 3 | 11182-003-003306 | COLONY CONDO OWNERS ASSN INC
7680 | Permanently Closed | 1978-09-01 06:00 | 1964-01-01 06:00 | 1988-01-01 06:00 | Petroleum | Unleaded gasoline | Unleaded gasoline |  | Steel | Steel |  |  | Steel |  | 1901-01-01 06:00 | [15 empty] | UST Currently In Use: 0; UST Temp Close: 0; AST Currently In Use: 0; AST Temp Closed: 0 | 0 | 0 | 3 | 11182-003-003306 | COLONY CONDO OWNERS ASSN INC
7681 | Cannot Locate or abandoned | 1998-12-22 06:00 | 1959-01-01 06:00 |  | Petroleum | Unleaded gasoline | Unleaded gasoline | Retail | Steel | Steel |  | Painted or None | Steel |  | 1901-01-01 06:00 | [15 empty] | UST Currently In Use: 0; UST Temp Close: 0; AST Currently In Use: 0; AST Temp Closed: 0 | 0 | 0 | 0 | 11184-031-008227 | MORGAN W COLQUETT ESTATE
7682 | Cannot Locate or abandoned | 1998-12-22 06:00 | 1959-01-01 06:00 |  | Petroleum | Unleaded gasoline | Unleaded gasoline | Retail | Steel | Steel |  | Painted or None | Steel |  | 1901-01-01 06:00 | [15 empty] | UST Currently In Use: 0; UST Temp Close: 0; AST Currently In Use: 0; AST Temp Closed: 0 | 0 | 0 | 0 | 11184-031-008227 | MORGAN W COLQUETT ESTATE
7683 | Cannot Locate or abandoned | 1998-12-22 06:00 | 1979-01-01 06:00 |  | Petroleum | Unleaded gasoline | Unleaded gasoline | Retail | Steel | Steel |  | Painted or None | Steel |  | 1901-01-01 06:00 | [15 empty] | UST Currently In Use: 0; UST Temp Close: 0; AST Currently In Use: 0; AST Temp Closed: 0 | 0 | 0 | 0 | 11184-031-008227 | MORGAN W COLQUETT ESTATE
7684 | Cannot Locate or abandoned | 1998-12-22 06:00 | 1979-01-01 06:00 |  | Petroleum | Unleaded gasoline | Unleaded gasoline | Retail | Steel | Steel |  | Painted or None | Steel |  | 1901-01-01 06:00 | [15 empty] | UST Currently In Use: 0; UST Temp Close: 0; AST Currently In Use: 0; AST Temp Closed: 0 | 0 | 0 | 0 | 11184-031-008227 | MORGAN W COLQUETT ESTATE
7685 | Cannot Locate or abandoned | 1998-12-22 06:00 | 1979-01-01 06:00 |  | Petroleum | On road diesel | On road diesel | Retail | Steel | Steel |  | Painted or None | Steel |  | 1901-01-01 06:00 | [15 empty] | UST Currently In Use: 0; UST Temp Close: 0; AST Currently In Use: 0; AST Temp Closed: 0 | 0 | 0 | 0 | 11184-031-008227 | MORGAN W COLQUETT ESTATE
7686 | Permanently Closed | 1996-07-01 06:00 | 1976-01-01 06:00 |  | Petroleum | On road diesel | On road diesel | Retail | Steel | Steel |  | Painted or None | Steel |  | 1901-01-01 06:00 | [15 empty] | UST Currently In Use: 3; UST Temp Close: 0; AST Currently In Use: 0; AST Temp Closed: 0 | 3 | 0 | 3 | 25171-031-008236 | OM1414
7687 | Permanently Closed | 1996-07-01 06:00 | 1976-01-01 06:00 |  | Petroleum | Unleaded gasoline | Unleaded gasoline | Retail | Steel | Steel |  | Painted or None | Steel |  | 1901-01-01 06:00 | [15 empty] | UST Currently In Use: 3; UST Temp Close: 0; AST Currently In Use: 0; AST Temp Closed: 0 | 3 | 0 | 3 | 25171-031-008236 | OM1414
7688 | Permanently Closed | 1996-07-01 06:00 | 1976-01-01 06:00 |  | Petroleum | Unleaded gasoline | Unleaded gasoline | Retail | Steel | Steel |  | Painted or None | Steel |  | 1901-01-01 06:00 | [15 empty] | UST Currently In Use: 3; UST Temp Close: 0; AST Currently In Use: 0; AST Temp Closed: 0 | 3 | 0 | 3 | 25171-031-008236 | OM1414
7689 | Permanently Closed | 1998-12-22 06:00 | 1980-01-01 06:00 | 1999-12-22 06:00 | Petroleum | Unleaded gasoline | Unleaded gasoline | Retail | Steel | Steel |  | Painted or None | Steel |  | 1901-01-01 06:00 | [15 empty] | UST Currently In Use: 0; UST Temp Close: 0; AST Currently In Use: 0; AST Temp Closed: 0 | 0 | 0 | 3 | 11184-031-008239 | MORGAN W COLQUETT ESTATE
7690 | Permanently Closed | 1998-12-22 06:00 | 1967-01-01 06:00 | 1999-12-22 06:00 | Petroleum | Unleaded gasoline | Unleaded gasoline | Retail | Steel | Steel |  | Painted or None | Steel |  | 1901-01-01 06:00 | [15 empty] | UST Currently In Use: 0; UST Temp Close: 0; AST Currently In Use: 0; AST Temp Closed: 0 | 0 | 0 | 3 | 11184-031-008239 | MORGAN W COLQUETT ESTATE
7691 | Permanently Closed | 1998-12-22 06:00 | 1967-01-01 06:00 | 1999-12-22 06:00 | Petroleum | Unleaded gasoline | Unleaded gasoline | Retail | Steel | Steel |  | Painted or None | Steel |  | 1901-01-01 06:00 | [15 empty] | UST Currently In Use: 0; UST Temp Close: 0; AST Currently In Use: 0; AST Temp Closed: 0 | 0 | 0 | 3 | 11184-031-008239 | MORGAN W COLQUETT ESTATE
7692 | Permanently Closed | 1998-12-22 06:00 | 1976-01-01 06:00 | 1999-05-25 06:00 | Petroleum | Unleaded gasoline | Unleaded gasoline | Retail | Steel | Steel |  | Painted or None | Steel |  | 1901-01-01 06:00 | [15 empty] | UST Currently In Use: 0; UST Temp Close: 0; AST Currently In Use: 0; AST Temp Closed: 0 | 0 | 0 | 2 | 11184-031-008240 | MORGAN W COLQUETT ESTATE
7693 | Permanently Closed | 1998-12-22 06:00 | 1967-01-01 06:00 | 1999-05-25 06:00 | Petroleum | Unleaded gasoline | Unleaded gasoline | Retail | Steel | Steel |  | Painted or None | Steel |  | 1901-01-01 06:00 | [15 empty] | UST Currently In Use: 0; UST Temp Close: 0; AST Currently In Use: 0; AST Temp Closed: 0 | 0 | 0 | 2 | 11184-031-008240 | MORGAN W COLQUETT ESTATE
7694 | Permanently Closed | 1989-02-01 06:00 | 1974-01-01 06:00 | 1989-02-01 06:00 | Petroleum | Unleaded gasoline | Unleaded gasoline |  | Steel | Steel |  | Painted or None | Steel |  | 1901-01-01 06:00 | [15 empty] | UST Currently In Use: 0; UST Temp Close: 0; AST Currently In Use: 0; AST Temp Closed: 0 | 0 | 0 | 2 | 11184-031-008243 | MORGAN W COLQUETT ESTATE
7695 | Permanently Closed | 1989-02-01 06:00 | 1974-01-01 06:00 | 1989-02-01 06:00 | Petroleum | Unleaded gasoline | Unleaded gasoline |  | Steel | Steel |  | Painted or None | Steel |  | 1901-01-01 06:00 | [15 empty] | UST Currently In Use: 0; UST Temp Close: 0; AST Currently In Use: 0; AST Temp Closed: 0 | 0 | 0 | 2 | 11184-031-008243 | MORGAN W COLQUETT ESTATE
7696 | Permanently Closed | 1988-12-20 06:00 | 1980-01-01 06:00 | 1988-12-20 06:00 | Petroleum | Unleaded gasoline | Unleaded gasoline |  | Steel | Steel |  | Painted or None | Steel |  | 1901-01-01 06:00 | [15 empty] | UST Currently In Use: 0; UST Temp Close: 0; AST Currently In Use: 0; AST Temp Closed: 0 | 0 | 0 | 5 | 11184-031-008730 | MORGAN W COLQUETT ESTATE
7697 | Permanently Closed | 1988-12-20 06:00 | 1970-01-01 06:00 | 1988-12-20 06:00 | Petroleum | Unleaded gasoline | Unleaded gasoline |  | Steel | Steel |  |  | Steel |  | 1901-01-01 06:00 | [15 empty] | UST Currently In Use: 0; UST Temp Close: 0; AST Currently In Use: 0; AST Temp Closed: 0 | 0 | 0 | 5 | 11184-031-008730 | MORGAN W COLQUETT ESTATE
7698 | Permanently Closed | 1988-12-20 06:00 | 1970-01-01 06:00 | 1988-12-20 06:00 | Petroleum | Unleaded gasoline | Unleaded gasoline |  | Steel | Steel |  |  | Steel |  | 1901-01-01 06:00 | [15 empty] | UST Currently In Use: 0; UST Temp Close: 0; AST Currently In Use: 0; AST Temp Closed: 0 | 0 | 0 | 5 | 11184-031-008730 | MORGAN W COLQUETT ESTATE
7699 | Permanently Closed | 1988-12-20 06:00 | 1980-01-01 06:00 | 1988-12-20 06:00 | Petroleum | Unleaded gasoline | Unleaded gasoline |  | Steel | Steel |  | Painted or None | Steel |  | 1901-01-01 06:00 | [15 empty] | UST Currently In Use: 0; UST Temp Close: 0; AST Currently In Use: 0; AST Temp Closed: 0 | 0 | 0 | 5 | 11184-031-008730 | MORGAN W COLQUETT ESTATE
7700 | Permanently Closed | 1988-12-20 06:00 | 1980-01-01 06:00 | 1988-12-20 06:00 | Petroleum | On road diesel | On road diesel |  | Steel | Steel |  | Painted or None | Steel |  | 1901-01-01 06:00 | [15 empty] | UST Currently In Use: 0; UST Temp Close: 0; AST Currently In Use: 0; AST Temp Closed: 0 | 0 | 0 | 5 | 11184-031-008730 | MORGAN W COLQUETT ESTATE
7701 | Cannot Locate or abandoned | 1998-12-21 06:00 | 1976-01-01 06:00 |  | Petroleum | Unleaded gasoline | Unleaded gasoline |  | Steel | Steel |  | Painted or None | Steel |  | 1901-01-01 06:00 | [15 empty] | UST Currently In Use: 0; UST Temp Close: 0; AST Currently In Use: 0; AST Temp Closed: 0 | 0 | 0 | 0 | 11184-035-008249 | MORGAN W COLQUETT ESTATE
7702 | Cannot Locate or abandoned | 1998-12-21 06:00 | 1976-01-01 06:00 |  | Petroleum | Unleaded gasoline | Unleaded gasoline |  | Steel | Steel |  | Painted or None | Steel |  | 1901-01-01 06:00 | [15 empty] | UST Currently In Use: 0; UST Temp Close: 0; AST Currently In Use: 0; AST Temp Closed: 0 | 0 | 0 | 0 | 11184-035-008249 | MORGAN W COLQUETT ESTATE
7703 | Permanently Closed | 2007-07-01 06:00 | 1976-01-01 06:00 | 2008-07-17 06:00 | Petroleum | Unleaded gasoline | Unleaded gasoline | Retail | Steel | Steel | Field installed cathodic protection | Painted or None | Steel |  | 1901-01-01 06:00 | Field installed cathodic protection | Catchment Basin, Single walled catchment basin | Automatic shutoff device At 95% full | Automatic shutoff device At 95% full |  |  | Statistical Inventory Reconciliation (SIR) | [8 empty] | UST Currently In Use: 0; UST Temp Close: 0; AST Currently In Use: 0; AST Temp Closed: 0 | 0 | 0 | 4 | 21406-039-007503 | R&M OIL & GAS COMPANY INC
7704 | Permanently Closed | 2007-07-01 06:00 | 1976-01-01 06:00 | 2008-07-17 06:00 | Petroleum | Mid-grade gasoline | Mid-grade gasoline | Retail | Steel | Steel | Field installed cathodic protection | Painted or None | Steel |  | 1901-01-01 06:00 | Field installed cathodic protection | Catchment Basin, Single walled catchment basin | Automatic shutoff device At 95% full | Automatic shutoff device At 95% full |  |  | Statistical Inventory Reconciliation (SIR) | [8 empty] | UST Currently In Use: 0; UST Temp Close: 0; AST Currently In Use: 0; AST Temp Closed: 0 | 0 | 0 | 4 | 21406-039-007503 | R&M OIL & GAS COMPANY INC
7705 | Permanently Closed | 2007-07-01 06:00 | 1976-01-01 06:00 | 2008-07-17 06:00 | Petroleum | Premium gasoline | Premium gasoline | Retail | Steel | Steel | Field installed cathodic protection | Painted or None | Steel |  | 1901-01-01 06:00 | Field installed cathodic protection | Catchment Basin, Single walled catchment basin | Automatic shutoff device At 95% full | Automatic shutoff device At 95% full |  |  | Statistical Inventory Reconciliation (SIR) | [8 empty] | UST Currently In Use: 0; UST Temp Close: 0; AST Currently In Use: 0; AST Temp Closed: 0 | 0 | 0 | 4 | 21406-039-007503 | R&M OIL & GAS COMPANY INC
7706 | Permanently Closed | 2007-07-01 06:00 | 1988-01-01 06:00 | 2008-07-17 06:00 | Petroleum | On road diesel | On road diesel | Retail | Steel | Steel | Coated & cathodic protection (sti-P3), Field installed cathodic protection |  | Steel |  | 1901-01-01 06:00 | Field installed cathodic protection | Catchment Basin, Single walled catchment basin | Automatic shutoff device At 95% full, Flow Rest 90% Full | Flow Rest 90% Full | [11 empty] | UST Currently In Use: 0; UST Temp Close: 0; AST Currently In Use: 0; AST Temp Closed: 0 | 0 | 0 | 4 | 21406-039-007503 | R&M OIL & GAS COMPANY INC
7707 | Permanently Closed | 1901-01-01 06:00 | 1980-01-01 06:00 | 1988-12-15 06:00 | Petroleum | Other, OTHER | Other |  | Steel | Steel |  | Painted or None | Steel |  | 1901-01-01 06:00 | [15 empty] | UST Currently In Use: 0; UST Temp Close: 0; AST Currently In Use: 0; AST Temp Closed: 0 | 0 | 0 | 3 | 11184-039-008200 | MORGAN W COLQUETT ESTATE
7708 | Permanently Closed | 1901-01-01 06:00 | 1969-01-01 06:00 | 1988-12-15 06:00 | Petroleum | Other, OTHER | Other |  | Steel | Steel |  | Painted or None | Steel |  | 1901-01-01 06:00 | [15 empty] | UST Currently In Use: 0; UST Temp Close: 0; AST Currently In Use: 0; AST Temp Closed: 0 | 0 | 0 | 3 | 11184-039-008200 | MORGAN W COLQUETT ESTATE
7709 | Permanently Closed | 1901-01-01 06:00 | 1969-01-01 06:00 | 1988-12-15 06:00 | Petroleum | Other, OTHER | Other |  | Steel | Steel |  | Painted or None | Steel |  | 1901-01-01 06:00 | [15 empty] | UST Currently In Use: 0; UST Temp Close: 0; AST Currently In Use: 0; AST Temp Closed: 0 | 0 | 0 | 3 | 11184-039-008200 | MORGAN W COLQUETT ESTATE
7710 | Permanently Closed | 1989-08-21 06:00 | 1964-01-01 06:00 | 1989-08-21 06:00 | Petroleum | Unleaded gasoline | Unleaded gasoline |  | Steel | Steel |  | Painted or None | Steel |  | 1901-01-01 06:00 | [15 empty] | UST Currently In Use: 0; UST Temp Close: 4; AST Currently In Use: 0; AST Temp Closed: 0 | 0 | 4 | 5 | 25797-039-008226 | KYLE COLQUETT
7711 | Permanently Closed | 1989-08-21 06:00 | 1964-01-01 06:00 | 1989-08-21 06:00 | Petroleum | Unleaded gasoline | Unleaded gasoline |  | Steel | Steel |  | Painted or None | Steel |  | 1901-01-01 06:00 | [15 empty] | UST Currently In Use: 0; UST Temp Close: 4; AST Currently In Use: 0; AST Temp Closed: 0 | 0 | 4 | 5 | 25797-039-008226 | KYLE COLQUETT
7712 | Permanently Closed | 1989-08-21 06:00 | 1964-01-01 06:00 | 1989-08-21 06:00 | Petroleum | Unleaded gasoline | Unleaded gasoline |  | Steel | Steel |  | Painted or None | Steel |  | 1901-01-01 06:00 | [15 empty] | UST Currently In Use: 0; UST Temp Close: 4; AST Currently In Use: 0; AST Temp Closed: 0 | 0 | 4 | 5 | 25797-039-008226 | KYLE COLQUETT
7713 | Permanently Closed | 1989-08-21 06:00 | 1981-01-01 06:00 | 1989-08-21 06:00 | Petroleum | On road diesel | On road diesel |  | Steel | Steel |  | Painted or None | Steel |  | 1901-01-01 06:00 | [15 empty] | UST Currently In Use: 0; UST Temp Close: 4; AST Currently In Use: 0; AST Temp Closed: 0 | 0 | 4 | 5 | 25797-039-008226 | KYLE COLQUETT
7714 | Temporary Closed | 2001-12-31 06:00 | 1989-09-19 06:00 |  | Petroleum | Unleaded gasoline | Unleaded gasoline | Retail | Steel | Steel | Coated & cathodic protection (sti-P3) |  | Fiberglass reinforced plastic |  |  | None | Catchment Basin, Single walled catchment basin | Flow Rest 90% Full | Flow Rest 90% Full |  |  | Statistical Inventory Reconciliation (SIR) | [8 empty] | UST Currently In Use: 0; UST Temp Close: 4; AST Currently In Use: 0; AST Temp Closed: 0 | 0 | 4 | 5 | 25797-039-008226 | KYLE COLQUETT
7715 | Temporary Closed | 2001-12-31 06:00 | 1989-09-19 06:00 |  | Petroleum | Unleaded gasoline | Unleaded gasoline | Retail | Steel | Steel | Coated & cathodic protection (sti-P3) |  | Fiberglass reinforced plastic |  |  | None | Catchment Basin, Single walled catchment basin | Flow Rest 90% Full | Flow Rest 90% Full |  |  | Statistical Inventory Reconciliation (SIR) | [8 empty] | UST Currently In Use: 0; UST Temp Close: 4; AST Currently In Use: 0; AST Temp Closed: 0 | 0 | 4 | 5 | 25797-039-008226 | KYLE COLQUETT
7716 | Temporary Closed | 2001-12-31 06:00 | 1989-09-19 06:00 |  | Petroleum | On road diesel | On road diesel | Retail | Steel | Steel | Coated & cathodic protection (sti-P3) |  | Fiberglass reinforced plastic |  |  | None | Catchment Basin, Single walled catchment basin | Flow Rest 90% Full | Flow Rest 90% Full |  |  | Statistical Inventory Reconciliation (SIR) | [8 empty] | UST Currently In Use: 0; UST Temp Close: 4; AST Currently In Use: 0; AST Temp Closed: 0 | 0 | 4 | 5 | 25797-039-008226 | KYLE COLQUETT
7717 | Temporary Closed | 2001-12-31 06:00 | 1989-09-19 06:00 |  | Petroleum | Unleaded gasoline | Unleaded gasoline | Retail | Steel | Steel | Coated & cathodic protection (sti-P3) |  | Fiberglass reinforced plastic |  |  | None | Catchment Basin, Single walled catchment basin | Flow Rest 90% Full | Flow Rest 90% Full |  |  | Statistical Inventory Reconciliation (SIR) | [8 empty] | UST Currently In Use: 0; UST Temp Close: 4; AST Currently In Use: 0; AST Temp Closed: 0 | 0 | 4 | 5 | 25797-039-008226 | KYLE COLQUETT
7718 | Permanently Closed | 2000-06-05 06:00 | 1989-01-01 06:00 | 2000-06-05 06:00 | Petroleum | On road diesel | On road diesel |  | Steel | Steel |  | Painted or None | Steel |  | 1901-01-01 06:00 | [15 empty] | UST Currently In Use: 0; UST Temp Close: 4; AST Currently In Use: 0; AST Temp Closed: 0 | 0 | 4 | 5 | 25797-039-008226 | KYLE COLQUETT
7719 | Permanently Closed | 1998-12-21 06:00 | 1980-01-01 06:00 | 1999-12-17 06:00 | Petroleum | Unleaded gasoline | Unleaded gasoline | Retail | Steel | Steel |  | Painted or None | Steel |  | 1901-01-01 06:00 | [12 empty] | Annual line testing | Annual line testing |  | UST Currently In Use: 0; UST Temp Close: 0; AST Currently In Use: 0; AST Temp Closed: 0 | 0 | 0 | 3 | 11184-039-008228 | MORGAN W COLQUETT ESTATE
7720 | Permanently Closed | 1998-12-21 06:00 | 1980-01-01 06:00 | 1999-12-17 06:00 | Petroleum | Unleaded gasoline | Unleaded gasoline | Retail | Steel | Steel |  | Painted or None | Steel |  | 1901-01-01 06:00 | [12 empty] | Annual line testing | Annual line testing |  | UST Currently In Use: 0; UST Temp Close: 0; AST Currently In Use: 0; AST Temp Closed: 0 | 0 | 0 | 3 | 11184-039-008228 | MORGAN W COLQUETT ESTATE
7721 | Permanently Closed | 1998-12-21 06:00 | 1980-01-01 06:00 | 1999-12-17 06:00 | Petroleum | Unleaded gasoline | Unleaded gasoline | Retail | Steel | Steel |  | Painted or None | Steel |  | 1901-01-01 06:00 | [12 empty] | Annual line testing | Annual line testing |  | UST Currently In Use: 0; UST Temp Close: 0; AST Currently In Use: 0; AST Temp Closed: 0 | 0 | 0 | 3 | 11184-039-008228 | MORGAN W COLQUETT ESTATE
7722 | Permanently Closed | 1991-07-10 06:00 | 1981-01-01 06:00 | 1992-09-15 06:00 | Petroleum | Unleaded gasoline | Unleaded gasoline |  | Steel | Steel |  | Painted or None | Steel |  | 1901-01-01 06:00 | [15 empty] | UST Currently In Use: 0; UST Temp Close: 0; AST Currently In Use: 0; AST Temp Closed: 0 | 0 | 0 | 3 | 11184-039-008230 | MORGAN W COLQUETT ESTATE
7723 | Permanently Closed | 1991-07-10 06:00 | 1972-01-01 06:00 | 1992-09-15 06:00 | Petroleum | Unleaded gasoline | Unleaded gasoline |  | Steel | Steel |  | Painted or None | Steel |  | 1901-01-01 06:00 | [15 empty] | UST Currently In Use: 0; UST Temp Close: 0; AST Currently In Use: 0; AST Temp Closed: 0 | 0 | 0 | 3 | 11184-039-008230 | MORGAN W COLQUETT ESTATE
7724 | Permanently Closed | 1991-07-10 06:00 | 1972-01-01 06:00 | 1992-09-15 06:00 | Petroleum | Unleaded gasoline | Unleaded gasoline |  | Steel | Steel |  | Painted or None | Steel |  | 1901-01-01 06:00 | [15 empty] | UST Currently In Use: 0; UST Temp Close: 0; AST Currently In Use: 0; AST Temp Closed: 0 | 0 | 0 | 3 | 11184-039-008230 | MORGAN W COLQUETT ESTATE
7725 | Permanently Closed | 1901-01-01 06:00 | 1976-01-01 06:00 | 1988-01-01 06:00 | Petroleum | Unleaded gasoline | Unleaded gasoline |  | Steel | Steel |  | Painted or None | Steel |  | 1901-01-01 06:00 | [15 empty] | UST Currently In Use: 0; UST Temp Close: 0; AST Currently In Use: 0; AST Temp Closed: 0 | 0 | 0 | 3 | 11184-039-008233 | MORGAN W COLQUETT ESTATE
7726 | Permanently Closed | 1901-01-01 06:00 | 1976-01-01 06:00 | 1988-01-01 06:00 | Petroleum | Unleaded gasoline | Unleaded gasoline |  | Steel | Steel |  | Painted or None | Steel |  | 1901-01-01 06:00 | [15 empty] | UST Currently In Use: 0; UST Temp Close: 0; AST Currently In Use: 0; AST Temp Closed: 0 | 0 | 0 | 3 | 11184-039-008233 | MORGAN W COLQUETT ESTATE
7727 | Permanently Closed | 1901-01-01 06:00 | 1976-01-01 06:00 | 1988-01-01 06:00 | Petroleum | Kerosene | Kerosene |  | Steel | Steel |  | Painted or None | Steel |  | 1901-01-01 06:00 | [15 empty] | UST Currently In Use: 0; UST Temp Close: 0; AST Currently In Use: 0; AST Temp Closed: 0 | 0 | 0 | 3 | 11184-039-008233 | MORGAN W COLQUETT ESTATE
7728 | Permanently Closed | 1992-11-01 06:00 | 1976-01-01 06:00 | 1993-07-14 06:00 | Petroleum | Unleaded gasoline | Unleaded gasoline |  | Steel | Steel |  | Painted or None | Steel |  | 1901-01-01 06:00 | [15 empty] | UST Currently In Use: 0; UST Temp Close: 0; AST Currently In Use: 0; AST Temp Closed: 0 | 0 | 0 | 2 | 11184-039-008234 | MORGAN W COLQUETT ESTATE
7729 | Permanently Closed | 1992-11-01 06:00 | 1969-01-01 06:00 | 1993-07-14 06:00 | Petroleum | Unleaded gasoline | Unleaded gasoline |  | Steel | Steel |  | Painted or None | Steel |  | 1901-01-01 06:00 | [15 empty] | UST Currently In Use: 0; UST Temp Close: 0; AST Currently In Use: 0; AST Temp Closed: 0 | 0 | 0 | 2 | 11184-039-008234 | MORGAN W COLQUETT ESTATE
7730 | Permanently Closed | 1990-01-19 06:00 | 1959-01-01 06:00 | 1990-01-19 06:00 | Petroleum | Unleaded gasoline | Unleaded gasoline |  | Steel | Steel |  | Painted or None | Steel |  | 1901-01-01 06:00 | [15 empty] | UST Currently In Use: 0; UST Temp Close: 0; AST Currently In Use: 0; AST Temp Closed: 0 | 0 | 0 | 2 | 11184-039-008235 | MORGAN W COLQUETT ESTATE
7731 | Permanently Closed | 1990-01-19 06:00 | 1959-01-01 06:00 | 1990-01-19 06:00 | Petroleum | Unleaded gasoline | Unleaded gasoline |  | Steel | Steel |  | Painted or None | Steel |  | 1901-01-01 06:00 | [15 empty] | UST Currently In Use: 0; UST Temp Close: 0; AST Currently In Use: 0; AST Temp Closed: 0 | 0 | 0 | 2 | 11184-039-008235 | MORGAN W COLQUETT ESTATE
7732 | Permanently Closed | 1901-01-01 06:00 | 1980-01-01 06:00 | 1988-09-01 06:00 | Petroleum | Unleaded gasoline | Unleaded gasoline |  | Steel | Steel |  | Painted or None | Steel |  | 1901-01-01 06:00 | [15 empty] | UST Currently In Use: 4; UST Temp Close: 0; AST Currently In Use: 0; AST Temp Closed: 0 | 4 | 0 | 3 | 25503-039-008237 | MELVIN FLEMING
7733 | Permanently Closed | 1901-01-01 06:00 | 1969-01-01 06:00 | 1988-09-01 06:00 | Petroleum | Unleaded gasoline | Unleaded gasoline |  | Steel | Steel |  | Painted or None | Steel |  | 1901-01-01 06:00 | [15 empty] | UST Currently In Use: 4; UST Temp Close: 0; AST Currently In Use: 0; AST Temp Closed: 0 | 4 | 0 | 3 | 25503-039-008237 | MELVIN FLEMING
7734 | Permanently Closed | 1901-01-01 06:00 | 1969-01-01 06:00 | 1988-09-01 06:00 | Petroleum | Unleaded gasoline | Unleaded gasoline |  | Steel | Steel |  | Painted or None | Steel |  | 1901-01-01 06:00 | [15 empty] | UST Currently In Use: 4; UST Temp Close: 0; AST Currently In Use: 0; AST Temp Closed: 0 | 4 | 0 | 3 | 25503-039-008237 | MELVIN FLEMING
7735 | Currently in Use |  | 1988-01-01 06:00 |  | Petroleum | Unleaded gasoline | Unleaded gasoline | Retail | Steel | Steel | Coated & cathodic protection (sti-P3) |  | Steel |  |  | Galvanic Cathodic | Catchment Basin, Single walled catchment basin | Automatic shutoff device At 95% full | Automatic shutoff device At 95% full |  |  | Statistical Inventory Reconciliation (SIR) | [8 empty] | UST Currently In Use: 4; UST Temp Close: 0; AST Currently In Use: 0; AST Temp Closed: 0 | 4 | 0 | 3 | 25503-039-008237 | MELVIN FLEMING
7736 | Currently in Use |  | 1988-01-01 06:00 |  | Petroleum | Mid-grade gasoline | Mid-grade gasoline | Retail | Steel | Steel | Coated & cathodic protection (sti-P3) |  | Steel |  |  | Galvanic Cathodic | Catchment Basin, Single walled catchment basin | Automatic shutoff device At 95% full | Automatic shutoff device At 95% full |  |  | Statistical Inventory Reconciliation (SIR) | [8 empty] | UST Currently In Use: 4; UST Temp Close: 0; AST Currently In Use: 0; AST Temp Closed: 0 | 4 | 0 | 3 | 25503-039-008237 | MELVIN FLEMING
7737 | Currently in Use |  | 1988-01-01 06:00 |  | Petroleum | On road diesel | On road diesel | Retail | Steel | Steel | Coated & cathodic protection (sti-P3) |  | Steel |  |  | Galvanic Cathodic | Catchment Basin, Single walled catchment basin | Automatic shutoff device At 95% full | Automatic shutoff device At 95% full |  |  | Statistical Inventory Reconciliation (SIR) | [8 empty] | UST Currently In Use: 4; UST Temp Close: 0; AST Currently In Use: 0; AST Temp Closed: 0 | 4 | 0 | 3 | 25503-039-008237 | MELVIN FLEMING
7738 | Currently in Use |  | 1988-01-01 06:00 |  | Petroleum | Premium gasoline | Premium gasoline | Retail | Steel | Steel | Coated & cathodic protection (sti-P3) |  | Steel |  |  | Galvanic Cathodic | Catchment Basin, Single walled catchment basin | Automatic shutoff device At 95% full | Automatic shutoff device At 95% full |  |  | Statistical Inventory Reconciliation (SIR) | [8 empty] | UST Currently In Use: 4; UST Temp Close: 0; AST Currently In Use: 0; AST Temp Closed: 0 | 4 | 0 | 3 | 25503-039-008237 | MELVIN FLEMING
7739 | Permanently Closed | 1994-05-09 06:00 | 1976-01-01 06:00 | 1994-05-09 06:00 | Petroleum | Unleaded gasoline | Unleaded gasoline |  | Steel | Steel |  | Painted or None | Steel |  | 1901-01-01 06:00 | [15 empty] | UST Currently In Use: 0; UST Temp Close: 0; AST Currently In Use: 0; AST Temp Closed: 0 | 0 | 0 | 3 | 11184-039-008238 | MORGAN W COLQUETT ESTATE
7740 | Permanently Closed | 1994-05-09 06:00 | 1976-01-01 06:00 | 1994-05-09 06:00 | Petroleum | Unleaded gasoline | Unleaded gasoline |  | Steel | Steel |  | Painted or None | Steel |  | 1901-01-01 06:00 | [15 empty] | UST Currently In Use: 0; UST Temp Close: 0; AST Currently In Use: 0; AST Temp Closed: 0 | 0 | 0 | 3 | 11184-039-008238 | MORGAN W COLQUETT ESTATE
7741 | Permanently Closed | 1901-01-01 06:00 | 1976-01-01 06:00 | 1994-05-09 06:00 | Petroleum | Unleaded gasoline | Unleaded gasoline |  | Steel | Steel |  | Painted or None | Steel |  | 1901-01-01 06:00 | [15 empty] | UST Currently In Use: 0; UST Temp Close: 0; AST Currently In Use: 0; AST Temp Closed: 0 | 0 | 0 | 3 | 11184-039-008238 | MORGAN W COLQUETT ESTATE
7742 | Permanently Closed | 1998-12-21 06:00 | 1982-01-01 06:00 | 1999-12-20 06:00 | Petroleum | Unleaded gasoline | Unleaded gasoline | Retail | Steel | Steel |  | Painted or None | Steel |  | 1901-01-01 06:00 | [15 empty] | UST Currently In Use: 0; UST Temp Close: 0; AST Currently In Use: 0; AST Temp Closed: 0 | 0 | 0 | 3 | 11184-039-008241 | MORGAN W COLQUETT ESTATE
7743 | Permanently Closed | 1998-12-21 06:00 | 1961-01-01 06:00 | 1999-12-20 06:00 | Petroleum | Unleaded gasoline | Unleaded gasoline | Retail | Steel | Steel |  | Painted or None | Steel |  | 1901-01-01 06:00 | [15 empty] | UST Currently In Use: 0; UST Temp Close: 0; AST Currently In Use: 0; AST Temp Closed: 0 | 0 | 0 | 3 | 11184-039-008241 | MORGAN W COLQUETT ESTATE
7744 | Permanently Closed | 1998-12-21 06:00 | 1958-01-01 06:00 | 1999-12-20 06:00 | Petroleum | Unleaded gasoline | Unleaded gasoline | Retail | Steel | Steel |  | Painted or None | Steel |  | 1901-01-01 06:00 | [15 empty] | UST Currently In Use: 0; UST Temp Close: 0; AST Currently In Use: 0; AST Temp Closed: 0 | 0 | 0 | 3 | 11184-039-008241 | MORGAN W COLQUETT ESTATE
7745 | Retired | 1987-01-26 06:00 | 1976-01-01 06:00 |  | Petroleum | Unleaded gasoline | Unleaded gasoline |  | Steel | Steel |  | Painted or None | Steel |  | 1901-01-01 06:00 | [15 empty] | UST Currently In Use: 0; UST Temp Close: 0; AST Currently In Use: 0; AST Temp Closed: 0 | 0 | 0 | 0 | 11184-039-008242 | MORGAN W COLQUETT ESTATE
7746 | Retired | 1987-01-26 06:00 | 1976-01-01 06:00 |  | Petroleum | Unleaded gasoline | Unleaded gasoline |  | Steel | Steel |  | Painted or None | Steel |  | 1901-01-01 06:00 | [15 empty] | UST Currently In Use: 0; UST Temp Close: 0; AST Currently In Use: 0; AST Temp Closed: 0 | 0 | 0 | 0 | 11184-039-008242 | MORGAN W COLQUETT ESTATE
7747 | Permanently Closed | 1901-01-01 06:00 | 1970-01-01 06:00 | 1988-12-15 06:00 | Petroleum | Other, OTHER | Other |  | Steel | Steel |  | Painted or None | Steel |  | 1901-01-01 06:00 | [15 empty] | UST Currently In Use: 0; UST Temp Close: 0; AST Currently In Use: 0; AST Temp Closed: 0 | 0 | 0 | 2 | 11184-039-008245 | MORGAN W COLQUETT ESTATE
7748 | Permanently Closed | 1901-01-01 06:00 | 1970-01-01 06:00 | 1988-12-15 06:00 | Petroleum | Other, OTHER | Other |  | Steel | Steel |  | Painted or None | Steel |  | 1901-01-01 06:00 | [15 empty] | UST Currently In Use: 0; UST Temp Close: 0; AST Currently In Use: 0; AST Temp Closed: 0 | 0 | 0 | 2 | 11184-039-008245 | MORGAN W COLQUETT ESTATE
7749 | Permanently Closed | 1901-01-01 06:00 | 1959-01-01 06:00 | 1988-12-15 06:00 | Petroleum | Other, OTHER | Other |  | Steel | Steel |  | Painted or None | Steel |  | 1901-01-01 06:00 | [15 empty] | UST Currently In Use: 0; UST Temp Close: 0; AST Currently In Use: 0; AST Temp Closed: 0 | 0 | 0 | 3 | 11184-039-008246 | MORGAN W COLQUETT ESTATE
7750 | Permanently Closed | 1901-01-01 06:00 | 1959-01-01 06:00 | 1988-12-15 06:00 | Petroleum | Other, OTHER | Other |  | Steel | Steel |  | Painted or None | Steel |  | 1901-01-01 06:00 | [15 empty] | UST Currently In Use: 0; UST Temp Close: 0; AST Currently In Use: 0; AST Temp Closed: 0 | 0 | 0 | 3 | 11184-039-008246 | MORGAN W COLQUETT ESTATE
7751 | Permanently Closed | 1901-01-01 06:00 | 1959-01-01 06:00 | 1988-12-15 06:00 | Petroleum | Other, OTHER | Other |  | Steel | Steel |  | Painted or None | Steel |  | 1901-01-01 06:00 | [15 empty] | UST Currently In Use: 0; UST Temp Close: 0; AST Currently In Use: 0; AST Temp Closed: 0 | 0 | 0 | 3 | 11184-039-008246 | MORGAN W COLQUETT ESTATE
7752 | Currently in Use |  | 1976-01-01 06:00 |  | Petroleum | On road diesel | On road diesel | Retail | Steel | Steel | Field installed cathodic protection |  | Steel |  |  | Field installed cathodic protection | Catchment Basin, Single walled catchment basin | Automatic shutoff device At 95% full | Automatic shutoff device At 95% full |  |  | Automatic Tank Gauge | [8 empty] | UST Currently In Use: 4; UST Temp Close: 0; AST Currently In Use: 0; AST Temp Closed: 0 | 4 | 0 | 0 | 17958-039-008728 | PHILLIP JORDAN
7753 | Currently in Use |  | 1976-01-01 06:00 |  | Petroleum | On road diesel | On road diesel | Retail | Steel | Steel | Field installed cathodic protection |  | Steel |  |  | Field installed cathodic protection | Catchment Basin, Single walled catchment basin | Automatic shutoff device At 95% full | Automatic shutoff device At 95% full |  |  | Automatic Tank Gauge | [8 empty] | UST Currently In Use: 4; UST Temp Close: 0; AST Currently In Use: 0; AST Temp Closed: 0 | 4 | 0 | 0 | 17958-039-008728 | PHILLIP JORDAN
7754 | Currently in Use |  | 1985-01-01 06:00 |  | Petroleum | Unleaded gasoline | Unleaded gasoline | Retail | Steel | Steel | Coated & cathodic protection (sti-P3), Field installed cathodic protection |  | Fiberglass reinforced plastic |  |  |  | Catchment Basin, Single walled catchment basin | Flow Rest 90% Full | Flow Rest 90% Full |  |  | Automatic Tank Gauge | [8 empty] | UST Currently In Use: 4; UST Temp Close: 0; AST Currently In Use: 0; AST Temp Closed: 0 | 4 | 0 | 0 | 17958-039-008728 | PHILLIP JORDAN
7755 | Currently in Use |  | 1985-01-01 06:00 |  | Petroleum | Unleaded gasoline | Unleaded gasoline | Retail | Steel | Steel | Coated & cathodic protection (sti-P3), Field installed cathodic protection |  | Fiberglass reinforced plastic |  |  |  | Catchment Basin, Single walled catchment basin | Flow Rest 90% Full | Flow Rest 90% Full |  |  | Automatic Tank Gauge | [8 empty] | UST Currently In Use: 4; UST Temp Close: 0; AST Currently In Use: 0; AST Temp Closed: 0 | 4 | 0 | 0 | 17958-039-008728 | PHILLIP JORDAN
7756 | Permanently Closed | 1901-01-01 06:00 | 1959-01-01 06:00 |  | Petroleum | Other, OTHER | Other |  | Steel | Steel |  | Painted or None | Steel |  | 1901-01-01 06:00 | [15 empty] | UST Currently In Use: 0; UST Temp Close: 0; AST Currently In Use: 0; AST Temp Closed: 0 | 0 | 0 | 2 | 11184-039-009373 | MORGAN W COLQUETT ESTATE
7757 | Permanently Closed | 1901-01-01 06:00 | 1959-01-01 06:00 |  | Petroleum | Other, OTHER | Other |  | Steel | Steel |  | Painted or None | Steel |  | 1901-01-01 06:00 | [15 empty] | UST Currently In Use: 0; UST Temp Close: 0; AST Currently In Use: 0; AST Temp Closed: 0 | 0 | 0 | 2 | 11184-039-009373 | MORGAN W COLQUETT ESTATE
7758 | Permanently Closed | 1998-12-21 06:00 | 1988-01-01 06:00 | 1999-12-20 06:00 | Petroleum | On road diesel | On road diesel | Retail | Steel | Steel | Coated & cathodic protection (sti-P3) |  | Steel |  | 1901-01-01 06:00 | [15 empty] | UST Currently In Use: 0; UST Temp Close: 0; AST Currently In Use: 0; AST Temp Closed: 0 | 0 | 0 | 4 | 11184-039-013746 | MORGAN W COLQUETT ESTATE
7759 | Permanently Closed | 1998-12-21 06:00 | 1979-01-01 06:00 | 1999-12-20 06:00 | Petroleum | On road diesel | On road diesel | Retail | Steel | Steel | Interior lined (not allowed as a standalone method of corrosion protection) | Painted or None | Steel |  | 1901-01-01 06:00 | [15 empty] | UST Currently In Use: 0; UST Temp Close: 0; AST Currently In Use: 0; AST Temp Closed: 0 | 0 | 0 | 4 | 11184-039-013746 | MORGAN W COLQUETT ESTATE
7760 | Permanently Closed | 1998-12-21 06:00 | 1988-01-01 06:00 | 1999-12-20 06:00 | Petroleum | On road diesel | On road diesel | Retail | Steel | Steel | Coated & cathodic protection (sti-P3) |  | Steel |  | 1901-01-01 06:00 | [15 empty] | UST Currently In Use: 0; UST Temp Close: 0; AST Currently In Use: 0; AST Temp Closed: 0 | 0 | 0 | 4 | 11184-039-013746 | MORGAN W COLQUETT ESTATE
7761 | Permanently Closed | 1998-12-21 06:00 | 1988-01-01 06:00 | 1999-12-20 06:00 | Petroleum | Unleaded gasoline | Unleaded gasoline | Retail | Steel | Steel | Coated & cathodic protection (sti-P3) |  | Steel |  | 1901-01-01 06:00 | [15 empty] | UST Currently In Use: 0; UST Temp Close: 0; AST Currently In Use: 0; AST Temp Closed: 0 | 0 | 0 | 4 | 11184-039-013746 | MORGAN W COLQUETT ESTATE
7762 | Permanently Closed | 1901-01-01 06:00 | 1959-01-01 06:00 | 1988-12-15 06:00 | Petroleum | Other, OTHER | Other |  | Steel | Steel |  | Painted or None | Steel |  | 1901-01-01 06:00 | [15 empty] | UST Currently In Use: 0; UST Temp Close: 0; AST Currently In Use: 0; AST Temp Closed: 0 | 0 | 0 | 2 | 11184-041-008244 | MORGAN W COLQUETT ESTATE
7763 | Permanently Closed | 1901-01-01 06:00 | 1959-01-01 06:00 | 1988-12-15 06:00 | Petroleum | Other, OTHER | Other |  | Steel | Steel |  | Painted or None | Steel |  | 1901-01-01 06:00 | [15 empty] | UST Currently In Use: 0; UST Temp Close: 0; AST Currently In Use: 0; AST Temp Closed: 0 | 0 | 0 | 2 | 11184-041-008244 | MORGAN W COLQUETT ESTATE
7764 | Permanently Closed | 1999-09-16 06:00 | 1976-01-01 06:00 | 1999-09-16 06:00 | Petroleum | Unleaded gasoline | Unleaded gasoline | Retail | Steel | Steel |  | Painted or None | Steel |  | 1901-01-01 06:00 | [15 empty] | UST Currently In Use: 1; UST Temp Close: 0; AST Currently In Use: 0; AST Temp Closed: 0 | 1 | 0 | 3 | 25261-061-008225 | AKASH PATEL
7765 | Permanently Closed | 1999-09-16 06:00 | 1976-01-01 06:00 | 1999-09-16 06:00 | Petroleum | Unleaded gasoline | Unleaded gasoline | Retail | Steel | Steel |  | Painted or None | Steel |  | 1901-01-01 06:00 | [15 empty] | UST Currently In Use: 1; UST Temp Close: 0; AST Currently In Use: 0; AST Temp Closed: 0 | 1 | 0 | 3 | 25261-061-008225 | AKASH PATEL
7766 | Permanently Closed | 1999-09-16 06:00 | 1976-01-01 06:00 | 1999-09-16 06:00 | Petroleum | Unleaded gasoline | Unleaded gasoline | Retail | Steel | Steel |  | Painted or None | Steel |  | 1901-01-01 06:00 | [15 empty] | UST Currently In Use: 1; UST Temp Close: 0; AST Currently In Use: 0; AST Temp Closed: 0 | 1 | 0 | 3 | 25261-061-008225 | AKASH PATEL
7767 | Permanently Closed | 1989-10-27 06:00 | 1964-01-01 06:00 | 1989-10-27 06:00 | Petroleum | Unleaded gasoline | Unleaded gasoline |  | Steel | Steel |  | Painted or None | Steel |  | 1901-01-01 06:00 | [15 empty] | UST Currently In Use: 0; UST Temp Close: 0; AST Currently In Use: 0; AST Temp Closed: 0 | 0 | 0 | 1 | 11187-033-001159 | COLUMBIA NEON CO
7768 | Permanently Closed | 1901-01-01 06:00 | 1962-01-01 06:00 | 1988-09-01 06:00 | Petroleum | Unleaded gasoline | Unleaded gasoline |  | Steel | Steel |  |  |  |  | 1901-01-01 06:00 | [15 empty] | UST Currently In Use: 0; UST Temp Close: 0; AST Currently In Use: 0; AST Temp Closed: 0 | 0 | 0 | 1 | 11188-113-008350 | COLUMBUS MILLS INC
7769 | Permanently Closed | 1991-03-05 06:00 | 1966-01-01 06:00 | 1991-03-05 06:00 | Petroleum | On road diesel | On road diesel |  | Steel | Steel |  | Painted or None |  |  | 1901-01-01 06:00 | [15 empty] | UST Currently In Use: 0; UST Temp Close: 0; AST Currently In Use: 0; AST Temp Closed: 0 | 0 | 0 | 1 | 11189-011-008349 | COLUMBUS MILLS INC
7770 | Permanently Closed | 1901-01-01 06:00 | 1966-01-01 06:00 | 1991-02-21 06:00 | Petroleum | On road diesel | On road diesel |  | Steel | Steel |  | Painted or None | Steel |  | 1901-01-01 06:00 | [15 empty] | UST Currently In Use: 0; UST Temp Close: 0; AST Currently In Use: 0; AST Temp Closed: 0 | 0 | 0 | 3 | 11190-005-010361 | COLUMBUS MILLS INC
7771 | Permanently Closed | 1901-01-01 06:00 | 1968-01-01 06:00 | 1991-02-21 06:00 | Petroleum | On road diesel | On road diesel |  | Steel | Steel |  | Painted or None | Steel |  | 1901-01-01 06:00 | [15 empty] | UST Currently In Use: 0; UST Temp Close: 0; AST Currently In Use: 0; AST Temp Closed: 0 | 0 | 0 | 3 | 11190-005-010361 | COLUMBUS MILLS INC
7772 | Permanently Closed | 1901-01-01 06:00 | 1966-01-01 06:00 | 1988-10-01 06:00 | Petroleum | Unleaded gasoline | Unleaded gasoline |  | Steel | Steel |  | Painted or None | Steel |  | 1901-01-01 06:00 | [15 empty] | UST Currently In Use: 0; UST Temp Close: 0; AST Currently In Use: 0; AST Temp Closed: 0 | 0 | 0 | 3 | 11190-005-010361 | COLUMBUS MILLS INC
7773 | Permanently Closed | 1998-05-25 06:00 | 1980-01-01 06:00 | 1998-05-26 06:00 | Petroleum | On road diesel | On road diesel | Industrial | Steel | Steel |  |  | Steel |  | 1901-01-01 06:00 | [12 empty] | Annual line testing | Annual line testing |  | UST Currently In Use: 0; UST Temp Close: 0; AST Currently In Use: 2; AST Temp Closed: 0 | 0 | 0 | 4 | 11191-097-001662 | RANGE LINE ROAD MOBILE LLC
7774 | Permanently Closed | 1998-05-25 06:00 | 1980-01-01 06:00 | 1998-05-26 06:00 | Petroleum | On road diesel | On road diesel | Industrial | Steel | Steel |  |  | Steel |  | 1901-01-01 06:00 | [12 empty] | Annual line testing | Annual line testing |  | UST Currently In Use: 0; UST Temp Close: 0; AST Currently In Use: 2; AST Temp Closed: 0 | 0 | 0 | 4 | 11191-097-001662 | RANGE LINE ROAD MOBILE LLC
7775 | Permanently Closed | 1998-05-26 06:00 | 1980-01-01 06:00 | 1998-05-26 06:00 | Petroleum | On road diesel | On road diesel | Industrial | Steel | Steel |  |  | Steel |  | 1901-01-01 06:00 | [15 empty] | UST Currently In Use: 0; UST Temp Close: 0; AST Currently In Use: 2; AST Temp Closed: 0 | 0 | 0 | 4 | 11191-097-001662 | RANGE LINE ROAD MOBILE LLC
7776 | Permanently Closed | 1998-05-26 06:00 | 1980-01-01 06:00 | 1998-05-26 06:00 | Petroleum | On road diesel | On road diesel | Industrial | Steel | Steel |  |  | Steel |  | 1901-01-01 06:00 | [15 empty] | UST Currently In Use: 0; UST Temp Close: 0; AST Currently In Use: 2; AST Temp Closed: 0 | 0 | 0 | 4 | 11191-097-001662 | RANGE LINE ROAD MOBILE LLC
7777 | Permanently Closed | 1993-10-30 06:00 | 1975-01-01 06:00 | 1998-10-30 06:00 | Petroleum | On road diesel | On road diesel | Bulk facility, Emergency Power Generator | Steel | Steel |  | Painted or None | Steel |  | 1901-01-01 06:00 | [15 empty] | UST Currently In Use: 0; UST Temp Close: 0; AST Currently In Use: 2; AST Temp Closed: 0 | 0 | 0 | 1 | 11193-051-010001 | COMMUNITY HOSPITAL
7778 | Permanently Closed | 1998-02-04 06:00 | 1963-01-01 06:00 | 1998-02-04 06:00 | Petroleum | On road diesel | On road diesel |  | Steel | Steel |  | Painted or None | Steel |  | 1901-01-01 06:00 | [15 empty] | UST Currently In Use: 0; UST Temp Close: 0; AST Currently In Use: 0; AST Temp Closed: 0 | 0 | 0 | 3 | 11194-039-001381 | COLUMBIA ANDALUSIA REGIONAL HOSPITAL
7779 | Permanently Closed | 1994-06-16 06:00 | 1969-01-01 06:00 | 1994-06-16 06:00 | Petroleum | Unleaded gasoline | Unleaded gasoline |  | Steel | Steel |  | Painted or None | Steel |  | 1901-01-01 06:00 | [15 empty] | UST Currently In Use: 0; UST Temp Close: 0; AST Currently In Use: 0; AST Temp Closed: 0 | 0 | 0 | 3 | 11194-039-001381 | COLUMBIA ANDALUSIA REGIONAL HOSPITAL
7780 | Permanently Closed | 1978-01-01 06:00 | 1966-01-01 06:00 | 1992-09-04 06:00 | Petroleum | Unleaded gasoline | Unleaded gasoline |  | Steel | Steel |  |  | Steel |  | 1901-01-01 06:00 | [15 empty] | UST Currently In Use: 0; UST Temp Close: 0; AST Currently In Use: 0; AST Temp Closed: 0 | 0 | 0 | 3 | 11194-039-001381 | COLUMBIA ANDALUSIA REGIONAL HOSPITAL
7781 | Permanently Closed | 1994-03-17 06:00 | 1967-01-01 06:00 | 1994-03-17 06:00 | Petroleum | Unleaded gasoline | Unleaded gasoline |  | Steel | Steel |  | Painted or None | Steel |  | 1901-01-01 06:00 | [6 empty] | Statistical Inventory Reconciliation (SIR) | [5 empty] | Annual line testing | Annual line testing |  | UST Currently In Use: 0; UST Temp Close: 0; AST Currently In Use: 0; AST Temp Closed: 0 | 0 | 0 | 2 | 11195-103-008444 | P & P INVESTMENTS
7782 | Permanently Closed | 1994-03-17 06:00 | 1967-01-01 06:00 | 1994-03-17 06:00 | Petroleum | Unleaded gasoline | Unleaded gasoline |  | Steel | Steel |  | Painted or None | Steel |  | 1901-01-01 06:00 | [6 empty] | Statistical Inventory Reconciliation (SIR) | [5 empty] | Annual line testing | Annual line testing |  | UST Currently In Use: 0; UST Temp Close: 0; AST Currently In Use: 0; AST Temp Closed: 0 | 0 | 0 | 2 | 11195-103-008444 | P & P INVESTMENTS
7783 | Permanently Closed | 1990-10-24 06:00 | 1979-01-01 06:00 | 1990-10-24 06:00 | Petroleum | On road diesel | On road diesel |  | Steel | Steel |  | Painted or None | Steel |  | 1901-01-01 06:00 | [15 empty] | UST Currently In Use: 0; UST Temp Close: 0; AST Currently In Use: 0; AST Temp Closed: 0 | 0 | 0 | 5 | 11196-103-000368 | CONAGRA INC
7784 | Permanently Closed | 1993-11-08 06:00 | 1964-01-01 06:00 | 1993-11-08 06:00 | Petroleum | On road diesel | On road diesel |  | Steel | Steel |  |  | Steel |  | 1901-01-01 06:00 | [15 empty] | UST Currently In Use: 0; UST Temp Close: 0; AST Currently In Use: 0; AST Temp Closed: 0 | 0 | 0 | 5 | 11196-103-000368 | CONAGRA INC
7785 | Permanently Closed | 1990-01-17 06:00 | 1964-01-01 06:00 | 1990-01-17 06:00 | Petroleum | On road diesel | On road diesel |  | Steel | Steel |  |  | Steel |  | 1901-01-01 06:00 | [15 empty] | UST Currently In Use: 0; UST Temp Close: 0; AST Currently In Use: 0; AST Temp Closed: 0 | 0 | 0 | 5 | 11196-103-000368 | CONAGRA INC
7786 | Permanently Closed | 1989-01-05 06:00 | 1964-01-01 06:00 | 1989-01-05 06:00 | Petroleum | Unleaded gasoline | Unleaded gasoline |  | Steel | Steel |  |  |  |  | 1901-01-01 06:00 | [15 empty] | UST Currently In Use: 0; UST Temp Close: 0; AST Currently In Use: 0; AST Temp Closed: 0 | 0 | 0 | 5 | 11196-103-000368 | CONAGRA INC
7787 | Permanently Closed | 1990-02-06 06:00 | 1954-01-01 06:00 | 1990-02-06 06:00 | Petroleum | On road diesel | On road diesel |  | Steel | Steel |  |  |  |  | 1901-01-01 06:00 | [15 empty] | UST Currently In Use: 0; UST Temp Close: 0; AST Currently In Use: 0; AST Temp Closed: 0 | 0 | 0 | 5 | 11196-103-000368 | CONAGRA INC
7788 | Permanently Closed | 1993-04-19 06:00 | 1981-01-01 06:00 | 1993-04-19 06:00 | Petroleum | On road diesel | On road diesel |  | Steel | Steel |  | Painted or None | Steel |  | 1901-01-01 06:00 | [15 empty] | UST Currently In Use: 0; UST Temp Close: 0; AST Currently In Use: 0; AST Temp Closed: 0 | 0 | 0 | 2 | 11197-031-000041 | CONAGRA POULTRY CO
7789 | Permanently Closed | 1984-05-01 06:00 | 1970-01-01 06:00 | 1989-12-26 06:00 | Petroleum | On road diesel | On road diesel |  | Steel | Steel |  | Painted or None | Steel |  | 1901-01-01 06:00 | [15 empty] | UST Currently In Use: 0; UST Temp Close: 0; AST Currently In Use: 0; AST Temp Closed: 0 | 0 | 0 | 2 | 11197-031-000041 | CONAGRA POULTRY CO
7790 | Permanently Closed | 1982-01-01 06:00 | 1970-01-01 06:00 |  | Petroleum | On road diesel | On road diesel |  | Steel | Steel |  |  | Steel |  | 1901-01-01 06:00 | [12 empty] | Annual line testing | Annual line testing |  | UST Currently In Use: 0; UST Temp Close: 0; AST Currently In Use: 8; AST Temp Closed: 0 | 0 | 0 | 6 | 11197-031-000042 | CONAGRA POULTRY CO
7791 | Permanently Closed | 1982-01-01 06:00 | 1970-01-01 06:00 |  | Petroleum | On road diesel | On road diesel |  | Steel | Steel |  |  | Steel |  | 1901-01-01 06:00 | [12 empty] | Annual line testing | Annual line testing |  | UST Currently In Use: 0; UST Temp Close: 0; AST Currently In Use: 8; AST Temp Closed: 0 | 0 | 0 | 6 | 11197-031-000042 | CONAGRA POULTRY CO
7792 | Permanently Closed | 1993-02-04 06:00 | 1965-01-01 06:00 | 1993-02-04 06:00 | Petroleum | Unleaded gasoline | Unleaded gasoline |  | Steel | Steel |  | Painted or None | Steel |  | 1901-01-01 06:00 | [12 empty] | Annual line testing | Annual line testing |  | UST Currently In Use: 0; UST Temp Close: 0; AST Currently In Use: 8; AST Temp Closed: 0 | 0 | 0 | 6 | 11197-031-000042 | CONAGRA POULTRY CO
7793 | Permanently Closed | 1993-02-04 06:00 | 1970-01-01 06:00 | 1993-02-04 06:00 | Petroleum | On road diesel | On road diesel |  | Steel | Steel |  | Painted or None | Steel |  | 1901-01-01 06:00 | [15 empty] | UST Currently In Use: 0; UST Temp Close: 0; AST Currently In Use: 8; AST Temp Closed: 0 | 0 | 0 | 6 | 11197-031-000042 | CONAGRA POULTRY CO
7794 | Permanently Closed | 1995-05-01 06:00 | 1979-01-01 06:00 | 1995-10-21 06:00 | Petroleum | On road diesel | On road diesel | Retail | Steel | Steel |  | Painted or None | Steel |  | 1901-01-01 06:00 | [12 empty] | Annual line testing | Annual line testing |  | UST Currently In Use: 0; UST Temp Close: 0; AST Currently In Use: 8; AST Temp Closed: 0 | 0 | 0 | 6 | 11197-031-000042 | CONAGRA POULTRY CO
7795 | Permanently Closed | 1995-05-01 06:00 | 1979-01-01 06:00 | 1995-10-21 06:00 | Petroleum | On road diesel | On road diesel | Bulk facility | Steel | Steel |  | Painted or None | Steel |  | 1901-01-01 06:00 | [15 empty] | UST Currently In Use: 0; UST Temp Close: 0; AST Currently In Use: 8; AST Temp Closed: 0 | 0 | 0 | 6 | 11197-031-000042 | CONAGRA POULTRY CO
7796 | Permanently Closed | 1990-01-04 06:00 | 1959-01-01 06:00 | 1990-01-04 06:00 | Petroleum | On road diesel | On road diesel |  | Steel | Steel | Interior lined (not allowed as a standalone method of corrosion protection) | Painted or None | Steel |  | 1901-01-01 06:00 | [12 empty] | Annual line testing | Annual line testing |  | UST Currently In Use: 0; UST Temp Close: 0; AST Currently In Use: 0; AST Temp Closed: 0 | 0 | 0 | 2 | 11197-041-000040 | CONAGRA POULTRY CO
7797 | Permanently Closed | 1995-09-01 06:00 | 1981-01-01 06:00 | 1996-07-29 06:00 | Petroleum | On road diesel | On road diesel | Bulk facility | Steel | Steel | Interior lined (not allowed as a standalone method of corrosion protection) | Painted or None | Steel |  | 1901-01-01 06:00 | [12 empty] | Annual line testing | Annual line testing |  | UST Currently In Use: 0; UST Temp Close: 0; AST Currently In Use: 0; AST Temp Closed: 0 | 0 | 0 | 2 | 11197-041-000040 | CONAGRA POULTRY CO
7798 | Permanently Closed | 1901-01-01 06:00 | 1964-01-01 06:00 | 1988-12-17 06:00 | Petroleum | On road diesel | On road diesel |  | Steel | Steel |  | Painted or None | Steel |  | 1901-01-01 06:00 | [15 empty] | UST Currently In Use: 0; UST Temp Close: 0; AST Currently In Use: 0; AST Temp Closed: 0 | 0 | 0 | 5 | 11199-097-010998 | CONCEPTION STREET VENTURE
7799 | Permanently Closed | 1901-01-01 06:00 | 1964-01-01 06:00 | 1988-12-17 06:00 | Petroleum | On road diesel | On road diesel |  | Steel | Steel |  | Painted or None | Steel |  | 1901-01-01 06:00 | [15 empty] | UST Currently In Use: 0; UST Temp Close: 0; AST Currently In Use: 0; AST Temp Closed: 0 | 0 | 0 | 5 | 11199-097-010998 | CONCEPTION STREET VENTURE
7800 | Permanently Closed | 1901-01-01 06:00 | 1964-01-01 06:00 | 1988-12-17 06:00 | Petroleum | On road diesel | On road diesel |  | Steel | Steel |  | Painted or None | Steel |  | 1901-01-01 06:00 | [15 empty] | UST Currently In Use: 0; UST Temp Close: 0; AST Currently In Use: 0; AST Temp Closed: 0 | 0 | 0 | 5 | 11199-097-010998 | CONCEPTION STREET VENTURE
7801 | Permanently Closed | 1901-01-01 06:00 | 1964-01-01 06:00 | 1988-12-17 06:00 | Petroleum | Unleaded gasoline | Unleaded gasoline |  | Steel | Steel |  | Painted or None | Steel |  | 1901-01-01 06:00 | [15 empty] | UST Currently In Use: 0; UST Temp Close: 0; AST Currently In Use: 0; AST Temp Closed: 0 | 0 | 0 | 5 | 11199-097-010998 | CONCEPTION STREET VENTURE
7802 | Permanently Closed | 1901-01-01 06:00 | 1964-01-01 06:00 | 1988-12-17 06:00 | Petroleum | Unleaded gasoline | Unleaded gasoline |  | Steel | Steel |  | Painted or None | Steel |  | 1901-01-01 06:00 | [15 empty] | UST Currently In Use: 0; UST Temp Close: 0; AST Currently In Use: 0; AST Temp Closed: 0 | 0 | 0 | 5 | 11199-097-010998 | CONCEPTION STREET VENTURE
7803 | Permanently Closed | 1992-11-30 06:00 | 1979-01-01 06:00 | 1993-06-14 06:00 | Petroleum | On road diesel | On road diesel | [5 empty] | Steel |  | 1901-01-01 06:00 | [15 empty] | UST Currently In Use: 0; UST Temp Close: 0; AST Currently In Use: 0; AST Temp Closed: 0 | 0 | 0 | 2 | 11200-097-011365 | CONCO FOOD SERVICE
7804 | Permanently Closed | 1992-11-30 06:00 | 1979-01-01 06:00 | 1993-06-14 06:00 | Petroleum | On road diesel | On road diesel | [5 empty] | Steel |  | 1901-01-01 06:00 | [15 empty] | UST Currently In Use: 0; UST Temp Close: 0; AST Currently In Use: 0; AST Temp Closed: 0 | 0 | 0 | 2 | 11200-097-011365 | CONCO FOOD SERVICE
7805 | Permanently Closed | 1997-01-01 06:00 | 1978-01-01 06:00 | 1998-05-20 06:00 | Petroleum | On road diesel | On road diesel |  | Steel | Steel |  | Painted or None | Steel |  | 1901-01-01 06:00 | [15 empty] | UST Currently In Use: 0; UST Temp Close: 0; AST Currently In Use: 0; AST Temp Closed: 0 | 0 | 0 | 1 | 20449-031-002427 | ANDERSON MATERIALS
7806 | Permanently Closed | 1996-12-10 06:00 | 1976-01-01 06:00 | 1998-12-10 06:00 | Petroleum | On road diesel | On road diesel |  | Steel | Steel |  | Painted or None | Steel |  | 1901-01-01 06:00 | [15 empty] | UST Currently In Use: 0; UST Temp Close: 0; AST Currently In Use: 0; AST Temp Closed: 0 | 0 | 0 | 1 | 20449-045-002425 | ANDERSON MATERIALS
7807 | Permanently Closed | 1998-04-01 06:00 | 1972-01-01 06:00 | 1998-05-19 06:00 | Petroleum | On road diesel | On road diesel |  | Steel | Steel |  | Painted or None | Steel |  | 1901-01-01 06:00 | [12 empty] | Annual line testing | Annual line testing |  | UST Currently In Use: 0; UST Temp Close: 0; AST Currently In Use: 0; AST Temp Closed: 0 | 0 | 0 | 2 | 20449-069-002426 | ANDERSON MATERIALS
7808 | Permanently Closed | 1998-04-01 06:00 | 1972-01-01 06:00 | 1998-05-19 06:00 | Petroleum | Unleaded gasoline | Unleaded gasoline |  | Steel | Steel |  | Painted or None | Steel |  | 1901-01-01 06:00 | [12 empty] | Annual line testing | Annual line testing |  | UST Currently In Use: 0; UST Temp Close: 0; AST Currently In Use: 0; AST Temp Closed: 0 | 0 | 0 | 2 | 20449-069-002426 | ANDERSON MATERIALS
7809 | Cannot Locate or abandoned | 2002-06-05 06:00 | 1968-01-01 06:00 |  | Petroleum | Used oil | Used oil | Bulk facility | Steel | Steel |  | Painted or None | Steel |  | 1901-01-01 06:00 |  | Other, EXEMPT | Other, EXEMPT | Other | [11 empty] | UST Currently In Use: 0; UST Temp Close: 0; AST Currently In Use: 5; AST Temp Closed: 0 | 0 | 0 | 0 | 20061-045-008986 | FLIGHTLINE OF DOTHAN INC
7810 | Retired | 1988-08-08 06:00 | 1964-01-01 06:00 |  | Petroleum | Other, OTHER | Other |  | Steel | Steel |  | Painted or None | Steel |  | 1901-01-01 06:00 | [15 empty] | UST Currently In Use: 0; UST Temp Close: 0; AST Currently In Use: 0; AST Temp Closed: 0 | 0 | 0 | 0 | 11205-035-007251 | CONECUH QUICK FREEZE
7811 | Permanently Closed | 1991-06-25 06:00 | 1980-01-01 06:00 | 1991-06-25 06:00 | Petroleum | Unleaded gasoline | Unleaded gasoline |  | Steel | Steel |  | Painted or None | Steel |  | 1901-01-01 06:00 | [15 empty] | UST Currently In Use: 0; UST Temp Close: 0; AST Currently In Use: 0; AST Temp Closed: 0 | 0 | 0 | 1 | 11206-035-013027 | CONECUH-MONROE COUNTIES GAS DISTRICT
7812 | Permanently Closed | 1995-03-11 06:00 | 1962-01-01 06:00 | 1995-03-11 06:00 | Petroleum | Used oil | Used oil |  |  |  |  | Painted or None | Steel |  | 1901-01-01 06:00 | [15 empty] | UST Currently In Use: 0; UST Temp Close: 0; AST Currently In Use: 0; AST Temp Closed: 0 | 0 | 0 | 1 | 11206-053-001408 | CONECUH-MONROE COUNTIES GAS DISTRICT
7814 | Permanently Closed | 1991-06-25 06:00 | 1979-01-01 06:00 | 1991-06-25 06:00 | Petroleum | Kerosene | Kerosene |  | Steel | Steel |  | Painted or None | Steel |  | 1901-01-01 06:00 | [15 empty] | UST Currently In Use: 0; UST Temp Close: 0; AST Currently In Use: 0; AST Temp Closed: 0 | 0 | 0 | 1 | 11206-099-013026 | CONECUH-MONROE COUNTIES GAS DISTRICT
7815 | Permanently Closed | 1993-06-10 06:00 | 1968-01-01 06:00 | 1993-06-10 06:00 | Petroleum | Unleaded gasoline | Unleaded gasoline |  | Steel | Steel |  | Painted or None | Steel |  | 1901-01-01 06:00 | [15 empty] | UST Currently In Use: 0; UST Temp Close: 0; AST Currently In Use: 0; AST Temp Closed: 0 | 0 | 0 | 2 | 11209-121-000387 | CONN EQUIPMENT RENTAL CO INC
7816 | Permanently Closed | 1993-06-10 06:00 | 1968-01-01 06:00 | 1993-06-10 06:00 | Petroleum | On road diesel | On road diesel |  | Steel | Steel |  | Painted or None | Steel |  | 1901-01-01 06:00 | [15 empty] | UST Currently In Use: 0; UST Temp Close: 0; AST Currently In Use: 0; AST Temp Closed: 0 | 0 | 0 | 2 | 11209-121-000387 | CONN EQUIPMENT RENTAL CO INC
7823 | Permanently Closed | 1990-07-01 06:00 | 1980-01-01 06:00 | 1990-07-01 06:00 | Petroleum | On road diesel | On road diesel |  | Steel | Steel | Other, TAR |  | Steel |  | 1901-01-01 06:00 | [15 empty] | UST Currently In Use: 0; UST Temp Close: 0; AST Currently In Use: 0; AST Temp Closed: 0 | 0 | 0 | 1 | 11211-043-000963 | CONOCO INC LAND DEPT
7824 | Retired | 1983-04-01 06:00 | 1979-01-01 06:00 |  | Petroleum | Other, OTHER | Other |  | Steel | Steel |  | Painted or None | Steel |  | 1901-01-01 06:00 | [15 empty] | UST Currently In Use: 0; UST Temp Close: 0; AST Currently In Use: 0; AST Temp Closed: 0 | 0 | 0 | 0 | 11212-097-004428 | CONRAD JACKSON & SONS INC
7825 | Retired | 1983-04-01 06:00 | 1979-01-01 06:00 |  | Petroleum | Other, OTHER | Other |  | Steel | Steel |  | Painted or None | Steel |  | 1901-01-01 06:00 | [15 empty] | UST Currently In Use: 0; UST Temp Close: 0; AST Currently In Use: 0; AST Temp Closed: 0 | 0 | 0 | 0 | 11212-097-004428 | CONRAD JACKSON & SONS INC
7826 | Retired | 1983-04-01 06:00 | 1979-01-01 06:00 |  | Petroleum | Other, OTHER | Other |  | Steel | Steel |  | Painted or None | Steel |  | 1901-01-01 06:00 | [15 empty] | UST Currently In Use: 0; UST Temp Close: 0; AST Currently In Use: 0; AST Temp Closed: 0 | 0 | 0 | 0 | 11212-097-004428 | CONRAD JACKSON & SONS INC
7827 | Retired | 1983-04-01 06:00 | 1979-01-01 06:00 |  | Petroleum | Other, OTHER | Other |  | Steel | Steel |  | Painted or None | Steel |  | 1901-01-01 06:00 | [15 empty] | UST Currently In Use: 0; UST Temp Close: 0; AST Currently In Use: 0; AST Temp Closed: 0 | 0 | 0 | 0 | 11212-097-004428 | CONRAD JACKSON & SONS INC
7828 | Retired | 1983-04-01 06:00 | 1979-01-01 06:00 |  | Petroleum | Other, OTHER | Other |  | Steel | Steel |  | Painted or None | Steel |  | 1901-01-01 06:00 | [15 empty] | UST Currently In Use: 0; UST Temp Close: 0; AST Currently In Use: 0; AST Temp Closed: 0 | 0 | 0 | 0 | 11212-097-004428 | CONRAD JACKSON & SONS INC
7829 | Permanently Closed | 1986-04-01 06:00 | 1969-01-01 06:00 | 1986-04-14 05:00 | Petroleum | Unleaded gasoline | Unleaded gasoline |  | Steel | Steel |  | Painted or None | Steel |  | 1901-01-01 06:00 | [15 empty] | UST Currently In Use: 0; UST Temp Close: 1; AST Currently In Use: 0; AST Temp Closed: 0 | 0 | 1 | 1 | 25734-097-000691 | SUNNY COVE LLC
7830 | Temporary Closed | 2007-06-30 06:00 | 1983-01-01 06:00 |  | Petroleum | Unleaded gasoline | Unleaded gasoline | Industrial | Steel | Steel | Coated & cathodic protection (sti-P3) |  | Steel, ANULAR SPC |  |  |  | Catchment Basin, Single walled catchment basin | Automatic shutoff device At 95% full | Automatic shutoff device At 95% full |  |  | Statistical Inventory Reconciliation (SIR) | [8 empty] | UST Currently In Use: 0; UST Temp Close: 1; AST Currently In Use: 0; AST Temp Closed: 0 | 0 | 1 | 1 | 25734-097-000691 | SUNNY COVE LLC
7831 | Permanently Closed | 1992-09-21 06:00 | 1972-01-01 06:00 | 1992-09-21 06:00 | Petroleum | Unleaded gasoline | Unleaded gasoline |  | Fiberglass reinforced plastic | Fiberglass reinforced plastic |  |  | Steel |  | 1901-01-01 06:00 | [15 empty] | UST Currently In Use: 0; UST Temp Close: 0; AST Currently In Use: 0; AST Temp Closed: 0 | 0 | 0 | 2 | 11214-073-000471 | RECYCLE AMERICA
7832 | Permanently Closed | 1992-09-21 06:00 | 1974-01-01 06:00 | 1992-09-21 06:00 | Petroleum | On road diesel | On road diesel |  | Fiberglass reinforced plastic | Fiberglass reinforced plastic |  |  | Steel |  | 1901-01-01 06:00 | [15 empty] | UST Currently In Use: 0; UST Temp Close: 0; AST Currently In Use: 0; AST Temp Closed: 0 | 0 | 0 | 2 | 11214-073-000471 | RECYCLE AMERICA
7833 | Permanently Closed | 1995-10-01 06:00 | 1973-01-01 06:00 | 1996-11-19 06:00 | Petroleum | On road diesel | On road diesel | Retail | Steel | Steel |  | Painted or None | Steel |  | 1901-01-01 06:00 | [12 empty] | Annual line testing | Annual line testing |  | UST Currently In Use: 0; UST Temp Close: 0; AST Currently In Use: 0; AST Temp Closed: 0 | 0 | 0 | 2 | 11215-069-001091 | CF MOTORFREIGHT
7834 | Permanently Closed | 1995-10-01 06:00 | 1973-01-01 06:00 | 1996-11-19 06:00 | Petroleum | On road diesel | On road diesel | Retail | Steel | Steel |  | Painted or None | Steel |  | 1901-01-01 06:00 | [12 empty] | Annual line testing | Annual line testing |  | UST Currently In Use: 0; UST Temp Close: 0; AST Currently In Use: 0; AST Temp Closed: 0 | 0 | 0 | 2 | 11215-069-001091 | CF MOTORFREIGHT
7835 | Permanently Closed | 1996-01-01 06:00 | 1976-01-01 06:00 | 1996-01-18 06:00 | Petroleum | Unleaded gasoline | Unleaded gasoline |  | Steel | Steel |  | Painted or None | Steel |  | 1901-01-01 06:00 | [15 empty] | UST Currently In Use: 0; UST Temp Close: 0; AST Currently In Use: 0; AST Temp Closed: 0 | 0 | 0 | 5 | 11216-047-000444 | CONSUMERS GASOLINE STATIONS INC
7836 | Permanently Closed | 1996-01-01 06:00 | 1969-01-01 06:00 | 1996-01-18 06:00 | Petroleum | Unleaded gasoline | Unleaded gasoline |  | Steel | Steel |  | Painted or None | Steel |  | 1901-01-01 06:00 | [15 empty] | UST Currently In Use: 0; UST Temp Close: 0; AST Currently In Use: 0; AST Temp Closed: 0 | 0 | 0 | 5 | 11216-047-000444 | CONSUMERS GASOLINE STATIONS INC
7837 | Permanently Closed | 1996-01-01 06:00 | 1969-01-01 06:00 | 1996-01-18 06:00 | Petroleum | Unleaded gasoline | Unleaded gasoline |  | Steel | Steel |  | Painted or None | Steel |  | 1901-01-01 06:00 | [15 empty] | UST Currently In Use: 0; UST Temp Close: 0; AST Currently In Use: 0; AST Temp Closed: 0 | 0 | 0 | 5 | 11216-047-000444 | CONSUMERS GASOLINE STATIONS INC
7838 | Permanently Closed | 1996-01-01 06:00 | 1969-01-01 06:00 | 1996-01-18 06:00 | Petroleum | Unleaded gasoline | Unleaded gasoline |  | Steel | Steel |  | Painted or None | Steel |  | 1901-01-01 06:00 | [15 empty] | UST Currently In Use: 0; UST Temp Close: 0; AST Currently In Use: 0; AST Temp Closed: 0 | 0 | 0 | 5 | 11216-047-000444 | CONSUMERS GASOLINE STATIONS INC
7839 | Permanently Closed | 1996-01-01 06:00 | 1969-01-01 06:00 | 1996-01-18 06:00 | Petroleum | Unleaded gasoline | Unleaded gasoline |  | Steel | Steel |  | Painted or None | Steel |  | 1901-01-01 06:00 | [15 empty] | UST Currently In Use: 0; UST Temp Close: 0; AST Currently In Use: 0; AST Temp Closed: 0 | 0 | 0 | 5 | 11216-047-000444 | CONSUMERS GASOLINE STATIONS INC
7840 | Permanently Closed | 1994-07-01 06:00 | 1972-01-01 06:00 | 1994-08-08 06:00 | Petroleum | Unleaded gasoline | Unleaded gasoline |  | Steel | Steel |  | Painted or None | Steel |  | 1901-01-01 06:00 | [6 empty] | Automatic Tank Gauge | [5 empty] | Annual line testing | Annual line testing |  | UST Currently In Use: 3; UST Temp Close: 0; AST Currently In Use: 0; AST Temp Closed: 0 | 3 | 0 | 4 | 25456-047-000445 | JA HU INC
7841 | Permanently Closed | 1994-07-01 06:00 | 1972-01-01 06:00 | 1994-08-08 06:00 | Petroleum | Unleaded gasoline | Unleaded gasoline |  | Steel | Steel |  | Painted or None | Steel |  | 1901-01-01 06:00 | [6 empty] | Automatic Tank Gauge | [5 empty] | Annual line testing | Annual line testing |  | UST Currently In Use: 3; UST Temp Close: 0; AST Currently In Use: 0; AST Temp Closed: 0 | 3 | 0 | 4 | 25456-047-000445 | JA HU INC
7842 | Permanently Closed | 1994-07-01 06:00 | 1972-01-01 06:00 | 1994-08-08 06:00 | Petroleum | Unleaded gasoline | Unleaded gasoline |  | Steel | Steel |  | Painted or None | Steel |  | 1901-01-01 06:00 | [6 empty] | Automatic Tank Gauge | [5 empty] | Annual line testing | Annual line testing |  | UST Currently In Use: 3; UST Temp Close: 0; AST Currently In Use: 0; AST Temp Closed: 0 | 3 | 0 | 4 | 25456-047-000445 | JA HU INC
7843 | Permanently Closed | 1994-07-01 06:00 | 1972-01-01 06:00 | 1994-08-08 06:00 | Petroleum | On road diesel | On road diesel |  | Steel | Steel |  | Painted or None | Steel |  | 1901-01-01 06:00 | [6 empty] | Automatic Tank Gauge | [8 empty] | UST Currently In Use: 3; UST Temp Close: 0; AST Currently In Use: 0; AST Temp Closed: 0 | 3 | 0 | 4 | 25456-047-000445 | JA HU INC
7844 | Temporary Closed | 2019-05-30 06:00 | 1975-01-01 06:00 |  | Petroleum | Unleaded gasoline | Unleaded gasoline | Retail | Steel | Steel | Field installed cathodic protection, Interior lined (not allowed as a standalone method of corrosion protection) |  | Flexible, GEOFLEX |  | 1901-01-01 06:00 | None | Catchment Basin, Single walled catchment basin | Automatic shutoff device At 95% full | Automatic shutoff device At 95% full |  |  | Statistical Inventory Reconciliation (SIR) |  | Automatic flow restrictor (MLLD) | Automatic flow restrictor (MLLD) |  |  | Annual line testing, Statistical inventory reconciliation (SIR) | Statistical inventory reconciliation (SIR) |  | UST Currently In Use: 0; UST Temp Close: 3; AST Currently In Use: 0; AST Temp Closed: 0 | 0 | 3 | 0 | 25233-087-000441 | S A & J GROUP LLC
7845 | Temporary Closed | 2019-05-30 06:00 | 1968-01-01 06:00 |  | Petroleum | Mid-grade gasoline | Mid-grade gasoline | Retail | Steel | Steel | Field installed cathodic protection, Interior lined (not allowed as a standalone method of corrosion protection) |  | Flexible, GEOFLEX |  | 1901-01-01 06:00 | None | Catchment Basin, Single walled catchment basin | Automatic shutoff device At 95% full | Automatic shutoff device At 95% full |  |  | Statistical Inventory Reconciliation (SIR) |  | Automatic flow restrictor (MLLD) | Automatic flow restrictor (MLLD) |  |  | Annual line testing, Statistical inventory reconciliation (SIR) | Statistical inventory reconciliation (SIR) |  | UST Currently In Use: 0; UST Temp Close: 3; AST Currently In Use: 0; AST Temp Closed: 0 | 0 | 3 | 0 | 25233-087-000441 | S A & J GROUP LLC
7846 | Temporary Closed | 2019-05-30 06:00 | 1968-01-01 06:00 |  | Petroleum | Premium gasoline | Premium gasoline | Retail | Steel | Steel | Field installed cathodic protection, Interior lined (not allowed as a standalone method of corrosion protection) |  | Flexible, GEOFLEX |  | 1901-01-01 06:00 | None | Catchment Basin, Single walled catchment basin | Automatic shutoff device At 95% full | Automatic shutoff device At 95% full |  |  | Statistical Inventory Reconciliation (SIR) |  | Automatic flow restrictor (MLLD) | Automatic flow restrictor (MLLD) |  |  | Annual line testing, Statistical inventory reconciliation (SIR) | Statistical inventory reconciliation (SIR) |  | UST Currently In Use: 0; UST Temp Close: 3; AST Currently In Use: 0; AST Temp Closed: 0 | 0 | 3 | 0 | 25233-087-000441 | S A & J GROUP LLC
7847 | Currently in Use |  | 1968-01-01 06:00 |  | Petroleum | Unleaded gasoline | Unleaded gasoline | Retail | Single Wall, Steel | Steel | Field installed cathodic protection, Interior lined (not allowed as a standalone method of corrosion protection) |  | Fiberglass reinforced plastic, Single Wall |  |  |  | Catchment Basin, Single walled catchment basin | Flow Rest 90% Full | Flow Rest 90% Full |  |  | Statistical Inventory Reconciliation (SIR) |  | Automatic flow restrictor (MLLD) | Automatic flow restrictor (MLLD) |  |  | Annual line testing, Statistical inventory reconciliation (SIR) | Statistical inventory reconciliation (SIR) |  | UST Currently In Use: 3; UST Temp Close: 0; AST Currently In Use: 0; AST Temp Closed: 0 | 3 | 0 | 0 | 22183-089-010125 | BOBAK, INC.
7848 | Currently in Use |  | 1968-01-01 06:00 |  | Petroleum | Mid-grade gasoline | Mid-grade gasoline | Retail | Single Wall, Steel | Steel | Field installed cathodic protection, Interior lined (not allowed as a standalone method of corrosion protection) |  | Fiberglass reinforced plastic, Single Wall |  |  |  | Catchment Basin, Single walled catchment basin | Flow Rest 90% Full | Flow Rest 90% Full |  |  | Statistical Inventory Reconciliation (SIR) |  | Automatic flow restrictor (MLLD) | Automatic flow restrictor (MLLD) |  |  | Annual line testing | Annual line testing |  | UST Currently In Use: 3; UST Temp Close: 0; AST Currently In Use: 0; AST Temp Closed: 0 | 3 | 0 | 0 | 22183-089-010125 | BOBAK, INC.
7849 | Currently in Use |  | 1974-01-01 06:00 |  | Petroleum | Premium gasoline | Premium gasoline | Retail | Single Wall, Steel | Steel | Field installed cathodic protection, Interior lined (not allowed as a standalone method of corrosion protection) |  | Fiberglass reinforced plastic, Single Wall |  |  |  | Catchment Basin, Single walled catchment basin | Flow Rest 90% Full | Flow Rest 90% Full |  |  | Statistical Inventory Reconciliation (SIR) |  | Automatic flow restrictor (MLLD) | Automatic flow restrictor (MLLD) |  |  | Annual line testing | Annual line testing |  | UST Currently In Use: 3; UST Temp Close: 0; AST Currently In Use: 0; AST Temp Closed: 0 | 3 | 0 | 0 | 22183-089-010125 | BOBAK, INC.
7850 | Permanently Closed | 2010-05-12 06:00 | 1971-01-01 06:00 | 2010-06-03 06:00 | Petroleum | Unleaded gasoline | Unleaded gasoline | Retail | Steel | Steel | Field installed cathodic protection, Interior lined (not allowed as a standalone method of corrosion protection) |  | Flexible |  |  |  | Catchment Basin, Single walled catchment basin | Automatic shutoff device At 95% full | Automatic shutoff device At 95% full |  |  | Statistical Inventory Reconciliation (SIR) | [5 empty] | Statistical inventory reconciliation (SIR) | Statistical inventory reconciliation (SIR) |  | UST Currently In Use: 0; UST Temp Close: 0; AST Currently In Use: 0; AST Temp Closed: 0 | 0 | 0 | 3 | 19898-097-000446 | PETRO SOUTH INC
7851 | Permanently Closed | 2009-02-28 06:00 | 1966-01-01 06:00 | 2010-06-03 06:00 | Petroleum | Mid-grade gasoline | Mid-grade gasoline | Retail | Steel | Steel | Field installed cathodic protection, Interior lined (not allowed as a standalone method of corrosion protection) |  | Flexible |  |  |  | Catchment Basin, Single walled catchment basin | Automatic shutoff device At 95% full | Automatic shutoff device At 95% full |  |  | Statistical Inventory Reconciliation (SIR) | [5 empty] | Statistical inventory reconciliation (SIR) | Statistical inventory reconciliation (SIR) |  | UST Currently In Use: 0; UST Temp Close: 0; AST Currently In Use: 0; AST Temp Closed: 0 | 0 | 0 | 3 | 19898-097-000446 | PETRO SOUTH INC
7852 | Permanently Closed | 2009-02-28 06:00 | 1989-01-01 06:00 | 2010-06-03 06:00 | Petroleum | Premium gasoline | Premium gasoline | Retail | Fiberglass coated steel | Fiberglass coated steel | Field installed cathodic protection |  | Flexible |  |  |  | Catchment Basin, Single walled catchment basin | Automatic shutoff device At 95% full | Automatic shutoff device At 95% full |  |  | Statistical Inventory Reconciliation (SIR) | [5 empty] | Statistical inventory reconciliation (SIR) | Statistical inventory reconciliation (SIR) |  | UST Currently In Use: 0; UST Temp Close: 0; AST Currently In Use: 0; AST Temp Closed: 0 | 0 | 0 | 3 | 19898-097-000446 | PETRO SOUTH INC
7853 | Permanently Closed | 1997-01-28 06:00 | 1966-01-01 06:00 | 1997-01-28 06:00 | Petroleum | Unleaded gasoline | Unleaded gasoline |  | Steel | Steel |  | Painted or None | Steel |  | 1901-01-01 06:00 | [6 empty] | Automatic Tank Gauge | [5 empty] | Annual line testing | Annual line testing |  | UST Currently In Use: 2; UST Temp Close: 0; AST Currently In Use: 0; AST Temp Closed: 0 | 2 | 0 | 3 | 23223-097-000449 | NMP, LLC
7854 | Permanently Closed | 1997-01-28 06:00 | 1966-01-01 06:00 | 1997-01-28 06:00 | Petroleum | Unleaded gasoline | Unleaded gasoline |  | Steel | Steel |  | Painted or None | Steel |  | 1901-01-01 06:00 |  |  | Automatic shutoff device At 95% full | Automatic shutoff device At 95% full |  |  | Automatic Tank Gauge | [5 empty] | Annual line testing | Annual line testing |  | UST Currently In Use: 2; UST Temp Close: 0; AST Currently In Use: 0; AST Temp Closed: 0 | 2 | 0 | 3 | 23223-097-000449 | NMP, LLC
7855 | Permanently Closed | 1997-01-28 06:00 | 1966-01-01 06:00 | 1997-01-28 06:00 | Petroleum | Unleaded gasoline | Unleaded gasoline |  | Steel | Steel |  | Painted or None | Steel |  | 1901-01-01 06:00 | [6 empty] | Automatic Tank Gauge | [5 empty] | Annual line testing | Annual line testing |  | UST Currently In Use: 2; UST Temp Close: 0; AST Currently In Use: 0; AST Temp Closed: 0 | 2 | 0 | 3 | 23223-097-000449 | NMP, LLC
7856 | Currently in Use |  | 1970-01-01 06:00 |  | Petroleum | Unleaded gasoline | Unleaded gasoline | Retail | Steel | Steel | Field installed cathodic protection, Interior lined (not allowed as a standalone method of corrosion protection) |  | Flexible, GEOFLEX DW |  |  |  | Catchment Basin, Single walled catchment basin | Automatic shutoff device At 95% full | Automatic shutoff device At 95% full |  |  | Automatic Tank Gauge |  | Automatic flow restrictor (MLLD), Containment Sump | Containment Sump |  |  | Annual line testing | Annual line testing |  | UST Currently In Use: 3; UST Temp Close: 0; AST Currently In Use: 0; AST Temp Closed: 0 | 3 | 0 | 2 | 23137-097-001726 | SPRINGHILL CONVENIENCE LLC
7857 | Currently in Use |  | 1990-07-01 06:00 |  | Petroleum | Mid-grade gasoline | Mid-grade gasoline | Retail | Steel | Steel | Coated & cathodic protection (sti-P3), Field installed cathodic protection |  | Flexible, GEOFLEX |  |  |  | Catchment Basin, Single walled catchment basin | Automatic shutoff device At 95% full | Automatic shutoff device At 95% full |  |  | Automatic Tank Gauge |  | Automatic flow restrictor (MLLD), Containment Sump | Containment Sump |  |  | Annual line testing | Annual line testing |  | UST Currently In Use: 3; UST Temp Close: 0; AST Currently In Use: 0; AST Temp Closed: 0 | 3 | 0 | 2 | 23137-097-001726 | SPRINGHILL CONVENIENCE LLC
7858 | Currently in Use |  | 1990-07-01 06:00 |  | Petroleum | Premium gasoline | Premium gasoline | Retail | Steel | Steel | Coated & cathodic protection (sti-P3), Field installed cathodic protection |  | Flexible, GEOFLEX |  |  |  | Catchment Basin, Single walled catchment basin | Automatic shutoff device At 95% full | Automatic shutoff device At 95% full |  |  | Automatic Tank Gauge |  | Automatic flow restrictor (MLLD), Containment Sump | Containment Sump |  |  | Annual line testing | Annual line testing |  | UST Currently In Use: 3; UST Temp Close: 0; AST Currently In Use: 0; AST Temp Closed: 0 | 3 | 0 | 2 | 23137-097-001726 | SPRINGHILL CONVENIENCE LLC
7859 | Permanently Closed | 1972-05-01 06:00 | 1964-01-01 06:00 | 1972-05-01 06:00 | Petroleum | Unleaded gasoline | Unleaded gasoline |  | Steel | Steel |  | Painted or None | Steel |  | 1901-01-01 06:00 | [15 empty] | UST Currently In Use: 3; UST Temp Close: 0; AST Currently In Use: 0; AST Temp Closed: 0 | 3 | 0 | 2 | 23137-097-001726 | SPRINGHILL CONVENIENCE LLC
7860 | Permanently Closed | 1972-05-01 06:00 | 1964-01-01 06:00 | 1972-05-01 06:00 | Petroleum | Other, EMPTY | Other |  | Steel | Steel |  | Painted or None |  |  | 1901-01-01 06:00 | [15 empty] | UST Currently In Use: 3; UST Temp Close: 0; AST Currently In Use: 0; AST Temp Closed: 0 | 3 | 0 | 2 | 23137-097-001726 | SPRINGHILL CONVENIENCE LLC
7861 | Currently in Use |  | 1974-01-01 06:00 |  | Petroleum | Unleaded gasoline | Unleaded gasoline | Retail | Steel | Steel | Field installed cathodic protection |  | Fiberglass reinforced plastic |  |  | Galvanic Cathodic, FLEX CONNS | Catchment Basin, Single walled catchment basin | Automatic shutoff device At 95% full | Automatic shutoff device At 95% full |  |  | Statistical Inventory Reconciliation (SIR) |  | Automatic flow restrictor (MLLD) | Automatic flow restrictor (MLLD) |  |  | Statistical inventory reconciliation (SIR) | Statistical inventory reconciliation (SIR) |  | UST Currently In Use: 4; UST Temp Close: 0; AST Currently In Use: 0; AST Temp Closed: 0 | 4 | 0 | 0 | 25137-101-000442 | RABEYA INC
7862 | Currently in Use |  | 1983-01-01 06:00 |  | Petroleum | Mid-grade gasoline | Mid-grade gasoline | Retail | Steel | Steel | Field installed cathodic protection |  | Fiberglass reinforced plastic |  |  | Galvanic Cathodic, FLEX CONNS | Catchment Basin, Single walled catchment basin | Automatic shutoff device At 95% full | Automatic shutoff device At 95% full |  |  | Statistical Inventory Reconciliation (SIR) |  | Automatic flow restrictor (MLLD) | Automatic flow restrictor (MLLD) |  |  | Statistical inventory reconciliation (SIR) | Statistical inventory reconciliation (SIR) |  | UST Currently In Use: 4; UST Temp Close: 0; AST Currently In Use: 0; AST Temp Closed: 0 | 4 | 0 | 0 | 25137-101-000442 | RABEYA INC
7863 | Currently in Use |  | 1983-01-01 06:00 |  | Petroleum | Premium gasoline | Premium gasoline | Retail | Steel | Steel | Field installed cathodic protection |  | Fiberglass reinforced plastic |  |  | Galvanic Cathodic, FLEX CONNS | Catchment Basin, Single walled catchment basin | Automatic shutoff device At 95% full | Automatic shutoff device At 95% full |  |  | Statistical Inventory Reconciliation (SIR) |  | Automatic flow restrictor (MLLD) | Automatic flow restrictor (MLLD) |  |  | Statistical inventory reconciliation (SIR) | Statistical inventory reconciliation (SIR) |  | UST Currently In Use: 4; UST Temp Close: 0; AST Currently In Use: 0; AST Temp Closed: 0 | 4 | 0 | 0 | 25137-101-000442 | RABEYA INC
7864 | Currently in Use |  | 1983-01-01 06:00 |  | Petroleum | On road diesel | On road diesel | Retail | Steel | Steel | Field installed cathodic protection |  | Fiberglass reinforced plastic |  |  | Galvanic Cathodic, FLEX CONNS | Catchment Basin, Single walled catchment basin | Automatic shutoff device At 95% full | Automatic shutoff device At 95% full |  |  | Statistical Inventory Reconciliation (SIR) |  | Automatic flow restrictor (MLLD) | Automatic flow restrictor (MLLD) |  |  | Statistical inventory reconciliation (SIR) | Statistical inventory reconciliation (SIR) |  | UST Currently In Use: 4; UST Temp Close: 0; AST Currently In Use: 0; AST Temp Closed: 0 | 4 | 0 | 0 | 25137-101-000442 | RABEYA INC
7865 | Temporary Closed | 2013-09-01 06:00 | 1977-01-01 06:00 |  | Petroleum | Unleaded gasoline | Unleaded gasoline | Retail | Steel | Steel | Field installed cathodic protection |  | Steel |  |  | Field installed cathodic protection | Catchment Basin, Single walled catchment basin | Automatic shutoff device At 95% full | Automatic shutoff device At 95% full |  |  | Statistical Inventory Reconciliation (SIR) |  | Automatic flow restrictor (MLLD) | Automatic flow restrictor (MLLD) |  |  | Annual line testing, Statistical inventory reconciliation (SIR) | Statistical inventory reconciliation (SIR) |  | UST Currently In Use: 0; UST Temp Close: 3; AST Currently In Use: 0; AST Temp Closed: 0 | 0 | 3 | 0 | 25857-101-000443 | ONE PLUS ONE INC
7866 | Temporary Closed | 2010-12-01 06:00 | 1972-01-01 06:00 |  | Petroleum | Mid-grade gasoline | Mid-grade gasoline | Retail | Steel | Steel | Field installed cathodic protection |  | Steel |  |  | Field installed cathodic protection | Catchment Basin, Single walled catchment basin | Automatic shutoff device At 95% full | Automatic shutoff device At 95% full |  |  | Statistical Inventory Reconciliation (SIR) |  | Automatic flow restrictor (MLLD) | Automatic flow restrictor (MLLD) |  |  | Statistical inventory reconciliation (SIR) | Statistical inventory reconciliation (SIR) |  | UST Currently In Use: 0; UST Temp Close: 3; AST Currently In Use: 0; AST Temp Closed: 0 | 0 | 3 | 0 | 25857-101-000443 | ONE PLUS ONE INC
7867 | Temporary Closed | 2010-12-10 06:00 | 1972-01-01 06:00 |  | Petroleum | Premium gasoline | Premium gasoline | Retail | Steel | Steel | Field installed cathodic protection |  | Steel |  |  | Field installed cathodic protection | Catchment Basin, Single walled catchment basin | Automatic shutoff device At 95% full | Automatic shutoff device At 95% full |  |  | Statistical Inventory Reconciliation (SIR) |  | Automatic flow restrictor (MLLD) | Automatic flow restrictor (MLLD) |  |  | Statistical inventory reconciliation (SIR) | Statistical inventory reconciliation (SIR) |  | UST Currently In Use: 0; UST Temp Close: 3; AST Currently In Use: 0; AST Temp Closed: 0 | 0 | 3 | 0 | 25857-101-000443 | ONE PLUS ONE INC
7868 | Temporary Closed | 2012-10-10 06:00 | 1973-01-01 06:00 |  | Petroleum | Unleaded gasoline | Unleaded gasoline | Retail | Steel | Steel | Field installed cathodic protection |  | Steel |  |  | Field installed cathodic protection | Catchment Basin, Single walled catchment basin | Automatic shutoff device At 95% full | Automatic shutoff device At 95% full |  |  | Automatic Tank Gauge | [8 empty] | UST Currently In Use: 0; UST Temp Close: 3; AST Currently In Use: 0; AST Temp Closed: 0 | 0 | 3 | 0 | 17890-111-000447 | BONNEVILLE ENTERPRISES LLP
7869 | Temporary Closed | 2012-10-10 06:00 | 1966-06-01 06:00 |  | Petroleum | Unleaded gasoline | Unleaded gasoline | Retail | Steel | Steel | Field installed cathodic protection |  | Steel |  |  | Field installed cathodic protection | Catchment Basin, Single walled catchment basin | Automatic shutoff device At 95% full | Automatic shutoff device At 95% full |  |  | Automatic Tank Gauge | [8 empty] | UST Currently In Use: 0; UST Temp Close: 3; AST Currently In Use: 0; AST Temp Closed: 0 | 0 | 3 | 0 | 17890-111-000447 | BONNEVILLE ENTERPRISES LLP
7870 | Temporary Closed | 2012-10-10 06:00 | 1966-01-01 06:00 |  | Petroleum | Unleaded gasoline | Unleaded gasoline | Retail | Steel | Steel | Field installed cathodic protection |  | Steel |  |  | Field installed cathodic protection | Catchment Basin, Single walled catchment basin | Automatic shutoff device At 95% full | Automatic shutoff device At 95% full |  |  | Automatic Tank Gauge | [8 empty] | UST Currently In Use: 0; UST Temp Close: 3; AST Currently In Use: 0; AST Temp Closed: 0 | 0 | 3 | 0 | 17890-111-000447 | BONNEVILLE ENTERPRISES LLP
7871 | Permanently Closed | 1992-03-09 06:00 | 1978-01-01 06:00 | 1992-03-09 06:00 | Petroleum | Unleaded gasoline | Unleaded gasoline |  | Steel | Steel |  | Painted or None | Steel |  | 1901-01-01 06:00 | [15 empty] | UST Currently In Use: 0; UST Temp Close: 0; AST Currently In Use: 4; AST Temp Closed: 0 | 0 | 0 | 2 | 22870-053-002792 | GEORGIA-PACIFIC BREWTON LLC
7872 | Permanently Closed | 1992-03-09 06:00 | 1978-01-01 06:00 | 1992-03-09 06:00 | Petroleum | On road diesel | On road diesel |  | Steel | Steel |  | Painted or None | Steel |  | 1901-01-01 06:00 | [15 empty] | UST Currently In Use: 0; UST Temp Close: 0; AST Currently In Use: 4; AST Temp Closed: 0 | 0 | 0 | 2 | 22870-053-002792 | GEORGIA-PACIFIC BREWTON LLC
7873 | Permanently Closed | 1989-11-07 06:00 | 1966-01-01 06:00 | 1989-11-07 06:00 | Petroleum | Unleaded gasoline | Unleaded gasoline |  | Steel | Steel |  | Painted or None | Steel |  | 1901-01-01 06:00 | [15 empty] | UST Currently In Use: 0; UST Temp Close: 0; AST Currently In Use: 0; AST Temp Closed: 0 | 0 | 0 | 2 | 11221-003-005081 | SMURFIT-STONE CONTAINER ENTERPRISES
7874 | Permanently Closed | 1989-11-07 06:00 | 1966-01-01 06:00 | 1989-11-07 06:00 | Petroleum | On road diesel | On road diesel |  | Steel | Steel |  | Painted or None | Steel |  | 1901-01-01 06:00 | [15 empty] | UST Currently In Use: 0; UST Temp Close: 0; AST Currently In Use: 0; AST Temp Closed: 0 | 0 | 0 | 2 | 11221-003-005081 | SMURFIT-STONE CONTAINER ENTERPRISES
7875 | Permanently Closed | 1993-10-28 06:00 | 1961-01-01 06:00 | 1993-10-28 06:00 | Petroleum | Unleaded gasoline | Unleaded gasoline |  | Steel | Steel |  | Painted or None | Steel |  | 1901-01-01 06:00 | [15 empty] | UST Currently In Use: 0; UST Temp Close: 0; AST Currently In Use: 0; AST Temp Closed: 0 | 0 | 0 | 2 | 11221-013-005078 | SMURFIT-STONE CONTAINER ENTERPRISES
7876 | Permanently Closed | 1993-10-28 06:00 | 1961-01-01 06:00 | 1993-10-28 06:00 | Petroleum | On road diesel | On road diesel |  | Steel | Steel |  | Painted or None | Steel |  | 1901-01-01 06:00 | [15 empty] | UST Currently In Use: 0; UST Temp Close: 0; AST Currently In Use: 0; AST Temp Closed: 0 | 0 | 0 | 2 | 11221-013-005078 | SMURFIT-STONE CONTAINER ENTERPRISES
7877 | Permanently Closed | 1998-05-18 06:00 | 1980-01-01 06:00 | 1998-05-18 06:00 | Petroleum | Unleaded gasoline | Unleaded gasoline |  | Steel | Steel |  | Painted or None | Steel |  | 1901-01-01 06:00 | [15 empty] | UST Currently In Use: 0; UST Temp Close: 0; AST Currently In Use: 0; AST Temp Closed: 0 | 0 | 0 | 2 | 17688-013-005079 | WILLIAM WATSON SHEPLYNN INC
7878 | Permanently Closed | 1998-05-18 06:00 | 1980-01-01 06:00 | 1998-05-18 06:00 | Petroleum | On road diesel | On road diesel |  | Steel | Steel |  | Painted or None | Steel |  | 1901-01-01 06:00 | [15 empty] | UST Currently In Use: 0; UST Temp Close: 0; AST Currently In Use: 0; AST Temp Closed: 0 | 0 | 0 | 2 | 17688-013-005079 | WILLIAM WATSON SHEPLYNN INC
7879 | Permanently Closed | 1989-10-20 06:00 | 1954-01-01 06:00 | 1989-10-20 06:00 | Petroleum | Unleaded gasoline | Unleaded gasoline |  | Steel | Steel |  | Painted or None | Steel |  | 1901-01-01 06:00 | [15 empty] | UST Currently In Use: 0; UST Temp Close: 0; AST Currently In Use: 0; AST Temp Closed: 0 | 0 | 0 | 1 | 11221-013-011046 | SMURFIT-STONE CONTAINER ENTERPRISES
7880 | Permanently Closed | 1990-11-30 06:00 | 1967-01-01 06:00 | 1990-11-30 06:00 | Petroleum | Unleaded gasoline | Unleaded gasoline |  | Steel | Steel |  | Painted or None | Steel |  | 1901-01-01 06:00 | [15 empty] | UST Currently In Use: 0; UST Temp Close: 0; AST Currently In Use: 1; AST Temp Closed: 0 | 0 | 0 | 5 | 22479-035-005080 | JMC EXPRESS LLC
7881 | Permanently Closed | 1990-11-30 06:00 | 1967-01-01 06:00 | 1990-11-30 06:00 | Petroleum | Unleaded gasoline | Unleaded gasoline |  | Steel | Steel |  | Painted or None | Steel |  | 1901-01-01 06:00 | [15 empty] | UST Currently In Use: 0; UST Temp Close: 0; AST Currently In Use: 1; AST Temp Closed: 0 | 0 | 0 | 5 | 22479-035-005080 | JMC EXPRESS LLC
7882 | Permanently Closed | 1990-11-30 06:00 | 1967-01-01 06:00 | 1990-11-30 06:00 | Petroleum | On road diesel | On road diesel |  | Steel | Steel |  | Painted or None | Steel |  | 1901-01-01 06:00 | [15 empty] | UST Currently In Use: 0; UST Temp Close: 0; AST Currently In Use: 1; AST Temp Closed: 0 | 0 | 0 | 5 | 22479-035-005080 | JMC EXPRESS LLC
7883 | Permanently Closed | 1990-11-30 06:00 | 1967-01-01 06:00 | 1990-11-30 06:00 | Petroleum | On road diesel | On road diesel |  | Steel | Steel |  | Painted or None | Steel |  | 1901-01-01 06:00 | [15 empty] | UST Currently In Use: 0; UST Temp Close: 0; AST Currently In Use: 1; AST Temp Closed: 0 | 0 | 0 | 5 | 22479-035-005080 | JMC EXPRESS LLC
7884 | Permanently Closed | 1990-11-30 06:00 | 1977-01-01 06:00 | 1990-11-30 06:00 | Petroleum | On road diesel | On road diesel |  | Steel | Steel |  | Painted or None | Steel |  | 1901-01-01 06:00 | [15 empty] | UST Currently In Use: 0; UST Temp Close: 0; AST Currently In Use: 1; AST Temp Closed: 0 | 0 | 0 | 5 | 22479-035-005080 | JMC EXPRESS LLC
7885 | Permanently Closed | 1991-03-27 06:00 | 1961-01-01 06:00 | 1991-03-27 06:00 | Petroleum | Unleaded gasoline | Unleaded gasoline |  | Steel | Steel |  | Painted or None | Steel |  | 1901-01-01 06:00 | [15 empty] | UST Currently In Use: 0; UST Temp Close: 0; AST Currently In Use: 0; AST Temp Closed: 0 | 0 | 0 | 2 | 11221-039-005090 | SMURFIT-STONE CONTAINER ENTERPRISES
7886 | Permanently Closed | 1991-03-27 06:00 | 1961-01-01 06:00 | 1991-03-27 06:00 | Petroleum | On road diesel | On road diesel |  | Steel | Steel |  | Painted or None | Steel |  | 1901-01-01 06:00 | [15 empty] | UST Currently In Use: 0; UST Temp Close: 0; AST Currently In Use: 0; AST Temp Closed: 0 | 0 | 0 | 2 | 11221-039-005090 | SMURFIT-STONE CONTAINER ENTERPRISES
7887 | Permanently Closed | 1991-02-28 06:00 | 1976-01-01 06:00 | 1991-02-28 06:00 | Petroleum | Unleaded gasoline | Unleaded gasoline |  | Steel | Steel |  | Painted or None | Steel |  | 1901-01-01 06:00 | [15 empty] | UST Currently In Use: 0; UST Temp Close: 0; AST Currently In Use: 0; AST Temp Closed: 0 | 0 | 0 | 4 | 11221-039-011045 | SMURFIT-STONE CONTAINER ENTERPRISES
7888 | Permanently Closed | 1991-02-28 06:00 | 1976-01-01 06:00 | 1991-02-28 06:00 | Petroleum | On road diesel | On road diesel |  | Steel | Steel |  | Painted or None | Steel |  | 1901-01-01 06:00 | [15 empty] | UST Currently In Use: 0; UST Temp Close: 0; AST Currently In Use: 0; AST Temp Closed: 0 | 0 | 0 | 4 | 11221-039-011045 | SMURFIT-STONE CONTAINER ENTERPRISES
7889 | Permanently Closed | 1991-02-28 06:00 | 1976-01-01 06:00 | 1991-02-28 06:00 | Petroleum | On road diesel | On road diesel |  | Steel | Steel |  | Painted or None | Steel |  | 1901-01-01 06:00 | [15 empty] | UST Currently In Use: 0; UST Temp Close: 0; AST Currently In Use: 0; AST Temp Closed: 0 | 0 | 0 | 4 | 11221-039-011045 | SMURFIT-STONE CONTAINER ENTERPRISES
7890 | Permanently Closed | 1991-02-28 06:00 | 1976-01-01 06:00 | 1991-02-28 06:00 | Petroleum | On road diesel | On road diesel |  | Steel | Steel |  | Painted or None | Steel |  | 1901-01-01 06:00 | [15 empty] | UST Currently In Use: 0; UST Temp Close: 0; AST Currently In Use: 0; AST Temp Closed: 0 | 0 | 0 | 4 | 11221-039-011045 | SMURFIT-STONE CONTAINER ENTERPRISES
7891 | Permanently Closed | 1901-01-01 06:00 | 1955-01-01 06:00 | 1988-05-27 06:00 | Petroleum | Unleaded gasoline | Unleaded gasoline |  | Steel | Steel |  | Painted or None | Steel |  | 1901-01-01 06:00 | [15 empty] | UST Currently In Use: 0; UST Temp Close: 0; AST Currently In Use: 0; AST Temp Closed: 0 | 0 | 0 | 2 | 11221-041-005088 | SMURFIT-STONE CONTAINER ENTERPRISES
7892 | Permanently Closed | 1901-01-01 06:00 | 1955-01-01 06:00 | 1988-05-27 06:00 | Petroleum | On road diesel | On road diesel |  | Steel | Steel |  | Painted or None | Steel |  | 1901-01-01 06:00 | [15 empty] | UST Currently In Use: 0; UST Temp Close: 0; AST Currently In Use: 0; AST Temp Closed: 0 | 0 | 0 | 2 | 11221-041-005088 | SMURFIT-STONE CONTAINER ENTERPRISES
7893 | Permanently Closed | 1989-10-01 06:00 | 1961-01-01 06:00 | 1989-10-01 06:00 | Petroleum | Unleaded gasoline | Unleaded gasoline |  | Steel | Steel |  | Painted or None | Steel |  | 1901-01-01 06:00 | [15 empty] | UST Currently In Use: 0; UST Temp Close: 0; AST Currently In Use: 0; AST Temp Closed: 0 | 0 | 0 | 1 | 11221-047-011047 | SMURFIT-STONE CONTAINER ENTERPRISES
7894 | Permanently Closed | 1991-05-02 06:00 | 1980-01-01 06:00 | 1991-05-02 06:00 | Petroleum | Unleaded gasoline | Unleaded gasoline |  | Steel | Steel |  | Painted or None | Steel |  | 1901-01-01 06:00 | [15 empty] | UST Currently In Use: 0; UST Temp Close: 0; AST Currently In Use: 0; AST Temp Closed: 0 | 0 | 0 | 2 | 11221-053-005076 | SMURFIT-STONE CONTAINER ENTERPRISES
7895 | Permanently Closed | 1991-05-02 06:00 | 1980-01-01 06:00 | 1991-05-02 06:00 | Petroleum | On road diesel | On road diesel |  | Steel | Steel |  | Painted or None | Steel |  | 1901-01-01 06:00 | [15 empty] | UST Currently In Use: 0; UST Temp Close: 0; AST Currently In Use: 0; AST Temp Closed: 0 | 0 | 0 | 2 | 11221-053-005076 | SMURFIT-STONE CONTAINER ENTERPRISES
7896 | Permanently Closed | 1991-05-08 06:00 | 1971-01-01 06:00 | 1991-05-08 06:00 | Petroleum | Unleaded gasoline | Unleaded gasoline |  | Steel | Steel |  | Painted or None | Steel |  | 1901-01-01 06:00 | [15 empty] | UST Currently In Use: 0; UST Temp Close: 0; AST Currently In Use: 0; AST Temp Closed: 0 | 0 | 0 | 2 | 11221-053-005083 | SMURFIT-STONE CONTAINER ENTERPRISES
7897 | Permanently Closed | 1991-05-08 06:00 | 1971-01-01 06:00 | 1991-05-08 06:00 | Petroleum | On road diesel | On road diesel |  | Steel | Steel |  | Painted or None | Steel |  | 1901-01-01 06:00 | [15 empty] | UST Currently In Use: 0; UST Temp Close: 0; AST Currently In Use: 0; AST Temp Closed: 0 | 0 | 0 | 2 | 11221-053-005083 | SMURFIT-STONE CONTAINER ENTERPRISES
7898 | Permanently Closed | 1993-12-15 06:00 | 1973-01-01 06:00 | 1993-12-15 06:00 | Petroleum | Unleaded gasoline | Unleaded gasoline | Retail | Steel | Steel |  | Painted or None | Steel |  | 1901-01-01 06:00 | [15 empty] | UST Currently In Use: 0; UST Temp Close: 0; AST Currently In Use: 0; AST Temp Closed: 0 | 0 | 0 | 2 | 11221-061-005086 | SMURFIT-STONE CONTAINER ENTERPRISES
7899 | Permanently Closed | 1993-12-15 06:00 | 1973-01-01 06:00 | 1993-12-15 06:00 | Petroleum | On road diesel | On road diesel | Retail | Steel | Steel |  | Painted or None | Steel |  | 1901-01-01 06:00 | [15 empty] | UST Currently In Use: 0; UST Temp Close: 0; AST Currently In Use: 0; AST Temp Closed: 0 | 0 | 0 | 2 | 11221-061-005086 | SMURFIT-STONE CONTAINER ENTERPRISES
7900 | Permanently Closed | 1989-09-01 06:00 | 1971-01-01 06:00 | 1989-09-01 06:00 | Petroleum | Unleaded gasoline | Unleaded gasoline |  | Steel | Steel |  | Painted or None | Steel |  | 1901-01-01 06:00 | [15 empty] | UST Currently In Use: 0; UST Temp Close: 0; AST Currently In Use: 0; AST Temp Closed: 0 | 0 | 0 | 6 | 11221-085-005082 | SMURFIT-STONE CONTAINER ENTERPRISES
7901 | Permanently Closed | 1989-09-01 06:00 | 1971-01-01 06:00 | 1989-09-01 06:00 | Petroleum | On road diesel | On road diesel |  | Steel | Steel |  | Painted or None | Steel |  | 1901-01-01 06:00 | [15 empty] | UST Currently In Use: 0; UST Temp Close: 0; AST Currently In Use: 0; AST Temp Closed: 0 | 0 | 0 | 6 | 11221-085-005082 | SMURFIT-STONE CONTAINER ENTERPRISES
7902 | Permanently Closed | 1989-09-01 06:00 | 1971-01-01 06:00 | 1989-09-01 06:00 | Petroleum | On road diesel | On road diesel |  | Steel | Steel |  | Painted or None | Steel |  | 1901-01-01 06:00 | [15 empty] | UST Currently In Use: 0; UST Temp Close: 0; AST Currently In Use: 0; AST Temp Closed: 0 | 0 | 0 | 6 | 11221-085-005082 | SMURFIT-STONE CONTAINER ENTERPRISES
7903 | Permanently Closed | 1989-09-01 06:00 | 1971-01-01 06:00 | 1989-09-01 06:00 | Petroleum | Unleaded gasoline | Unleaded gasoline |  | Steel | Steel |  | Painted or None | Steel |  | 1901-01-01 06:00 | [15 empty] | UST Currently In Use: 0; UST Temp Close: 0; AST Currently In Use: 0; AST Temp Closed: 0 | 0 | 0 | 6 | 11221-085-005082 | SMURFIT-STONE CONTAINER ENTERPRISES
7904 | Permanently Closed | 1993-10-01 06:00 | 1989-10-05 06:00 | 1993-12-08 06:00 | Petroleum | On road diesel | On road diesel | Industrial | Steel | Steel | Coated & cathodic protection (sti-P3) |  | Steel |  | 1901-01-01 06:00 | Field installed cathodic protection | Catchment Basin, Single walled catchment basin | Flow Rest 90% Full | Flow Rest 90% Full | [11 empty] | UST Currently In Use: 0; UST Temp Close: 0; AST Currently In Use: 0; AST Temp Closed: 0 | 0 | 0 | 6 | 11221-085-005082 | SMURFIT-STONE CONTAINER ENTERPRISES
7905 | Permanently Closed | 1993-10-01 06:00 | 1989-10-05 06:00 | 1993-12-08 06:00 | Petroleum | On road diesel | On road diesel | Retail | Steel | Steel | Coated & cathodic protection (sti-P3) |  | Steel |  | 1901-01-01 06:00 | Field installed cathodic protection | Catchment Basin, Single walled catchment basin | Flow Rest 90% Full | Flow Rest 90% Full | [11 empty] | UST Currently In Use: 0; UST Temp Close: 0; AST Currently In Use: 0; AST Temp Closed: 0 | 0 | 0 | 6 | 11221-085-005082 | SMURFIT-STONE CONTAINER ENTERPRISES
7906 | Permanently Closed | 1990-09-01 06:00 | 1963-01-01 06:00 | 1990-09-01 06:00 | Petroleum | Unleaded gasoline | Unleaded gasoline |  | Steel | Steel |  | Painted or None | Steel |  | 1901-01-01 06:00 | [15 empty] | UST Currently In Use: 0; UST Temp Close: 0; AST Currently In Use: 0; AST Temp Closed: 0 | 0 | 0 | 2 | 11221-085-005087 | SMURFIT-STONE CONTAINER ENTERPRISES
7907 | Permanently Closed | 1990-09-01 06:00 | 1963-01-01 06:00 | 1990-09-01 06:00 | Petroleum | On road diesel | On road diesel |  | Steel | Steel |  | Painted or None | Steel |  | 1901-01-01 06:00 | [15 empty] | UST Currently In Use: 0; UST Temp Close: 0; AST Currently In Use: 0; AST Temp Closed: 0 | 0 | 0 | 2 | 11221-085-005087 | SMURFIT-STONE CONTAINER ENTERPRISES
7908 | Permanently Closed | 1993-12-07 06:00 | 1955-01-01 06:00 | 1993-12-07 06:00 | Petroleum | Unleaded gasoline | Unleaded gasoline |  | Steel | Steel |  | Painted or None | Steel |  | 1901-01-01 06:00 | [12 empty] | Annual line testing | Annual line testing |  | UST Currently In Use: 0; UST Temp Close: 0; AST Currently In Use: 0; AST Temp Closed: 0 | 0 | 0 | 2 | 11221-099-005089 | SMURFIT-STONE CONTAINER ENTERPRISES
7909 | Permanently Closed | 1993-12-07 06:00 | 1955-01-01 06:00 | 1993-12-07 06:00 | Petroleum | On road diesel | On road diesel |  | Steel | Steel |  | Painted or None | Steel |  | 1901-01-01 06:00 | [12 empty] | Annual line testing | Annual line testing |  | UST Currently In Use: 0; UST Temp Close: 0; AST Currently In Use: 0; AST Temp Closed: 0 | 0 | 0 | 2 | 11221-099-005089 | SMURFIT-STONE CONTAINER ENTERPRISES
7910 | Permanently Closed | 1990-12-31 06:00 | 1977-01-01 06:00 | 1990-12-31 06:00 | Petroleum | Unleaded gasoline | Unleaded gasoline |  | Steel | Steel |  | Painted or None | Steel |  | 1901-01-01 06:00 | [15 empty] | UST Currently In Use: 0; UST Temp Close: 0; AST Currently In Use: 0; AST Temp Closed: 0 | 0 | 0 | 3 | 11221-109-005084 | SMURFIT-STONE CONTAINER ENTERPRISES
7911 | Permanently Closed | 1990-12-31 06:00 | 1977-01-01 06:00 | 1990-12-31 06:00 | Petroleum | On road diesel | On road diesel |  | Steel | Steel |  | Painted or None | Steel |  | 1901-01-01 06:00 | [15 empty] | UST Currently In Use: 0; UST Temp Close: 0; AST Currently In Use: 0; AST Temp Closed: 0 | 0 | 0 | 3 | 11221-109-005084 | SMURFIT-STONE CONTAINER ENTERPRISES
7912 | Permanently Closed | 1990-12-31 06:00 | 1986-01-01 06:00 | 1990-12-31 06:00 | Petroleum | Unleaded gasoline | Unleaded gasoline |  | Steel | Steel |  |  |  |  | 1901-01-01 06:00 | [15 empty] | UST Currently In Use: 0; UST Temp Close: 0; AST Currently In Use: 0; AST Temp Closed: 0 | 0 | 0 | 3 | 11221-109-005084 | SMURFIT-STONE CONTAINER ENTERPRISES
7913 | Permanently Closed | 1990-12-30 06:00 | 1973-01-01 06:00 | 1990-12-30 06:00 | Petroleum | Unleaded gasoline | Unleaded gasoline |  | Steel | Steel |  | Painted or None | Steel |  | 1901-01-01 06:00 | [15 empty] | UST Currently In Use: 0; UST Temp Close: 0; AST Currently In Use: 0; AST Temp Closed: 0 | 0 | 0 | 2 | 11221-109-005085 | SMURFIT-STONE CONTAINER ENTERPRISES
7914 | Permanently Closed | 1990-12-30 06:00 | 1973-01-01 06:00 | 1990-12-30 06:00 | Petroleum | On road diesel | On road diesel |  | Steel | Steel |  | Painted or None | Steel |  | 1901-01-01 06:00 | [15 empty] | UST Currently In Use: 0; UST Temp Close: 0; AST Currently In Use: 0; AST Temp Closed: 0 | 0 | 0 | 2 | 11221-109-005085 | SMURFIT-STONE CONTAINER ENTERPRISES
7915 | Permanently Closed | 1988-08-01 06:00 | 1968-01-01 06:00 | 1988-08-01 06:00 | Petroleum | Other, OTHER | Other |  | Steel | Steel |  | Painted or None | Steel |  | 1901-01-01 06:00 | [15 empty] | UST Currently In Use: 0; UST Temp Close: 0; AST Currently In Use: 0; AST Temp Closed: 0 | 0 | 0 | 2 | 11221-129-011048 | SMURFIT-STONE CONTAINER ENTERPRISES
7916 | Permanently Closed | 1988-08-01 06:00 | 1968-01-01 06:00 | 1988-08-01 06:00 | Petroleum | Other, OTHER | Other |  | Steel | Steel |  | Painted or None | Steel |  | 1901-01-01 06:00 | [15 empty] | UST Currently In Use: 0; UST Temp Close: 0; AST Currently In Use: 0; AST Temp Closed: 0 | 0 | 0 | 2 | 11221-129-011048 | SMURFIT-STONE CONTAINER ENTERPRISES
7917 | Permanently Closed | 1901-01-01 06:00 | 1966-01-01 06:00 | 1987-10-07 06:00 | Hazardous Substance |  |  |  | Steel | Steel | Interior lined (not allowed as a standalone method of corrosion protection) | Painted or None | Other, ASPHALTIC |  | 1901-01-01 06:00 | [15 empty] | UST Currently In Use: 0; UST Temp Close: 0; AST Currently In Use: 0; AST Temp Closed: 0 | 0 | 0 | 3 | 11224-073-006042 | CONTINENTAL CAN CO USA INC
7918 | Permanently Closed | 1983-01-01 06:00 | 1966-01-01 06:00 | 1987-10-07 06:00 | Hazardous Substance |  |  |  | Steel | Steel | Interior lined (not allowed as a standalone method of corrosion protection) | Painted or None | Other, ASPHALTIC |  | 1901-01-01 06:00 | [15 empty] | UST Currently In Use: 0; UST Temp Close: 0; AST Currently In Use: 0; AST Temp Closed: 0 | 0 | 0 | 3 | 11224-073-006042 | CONTINENTAL CAN CO USA INC
7919 | Permanently Closed | 1901-01-01 06:00 | 1966-01-01 06:00 | 1987-10-07 06:00 | Hazardous Substance |  |  |  | Steel | Steel | Interior lined (not allowed as a standalone method of corrosion protection) | Painted or None | Other, ASPHALTIC |  | 1901-01-01 06:00 | [15 empty] | UST Currently In Use: 0; UST Temp Close: 0; AST Currently In Use: 0; AST Temp Closed: 0 | 0 | 0 | 3 | 11224-073-006042 | CONTINENTAL CAN CO USA INC
7920 | Permanently Closed | 1979-12-01 06:00 | 1964-01-01 06:00 | 1987-10-09 06:00 | Hazardous Substance |  |  |  | Steel | Steel |  | Painted or None | Steel |  | 1901-01-01 06:00 | [15 empty] | UST Currently In Use: 0; UST Temp Close: 0; AST Currently In Use: 0; AST Temp Closed: 0 | 0 | 0 | 2 | 11224-073-010741 | CONTINENTAL CAN CO USA INC
7921 | Permanently Closed | 1979-12-01 06:00 | 1964-01-01 06:00 | 1987-10-09 06:00 | Hazardous Substance |  |  |  | Steel | Steel |  | Painted or None | Steel |  | 1901-01-01 06:00 | [15 empty] | UST Currently In Use: 0; UST Temp Close: 0; AST Currently In Use: 0; AST Temp Closed: 0 | 0 | 0 | 2 | 11224-073-010741 | CONTINENTAL CAN CO USA INC
7922 | Permanently Closed | 1991-01-18 06:00 | 1972-01-01 06:00 | 1991-01-18 06:00 | Petroleum | On road diesel | On road diesel |  | Steel | Steel |  | Painted or None | Steel |  | 1901-01-01 06:00 | [15 empty] | UST Currently In Use: 0; UST Temp Close: 0; AST Currently In Use: 0; AST Temp Closed: 0 | 0 | 0 | 4 | 11225-001-002794 | CONTINENTAL EAGLE CORP
7923 | Permanently Closed | 1991-01-18 06:00 | 1968-01-01 06:00 | 1991-01-18 06:00 | Petroleum | Unleaded gasoline | Unleaded gasoline |  | Steel | Steel |  | Painted or None | Steel |  | 1901-01-01 06:00 | [15 empty] | UST Currently In Use: 0; UST Temp Close: 0; AST Currently In Use: 0; AST Temp Closed: 0 | 0 | 0 | 4 | 11225-001-002794 | CONTINENTAL EAGLE CORP
7924 | Permanently Closed | 1991-01-18 06:00 | 1968-01-01 06:00 | 1991-01-18 06:00 | Hazardous Substance |  |  |  | Steel | Steel |  | Painted or None | Steel |  | 1901-01-01 06:00 | [15 empty] | UST Currently In Use: 0; UST Temp Close: 0; AST Currently In Use: 0; AST Temp Closed: 0 | 0 | 0 | 4 | 11225-001-002794 | CONTINENTAL EAGLE CORP
7925 | Permanently Closed | 1991-01-18 06:00 | 1960-01-01 06:00 | 1991-01-18 06:00 | Petroleum | Unleaded gasoline | Unleaded gasoline |  | Steel | Steel |  | Painted or None | Steel |  | 1901-01-01 06:00 | [15 empty] | UST Currently In Use: 0; UST Temp Close: 0; AST Currently In Use: 0; AST Temp Closed: 0 | 0 | 0 | 4 | 11225-001-002794 | CONTINENTAL EAGLE CORP
7926 | Permanently Closed | 1989-12-26 06:00 | 1958-01-01 06:00 | 1989-12-26 06:00 | Petroleum | On road diesel | On road diesel |  | Steel | Steel |  | Painted or None | Steel |  | 1901-01-01 06:00 | [15 empty] | UST Currently In Use: 1; UST Temp Close: 0; AST Currently In Use: 2; AST Temp Closed: 0 | 1 | 0 | 5 | 10840-095-000316 | CARGILL INC
7927 | Permanently Closed | 1989-12-26 06:00 | 1958-01-01 06:00 | 1989-12-26 06:00 | Petroleum | On road diesel | On road diesel |  | Steel | Steel |  | Painted or None | Steel |  | 1901-01-01 06:00 | [15 empty] | UST Currently In Use: 1; UST Temp Close: 0; AST Currently In Use: 2; AST Temp Closed: 0 | 1 | 0 | 5 | 10840-095-000316 | CARGILL INC
7928 | Permanently Closed | 1992-06-06 06:00 | 1958-01-01 06:00 | 1992-06-06 06:00 | Hazardous Substance |  |  |  | Steel | Steel |  | Painted or None | Steel |  | 1901-01-01 06:00 | [15 empty] | UST Currently In Use: 1; UST Temp Close: 0; AST Currently In Use: 2; AST Temp Closed: 0 | 1 | 0 | 5 | 10840-095-000316 | CARGILL INC
7929 | Permanently Closed | 1992-06-06 06:00 | 1958-01-01 06:00 | 1992-06-06 06:00 | Hazardous Substance |  |  |  | Steel | Steel |  | Painted or None | Steel |  | 1901-01-01 06:00 | [15 empty] | UST Currently In Use: 1; UST Temp Close: 0; AST Currently In Use: 2; AST Temp Closed: 0 | 1 | 0 | 5 | 10840-095-000316 | CARGILL INC
7932 | Permanently Closed | 1994-06-01 06:00 | 1980-01-01 06:00 | 1994-06-01 06:00 | Petroleum | On road diesel | On road diesel |  | Steel | Steel |  |  | Steel |  | 1901-01-01 06:00 | [12 empty] | Annual line testing | Annual line testing |  | UST Currently In Use: 1; UST Temp Close: 0; AST Currently In Use: 2; AST Temp Closed: 0 | 1 | 0 | 5 | 10840-095-000316 | CARGILL INC
7933 | Permanently Closed | 1990-03-28 06:00 | 1966-01-01 06:00 | 1990-03-28 06:00 | Petroleum | Unleaded gasoline | Unleaded gasoline |  | Steel | Steel |  | Painted or None | Steel |  | 1901-01-01 06:00 | [15 empty] | UST Currently In Use: 0; UST Temp Close: 0; AST Currently In Use: 1; AST Temp Closed: 0 | 0 | 0 | 5 | 11227-095-000156 | WAYNE FARMS CONT GRAIN CO
7934 | Permanently Closed | 1990-10-11 06:00 | 1972-01-01 06:00 | 1990-10-11 06:00 | Petroleum | Unleaded gasoline | Unleaded gasoline |  | Steel | Steel |  | Painted or None | Steel |  | 1901-01-01 06:00 | [12 empty] | Annual line testing | Annual line testing |  | UST Currently In Use: 0; UST Temp Close: 0; AST Currently In Use: 1; AST Temp Closed: 0 | 0 | 0 | 5 | 11227-095-000156 | WAYNE FARMS CONT GRAIN CO
7935 | Permanently Closed | 1994-04-04 06:00 | 1974-01-01 06:00 | 1994-04-04 06:00 | Petroleum | On road diesel | On road diesel |  | Steel | Steel |  | Painted or None | Steel |  | 1901-01-01 06:00 | [12 empty] | Annual line testing | Annual line testing |  | UST Currently In Use: 0; UST Temp Close: 0; AST Currently In Use: 1; AST Temp Closed: 0 | 0 | 0 | 5 | 11227-095-000156 | WAYNE FARMS CONT GRAIN CO
7936 | Permanently Closed | 1998-12-18 06:00 | 1972-01-01 06:00 | 1998-12-18 06:00 | Petroleum | Unleaded gasoline | Unleaded gasoline |  | Steel | Steel |  | Painted or None | Steel |  | 1901-01-01 06:00 | [12 empty] | Annual line testing | Annual line testing |  | UST Currently In Use: 0; UST Temp Close: 0; AST Currently In Use: 1; AST Temp Closed: 0 | 0 | 0 | 5 | 11227-095-000156 | WAYNE FARMS CONT GRAIN CO
7937 | Permanently Closed | 1994-04-04 06:00 | 1971-01-01 06:00 | 1994-04-04 06:00 | Petroleum | On road diesel | On road diesel | [7 empty] | 1901-01-01 06:00 | [12 empty] | Annual line testing | Annual line testing |  | UST Currently In Use: 0; UST Temp Close: 0; AST Currently In Use: 1; AST Temp Closed: 0 | 0 | 0 | 5 | 11227-095-000156 | WAYNE FARMS CONT GRAIN CO
7938 | Permanently Closed | 1996-07-01 06:00 | 1981-01-01 06:00 | 1996-07-24 06:00 | Petroleum | On road diesel | On road diesel | [5 empty] | Steel |  | 1901-01-01 06:00 | [15 empty] | UST Currently In Use: 0; UST Temp Close: 0; AST Currently In Use: 0; AST Temp Closed: 0 | 0 | 0 | 1 | 11228-021-006630 | GTE TELEPHONE OPERATIONS
7939 | Permanently Closed | 1996-07-24 06:00 | 1981-01-01 06:00 | 1996-07-24 06:00 | Petroleum | On road diesel | On road diesel | [5 empty] | Steel |  | 1901-01-01 06:00 | [15 empty] | UST Currently In Use: 0; UST Temp Close: 0; AST Currently In Use: 0; AST Temp Closed: 0 | 0 | 0 | 1 | 11228-021-006631 | GTE TELEPHONE OPERATIONS
7940 | Permanently Closed | 1991-04-23 06:00 | 1970-01-01 06:00 | 1991-04-23 06:00 | Petroleum | On road diesel | On road diesel |  | Steel | Steel |  |  | Steel |  | 1901-01-01 06:00 | [15 empty] | UST Currently In Use: 0; UST Temp Close: 0; AST Currently In Use: 0; AST Temp Closed: 0 | 0 | 0 | 1 | 11228-027-006614 | GTE TELEPHONE OPERATIONS
7941 | Permanently Closed | 1995-09-12 06:00 | 1984-01-01 06:00 | 1995-09-12 06:00 | Petroleum | On road diesel | On road diesel | Emergency power generator | Steel | Steel |  | Painted or None | Steel |  | 1901-01-01 06:00 | [15 empty] | UST Currently In Use: 0; UST Temp Close: 0; AST Currently In Use: 0; AST Temp Closed: 0 | 0 | 0 | 1 | 11228-029-013732 | GTE TELEPHONE OPERATIONS
7942 | Permanently Closed | 1995-09-13 06:00 | 1980-01-01 06:00 | 1995-09-13 06:00 | Petroleum | On road diesel | On road diesel | Emergency power generator | Steel | Steel |  | Painted or None | Steel |  | 1901-01-01 06:00 | [15 empty] | UST Currently In Use: 0; UST Temp Close: 0; AST Currently In Use: 0; AST Temp Closed: 0 | 0 | 0 | 1 | 11228-029-013734 | GTE TELEPHONE OPERATIONS
7943 | Permanently Closed | 1996-08-15 06:00 | 1983-01-01 06:00 | 1996-08-15 06:00 | Petroleum | On road diesel | On road diesel |  | Steel | Steel |  | Painted or None | Steel |  | 1901-01-01 06:00 | [15 empty] | UST Currently In Use: 0; UST Temp Close: 0; AST Currently In Use: 0; AST Temp Closed: 0 | 0 | 0 | 1 | 11228-029-013735 | GTE TELEPHONE OPERATIONS
7944 | Permanently Closed | 1996-07-01 06:00 | 1982-01-01 06:00 | 1996-07-24 06:00 | Petroleum | On road diesel | On road diesel |  | Steel | Steel |  |  | Steel |  | 1901-01-01 06:00 | [15 empty] | UST Currently In Use: 0; UST Temp Close: 0; AST Currently In Use: 0; AST Temp Closed: 0 | 0 | 0 | 1 | 11228-037-006633 | GTE TELEPHONE OPERATIONS
7945 | Permanently Closed | 1996-07-01 06:00 | 1982-01-01 06:00 | 1996-07-26 06:00 | Petroleum | On road diesel | On road diesel | [5 empty] | Steel |  | 1901-01-01 06:00 | [15 empty] | UST Currently In Use: 0; UST Temp Close: 0; AST Currently In Use: 0; AST Temp Closed: 0 | 0 | 0 | 1 | 11228-047-006632 | GTE TELEPHONE OPERATIONS
7946 | Permanently Closed | 1994-11-14 06:00 | 1981-01-01 06:00 | 1994-11-14 06:00 | Petroleum | On road diesel | On road diesel |  | Steel | Steel |  |  | Steel |  | 1901-01-01 06:00 | [15 empty] | UST Currently In Use: 0; UST Temp Close: 0; AST Currently In Use: 0; AST Temp Closed: 0 | 0 | 0 | 1 | 11228-049-006615 | GTE TELEPHONE OPERATIONS
7947 | Permanently Closed | 1991-06-14 06:00 | 1972-01-01 06:00 | 1991-06-14 06:00 | Petroleum | On road diesel | On road diesel |  | Steel | Steel |  |  | Steel |  | 1901-01-01 06:00 | [15 empty] | UST Currently In Use: 0; UST Temp Close: 0; AST Currently In Use: 0; AST Temp Closed: 0 | 0 | 0 | 1 | 11228-051-006617 | GTE TELEPHONE OPERATIONS
7948 | Permanently Closed | 1997-10-08 06:00 | 1980-01-01 06:00 | 1997-10-08 06:00 | Petroleum | On road diesel | On road diesel |  | Steel | Steel |  |  | Steel |  | 1901-01-01 06:00 | [15 empty] | UST Currently In Use: 0; UST Temp Close: 0; AST Currently In Use: 0; AST Temp Closed: 0 | 0 | 0 | 1 | 11228-057-006623 | GTE TELEPHONE OPERATIONS
7949 | Permanently Closed | 1992-03-03 06:00 | 1973-01-01 06:00 | 1992-03-03 06:00 | Petroleum | Unleaded gasoline | Unleaded gasoline |  | Steel | Steel |  |  | Steel |  | 1901-01-01 06:00 | [15 empty] | UST Currently In Use: 0; UST Temp Close: 0; AST Currently In Use: 0; AST Temp Closed: 0 | 0 | 0 | 1 | 11228-057-006625 | GTE TELEPHONE OPERATIONS
7950 | Retired | 1979-01-01 06:00 | 1972-01-01 06:00 |  | Petroleum | Unleaded gasoline | Unleaded gasoline |  | Steel | Steel |  |  | Steel |  | 1901-01-01 06:00 | [15 empty] | UST Currently In Use: 0; UST Temp Close: 0; AST Currently In Use: 0; AST Temp Closed: 0 | 0 | 0 | 0 | 11228-057-006629 | GTE TELEPHONE OPERATIONS
7951 | Permanently Closed | 1997-01-16 06:00 | 1979-01-01 06:00 | 1997-01-16 06:00 | Petroleum | On road diesel | On road diesel |  | Steel | Steel |  |  | Steel |  | 1901-01-01 06:00 | [15 empty] | UST Currently In Use: 0; UST Temp Close: 0; AST Currently In Use: 0; AST Temp Closed: 0 | 0 | 0 | 1 | 11228-075-006621 | GTE TELEPHONE OPERATIONS
7952 | Permanently Closed | 1901-01-01 06:00 | 1981-01-01 06:00 | 1997-10-08 06:00 | Petroleum | On road diesel | On road diesel |  | Steel | Steel |  |  | Steel |  | 1901-01-01 06:00 | [15 empty] | UST Currently In Use: 0; UST Temp Close: 0; AST Currently In Use: 0; AST Temp Closed: 0 | 0 | 0 | 1 | 11228-093-006624 | GTE TELEPHONE OPERATIONS
7953 | Permanently Closed | 1996-07-01 06:00 | 1981-01-01 06:00 | 1996-07-22 06:00 | Petroleum | On road diesel | On road diesel |  | Steel | Steel |  |  | Steel |  | 1901-01-01 06:00 | [15 empty] | UST Currently In Use: 0; UST Temp Close: 0; AST Currently In Use: 0; AST Temp Closed: 0 | 0 | 0 | 1 | 11228-093-006628 | GTE TELEPHONE OPERATIONS
7954 | Permanently Closed | 1998-11-09 06:00 | 1987-01-01 06:00 | 1998-11-09 06:00 | Petroleum | On road diesel | On road diesel |  | Steel | Steel |  | Painted or None | Steel |  | 1901-01-01 06:00 | [15 empty] | UST Currently In Use: 0; UST Temp Close: 0; AST Currently In Use: 0; AST Temp Closed: 0 | 0 | 0 | 1 | 11228-093-013736 | GTE TELEPHONE OPERATIONS
7955 | Permanently Closed | 1994-12-23 06:00 | 1981-01-01 06:00 | 1994-12-23 06:00 | Petroleum | On road diesel | On road diesel |  | Steel | Steel |  | Painted or None | Steel |  | 1901-01-01 06:00 | [15 empty] | UST Currently In Use: 0; UST Temp Close: 0; AST Currently In Use: 0; AST Temp Closed: 0 | 0 | 0 | 1 | 11228-097-013731 | GTE TELEPHONE OPERATIONS
7956 | Permanently Closed | 1996-04-30 06:00 | 1981-01-01 06:00 | 1996-04-30 06:00 | Petroleum | On road diesel | On road diesel |  | Steel | Steel |  | Painted or None | Steel |  | 1901-01-01 06:00 | [15 empty] | UST Currently In Use: 0; UST Temp Close: 0; AST Currently In Use: 0; AST Temp Closed: 0 | 0 | 0 | 1 | 11228-097-013738 | GTE TELEPHONE OPERATIONS
7957 | Permanently Closed | 1997-10-01 06:00 | 1988-01-01 06:00 | 1997-10-09 06:00 | Petroleum | On road diesel | On road diesel | Emergency Power Generator, Industrial | Steel | Steel | Coated & cathodic protection (sti-P3), Interior lined (not allowed as a standalone method of corrosion protection) |  | Other, COPPER |  | 1901-01-01 06:00 | [15 empty] | UST Currently In Use: 0; UST Temp Close: 0; AST Currently In Use: 0; AST Temp Closed: 0 | 0 | 0 | 1 | 11228-103-013737 | GTE TELEPHONE OPERATIONS
7958 | Permanently Closed | 1990-10-10 06:00 | 1972-01-01 06:00 | 1990-10-10 06:00 | Petroleum | On road diesel | On road diesel |  | Steel | Steel |  |  | Steel |  | 1901-01-01 06:00 | [15 empty] | UST Currently In Use: 0; UST Temp Close: 0; AST Currently In Use: 0; AST Temp Closed: 0 | 0 | 0 | 1 | 11228-107-006622 | GTE TELEPHONE OPERATIONS
7959 | Permanently Closed | 1991-06-04 06:00 | 1972-01-01 06:00 | 1991-06-04 06:00 | Petroleum | On road diesel | On road diesel |  | Steel | Steel |  |  | Steel |  | 1901-01-01 06:00 | [15 empty] | UST Currently In Use: 0; UST Temp Close: 0; AST Currently In Use: 0; AST Temp Closed: 0 | 0 | 0 | 1 | 11228-107-006627 | GTE TELEPHONE OPERATIONS
7960 | Permanently Closed | 1996-07-25 06:00 | 1981-01-01 06:00 | 1996-07-25 06:00 | Petroleum | On road diesel | On road diesel |  | Steel | Steel |  |  | Steel |  | 1901-01-01 06:00 | [15 empty] | UST Currently In Use: 0; UST Temp Close: 0; AST Currently In Use: 0; AST Temp Closed: 0 | 0 | 0 | 1 | 11228-111-006616 | GTE TELEPHONE OPERATIONS
7961 | Permanently Closed | 1995-09-13 06:00 | 1982-01-01 06:00 | 1995-09-13 06:00 | Petroleum | On road diesel | On road diesel | Emergency power generator | Steel | Steel |  | Painted or None | Steel |  | 1901-01-01 06:00 | [15 empty] | UST Currently In Use: 0; UST Temp Close: 0; AST Currently In Use: 0; AST Temp Closed: 0 | 0 | 0 | 1 | 11228-111-013733 | GTE TELEPHONE OPERATIONS
7962 | Permanently Closed | 1991-06-11 06:00 | 1981-01-01 06:00 | 1991-06-11 06:00 | Petroleum | On road diesel | On road diesel |  | Steel | Steel |  |  | Steel |  | 1901-01-01 06:00 | [15 empty] | UST Currently In Use: 0; UST Temp Close: 0; AST Currently In Use: 0; AST Temp Closed: 0 | 0 | 0 | 1 | 11228-115-006619 | GTE TELEPHONE OPERATIONS
7963 | Permanently Closed | 1991-02-14 06:00 | 1983-01-01 06:00 | 1991-02-14 06:00 | Petroleum | Unleaded gasoline | Unleaded gasoline |  | Steel | Steel | Other, ASPHALTION |  | Steel |  | 1901-01-01 06:00 | [15 empty] | UST Currently In Use: 0; UST Temp Close: 0; AST Currently In Use: 0; AST Temp Closed: 0 | 0 | 0 | 1 | 11228-115-013739 | GTE TELEPHONE OPERATIONS
7964 | Permanently Closed | 1996-07-01 06:00 | 1980-01-01 06:00 | 1996-07-23 06:00 | Petroleum | On road diesel | On road diesel |  | Steel | Steel |  |  | Steel |  | 1901-01-01 06:00 | [15 empty] | UST Currently In Use: 0; UST Temp Close: 0; AST Currently In Use: 0; AST Temp Closed: 0 | 0 | 0 | 1 | 11228-119-006626 | GTE TELEPHONE OPERATIONS
7965 | Permanently Closed | 1992-05-05 06:00 | 1972-01-01 06:00 | 1992-05-05 06:00 | Petroleum | On road diesel | On road diesel |  | Steel | Steel |  |  | Steel |  | 1901-01-01 06:00 | [15 empty] | UST Currently In Use: 0; UST Temp Close: 0; AST Currently In Use: 0; AST Temp Closed: 0 | 0 | 0 | 1 | 11228-133-006620 | GTE TELEPHONE OPERATIONS
7966 | Permanently Closed | 1981-10-01 06:00 | 1968-01-01 06:00 | 1988-11-03 06:00 | Petroleum | Unleaded gasoline | Unleaded gasoline |  | Steel | Steel |  |  |  |  | 1901-01-01 06:00 | [15 empty] | UST Currently In Use: 0; UST Temp Close: 0; AST Currently In Use: 0; AST Temp Closed: 0 | 0 | 0 | 2 | 11229-073-006051 | CONTINENTAL VAN LINES INC
7967 | Permanently Closed | 1981-10-01 06:00 | 1968-01-01 06:00 | 1988-11-03 06:00 | Petroleum | Unleaded gasoline | Unleaded gasoline |  | Steel | Steel |  |  |  |  | 1901-01-01 06:00 | [15 empty] | UST Currently In Use: 0; UST Temp Close: 0; AST Currently In Use: 0; AST Temp Closed: 0 | 0 | 0 | 2 | 11229-073-006051 | CONTINENTAL VAN LINES INC
7968 | Permanently Closed | 1996-01-18 06:00 | 1980-01-01 06:00 | 1996-01-18 06:00 | Petroleum | Unleaded gasoline | Unleaded gasoline |  | Steel | Steel | Interior lined (not allowed as a standalone method of corrosion protection) |  | Steel |  | 1901-01-01 06:00 | [15 empty] | UST Currently In Use: 0; UST Temp Close: 0; AST Currently In Use: 0; AST Temp Closed: 0 | 0 | 0 | 3 | 11230-003-009660 | CONTORNO, INC.
7969 | Permanently Closed | 1996-01-18 06:00 | 1980-01-01 06:00 | 1996-01-18 06:00 | Petroleum | Unleaded gasoline | Unleaded gasoline |  | Steel | Steel | Interior lined (not allowed as a standalone method of corrosion protection) |  | Steel |  | 1901-01-01 06:00 | [15 empty] | UST Currently In Use: 0; UST Temp Close: 0; AST Currently In Use: 0; AST Temp Closed: 0 | 0 | 0 | 3 | 11230-003-009660 | CONTORNO, INC.
7970 | Permanently Closed | 1996-01-18 06:00 | 1980-01-01 06:00 | 1996-01-18 06:00 | Petroleum | Unleaded gasoline | Unleaded gasoline |  | Steel | Steel | Interior lined (not allowed as a standalone method of corrosion protection) |  | Steel |  | 1901-01-01 06:00 | [15 empty] | UST Currently In Use: 0; UST Temp Close: 0; AST Currently In Use: 0; AST Temp Closed: 0 | 0 | 0 | 3 | 11230-003-009660 | CONTORNO, INC.
7971 | Permanently Closed | 1988-12-25 06:00 | 1953-01-01 06:00 | 1995-03-03 06:00 | Petroleum | Unleaded gasoline | Unleaded gasoline |  |  |  |  | Painted or None | Steel |  | 1901-01-01 06:00 | [15 empty] | UST Currently In Use: 0; UST Temp Close: 0; AST Currently In Use: 0; AST Temp Closed: 0 | 0 | 0 | 2 | 11231-073-010383 | CONTRACTORS LANDSCAPE INC
7972 | Permanently Closed | 1988-12-25 06:00 | 1953-01-01 06:00 | 1995-03-03 06:00 | Petroleum | Unleaded gasoline | Unleaded gasoline |  |  |  |  | Painted or None | Steel |  | 1901-01-01 06:00 | [15 empty] | UST Currently In Use: 0; UST Temp Close: 0; AST Currently In Use: 0; AST Temp Closed: 0 | 0 | 0 | 2 | 11231-073-010383 | CONTRACTORS LANDSCAPE INC
7973 | Permanently Closed | 1992-01-17 06:00 | 1981-01-01 06:00 | 1992-01-17 06:00 | Petroleum | Unleaded gasoline | Unleaded gasoline |  | Steel | Steel |  | Painted or None | Steel |  | 1901-01-01 06:00 | [15 empty] | UST Currently In Use: 0; UST Temp Close: 0; AST Currently In Use: 2; AST Temp Closed: 0 | 0 | 0 | 2 | 11233-021-004729 | COOEDY FARMS
7974 | Permanently Closed | 1992-01-17 06:00 | 1981-01-01 06:00 | 1992-01-17 06:00 | Petroleum | On road diesel | On road diesel |  | Steel | Steel |  | Painted or None | Steel |  | 1901-01-01 06:00 | [15 empty] | UST Currently In Use: 0; UST Temp Close: 0; AST Currently In Use: 2; AST Temp Closed: 0 | 0 | 0 | 2 | 11233-021-004729 | COOEDY FARMS
7975 | Permanently Closed | 1987-01-01 06:00 | 1978-01-01 06:00 | 1998-06-11 06:00 | Petroleum | Kerosene | Kerosene |  | Steel | Steel |  | Painted or None | Steel |  | 1901-01-01 06:00 | [15 empty] | UST Currently In Use: 0; UST Temp Close: 0; AST Currently In Use: 0; AST Temp Closed: 0 | 0 | 0 | 1 | 11234-095-001212 | COOK AND SONS ACE HARDWARE INC
7976 | Permanently Closed | 2023-07-01 06:00 | 1967-01-01 06:00 | 2023-09-20 06:00 | Petroleum | Unleaded gasoline | Unleaded gasoline | Retail | Steel | Steel | Field installed cathodic protection |  | Steel |  |  | Field installed cathodic protection | Catchment Basin, Single walled catchment basin | Automatic shutoff device At 95% full | Automatic shutoff device At 95% full |  |  | Continuous Automatic Tank Gauge | [8 empty] | UST Currently In Use: 0; UST Temp Close: 0; AST Currently In Use: 0; AST Temp Closed: 0 | 0 | 0 | 3 | 22604-017-010900 | AMERICAN TRADING INC DBA CV EXPRESS
7977 | Permanently Closed | 2023-07-01 06:00 | 1967-01-01 06:00 | 2023-09-20 06:00 | Petroleum | On road diesel | On road diesel | Retail | Steel | Steel | Field installed cathodic protection |  | Steel |  |  | Field installed cathodic protection | Catchment Basin, Single walled catchment basin | Automatic shutoff device At 95% full | Automatic shutoff device At 95% full |  |  | Continuous Automatic Tank Gauge | [8 empty] | UST Currently In Use: 0; UST Temp Close: 0; AST Currently In Use: 0; AST Temp Closed: 0 | 0 | 0 | 3 | 22604-017-010900 | AMERICAN TRADING INC DBA CV EXPRESS
7978 | Permanently Closed | 2023-07-01 06:00 | 1967-01-01 06:00 | 2023-09-20 06:00 | Petroleum | Unleaded gasoline | Unleaded gasoline | Retail | Steel | Steel | Field installed cathodic protection |  | Steel |  |  | Field installed cathodic protection | Catchment Basin, Single walled catchment basin | Automatic shutoff device At 95% full | Automatic shutoff device At 95% full |  |  | Continuous Automatic Tank Gauge | [8 empty] | UST Currently In Use: 0; UST Temp Close: 0; AST Currently In Use: 0; AST Temp Closed: 0 | 0 | 0 | 3 | 22604-017-010900 | AMERICAN TRADING INC DBA CV EXPRESS
7979 | Permanently Closed | 1993-04-01 06:00 | 1901-01-01 06:00 | 1993-05-07 06:00 | Petroleum | Unleaded gasoline | Unleaded gasoline | [7 empty] | 1901-01-01 06:00 | [15 empty] | UST Currently In Use: 0; UST Temp Close: 0; AST Currently In Use: 0; AST Temp Closed: 0 | 0 | 0 | 2 | 11235-017-010906 | COOK OIL CO INC
7980 | Permanently Closed | 1993-04-01 06:00 | 1901-01-01 06:00 | 1993-05-07 06:00 | Petroleum | Unleaded gasoline | Unleaded gasoline | [7 empty] | 1901-01-01 06:00 | [15 empty] | UST Currently In Use: 0; UST Temp Close: 0; AST Currently In Use: 0; AST Temp Closed: 0 | 0 | 0 | 2 | 11235-017-010906 | COOK OIL CO INC
7981 | Permanently Closed | 1996-04-08 06:00 | 1979-01-01 06:00 | 1996-04-08 06:00 | Petroleum | On road diesel | On road diesel |  | Steel | Steel |  | Painted or None | Steel |  | 1901-01-01 06:00 | [6 empty] | Statistical Inventory Reconciliation (SIR) | [8 empty] | UST Currently In Use: 0; UST Temp Close: 0; AST Currently In Use: 0; AST Temp Closed: 0 | 0 | 0 | 5 | 11235-017-010910 | COOK OIL CO INC
7982 | Permanently Closed | 1996-04-08 06:00 | 1979-01-01 06:00 | 1996-04-08 06:00 | Petroleum | On road diesel | On road diesel |  | Steel | Steel |  | Painted or None | Steel |  | 1901-01-01 06:00 | [6 empty] | Statistical Inventory Reconciliation (SIR) | [8 empty] | UST Currently In Use: 0; UST Temp Close: 0; AST Currently In Use: 0; AST Temp Closed: 0 | 0 | 0 | 5 | 11235-017-010910 | COOK OIL CO INC
7983 | Permanently Closed | 1996-04-08 06:00 | 1979-01-01 06:00 | 1996-04-08 06:00 | Petroleum | Unleaded gasoline | Unleaded gasoline |  | Steel | Steel |  | Painted or None | Steel |  | 1901-01-01 06:00 | [6 empty] | Statistical Inventory Reconciliation (SIR) | [8 empty] | UST Currently In Use: 0; UST Temp Close: 0; AST Currently In Use: 0; AST Temp Closed: 0 | 0 | 0 | 5 | 11235-017-010910 | COOK OIL CO INC
7984 | Permanently Closed | 1996-04-08 06:00 | 1966-01-01 06:00 | 1996-04-08 06:00 | Petroleum | Unleaded gasoline | Unleaded gasoline |  | Steel | Steel |  | Painted or None | Steel |  | 1901-01-01 06:00 | [6 empty] | Statistical Inventory Reconciliation (SIR) | [8 empty] | UST Currently In Use: 0; UST Temp Close: 0; AST Currently In Use: 0; AST Temp Closed: 0 | 0 | 0 | 5 | 11235-017-010910 | COOK OIL CO INC
7985 | Permanently Closed | 1996-04-08 06:00 | 1966-01-01 06:00 | 1996-04-08 06:00 | Petroleum | Unleaded gasoline | Unleaded gasoline |  | Steel | Steel |  | Painted or None | Steel |  | 1901-01-01 06:00 | [6 empty] | Statistical Inventory Reconciliation (SIR) | [8 empty] | UST Currently In Use: 0; UST Temp Close: 0; AST Currently In Use: 0; AST Temp Closed: 0 | 0 | 0 | 5 | 11235-017-010910 | COOK OIL CO INC
7986 | Permanently Closed | 1997-11-06 06:00 | 1962-01-01 06:00 | 1997-12-02 06:00 | Petroleum | Unleaded gasoline | Unleaded gasoline |  | Steel | Steel |  | Painted or None | Steel |  | 1901-01-01 06:00 |  | Catchment Basin, Single walled catchment basin | Flow Rest 90% Full | Flow Rest 90% Full |  |  | Statistical Inventory Reconciliation (SIR) | [5 empty] | Statistical inventory reconciliation (SIR) | Statistical inventory reconciliation (SIR) |  | UST Currently In Use: 3; UST Temp Close: 0; AST Currently In Use: 0; AST Temp Closed: 0 | 3 | 0 | 4 | 25418-017-010913 | PPBB LLC
7987 | Permanently Closed | 1997-11-06 06:00 | 1962-01-01 06:00 | 1997-12-02 06:00 | Petroleum | Unleaded gasoline | Unleaded gasoline |  | Steel | Steel |  | Painted or None | Steel |  | 1901-01-01 06:00 |  | Catchment Basin, Single walled catchment basin | Flow Rest 90% Full | Flow Rest 90% Full |  |  | Statistical Inventory Reconciliation (SIR) | [5 empty] | Statistical inventory reconciliation (SIR) | Statistical inventory reconciliation (SIR) |  | UST Currently In Use: 3; UST Temp Close: 0; AST Currently In Use: 0; AST Temp Closed: 0 | 3 | 0 | 4 | 25418-017-010913 | PPBB LLC
7988 | Permanently Closed | 1997-11-06 06:00 | 1979-01-01 06:00 | 1997-12-02 06:00 | Petroleum | Unleaded gasoline | Unleaded gasoline |  | Steel | Steel |  | Painted or None | Steel |  | 1901-01-01 06:00 |  | Catchment Basin, Single walled catchment basin | Flow Rest 90% Full | Flow Rest 90% Full |  |  | Statistical Inventory Reconciliation (SIR) | [5 empty] | Statistical inventory reconciliation (SIR) | Statistical inventory reconciliation (SIR) |  | UST Currently In Use: 3; UST Temp Close: 0; AST Currently In Use: 0; AST Temp Closed: 0 | 3 | 0 | 4 | 25418-017-010913 | PPBB LLC
7989 | Permanently Closed | 1997-11-06 06:00 | 1979-01-01 06:00 | 1997-12-02 06:00 | Petroleum | On road diesel | On road diesel |  | Steel | Steel |  | Painted or None | Steel |  | 1901-01-01 06:00 |  | Catchment Basin, Single walled catchment basin |  |  |  |  | Statistical Inventory Reconciliation (SIR) | [5 empty] | Statistical inventory reconciliation (SIR) | Statistical inventory reconciliation (SIR) |  | UST Currently In Use: 3; UST Temp Close: 0; AST Currently In Use: 0; AST Temp Closed: 0 | 3 | 0 | 4 | 25418-017-010913 | PPBB LLC
7990 | Cannot Locate or abandoned | 2008-04-01 06:00 | 1979-01-01 06:00 |  | Petroleum | On road diesel | On road diesel | Retail | Steel | Steel | Field installed cathodic protection |  | Steel |  | 1901-01-01 06:00 | Field installed cathodic protection | Catchment Basin, Single walled catchment basin |  |  |  |  | Statistical Inventory Reconciliation (SIR) | [8 empty] | UST Currently In Use: 0; UST Temp Close: 0; AST Currently In Use: 0; AST Temp Closed: 0 | 0 | 0 | 0 | 19950-017-010914 | OIL SOUTH INC
7991 | Cannot Locate or abandoned | 2008-04-01 06:00 | 1979-01-01 06:00 |  | Petroleum | On road diesel | On road diesel | Retail | Steel | Steel | Field installed cathodic protection |  | Steel |  | 1901-01-01 06:00 | Field installed cathodic protection | Catchment Basin, Single walled catchment basin |  |  |  |  | Statistical Inventory Reconciliation (SIR) | [8 empty] | UST Currently In Use: 0; UST Temp Close: 0; AST Currently In Use: 0; AST Temp Closed: 0 | 0 | 0 | 0 | 19950-017-010914 | OIL SOUTH INC
7992 | Cannot Locate or abandoned | 2008-04-01 06:00 | 1977-01-01 06:00 |  | Petroleum | Unleaded gasoline | Unleaded gasoline | Retail | Steel | Steel | Field installed cathodic protection |  | Steel |  | 1901-01-01 06:00 | Field installed cathodic protection | Catchment Basin, Single walled catchment basin |  |  |  |  | Statistical Inventory Reconciliation (SIR) | [8 empty] | UST Currently In Use: 0; UST Temp Close: 0; AST Currently In Use: 0; AST Temp Closed: 0 | 0 | 0 | 0 | 19950-017-010914 | OIL SOUTH INC
7993 | Permanently Closed | 1992-12-29 06:00 | 1971-01-01 06:00 | 1992-12-29 06:00 | Petroleum | Unleaded gasoline | Unleaded gasoline |  | Steel | Steel |  |  |  |  | 1901-01-01 06:00 | [15 empty] | UST Currently In Use: 0; UST Temp Close: 0; AST Currently In Use: 0; AST Temp Closed: 0 | 0 | 0 | 4 | 11235-081-010899 | COOK OIL CO INC
7994 | Permanently Closed | 1992-12-29 06:00 | 1971-01-01 06:00 | 1992-12-29 06:00 | Petroleum | Unleaded gasoline | Unleaded gasoline |  | Steel | Steel |  |  |  |  | 1901-01-01 06:00 | [15 empty] | UST Currently In Use: 0; UST Temp Close: 0; AST Currently In Use: 0; AST Temp Closed: 0 | 0 | 0 | 4 | 11235-081-010899 | COOK OIL CO INC
7995 | Permanently Closed | 1992-12-29 06:00 | 1971-01-01 06:00 | 1992-12-29 06:00 | Petroleum | Unleaded gasoline | Unleaded gasoline |  | Steel | Steel |  |  |  |  | 1901-01-01 06:00 | [15 empty] | UST Currently In Use: 0; UST Temp Close: 0; AST Currently In Use: 0; AST Temp Closed: 0 | 0 | 0 | 4 | 11235-081-010899 | COOK OIL CO INC
7996 | Permanently Closed | 1992-12-29 06:00 | 1969-01-01 06:00 | 1992-12-29 06:00 | Petroleum | On road diesel | On road diesel |  | Steel | Steel |  |  |  |  | 1901-01-01 06:00 | [15 empty] | UST Currently In Use: 0; UST Temp Close: 0; AST Currently In Use: 0; AST Temp Closed: 0 | 0 | 0 | 4 | 11235-081-010899 | COOK OIL CO INC
7997 | Permanently Closed | 1901-01-01 06:00 | 1901-01-01 06:00 | 1988-11-14 06:00 | Petroleum | Unleaded gasoline | Unleaded gasoline |  | Steel | Steel |  | Painted or None | Steel |  | 1901-01-01 06:00 | [15 empty] | UST Currently In Use: 0; UST Temp Close: 0; AST Currently In Use: 3; AST Temp Closed: 0 | 0 | 0 | 4 | 19950-081-010901 | OIL SOUTH INC
7998 | Permanently Closed | 1901-01-01 06:00 | 1901-01-01 06:00 | 1988-11-14 06:00 | Petroleum | Unleaded gasoline | Unleaded gasoline |  | Steel | Steel |  | Painted or None | Steel |  | 1901-01-01 06:00 | [15 empty] | UST Currently In Use: 0; UST Temp Close: 0; AST Currently In Use: 3; AST Temp Closed: 0 | 0 | 0 | 4 | 19950-081-010901 | OIL SOUTH INC
7999 | Permanently Closed | 1901-01-01 06:00 | 1901-01-01 06:00 | 1988-11-14 06:00 | Petroleum | On road diesel | On road diesel |  | Steel | Steel |  | Painted or None | Steel |  | 1901-01-01 06:00 | [15 empty] | UST Currently In Use: 0; UST Temp Close: 0; AST Currently In Use: 3; AST Temp Closed: 0 | 0 | 0 | 4 | 19950-081-010901 | OIL SOUTH INC
8000 | Permanently Closed | 1901-01-01 06:00 | 1901-01-01 06:00 | 1988-11-14 06:00 | Petroleum | Other, OTHER | Other |  | Steel | Steel |  | Painted or None | Steel |  | 1901-01-01 06:00 | [15 empty] | UST Currently In Use: 0; UST Temp Close: 0; AST Currently In Use: 3; AST Temp Closed: 0 | 0 | 0 | 4 | 19950-081-010901 | OIL SOUTH INC
8001 |  | 2002-08-01 06:00 | 1978-01-01 06:00 |  | Petroleum | Used oil | Used oil | Bulk facility | Steel | Steel | Field installed cathodic protection |  | Steel |  | 1901-01-01 06:00 | Field installed cathodic protection | Other, EXEMPT | Other, EXEMPT | Other |  |  | Automatic Tank Gauge | [8 empty] | UST Currently In Use: 0; UST Temp Close: 0; AST Currently In Use: 3; AST Temp Closed: 0 | 0 | 0 | 4 | 19950-081-010901 | OIL SOUTH INC
8002 |  | 2002-08-01 06:00 | 1978-01-01 06:00 |  | Petroleum | Used oil | Used oil | Bulk facility | Steel | Steel | Field installed cathodic protection |  | Steel |  | 1901-01-01 06:00 | Field installed cathodic protection | Other, EXEMPT | Other, EXEMPT | Other |  |  | Automatic Tank Gauge | [8 empty] | UST Currently In Use: 0; UST Temp Close: 0; AST Currently In Use: 3; AST Temp Closed: 0 | 0 | 0 | 4 | 19950-081-010901 | OIL SOUTH INC
8003 |  | 2002-08-02 06:00 | 1978-01-01 06:00 |  | Petroleum | Kerosene | Kerosene | Bulk facility | Steel | Steel | Field installed cathodic protection | Painted or None | Steel |  | 1901-01-01 06:00 | Field installed cathodic protection | Catchment Basin, Single walled catchment basin | Automatic shutoff device At 95% full | Automatic shutoff device At 95% full |  |  | Automatic Tank Gauge | [8 empty] | UST Currently In Use: 0; UST Temp Close: 0; AST Currently In Use: 3; AST Temp Closed: 0 | 0 | 0 | 4 | 19950-081-010901 | OIL SOUTH INC
8004 |  | 2002-08-01 06:00 | 1977-01-01 06:00 |  | Petroleum | On road diesel | On road diesel | Bulk facility | Steel | Steel | Field installed cathodic protection |  | Steel |  | 1901-01-01 06:00 | Field installed cathodic protection | Catchment Basin, Single walled catchment basin | Automatic shutoff device At 95% full | Automatic shutoff device At 95% full |  |  | Automatic Tank Gauge | [5 empty] | Annual line testing | Annual line testing |  | UST Currently In Use: 0; UST Temp Close: 0; AST Currently In Use: 3; AST Temp Closed: 0 | 0 | 0 | 4 | 19950-081-010901 | OIL SOUTH INC
8005 |  | 2002-08-01 06:00 | 1977-01-01 06:00 |  | Petroleum | Unleaded gasoline | Unleaded gasoline | Bulk facility | Steel | Steel | Field installed cathodic protection |  | Steel |  | 1901-01-01 06:00 | Field installed cathodic protection | Catchment Basin, Single walled catchment basin | Automatic shutoff device At 95% full | Automatic shutoff device At 95% full |  |  | Automatic Tank Gauge | [5 empty] | Annual line testing | Annual line testing |  | UST Currently In Use: 0; UST Temp Close: 0; AST Currently In Use: 3; AST Temp Closed: 0 | 0 | 0 | 4 | 19950-081-010901 | OIL SOUTH INC
8006 |  | 2002-08-01 06:00 | 1977-01-01 06:00 |  | Petroleum | Mid-grade gasoline | Mid-grade gasoline | Bulk facility | Steel | Steel | Field installed cathodic protection |  | Steel |  | 1901-01-01 06:00 | Field installed cathodic protection | Catchment Basin, Single walled catchment basin | Automatic shutoff device At 95% full | Automatic shutoff device At 95% full |  |  | Automatic Tank Gauge | [5 empty] | Annual line testing | Annual line testing |  | UST Currently In Use: 0; UST Temp Close: 0; AST Currently In Use: 3; AST Temp Closed: 0 | 0 | 0 | 4 | 19950-081-010901 | OIL SOUTH INC
8007 |  | 2002-08-01 06:00 | 1977-01-01 06:00 |  | Petroleum | Premium gasoline | Premium gasoline | Bulk facility | Steel | Steel | Field installed cathodic protection |  | Steel |  | 1901-01-01 06:00 | Field installed cathodic protection | Catchment Basin, Single walled catchment basin | Automatic shutoff device At 95% full | Automatic shutoff device At 95% full |  |  | Automatic Tank Gauge | [5 empty] | Annual line testing | Annual line testing |  | UST Currently In Use: 0; UST Temp Close: 0; AST Currently In Use: 3; AST Temp Closed: 0 | 0 | 0 | 4 | 19950-081-010901 | OIL SOUTH INC
8008 |  | 2002-08-01 06:00 | 1977-01-01 06:00 |  | Petroleum | On road diesel | On road diesel | Bulk facility | Steel | Steel | Field installed cathodic protection |  | Steel |  | 1901-01-01 06:00 | Field installed cathodic protection | Catchment Basin, Single walled catchment basin | Automatic shutoff device At 95% full | Automatic shutoff device At 95% full |  |  | Automatic Tank Gauge | [5 empty] | Annual line testing | Annual line testing |  | UST Currently In Use: 0; UST Temp Close: 0; AST Currently In Use: 3; AST Temp Closed: 0 | 0 | 0 | 4 | 19950-081-010901 | OIL SOUTH INC
8009 | Permanently Closed | 1999-12-01 06:00 | 1979-01-01 06:00 | 2003-08-07 06:00 | Petroleum | Unleaded gasoline | Unleaded gasoline | Retail | Steel | Steel | Field installed cathodic protection |  | Steel |  | 1901-01-01 06:00 | Field installed cathodic protection | Catchment Basin, Single walled catchment basin | Automatic shutoff device At 95% full, Flow Rest 90% Full | Flow Rest 90% Full | [8 empty] | Annual line testing | Annual line testing |  | UST Currently In Use: 0; UST Temp Close: 0; AST Currently In Use: 0; AST Temp Closed: 0 | 0 | 0 | 4 | 19950-081-010902 | OIL SOUTH INC
8010 | Permanently Closed | 1999-12-01 06:00 | 1979-01-01 06:00 | 2003-08-07 06:00 | Petroleum | Mid-grade gasoline | Mid-grade gasoline | Retail | Steel | Steel | Field installed cathodic protection |  | Steel |  | 1901-01-01 06:00 | Field installed cathodic protection | Catchment Basin, Single walled catchment basin | Automatic shutoff device At 95% full, Flow Rest 90% Full | Flow Rest 90% Full | [8 empty] | Annual line testing | Annual line testing |  | UST Currently In Use: 0; UST Temp Close: 0; AST Currently In Use: 0; AST Temp Closed: 0 | 0 | 0 | 4 | 19950-081-010902 | OIL SOUTH INC
8011 | Permanently Closed | 1999-12-01 06:00 | 1979-01-01 06:00 | 2003-08-07 06:00 | Petroleum | Unleaded gasoline | Unleaded gasoline | Retail | Steel | Steel | Field installed cathodic protection |  | Steel |  | 1901-01-01 06:00 | Field installed cathodic protection | Catchment Basin, Single walled catchment basin | Automatic shutoff device At 95% full, Flow Rest 90% Full | Flow Rest 90% Full | [8 empty] | Annual line testing | Annual line testing |  | UST Currently In Use: 0; UST Temp Close: 0; AST Currently In Use: 0; AST Temp Closed: 0 | 0 | 0 | 4 | 19950-081-010902 | OIL SOUTH INC
8012 | Permanently Closed | 1901-01-01 06:00 | 1973-01-01 06:00 | 1990-01-04 06:00 | Petroleum | Unleaded gasoline | Unleaded gasoline |  | Steel | Steel |  | Painted or None | Steel |  | 1901-01-01 06:00 | [15 empty] | UST Currently In Use: 4; UST Temp Close: 0; AST Currently In Use: 0; AST Temp Closed: 0 | 4 | 0 | 3 | 23203-081-010904 | SHAILMAH INC.
8013 | Permanently Closed | 1901-01-01 06:00 | 1973-01-01 06:00 | 1990-01-04 06:00 | Petroleum | Unleaded gasoline | Unleaded gasoline |  | Steel | Steel |  | Painted or None | Steel |  | 1901-01-01 06:00 | [15 empty] | UST Currently In Use: 4; UST Temp Close: 0; AST Currently In Use: 0; AST Temp Closed: 0 | 4 | 0 | 3 | 23203-081-010904 | SHAILMAH INC.
8014 | Permanently Closed | 1901-01-01 06:00 | 1973-01-01 06:00 | 1990-01-04 06:00 | Petroleum | Unleaded gasoline | Unleaded gasoline |  | Steel | Steel |  | Painted or None | Steel |  | 1901-01-01 06:00 | [15 empty] | UST Currently In Use: 4; UST Temp Close: 0; AST Currently In Use: 0; AST Temp Closed: 0 | 4 | 0 | 3 | 23203-081-010904 | SHAILMAH INC.
8015 | Currently in Use |  | 1990-04-11 06:00 |  | Petroleum | Unleaded gasoline | Unleaded gasoline | Retail | Steel | Steel | Coated & cathodic protection (sti-P3) |  | Double Wall, Fiberglass reinforced plastic |  |  | Other, FLXS ISOLA | Catchment Basin, Single walled catchment basin | Automatic shutoff device At 95% full | Automatic shutoff device At 95% full |  |  | Continuous Automatic Tank Gauge |  | Automatic shutoff device (AELLD), Containment Sump | Containment Sump | Interstitial Monitoring within Secondary Containment |  |  |  |  | UST Currently In Use: 4; UST Temp Close: 0; AST Currently In Use: 0; AST Temp Closed: 0 | 4 | 0 | 3 | 23203-081-010904 | SHAILMAH INC.
8016 | Currently in Use |  | 1990-04-11 06:00 |  | Petroleum | Other, CONV | Other | Retail | Double Wall, Steel | Steel | Coated & cathodic protection (sti-P3) |  | Fiberglass reinforced plastic |  |  | Other, FLXS ISOLA | Catchment Basin, Single walled catchment basin | Automatic shutoff device At 95% full | Automatic shutoff device At 95% full |  |  | Continuous Automatic Tank Gauge |  | Automatic shutoff device (AELLD), Containment Sump | Containment Sump | Interstitial Monitoring within Secondary Containment |  |  |  |  | UST Currently In Use: 4; UST Temp Close: 0; AST Currently In Use: 0; AST Temp Closed: 0 | 4 | 0 | 3 | 23203-081-010904 | SHAILMAH INC.
8017 | Currently in Use |  | 1990-04-11 06:00 |  | Petroleum | Premium gasoline | Premium gasoline | Retail | Steel | Steel | Coated & cathodic protection (sti-P3) |  | Double Wall, Fiberglass reinforced plastic |  |  | Other, FLXS ISOLA | Catchment Basin, Single walled catchment basin | Automatic shutoff device At 95% full | Automatic shutoff device At 95% full |  |  | Continuous Automatic Tank Gauge |  | Automatic shutoff device (AELLD), Containment Sump | Containment Sump | [5 empty] | UST Currently In Use: 4; UST Temp Close: 0; AST Currently In Use: 0; AST Temp Closed: 0 | 4 | 0 | 3 | 23203-081-010904 | SHAILMAH INC.
8018 | Currently in Use |  | 1990-04-11 06:00 |  | Petroleum | On road diesel | On road diesel | Retail | Double Wall, Steel | Steel | Coated & cathodic protection (sti-P3) |  | Fiberglass reinforced plastic |  |  | Other, FLXS ISOLA | Catchment Basin, Single walled catchment basin | Automatic shutoff device At 95% full | Automatic shutoff device At 95% full |  |  | Continuous Automatic Tank Gauge |  | Automatic shutoff device (AELLD), Containment Sump | Containment Sump | Interstitial Monitoring within Secondary Containment |  |  |  |  | UST Currently In Use: 4; UST Temp Close: 0; AST Currently In Use: 0; AST Temp Closed: 0 | 4 | 0 | 3 | 23203-081-010904 | SHAILMAH INC.
8019 | Permanently Closed | 1992-10-01 06:00 | 1982-01-01 06:00 | 1993-10-09 06:00 | Petroleum | Unleaded gasoline | Unleaded gasoline |  | Steel | Steel |  | Painted or None | Steel |  | 1901-01-01 06:00 | [15 empty] | UST Currently In Use: 0; UST Temp Close: 0; AST Currently In Use: 0; AST Temp Closed: 0 | 0 | 0 | 3 | 11235-081-010905 | COOK OIL CO INC
8020 | Permanently Closed | 1992-10-01 06:00 | 1982-01-01 06:00 | 1993-10-09 06:00 | Petroleum | Unleaded gasoline | Unleaded gasoline |  | Steel | Steel |  | Painted or None | Steel |  | 1901-01-01 06:00 | [15 empty] | UST Currently In Use: 0; UST Temp Close: 0; AST Currently In Use: 0; AST Temp Closed: 0 | 0 | 0 | 3 | 11235-081-010905 | COOK OIL CO INC
8021 | Permanently Closed | 1992-10-01 06:00 | 1982-01-01 06:00 | 1993-10-09 06:00 | Petroleum | On road diesel | On road diesel |  | Steel | Steel |  | Painted or None | Steel |  | 1901-01-01 06:00 | [15 empty] | UST Currently In Use: 0; UST Temp Close: 0; AST Currently In Use: 0; AST Temp Closed: 0 | 0 | 0 | 3 | 11235-081-010905 | COOK OIL CO INC
8022 | Permanently Closed | 1990-10-11 06:00 | 1979-01-01 06:00 | 1990-10-11 06:00 | Petroleum | Unleaded gasoline | Unleaded gasoline |  | Steel | Steel |  | Painted or None | Steel |  | 1901-01-01 06:00 | [15 empty] | UST Currently In Use: 0; UST Temp Close: 0; AST Currently In Use: 0; AST Temp Closed: 0 | 0 | 0 | 3 | 11235-081-010907 | COOK OIL CO INC
8023 | Permanently Closed | 1990-10-11 06:00 | 1979-01-01 06:00 | 1990-10-11 06:00 | Petroleum | Unleaded gasoline | Unleaded gasoline |  | Steel | Steel |  | Painted or None | Steel |  | 1901-01-01 06:00 | [15 empty] | UST Currently In Use: 0; UST Temp Close: 0; AST Currently In Use: 0; AST Temp Closed: 0 | 0 | 0 | 3 | 11235-081-010907 | COOK OIL CO INC
8024 | Permanently Closed | 1990-10-11 06:00 | 1979-01-01 06:00 | 1990-10-11 06:00 | Petroleum | Unleaded gasoline | Unleaded gasoline |  | Steel | Steel |  | Painted or None | Steel |  | 1901-01-01 06:00 | [15 empty] | UST Currently In Use: 0; UST Temp Close: 0; AST Currently In Use: 0; AST Temp Closed: 0 | 0 | 0 | 3 | 11235-081-010907 | COOK OIL CO INC
8025 | Permanently Closed | 1990-04-04 06:00 | 1961-01-01 06:00 | 1990-04-05 06:00 | Petroleum | Unleaded gasoline | Unleaded gasoline |  | Steel | Steel |  |  | Steel |  | 1901-01-01 06:00 | [15 empty] | UST Currently In Use: 0; UST Temp Close: 0; AST Currently In Use: 0; AST Temp Closed: 0 | 0 | 0 | 8 | 25228-081-010908 | F F REALTY DEVELOPMENT LLC
8026 | Permanently Closed | 1990-04-04 06:00 | 1961-01-01 06:00 | 1990-04-05 06:00 | Petroleum | Unleaded gasoline | Unleaded gasoline |  | Steel | Steel |  |  | Fiberglass reinforced plastic |  | 1901-01-01 06:00 | [15 empty] | UST Currently In Use: 0; UST Temp Close: 0; AST Currently In Use: 0; AST Temp Closed: 0 | 0 | 0 | 8 | 25228-081-010908 | F F REALTY DEVELOPMENT LLC
8027 | Permanently Closed | 1990-04-04 06:00 | 1961-01-01 06:00 | 1990-04-05 06:00 | Petroleum | Unleaded gasoline | Unleaded gasoline |  | Steel | Steel |  |  | Steel | [17 empty] | UST Currently In Use: 0; UST Temp Close: 0; AST Currently In Use: 0; AST Temp Closed: 0 | 0 | 0 | 8 | 25228-081-010908 | F F REALTY DEVELOPMENT LLC
8028 | Permanently Closed | 2002-10-15 06:00 | 1977-01-01 06:00 | 2017-10-24 06:00 | Petroleum | Unleaded gasoline | Unleaded gasoline | Retail | Fiberglass reinforced plastic | Fiberglass reinforced plastic |  |  | Fiberglass reinforced plastic |  |  | Other, FLXS ISOLA | Catchment Basin, Single walled catchment basin | Automatic shutoff device At 95% full | Automatic shutoff device At 95% full |  |  | Statistical Inventory Reconciliation (SIR) | [5 empty] | Annual line testing, Statistical inventory reconciliation (SIR) | Statistical inventory reconciliation (SIR) |  | UST Currently In Use: 0; UST Temp Close: 0; AST Currently In Use: 0; AST Temp Closed: 0 | 0 | 0 | 8 | 25228-081-010908 | F F REALTY DEVELOPMENT LLC
8029 | Permanently Closed | 1990-04-04 06:00 | 1961-01-01 06:00 | 1990-04-05 06:00 | Petroleum | Unleaded gasoline | Unleaded gasoline |  | Steel | Steel |  |  | Steel |  | 1901-01-01 06:00 | [15 empty] | UST Currently In Use: 0; UST Temp Close: 0; AST Currently In Use: 0; AST Temp Closed: 0 | 0 | 0 | 8 | 25228-081-010908 | F F REALTY DEVELOPMENT LLC
8030 | Permanently Closed | 2007-08-16 06:00 | 1971-01-01 06:00 | 2007-08-16 06:00 | Petroleum | Unleaded gasoline | Unleaded gasoline | Retail | Steel | Steel | Field installed cathodic protection |  | Steel |  | 1901-01-01 06:00 | Field installed cathodic protection | Catchment Basin, Single walled catchment basin | Automatic shutoff device At 95% full | Automatic shutoff device At 95% full |  |  | Statistical Inventory Reconciliation (SIR) | [5 empty] | Statistical inventory reconciliation (SIR) | Statistical inventory reconciliation (SIR) |  | UST Currently In Use: 0; UST Temp Close: 0; AST Currently In Use: 0; AST Temp Closed: 0 | 0 | 0 | 4 | 22414-081-010911 | ALBERT PRINCE
8031 | Permanently Closed | 2007-08-16 06:00 | 1971-01-01 06:00 | 2007-08-16 06:00 | Petroleum | Mid-grade gasoline | Mid-grade gasoline | Retail | Steel | Steel | Field installed cathodic protection |  | Steel |  | 1901-01-01 06:00 | Field installed cathodic protection | Catchment Basin, Single walled catchment basin | Automatic shutoff device At 95% full | Automatic shutoff device At 95% full |  |  | Statistical Inventory Reconciliation (SIR) | [5 empty] | Statistical inventory reconciliation (SIR) | Statistical inventory reconciliation (SIR) |  | UST Currently In Use: 0; UST Temp Close: 0; AST Currently In Use: 0; AST Temp Closed: 0 | 0 | 0 | 4 | 22414-081-010911 | ALBERT PRINCE
8032 | Permanently Closed | 2007-08-16 06:00 | 1971-01-01 06:00 | 2007-08-16 06:00 | Petroleum | Premium gasoline | Premium gasoline | Retail | Steel | Steel | Field installed cathodic protection |  | Steel |  | 1901-01-01 06:00 | Field installed cathodic protection | Catchment Basin, Single walled catchment basin | Automatic shutoff device At 95% full | Automatic shutoff device At 95% full |  |  | Statistical Inventory Reconciliation (SIR) | [5 empty] | Statistical inventory reconciliation (SIR) | Statistical inventory reconciliation (SIR) |  | UST Currently In Use: 0; UST Temp Close: 0; AST Currently In Use: 0; AST Temp Closed: 0 | 0 | 0 | 4 | 22414-081-010911 | ALBERT PRINCE
8033 | Permanently Closed | 2007-08-16 06:00 | 1971-01-01 06:00 | 2007-08-16 06:00 | Petroleum | On road diesel | On road diesel | Retail | Steel | Steel | Field installed cathodic protection |  | Steel |  | 1901-01-01 06:00 | Field installed cathodic protection | Catchment Basin, Single walled catchment basin | Flow Rest 90% Full | Flow Rest 90% Full |  |  | Statistical Inventory Reconciliation (SIR) | [8 empty] | UST Currently In Use: 0; UST Temp Close: 0; AST Currently In Use: 0; AST Temp Closed: 0 | 0 | 0 | 4 | 22414-081-010911 | ALBERT PRINCE
8034 | Permanently Closed | 1986-08-01 06:00 | 1973-01-01 06:00 | 1986-08-01 06:00 | Petroleum | Unleaded gasoline | Unleaded gasoline |  | Steel | Steel |  | Painted or None | Steel |  | 1901-01-01 06:00 | [15 empty] | UST Currently In Use: 0; UST Temp Close: 0; AST Currently In Use: 0; AST Temp Closed: 0 | 0 | 0 | 1 | 11235-081-010912 | COOK OIL CO INC
8035 | Permanently Closed | 2013-09-01 06:00 | 1989-08-26 06:00 | 2014-10-01 06:00 | Petroleum | Unleaded gasoline | Unleaded gasoline | Industrial | Fiberglass reinforced plastic | Fiberglass reinforced plastic |  |  | Fiberglass reinforced plastic |  | 1901-01-01 06:00 |  | Catchment Basin, Single walled catchment basin | Flow Rest 90% Full | Flow Rest 90% Full |  |  | Automatic Tank Gauge |  |  |  | Interstitial Monitoring within Secondary Containment |  |  |  |  | UST Currently In Use: 0; UST Temp Close: 0; AST Currently In Use: 0; AST Temp Closed: 0 | 0 | 0 | 1 | 11238-043-014567 | COOKS PEST CONTROL
8036 | Permanently Closed | 1989-11-30 06:00 | 1969-01-01 06:00 | 1989-11-30 06:00 | Petroleum | Unleaded gasoline | Unleaded gasoline |  | Steel | Steel |  | Painted or None | Steel |  | 1901-01-01 06:00 | [15 empty] | UST Currently In Use: 0; UST Temp Close: 0; AST Currently In Use: 0; AST Temp Closed: 0 | 0 | 0 | 1 | 11238-055-000679 | COOKS PEST CONTROL
8037 | Permanently Closed | 2000-01-11 06:00 | 1979-01-01 06:00 | 2000-01-11 06:00 | Petroleum | Unleaded gasoline | Unleaded gasoline |  | Steel | Steel |  | Painted or None | Fiberglass reinforced plastic, Steel |  | 1901-01-01 06:00 |  | Catchment Basin, Single walled catchment basin | Flow Rest 90% Full | Flow Rest 90% Full |  |  | Statistical Inventory Reconciliation (SIR) | [8 empty] | UST Currently In Use: 0; UST Temp Close: 0; AST Currently In Use: 0; AST Temp Closed: 0 | 0 | 0 | 1 | 11238-073-014545 | COOKS PEST CONTROL
8038 | Permanently Closed | 2014-06-01 06:00 | 1987-01-01 06:00 | 2014-08-11 06:00 | Petroleum | Unleaded gasoline | Unleaded gasoline | Industrial | Steel | Steel | Coated & cathodic protection (sti-P3) |  | Fiberglass reinforced plastic |  |  |  | Catchment Basin, Single walled catchment basin | Flow Rest 90% Full | Flow Rest 90% Full |  |  | Statistical Inventory Reconciliation (SIR) | [5 empty] | Statistical inventory reconciliation (SIR) | Statistical inventory reconciliation (SIR) |  | UST Currently In Use: 0; UST Temp Close: 0; AST Currently In Use: 0; AST Temp Closed: 0 | 0 | 0 | 1 | 11238-077-014546 | COOKS PEST CONTROL
8039 | Permanently Closed | 2013-10-01 06:00 | 1988-01-01 06:00 | 2015-11-03 06:00 | Petroleum | Unleaded gasoline | Unleaded gasoline | Industrial | Fiberglass reinforced plastic, Single Wall | Single Wall |  |  | Fiberglass reinforced plastic, Single Wall |  |  | Galvanic Cathodic, FLEX CONNS | Catchment Basin, Single walled catchment basin | Flow Rest 90% Full | Flow Rest 90% Full |  |  | Continuous Automatic Tank Gauge, Other |  | Automatic shutoff device (AELLD) | Automatic shutoff device (AELLD) | [5 empty] | UST Currently In Use: 0; UST Temp Close: 0; AST Currently In Use: 0; AST Temp Closed: 0 | 0 | 0 | 1 | 11238-089-014547 | COOKS PEST CONTROL
8040 | Permanently Closed | 1992-03-12 06:00 | 1977-01-01 06:00 | 1992-03-12 06:00 | Petroleum | Unleaded gasoline | Unleaded gasoline |  | Steel | Steel |  | Painted or None | Steel |  | 1901-01-01 06:00 | [15 empty] | UST Currently In Use: 0; UST Temp Close: 0; AST Currently In Use: 0; AST Temp Closed: 0 | 0 | 0 | 1 | 11238-095-014543 | COOKS PEST CONTROL
8041 | Permanently Closed | 1990-11-28 06:00 | 1974-01-01 06:00 | 1990-11-28 06:00 | Petroleum | Unleaded gasoline | Unleaded gasoline |  | Steel | Steel |  | Painted or None | Steel |  | 1901-01-01 06:00 | [15 empty] | UST Currently In Use: 0; UST Temp Close: 0; AST Currently In Use: 0; AST Temp Closed: 0 | 0 | 0 | 2 | 11238-103-001402 | COOKS PEST CONTROL
8042 | Permanently Closed | 2002-07-09 06:00 | 1979-01-01 06:00 | 2002-07-09 06:00 | Petroleum | Unleaded gasoline | Unleaded gasoline | Retail | Steel | Steel |  | Painted or None | Steel |  | 1901-01-01 06:00 | [6 empty] | Statistical Inventory Reconciliation (SIR) | [8 empty] | UST Currently In Use: 0; UST Temp Close: 0; AST Currently In Use: 0; AST Temp Closed: 0 | 0 | 0 | 1 | 11238-125-014544 | COOKS PEST CONTROL
8043 | Permanently Closed | 1987-04-20 06:00 | 1978-01-01 06:00 | 1990-04-27 06:00 | Petroleum | On road diesel | On road diesel |  | Steel | Steel |  | Painted or None | Steel |  | 1901-01-01 06:00 | [15 empty] | UST Currently In Use: 0; UST Temp Close: 0; AST Currently In Use: 0; AST Temp Closed: 0 | 0 | 0 | 1 | 11239-049-001947 | COOPER HOSIERY MILLS INC
8044 | Cannot Locate or abandoned | 2004-10-01 06:00 | 1979-01-01 06:00 |  | Petroleum | Unleaded gasoline | Unleaded gasoline | Retail | Steel | Steel | Field installed cathodic protection |  | Steel |  | 1901-01-01 06:00 | Field installed cathodic protection | Catchment Basin, Single walled catchment basin | Flow Rest 90% Full | Flow Rest 90% Full |  |  | Statistical Inventory Reconciliation (SIR) | [8 empty] | UST Currently In Use: 0; UST Temp Close: 0; AST Currently In Use: 2; AST Temp Closed: 0 | 0 | 0 | 0 | 22700-049-008051 | KIM V. BEARDEN
8045 | Cannot Locate or abandoned | 2004-10-01 06:00 | 1979-01-01 06:00 |  | Petroleum | Premium gasoline | Premium gasoline | Retail | Steel | Steel | Field installed cathodic protection |  | Steel |  | 1901-01-01 06:00 | Field installed cathodic protection | Catchment Basin, Single walled catchment basin | Flow Rest 90% Full | Flow Rest 90% Full |  |  | Statistical Inventory Reconciliation (SIR) | [8 empty] | UST Currently In Use: 0; UST Temp Close: 0; AST Currently In Use: 2; AST Temp Closed: 0 | 0 | 0 | 0 | 22700-049-008051 | KIM V. BEARDEN
8047 | Cannot Locate or abandoned | 2011-07-26 06:00 | 1982-01-01 06:00 |  | Petroleum | Unleaded gasoline | Unleaded gasoline | Retail | Steel | Steel | Field installed cathodic protection |  | Steel |  |  | Field installed cathodic protection | Catchment Basin, Single walled catchment basin | Automatic shutoff device At 95% full | Automatic shutoff device At 95% full |  |  | Statistical Inventory Reconciliation (SIR) | [8 empty] | UST Currently In Use: 0; UST Temp Close: 0; AST Currently In Use: 0; AST Temp Closed: 0 | 0 | 0 | 0 | 11241-049-008052 | COOPER SMITH
8048 | Cannot Locate or abandoned | 2011-07-26 06:00 | 1982-01-01 06:00 |  | Petroleum | Unleaded gasoline | Unleaded gasoline | Retail | Steel | Steel | Field installed cathodic protection |  | Steel |  |  | Field installed cathodic protection | Catchment Basin, Single walled catchment basin | Automatic shutoff device At 95% full | Automatic shutoff device At 95% full |  |  | Statistical Inventory Reconciliation (SIR) | [8 empty] | UST Currently In Use: 0; UST Temp Close: 0; AST Currently In Use: 0; AST Temp Closed: 0 | 0 | 0 | 0 | 11241-049-008052 | COOPER SMITH
8049 | Cannot Locate or abandoned | 2006-03-07 06:00 | 1976-01-01 06:00 |  | Petroleum | Unleaded gasoline | Unleaded gasoline | Retail | Steel | Steel | Field installed cathodic protection |  | Steel |  | 1901-01-01 06:00 | Field installed cathodic protection | Catchment Basin, Single walled catchment basin | Automatic shutoff device At 95% full | Automatic shutoff device At 95% full |  |  | Statistical Inventory Reconciliation (SIR) | [8 empty] | UST Currently In Use: 0; UST Temp Close: 0; AST Currently In Use: 1; AST Temp Closed: 0 | 0 | 0 | 0 | 11241-049-008053 | COOPER SMITH
8050 | Cannot Locate or abandoned | 2006-03-07 06:00 | 1976-01-01 06:00 |  | Petroleum | Premium gasoline | Premium gasoline | Retail | Steel | Steel | Field installed cathodic protection |  | Steel |  | 1901-01-01 06:00 | Field installed cathodic protection | Catchment Basin, Single walled catchment basin | Automatic shutoff device At 95% full | Automatic shutoff device At 95% full |  |  | Statistical Inventory Reconciliation (SIR) | [8 empty] | UST Currently In Use: 0; UST Temp Close: 0; AST Currently In Use: 1; AST Temp Closed: 0 | 0 | 0 | 0 | 11241-049-008053 | COOPER SMITH
8051 | Cannot Locate or abandoned | 2004-12-01 06:00 | 1986-01-01 06:00 |  | Petroleum | Kerosene | Kerosene | Retail | Steel | Steel | Field installed cathodic protection |  | Steel |  | 1901-01-01 06:00 | Field installed cathodic protection | Catchment Basin, Single walled catchment basin | Flow Rest 90% Full | Flow Rest 90% Full |  |  | Statistical Inventory Reconciliation (SIR) | [8 empty] | UST Currently In Use: 0; UST Temp Close: 0; AST Currently In Use: 1; AST Temp Closed: 0 | 0 | 0 | 0 | 11241-049-008053 | COOPER SMITH
8052 | Permanently Closed | 1993-05-05 06:00 | 1977-01-01 06:00 | 1993-05-05 06:00 | Petroleum | Unleaded gasoline | Unleaded gasoline |  | Steel | Steel |  | Painted or None | Steel |  | 1901-01-01 06:00 | [6 empty] | Statistical Inventory Reconciliation (SIR) | [8 empty] | UST Currently In Use: 0; UST Temp Close: 0; AST Currently In Use: 0; AST Temp Closed: 0 | 0 | 0 | 3 | 11241-055-008044 | COOPER SMITH
8053 | Permanently Closed | 1993-05-05 06:00 | 1977-01-01 06:00 | 1993-05-05 06:00 | Petroleum | Unleaded gasoline | Unleaded gasoline |  | Steel | Steel |  | Painted or None | Steel |  | 1901-01-01 06:00 | [6 empty] | Statistical Inventory Reconciliation (SIR) | [8 empty] | UST Currently In Use: 0; UST Temp Close: 0; AST Currently In Use: 0; AST Temp Closed: 0 | 0 | 0 | 3 | 11241-055-008044 | COOPER SMITH
8054 | Permanently Closed | 1993-05-05 06:00 | 1977-01-01 06:00 | 1993-05-05 06:00 | Petroleum | On road diesel | On road diesel |  | Steel | Steel |  | Painted or None | Steel |  | 1901-01-01 06:00 | [6 empty] | Statistical Inventory Reconciliation (SIR) | [8 empty] | UST Currently In Use: 0; UST Temp Close: 0; AST Currently In Use: 0; AST Temp Closed: 0 | 0 | 0 | 3 | 11241-055-008044 | COOPER SMITH
8055 | Permanently Closed | 1992-01-01 06:00 | 1979-01-01 06:00 | 1992-01-01 06:00 | Petroleum | Unleaded gasoline | Unleaded gasoline |  | Steel | Steel |  | Painted or None | Steel |  | 1901-01-01 06:00 | [6 empty] | Statistical Inventory Reconciliation (SIR) | [8 empty] | UST Currently In Use: 3; UST Temp Close: 0; AST Currently In Use: 1; AST Temp Closed: 0 | 3 | 0 | 4 | 24747-055-008047 | MARTY NAYLOR
8056 | Permanently Closed | 1992-01-01 06:00 | 1979-01-01 06:00 | 1992-01-01 06:00 | Petroleum | Unleaded gasoline | Unleaded gasoline |  | Steel | Steel |  | Painted or None | Steel |  | 1901-01-01 06:00 | [15 empty] | UST Currently In Use: 3; UST Temp Close: 0; AST Currently In Use: 1; AST Temp Closed: 0 | 3 | 0 | 4 | 24747-055-008047 | MARTY NAYLOR
8057 | Permanently Closed | 1992-01-01 06:00 | 1982-01-01 06:00 | 1992-01-01 06:00 | Petroleum | Unleaded gasoline | Unleaded gasoline |  | Steel | Steel |  | Painted or None | Steel |  | 1901-01-01 06:00 | [15 empty] | UST Currently In Use: 3; UST Temp Close: 0; AST Currently In Use: 1; AST Temp Closed: 0 | 3 | 0 | 4 | 24747-055-008047 | MARTY NAYLOR
8058 | Permanently Closed | 1992-01-01 06:00 | 1982-01-01 06:00 | 1992-01-01 06:00 | Petroleum | On road diesel | On road diesel |  | Steel | Steel |  | Painted or None | Steel |  | 1901-01-01 06:00 | [15 empty] | UST Currently In Use: 3; UST Temp Close: 0; AST Currently In Use: 1; AST Temp Closed: 0 | 3 | 0 | 4 | 24747-055-008047 | MARTY NAYLOR
8059 | Cannot Locate or abandoned | 1994-01-01 06:00 | 1981-01-01 06:00 |  | Petroleum | Unleaded gasoline | Unleaded gasoline | Retail | Steel | Steel |  | Painted or None | Steel |  | 1901-01-01 06:00 | None | [5 empty] | Statistical Inventory Reconciliation (SIR) | [8 empty] | UST Currently In Use: 0; UST Temp Close: 0; AST Currently In Use: 0; AST Temp Closed: 0 | 0 | 0 | 0 | 17808-055-008060 | DALE POWELL
8060 | Cannot Locate or abandoned | 1994-01-01 06:00 | 1981-01-01 06:00 |  | Petroleum | Unleaded gasoline | Unleaded gasoline | Retail | Steel | Steel |  | Painted or None | Steel |  | 1901-01-01 06:00 | None | [5 empty] | Statistical Inventory Reconciliation (SIR) | [8 empty] | UST Currently In Use: 0; UST Temp Close: 0; AST Currently In Use: 0; AST Temp Closed: 0 | 0 | 0 | 0 | 17808-055-008060 | DALE POWELL
8061 | Cannot Locate or abandoned | 1994-01-01 06:00 | 1983-01-01 06:00 |  | Petroleum | Unleaded gasoline | Unleaded gasoline | Retail | Steel | Steel | Coated & cathodic protection (sti-P3) |  | Steel |  | 1901-01-01 06:00 | [6 empty] | Statistical Inventory Reconciliation (SIR) | [8 empty] | UST Currently In Use: 0; UST Temp Close: 0; AST Currently In Use: 0; AST Temp Closed: 0 | 0 | 0 | 0 | 17808-055-008060 | DALE POWELL
8062 | Permanently Closed | 2005-04-22 06:00 | 1984-01-01 06:00 | 2006-05-18 06:00 | Petroleum | Unleaded gasoline | Unleaded gasoline | Retail | Steel | Steel | Coated & cathodic protection (sti-P3) |  | Fiberglass reinforced plastic |  | 1901-01-01 06:00 |  | Catchment Basin, Single walled catchment basin | Flow Rest 90% Full | Flow Rest 90% Full |  |  | Statistical Inventory Reconciliation (SIR) | [8 empty] | UST Currently In Use: 0; UST Temp Close: 0; AST Currently In Use: 0; AST Temp Closed: 0 | 0 | 0 | 8 | 15873-095-008036 | LARRY MARTIN
8063 | Permanently Closed | 2005-04-22 06:00 | 1984-01-01 06:00 | 2006-05-18 06:00 | Petroleum | Mid-grade gasoline | Mid-grade gasoline | Retail | Steel | Steel | Coated & cathodic protection (sti-P3) |  | Fiberglass reinforced plastic |  | 1901-01-01 06:00 |  | Catchment Basin, Single walled catchment basin | Flow Rest 90% Full | Flow Rest 90% Full |  |  | Statistical Inventory Reconciliation (SIR) | [8 empty] | UST Currently In Use: 0; UST Temp Close: 0; AST Currently In Use: 0; AST Temp Closed: 0 | 0 | 0 | 8 | 15873-095-008036 | LARRY MARTIN
8064 | Permanently Closed | 2005-04-22 06:00 | 1984-01-01 06:00 | 2006-05-18 06:00 | Petroleum | Premium gasoline | Premium gasoline | Retail | Steel | Steel | Coated & cathodic protection (sti-P3) |  | Fiberglass reinforced plastic |  | 1901-01-01 06:00 |  | Catchment Basin, Single walled catchment basin | Flow Rest 90% Full | Flow Rest 90% Full |  |  | Statistical Inventory Reconciliation (SIR) | [8 empty] | UST Currently In Use: 0; UST Temp Close: 0; AST Currently In Use: 0; AST Temp Closed: 0 | 0 | 0 | 8 | 15873-095-008036 | LARRY MARTIN
8065 | Permanently Closed | 2005-04-22 06:00 | 1984-01-01 06:00 | 2006-05-18 06:00 | Petroleum | On road diesel | On road diesel | Retail | Steel | Steel | Coated & cathodic protection (sti-P3) |  | Fiberglass reinforced plastic |  | 1901-01-01 06:00 |  | Catchment Basin, Single walled catchment basin | Automatic shutoff device At 95% full | Automatic shutoff device At 95% full |  |  | Statistical Inventory Reconciliation (SIR) | [5 empty] | Statistical inventory reconciliation (SIR) | Statistical inventory reconciliation (SIR) |  | UST Currently In Use: 0; UST Temp Close: 0; AST Currently In Use: 0; AST Temp Closed: 0 | 0 | 0 | 8 | 15873-095-008036 | LARRY MARTIN
8066 | Permanently Closed | 1998-12-19 06:00 | 1978-01-01 06:00 | 2004-12-28 06:00 | Petroleum | Kerosene | Kerosene | Retail | Steel | Steel |  | Painted or None | Steel |  | 1901-01-01 06:00 | [6 empty] | Statistical Inventory Reconciliation (SIR) | [5 empty] | Annual line testing | Annual line testing |  | UST Currently In Use: 0; UST Temp Close: 0; AST Currently In Use: 0; AST Temp Closed: 0 | 0 | 0 | 8 | 15873-095-008036 | LARRY MARTIN
8067 | Permanently Closed | 1987-03-01 06:00 | 1970-01-01 06:00 |  | Petroleum | On road diesel | On road diesel |  | Steel | Steel |  | Painted or None | Steel |  | 1901-01-01 06:00 | [15 empty] | UST Currently In Use: 0; UST Temp Close: 0; AST Currently In Use: 0; AST Temp Closed: 0 | 0 | 0 | 8 | 15873-095-008036 | LARRY MARTIN
8068 | Permanently Closed | 1987-03-01 06:00 | 1970-01-01 06:00 |  | Petroleum | On road diesel | On road diesel |  | Steel | Steel |  | Painted or None | Steel |  | 1901-01-01 06:00 | [15 empty] | UST Currently In Use: 0; UST Temp Close: 0; AST Currently In Use: 0; AST Temp Closed: 0 | 0 | 0 | 8 | 15873-095-008036 | LARRY MARTIN
8069 | Permanently Closed | 1987-03-01 06:00 | 1980-01-01 06:00 | 1987-03-01 06:00 | Petroleum | Unleaded gasoline | Unleaded gasoline |  | Steel | Steel |  | Painted or None | Steel |  | 1901-01-01 06:00 | [15 empty] | UST Currently In Use: 0; UST Temp Close: 0; AST Currently In Use: 0; AST Temp Closed: 0 | 0 | 0 | 8 | 15873-095-008036 | LARRY MARTIN
8070 | Currently in Use |  | 1982-01-01 06:00 |  | Petroleum | Unleaded gasoline | Unleaded gasoline | Retail | Single Wall, Steel | Steel | Field installed cathodic protection |  | Single Wall, Steel |  | 1901-01-01 06:00 | Field installed cathodic protection | Catchment Basin, Single walled catchment basin | Flow Rest 90% Full | Flow Rest 90% Full |  |  | Statistical Inventory Reconciliation (SIR) | [8 empty] | UST Currently In Use: 1; UST Temp Close: 2; AST Currently In Use: 1; AST Temp Closed: 0 | 1 | 2 | 0 | 22700-095-008037 | KIM V. BEARDEN
8071 | Temporary Closed | 2010-08-11 06:00 | 1982-01-01 06:00 |  | Petroleum | Other, OFF RD DSL | Other | Retail | Single Wall, Steel | Steel | Field installed cathodic protection |  | Single Wall, Steel |  | 1901-01-01 06:00 | Field installed cathodic protection | Catchment Basin, Single walled catchment basin | Automatic shutoff device At 95% full | Automatic shutoff device At 95% full |  |  | Statistical Inventory Reconciliation (SIR) | [8 empty] | UST Currently In Use: 1; UST Temp Close: 2; AST Currently In Use: 1; AST Temp Closed: 0 | 1 | 2 | 0 | 22700-095-008037 | KIM V. BEARDEN
8072 | Temporary Closed | 2010-08-11 06:00 | 1982-01-01 06:00 |  | Petroleum | On road diesel | On road diesel | Retail | Single Wall, Steel | Steel | Field installed cathodic protection |  | Single Wall, Steel |  | 1901-01-01 06:00 | Field installed cathodic protection | Catchment Basin, Single walled catchment basin | Automatic shutoff device At 95% full | Automatic shutoff device At 95% full |  |  | Statistical Inventory Reconciliation (SIR) | [8 empty] | UST Currently In Use: 1; UST Temp Close: 2; AST Currently In Use: 1; AST Temp Closed: 0 | 1 | 2 | 0 | 22700-095-008037 | KIM V. BEARDEN
8073 | Permanently Closed | 1993-07-20 06:00 | 1974-01-01 06:00 | 1993-07-20 06:00 | Petroleum | Unleaded gasoline | Unleaded gasoline |  | Steel | Steel |  | Painted or None | Steel |  | 1901-01-01 06:00 | [12 empty] | Annual line testing | Annual line testing |  | UST Currently In Use: 6; UST Temp Close: 0; AST Currently In Use: 0; AST Temp Closed: 0 | 6 | 0 | 3 | 23867-095-008038 | NILAY PATEL & PRITIIBEN PATEL
8074 | Permanently Closed | 1993-07-20 06:00 | 1974-01-01 06:00 | 1993-07-20 06:00 | Petroleum | Unleaded gasoline | Unleaded gasoline |  | Steel | Steel |  | Painted or None | Steel |  | 1901-01-01 06:00 | [12 empty] | Annual line testing | Annual line testing |  | UST Currently In Use: 6; UST Temp Close: 0; AST Currently In Use: 0; AST Temp Closed: 0 | 6 | 0 | 3 | 23867-095-008038 | NILAY PATEL & PRITIIBEN PATEL
8075 | Permanently Closed | 1993-07-20 06:00 | 1974-01-01 06:00 | 1993-07-20 06:00 | Petroleum | On road diesel | On road diesel |  | Steel | Steel |  | Painted or None | Steel |  | 1901-01-01 06:00 | [12 empty] | Annual line testing | Annual line testing |  | UST Currently In Use: 6; UST Temp Close: 0; AST Currently In Use: 0; AST Temp Closed: 0 | 6 | 0 | 3 | 23867-095-008038 | NILAY PATEL & PRITIIBEN PATEL
8076 | Permanently Closed | 1901-01-01 06:00 | 1982-01-01 06:00 | 1988-01-01 06:00 | Petroleum | Unleaded gasoline | Unleaded gasoline |  | Steel | Steel |  | Painted or None | Steel |  | 1901-01-01 06:00 | [15 empty] | UST Currently In Use: 0; UST Temp Close: 0; AST Currently In Use: 0; AST Temp Closed: 0 | 0 | 0 | 6 | 11241-095-008039 | COOPER SMITH
8077 | Permanently Closed | 1901-01-01 06:00 | 1982-01-01 06:00 | 1988-01-01 06:00 | Petroleum | Unleaded gasoline | Unleaded gasoline |  | Steel | Steel |  | Painted or None | Steel |  | 1901-01-01 06:00 | [15 empty] | UST Currently In Use: 0; UST Temp Close: 0; AST Currently In Use: 0; AST Temp Closed: 0 | 0 | 0 | 6 | 11241-095-008039 | COOPER SMITH
8078 | Permanently Closed | 1995-07-13 06:00 | 1981-01-01 06:00 | 1995-07-13 06:00 | Petroleum | Unleaded gasoline | Unleaded gasoline |  | Steel | Steel |  | Painted or None | Steel |  | 1901-01-01 06:00 | [6 empty] | Statistical Inventory Reconciliation (SIR) | [5 empty] | Annual line testing, Statistical inventory reconciliation (SIR) | Statistical inventory reconciliation (SIR) |  | UST Currently In Use: 0; UST Temp Close: 0; AST Currently In Use: 0; AST Temp Closed: 0 | 0 | 0 | 6 | 11241-095-008039 | COOPER SMITH
8079 | Permanently Closed | 1995-07-13 06:00 | 1981-01-01 06:00 | 1995-07-13 06:00 | Petroleum | On road diesel | On road diesel |  | Steel | Steel |  | Painted or None | Steel |  | 1901-01-01 06:00 | [6 empty] | Statistical Inventory Reconciliation (SIR) | [5 empty] | Annual line testing, Statistical inventory reconciliation (SIR) | Statistical inventory reconciliation (SIR) |  | UST Currently In Use: 0; UST Temp Close: 0; AST Currently In Use: 0; AST Temp Closed: 0 | 0 | 0 | 6 | 11241-095-008039 | COOPER SMITH
8080 | Permanently Closed | 1995-07-13 06:00 | 1982-01-01 06:00 | 1995-07-13 06:00 | Petroleum | Unleaded gasoline | Unleaded gasoline |  | Steel | Steel | Coated & cathodic protection (sti-P3) |  | Steel |  | 1901-01-01 06:00 | [6 empty] | Statistical Inventory Reconciliation (SIR) | [5 empty] | Annual line testing, Statistical inventory reconciliation (SIR) | Statistical inventory reconciliation (SIR) |  | UST Currently In Use: 0; UST Temp Close: 0; AST Currently In Use: 0; AST Temp Closed: 0 | 0 | 0 | 6 | 11241-095-008039 | COOPER SMITH
8081 | Permanently Closed | 1995-07-13 06:00 | 1982-01-01 06:00 | 1995-07-13 06:00 | Petroleum | Unleaded gasoline | Unleaded gasoline |  | Steel | Steel | Coated & cathodic protection (sti-P3) |  | Steel |  | 1901-01-01 06:00 | [6 empty] | Statistical Inventory Reconciliation (SIR) | [5 empty] | Annual line testing, Statistical inventory reconciliation (SIR) | Statistical inventory reconciliation (SIR) |  | UST Currently In Use: 0; UST Temp Close: 0; AST Currently In Use: 0; AST Temp Closed: 0 | 0 | 0 | 6 | 11241-095-008039 | COOPER SMITH
8082 | Permanently Closed | 1998-12-09 06:00 | 1981-01-01 06:00 | 1998-12-09 06:00 | Petroleum | Unleaded gasoline | Unleaded gasoline |  | Steel | Steel |  | Painted or None | Steel |  | 1901-01-01 06:00 | [6 empty] | Statistical Inventory Reconciliation (SIR) | [8 empty] | UST Currently In Use: 0; UST Temp Close: 0; AST Currently In Use: 0; AST Temp Closed: 0 | 0 | 0 | 2 | 11241-095-008040 | COOPER SMITH
8083 | Permanently Closed | 1998-12-09 06:00 | 1981-01-01 06:00 | 1998-12-09 06:00 | Petroleum | On road diesel | On road diesel |  | Steel | Steel |  | Painted or None | Steel |  | 1901-01-01 06:00 | [6 empty] | Statistical Inventory Reconciliation (SIR) | [8 empty] | UST Currently In Use: 0; UST Temp Close: 0; AST Currently In Use: 0; AST Temp Closed: 0 | 0 | 0 | 2 | 11241-095-008040 | COOPER SMITH
8084 | Permanently Closed | 1993-12-08 06:00 | 1974-01-01 06:00 | 1995-12-14 06:00 | Petroleum | Unleaded gasoline | Unleaded gasoline |  | Steel | Steel |  | Painted or None | Steel |  | 1901-01-01 06:00 | [6 empty] | Statistical Inventory Reconciliation (SIR) | [8 empty] | UST Currently In Use: 0; UST Temp Close: 0; AST Currently In Use: 0; AST Temp Closed: 0 | 0 | 0 | 3 | 11241-095-008041 | COOPER SMITH
8085 | Permanently Closed | 1993-12-08 06:00 | 1974-01-01 06:00 | 1995-12-14 06:00 | Petroleum | Unleaded gasoline | Unleaded gasoline |  | Steel | Steel |  | Painted or None | Steel |  | 1901-01-01 06:00 | [6 empty] | Statistical Inventory Reconciliation (SIR) | [8 empty] | UST Currently In Use: 0; UST Temp Close: 0; AST Currently In Use: 0; AST Temp Closed: 0 | 0 | 0 | 3 | 11241-095-008041 | COOPER SMITH
8086 | Permanently Closed | 1993-12-08 06:00 | 1974-01-01 06:00 | 1995-12-14 06:00 | Petroleum | On road diesel | On road diesel |  | Steel | Steel |  | Painted or None | Steel |  | 1901-01-01 06:00 | [6 empty] | Statistical Inventory Reconciliation (SIR) | [8 empty] | UST Currently In Use: 0; UST Temp Close: 0; AST Currently In Use: 0; AST Temp Closed: 0 | 0 | 0 | 3 | 11241-095-008041 | COOPER SMITH
8087 | Permanently Closed | 2005-07-01 06:00 | 1980-01-01 06:00 | 2005-10-19 06:00 | Petroleum | Unleaded gasoline | Unleaded gasoline | Retail | Steel | Steel | Field installed cathodic protection |  | Steel |  | 1901-01-01 06:00 | Field installed cathodic protection | Catchment Basin, Single walled catchment basin | Automatic shutoff device At 95% full | Automatic shutoff device At 95% full |  |  | Statistical Inventory Reconciliation (SIR) | [8 empty] | UST Currently In Use: 0; UST Temp Close: 0; AST Currently In Use: 0; AST Temp Closed: 0 | 0 | 0 | 5 | 11241-095-008042 | COOPER SMITH
8088 | Permanently Closed | 2005-07-01 06:00 | 1980-01-01 06:00 | 2005-10-19 06:00 | Petroleum | Mid-grade gasoline | Mid-grade gasoline | Retail | Steel | Steel | Field installed cathodic protection |  | Steel |  | 1901-01-01 06:00 | Field installed cathodic protection | Catchment Basin, Single walled catchment basin | Automatic shutoff device At 95% full | Automatic shutoff device At 95% full |  |  | Statistical Inventory Reconciliation (SIR) | [8 empty] | UST Currently In Use: 0; UST Temp Close: 0; AST Currently In Use: 0; AST Temp Closed: 0 | 0 | 0 | 5 | 11241-095-008042 | COOPER SMITH
8089 | Permanently Closed | 2005-07-01 06:00 | 1980-01-01 06:00 | 2005-10-19 06:00 | Petroleum | Premium gasoline | Premium gasoline | Retail | Steel | Steel | Field installed cathodic protection |  | Steel |  | 1901-01-01 06:00 | Field installed cathodic protection | Catchment Basin, Single walled catchment basin | Automatic shutoff device At 95% full | Automatic shutoff device At 95% full |  |  | Statistical Inventory Reconciliation (SIR) | [8 empty] | UST Currently In Use: 0; UST Temp Close: 0; AST Currently In Use: 0; AST Temp Closed: 0 | 0 | 0 | 5 | 11241-095-008042 | COOPER SMITH
8090 | Permanently Closed | 2005-07-01 06:00 | 1981-01-01 06:00 | 2005-10-19 06:00 | Petroleum | On road diesel | On road diesel | Retail | Steel | Steel | Field installed cathodic protection |  | Steel |  | 1901-01-01 06:00 | Field installed cathodic protection | Catchment Basin, Single walled catchment basin | Automatic shutoff device At 95% full | Automatic shutoff device At 95% full |  |  | Statistical Inventory Reconciliation (SIR) | [8 empty] | UST Currently In Use: 0; UST Temp Close: 0; AST Currently In Use: 0; AST Temp Closed: 0 | 0 | 0 | 5 | 11241-095-008042 | COOPER SMITH
8091 | Permanently Closed | 2005-07-01 06:00 | 1982-01-01 06:00 | 2005-10-19 06:00 | Petroleum | Kerosene | Kerosene | Retail | Steel | Steel | Field installed cathodic protection |  | Steel |  | 1901-01-01 06:00 | Field installed cathodic protection | Catchment Basin, Single walled catchment basin | Flow Rest 90% Full | Flow Rest 90% Full |  |  | Statistical Inventory Reconciliation (SIR) | [8 empty] | UST Currently In Use: 0; UST Temp Close: 0; AST Currently In Use: 0; AST Temp Closed: 0 | 0 | 0 | 5 | 11241-095-008042 | COOPER SMITH
8092 | Currently in Use |  | 1976-01-01 06:00 |  | Petroleum | Unleaded gasoline | Unleaded gasoline | Retail | Single Wall, Steel, MANIFOLDED | Steel | Field installed cathodic protection |  | Double Wall, Flexible |  |  |  | Catchment Basin, Single walled catchment basin | Automatic shutoff device At 95% full | Automatic shutoff device At 95% full | Interstitial Monitoring within Secondary Containment | SENSOR TO ATG | Continuous Automatic Tank Gauge |  | Automatic flow restrictor (MLLD), MASTER | Automatic flow restrictor (MLLD) |  |  | Other, MASTER | Other |  | UST Currently In Use: 2; UST Temp Close: 0; AST Currently In Use: 1; AST Temp Closed: 0 | 2 | 0 | 0 | 23965-095-008043 | MR. SAT PAUL & MRS. JASVIR KAUR
8094 | Currently in Use |  | 1976-01-01 06:00 |  | Petroleum | Premium gasoline | Premium gasoline | Retail | Single Wall, Steel | Steel | Field installed cathodic protection |  | Double Wall, Flexible |  |  |  | Catchment Basin, Single walled catchment basin | Automatic shutoff device At 95% full | Automatic shutoff device At 95% full | Interstitial Monitoring within Secondary Containment | SENSOR TO ATG | Continuous Automatic Tank Gauge |  | Automatic shutoff device (AELLD) | Automatic shutoff device (AELLD) | [5 empty] | UST Currently In Use: 2; UST Temp Close: 0; AST Currently In Use: 1; AST Temp Closed: 0 | 2 | 0 | 0 | 23965-095-008043 | MR. SAT PAUL & MRS. JASVIR KAUR
8095 | Permanently Closed | 1901-01-01 06:00 | 1983-01-01 06:00 | 1988-01-01 06:00 | Petroleum | Unleaded gasoline | Unleaded gasoline |  | Steel | Steel |  | Painted or None | Steel |  | 1901-01-01 06:00 | [15 empty] | UST Currently In Use: 0; UST Temp Close: 0; AST Currently In Use: 0; AST Temp Closed: 0 | 0 | 0 | 3 | 11241-095-008045 | COOPER SMITH
8096 | Permanently Closed | 1998-03-01 06:00 | 1983-01-01 06:00 | 1998-07-01 06:00 | Petroleum | Unleaded gasoline | Unleaded gasoline |  | Steel | Steel |  | Painted or None | Steel |  | 1901-01-01 06:00 | [6 empty] | Statistical Inventory Reconciliation (SIR) | [5 empty] | Annual line testing, Statistical inventory reconciliation (SIR) | Statistical inventory reconciliation (SIR) |  | UST Currently In Use: 0; UST Temp Close: 0; AST Currently In Use: 0; AST Temp Closed: 0 | 0 | 0 | 3 | 11241-095-008045 | COOPER SMITH
8097 | Permanently Closed | 1998-03-01 06:00 | 1986-01-01 06:00 | 1998-07-01 06:00 | Petroleum | Unleaded gasoline | Unleaded gasoline |  | Steel | Steel | Coated & cathodic protection (sti-P3) |  | Steel |  | 1901-01-01 06:00 | [6 empty] | Statistical Inventory Reconciliation (SIR) | [8 empty] | UST Currently In Use: 0; UST Temp Close: 0; AST Currently In Use: 0; AST Temp Closed: 0 | 0 | 0 | 3 | 11241-095-008045 | COOPER SMITH
8098 | Cannot Locate or abandoned | 2009-08-27 06:00 | 1977-01-01 06:00 |  | Petroleum | Unleaded gasoline | Unleaded gasoline | Retail | Steel | Steel | Field installed cathodic protection |  | Steel |  | 1901-01-01 06:00 | Field installed cathodic protection | Catchment Basin, Single walled catchment basin | Automatic shutoff device At 95% full | Automatic shutoff device At 95% full |  |  | Statistical Inventory Reconciliation (SIR) | [8 empty] | UST Currently In Use: 0; UST Temp Close: 0; AST Currently In Use: 0; AST Temp Closed: 0 | 0 | 0 | 0 | 11241-095-008048 | COOPER SMITH
8099 | Cannot Locate or abandoned | 2006-08-31 06:00 | 1977-01-01 06:00 |  | Petroleum | Premium gasoline | Premium gasoline | Retail | Steel | Steel | Field installed cathodic protection |  | Steel |  | 1901-01-01 06:00 | Field installed cathodic protection | Catchment Basin, Single walled catchment basin | Automatic shutoff device At 95% full | Automatic shutoff device At 95% full |  |  | Statistical Inventory Reconciliation (SIR) | [8 empty] | UST Currently In Use: 0; UST Temp Close: 0; AST Currently In Use: 0; AST Temp Closed: 0 | 0 | 0 | 0 | 11241-095-008048 | COOPER SMITH
8100 | Permanently Closed | 1987-09-01 06:00 | 1978-01-01 06:00 |  | Petroleum | Unleaded gasoline | Unleaded gasoline |  | Steel | Steel |  | Painted or None | Steel |  | 1901-01-01 06:00 | [15 empty] | UST Currently In Use: 0; UST Temp Close: 0; AST Currently In Use: 0; AST Temp Closed: 0 | 0 | 0 | 3 | 11241-095-008049 | COOPER SMITH
8101 | Permanently Closed | 1987-09-01 06:00 | 1978-01-01 06:00 |  | Petroleum | Unleaded gasoline | Unleaded gasoline |  | Steel | Steel |  | Painted or None | Steel |  | 1901-01-01 06:00 | [15 empty] | UST Currently In Use: 0; UST Temp Close: 0; AST Currently In Use: 0; AST Temp Closed: 0 | 0 | 0 | 3 | 11241-095-008049 | COOPER SMITH
8102 | Permanently Closed | 1987-09-01 06:00 | 1978-01-01 06:00 |  | Petroleum | Unleaded gasoline | Unleaded gasoline |  | Steel | Steel |  | Painted or None | Steel |  | 1901-01-01 06:00 | [15 empty] | UST Currently In Use: 0; UST Temp Close: 0; AST Currently In Use: 0; AST Temp Closed: 0 | 0 | 0 | 3 | 11241-095-008049 | COOPER SMITH
8103 | Temporary Closed | 2006-09-01 06:00 | 1982-01-01 06:00 |  | Petroleum | On road diesel | On road diesel | Retail | Single Wall, Steel | Steel | Field installed cathodic protection |  | Fiberglass reinforced plastic, Single Wall |  | 1901-01-01 06:00 | Field installed cathodic protection | Catchment Basin, Single walled catchment basin | Automatic shutoff device At 95% full | Automatic shutoff device At 95% full |  |  | Statistical Inventory Reconciliation (SIR) | [8 empty] | UST Currently In Use: 0; UST Temp Close: 5; AST Currently In Use: 0; AST Temp Closed: 0 | 0 | 5 | 0 | 11241-095-008050 | COOPER SMITH
8104 | Temporary Closed | 2006-09-01 06:00 | 1982-01-01 06:00 |  | Petroleum | Unleaded gasoline | Unleaded gasoline | Retail | Single Wall, Steel | Steel | Field installed cathodic protection |  | Fiberglass reinforced plastic, Single Wall |  | 1901-01-01 06:00 | Field installed cathodic protection | Catchment Basin, Single walled catchment basin | Automatic shutoff device At 95% full | Automatic shutoff device At 95% full |  |  | Statistical Inventory Reconciliation (SIR) | [8 empty] | UST Currently In Use: 0; UST Temp Close: 5; AST Currently In Use: 0; AST Temp Closed: 0 | 0 | 5 | 0 | 11241-095-008050 | COOPER SMITH
8105 | Temporary Closed | 2006-09-01 06:00 | 1982-01-01 06:00 |  | Petroleum | Premium gasoline | Premium gasoline | Retail | Single Wall, Steel | Steel | Field installed cathodic protection |  | Fiberglass reinforced plastic, Single Wall |  | 1901-01-01 06:00 | Field installed cathodic protection | Catchment Basin, Single walled catchment basin | Automatic shutoff device At 95% full | Automatic shutoff device At 95% full |  |  | Statistical Inventory Reconciliation (SIR) | [8 empty] | UST Currently In Use: 0; UST Temp Close: 5; AST Currently In Use: 0; AST Temp Closed: 0 | 0 | 5 | 0 | 11241-095-008050 | COOPER SMITH
8106 | Temporary Closed | 2006-09-01 06:00 | 1982-01-01 06:00 |  | Petroleum | Mid-grade gasoline | Mid-grade gasoline | Retail | Single Wall, Steel | Steel | Field installed cathodic protection |  | Fiberglass reinforced plastic, Single Wall |  | 1901-01-01 06:00 | Field installed cathodic protection | Catchment Basin, Single walled catchment basin | Automatic shutoff device At 95% full | Automatic shutoff device At 95% full |  |  | Statistical Inventory Reconciliation (SIR) | [8 empty] | UST Currently In Use: 0; UST Temp Close: 5; AST Currently In Use: 0; AST Temp Closed: 0 | 0 | 5 | 0 | 11241-095-008050 | COOPER SMITH
8107 | Temporary Closed | 2006-09-01 06:00 | 1982-01-01 06:00 |  | Petroleum | Kerosene | Kerosene | Retail | Single Wall, Steel | Steel | Field installed cathodic protection |  | Single Wall, Steel |  | 1901-01-01 06:00 | Field installed cathodic protection | Catchment Basin, Single walled catchment basin | Automatic shutoff device At 95% full | Automatic shutoff device At 95% full |  |  | Statistical Inventory Reconciliation (SIR) | [8 empty] | UST Currently In Use: 0; UST Temp Close: 5; AST Currently In Use: 0; AST Temp Closed: 0 | 0 | 5 | 0 | 11241-095-008050 | COOPER SMITH
8108 | Permanently Closed | 1993-05-26 06:00 | 1983-01-01 06:00 | 1993-05-26 06:00 | Petroleum | Unleaded gasoline | Unleaded gasoline |  | Steel | Steel |  | Painted or None | Steel |  | 1901-01-01 06:00 | [15 empty] | UST Currently In Use: 0; UST Temp Close: 0; AST Currently In Use: 0; AST Temp Closed: 0 | 0 | 0 | 3 | 11241-095-008054 | COOPER SMITH
8109 | Permanently Closed | 1993-05-26 06:00 | 1983-01-01 06:00 | 1993-05-26 06:00 | Petroleum | Unleaded gasoline | Unleaded gasoline |  | Steel | Steel |  | Painted or None | Steel |  | 1901-01-01 06:00 | [15 empty] | UST Currently In Use: 0; UST Temp Close: 0; AST Currently In Use: 0; AST Temp Closed: 0 | 0 | 0 | 3 | 11241-095-008054 | COOPER SMITH
8110 | Permanently Closed | 1993-05-26 06:00 | 1985-01-01 06:00 | 1993-05-26 06:00 | Petroleum | Unleaded gasoline | Unleaded gasoline |  | Steel | Steel | Coated & cathodic protection (sti-P3) |  | Steel |  | 1901-01-01 06:00 | [15 empty] | UST Currently In Use: 0; UST Temp Close: 0; AST Currently In Use: 0; AST Temp Closed: 0 | 0 | 0 | 3 | 11241-095-008054 | COOPER SMITH
8111 | Temporary Closed | 2013-08-30 06:00 | 1974-01-01 06:00 |  | Petroleum | Unleaded gasoline | Unleaded gasoline | Retail | Single Wall, Steel | Steel | Field installed cathodic protection |  | Single Wall, Steel |  | 1901-01-01 06:00 | Field installed cathodic protection | Catchment Basin, Single walled catchment basin | Flow Rest 90% Full | Flow Rest 90% Full |  |  | Statistical Inventory Reconciliation (SIR) | [8 empty] | UST Currently In Use: 0; UST Temp Close: 3; AST Currently In Use: 1; AST Temp Closed: 0 | 0 | 3 | 0 | 23733-095-008055 | BOBBY KELLY
8112 | Temporary Closed | 2013-08-30 06:00 | 1974-01-01 06:00 |  | Petroleum | Unleaded gasoline | Unleaded gasoline | Retail | Single Wall, Steel | Steel | Field installed cathodic protection |  | Single Wall, Steel |  | 1901-01-01 06:00 | Field installed cathodic protection | Catchment Basin, Single walled catchment basin | Flow Rest 90% Full | Flow Rest 90% Full |  |  | Statistical Inventory Reconciliation (SIR) | [8 empty] | UST Currently In Use: 0; UST Temp Close: 3; AST Currently In Use: 1; AST Temp Closed: 0 | 0 | 3 | 0 | 23733-095-008055 | BOBBY KELLY
8113 | Temporary Closed | 2013-08-30 06:00 | 1988-01-01 06:00 |  | Petroleum | On road diesel | On road diesel | Retail | Single Wall, Steel | Steel | Coated & cathodic protection (sti-P3), Field installed cathodic protection |  | Single Wall, Steel |  | 1901-01-01 06:00 | Field installed cathodic protection | Catchment Basin, Single walled catchment basin | Automatic shutoff device At 95% full | Automatic shutoff device At 95% full |  |  | Statistical Inventory Reconciliation (SIR) | [8 empty] | UST Currently In Use: 0; UST Temp Close: 3; AST Currently In Use: 1; AST Temp Closed: 0 | 0 | 3 | 0 | 23733-095-008055 | BOBBY KELLY
8114 | Permanently Closed | 1992-09-01 06:00 | 1974-01-01 06:00 | 1993-09-01 06:00 | Petroleum | Unleaded gasoline | Unleaded gasoline |  | Steel | Steel |  | Painted or None | Steel |  | 1901-01-01 06:00 | [15 empty] | UST Currently In Use: 0; UST Temp Close: 0; AST Currently In Use: 0; AST Temp Closed: 0 | 0 | 0 | 2 | 11241-095-008056 | COOPER SMITH
8115 | Permanently Closed | 1992-09-01 06:00 | 1974-01-01 06:00 | 1992-09-01 06:00 | Petroleum | Unleaded gasoline | Unleaded gasoline |  | Steel | Steel |  | Painted or None | Steel |  | 1901-01-01 06:00 | [15 empty] | UST Currently In Use: 0; UST Temp Close: 0; AST Currently In Use: 0; AST Temp Closed: 0 | 0 | 0 | 2 | 11241-095-008056 | COOPER SMITH
8116 | Permanently Closed | 1901-01-01 06:00 | 1980-01-01 06:00 |  | Petroleum | Unleaded gasoline | Unleaded gasoline |  | Steel | Steel |  | Painted or None | Steel |  | 1901-01-01 06:00 | [15 empty] | UST Currently In Use: 0; UST Temp Close: 0; AST Currently In Use: 0; AST Temp Closed: 0 | 0 | 0 | 1 | 11241-095-008057 | COOPER SMITH
8117 | Permanently Closed | 2005-08-17 06:00 | 1978-01-01 06:00 | 2005-09-06 06:00 | Petroleum | Unleaded gasoline | Unleaded gasoline | Retail | Steel | Steel | Field installed cathodic protection |  | Steel |  | 1901-01-01 06:00 | Field installed cathodic protection | Catchment Basin, Single walled catchment basin | Automatic shutoff device At 95% full | Automatic shutoff device At 95% full |  |  | Statistical Inventory Reconciliation (SIR) | [8 empty] | UST Currently In Use: 3; UST Temp Close: 0; AST Currently In Use: 0; AST Temp Closed: 0 | 3 | 0 | 3 | 21274-095-008058 | H OIL, INC.
8118 | Permanently Closed | 2005-08-17 06:00 | 1978-01-01 06:00 | 2005-09-06 06:00 | Petroleum | Premium gasoline | Premium gasoline | Retail | Steel | Steel | Field installed cathodic protection |  | Steel |  | 1901-01-01 06:00 | Field installed cathodic protection | Catchment Basin, Single walled catchment basin | Automatic shutoff device At 95% full | Automatic shutoff device At 95% full |  |  | Statistical Inventory Reconciliation (SIR) | [8 empty] | UST Currently In Use: 3; UST Temp Close: 0; AST Currently In Use: 0; AST Temp Closed: 0 | 3 | 0 | 3 | 21274-095-008058 | H OIL, INC.
8119 | Permanently Closed | 2005-08-17 06:00 | 1988-01-01 06:00 | 2005-09-06 06:00 | Petroleum | Kerosene | Kerosene | Retail | Steel | Steel | Field installed cathodic protection |  | Steel |  | 1901-01-01 06:00 | Field installed cathodic protection | Catchment Basin, Single walled catchment basin | Flow Rest 90% Full | Flow Rest 90% Full |  |  | Statistical Inventory Reconciliation (SIR) | [8 empty] | UST Currently In Use: 3; UST Temp Close: 0; AST Currently In Use: 0; AST Temp Closed: 0 | 3 | 0 | 3 | 21274-095-008058 | H OIL, INC.
8120 | Permanently Closed | 1998-11-30 06:00 | 1982-01-01 06:00 | 2000-06-27 06:00 | Petroleum | Unleaded gasoline | Unleaded gasoline |  | Steel | Steel |  | Painted or None | Steel |  | 1901-01-01 06:00 | [6 empty] | Statistical Inventory Reconciliation (SIR) | [8 empty] | UST Currently In Use: 0; UST Temp Close: 0; AST Currently In Use: 0; AST Temp Closed: 0 | 0 | 0 | 2 | 11241-095-008059 | COOPER SMITH
8121 | Permanently Closed | 1998-11-30 06:00 | 1982-01-01 06:00 | 2000-06-27 06:00 | Petroleum | Unleaded gasoline | Unleaded gasoline |  | Steel | Steel |  | Painted or None | Steel |  | 1901-01-01 06:00 | [6 empty] | Statistical Inventory Reconciliation (SIR) | [8 empty] | UST Currently In Use: 0; UST Temp Close: 0; AST Currently In Use: 0; AST Temp Closed: 0 | 0 | 0 | 2 | 11241-095-008059 | COOPER SMITH
8122 | Permanently Closed | 1992-01-29 06:00 | 1980-06-17 06:00 | 1992-01-29 06:00 | Petroleum | Unleaded gasoline | Unleaded gasoline |  | Steel | Steel |  | Painted or None | Steel |  | 1901-01-01 06:00 | [15 empty] | UST Currently In Use: 0; UST Temp Close: 0; AST Currently In Use: 0; AST Temp Closed: 0 | 0 | 0 | 7 | 25150-095-008061 | BWL, LLC
8123 | Permanently Closed | 1992-01-29 06:00 | 1980-06-17 06:00 | 1992-01-29 06:00 | Petroleum | Unleaded gasoline | Unleaded gasoline |  | Steel | Steel |  | Painted or None | Steel |  | 1901-01-01 06:00 | [15 empty] | UST Currently In Use: 0; UST Temp Close: 0; AST Currently In Use: 0; AST Temp Closed: 0 | 0 | 0 | 7 | 25150-095-008061 | BWL, LLC
8124 | Permanently Closed | 1992-01-29 06:00 | 1980-06-17 06:00 | 1992-01-29 06:00 | Petroleum | Unleaded gasoline | Unleaded gasoline |  | Steel | Steel |  | Painted or None | Steel |  | 1901-01-01 06:00 | [15 empty] | UST Currently In Use: 0; UST Temp Close: 0; AST Currently In Use: 0; AST Temp Closed: 0 | 0 | 0 | 7 | 25150-095-008061 | BWL, LLC
8125 | Permanently Closed | 2017-07-01 06:00 | 1983-06-17 06:00 | 2022-06-29 06:00 | Petroleum | Unleaded gasoline | Unleaded gasoline | Retail | Single Wall, Steel | Steel | Field installed cathodic protection |  | Double Wall, Flexible |  | 1901-01-01 06:00 |  | Catchment Basin, Single walled catchment basin | Automatic shutoff device At 95% full | Automatic shutoff device At 95% full |  |  | Continuous Automatic Tank Gauge |  | Automatic flow restrictor (MLLD) | Automatic flow restrictor (MLLD) |  |  | Annual line testing | Annual line testing |  | UST Currently In Use: 0; UST Temp Close: 0; AST Currently In Use: 0; AST Temp Closed: 0 | 0 | 0 | 7 | 25150-095-008061 | BWL, LLC
8126 | Permanently Closed | 2003-09-17 06:00 | 1983-06-17 06:00 | 2003-09-17 06:00 | Petroleum | Unleaded gasoline | Unleaded gasoline | Retail | Steel, MANIFOLDED | Steel | Field installed cathodic protection |  | Double Wall, Flexible |  | 1901-01-01 06:00 |  | Catchment Basin, Single walled catchment basin | Automatic shutoff device At 95% full | Automatic shutoff device At 95% full |  |  | Statistical Inventory Reconciliation (SIR) |  | Other, MANIFOLD | Other |  |  | Statistical inventory reconciliation (SIR) | Statistical inventory reconciliation (SIR) |  | UST Currently In Use: 0; UST Temp Close: 0; AST Currently In Use: 0; AST Temp Closed: 0 | 0 | 0 | 7 | 25150-095-008061 | BWL, LLC
8127 | Permanently Closed | 2017-01-06 06:00 | 1987-08-17 06:00 | 2017-01-06 06:00 | Petroleum | Premium gasoline | Premium gasoline | Retail | Single Wall, Steel | Steel | Field installed cathodic protection |  | Double Wall, Flexible |  | 1901-01-01 06:00 |  | Catchment Basin, Single walled catchment basin | Automatic shutoff device At 95% full | Automatic shutoff device At 95% full |  |  | Continuous Automatic Tank Gauge | [5 empty] | Annual line testing | Annual line testing |  | UST Currently In Use: 0; UST Temp Close: 0; AST Currently In Use: 0; AST Temp Closed: 0 | 0 | 0 | 7 | 25150-095-008061 | BWL, LLC
8128 | Permanently Closed | 2008-12-16 06:00 | 1989-01-01 06:00 | 2008-12-16 06:00 | Petroleum | Unleaded gasoline | Unleaded gasoline | Retail | Steel | Steel | Coated & cathodic protection (sti-P3) |  | Fiberglass reinforced plastic |  | 1901-01-01 06:00 |  | Catchment Basin, Single walled catchment basin | Automatic shutoff device At 95% full | Automatic shutoff device At 95% full |  |  | Statistical Inventory Reconciliation (SIR) | [8 empty] | UST Currently In Use: 1; UST Temp Close: 0; AST Currently In Use: 0; AST Temp Closed: 0 | 1 | 0 | 3 | 24278-095-014106 | ANUJA INVESTMENT INC
8129 | Permanently Closed | 2008-12-16 06:00 | 1989-01-01 06:00 | 2008-12-16 06:00 | Petroleum | Premium gasoline | Premium gasoline | Retail | Steel | Steel | Coated & cathodic protection (sti-P3) |  | Fiberglass reinforced plastic |  | 1901-01-01 06:00 |  | Catchment Basin, Single walled catchment basin | Automatic shutoff device At 95% full | Automatic shutoff device At 95% full |  |  | Statistical Inventory Reconciliation (SIR) | [8 empty] | UST Currently In Use: 1; UST Temp Close: 0; AST Currently In Use: 0; AST Temp Closed: 0 | 1 | 0 | 3 | 24278-095-014106 | ANUJA INVESTMENT INC
8130 | Permanently Closed | 2008-12-16 06:00 | 1989-01-01 06:00 | 2008-12-16 06:00 | Petroleum | On road diesel | On road diesel | Retail | Steel | Steel | Coated & cathodic protection (sti-P3) |  | Fiberglass reinforced plastic |  | 1901-01-01 06:00 |  | Catchment Basin, Single walled catchment basin | Automatic shutoff device At 95% full | Automatic shutoff device At 95% full |  |  | Statistical Inventory Reconciliation (SIR) | [8 empty] | UST Currently In Use: 1; UST Temp Close: 0; AST Currently In Use: 0; AST Temp Closed: 0 | 1 | 0 | 3 | 24278-095-014106 | ANUJA INVESTMENT INC
8131 | Permanently Closed | 1988-01-01 06:00 | 1974-01-01 06:00 | 1988-01-01 06:00 | Petroleum | Unleaded gasoline | Unleaded gasoline |  | Steel | Steel |  | Painted or None | Steel |  | 1901-01-01 06:00 | [15 empty] | UST Currently In Use: 0; UST Temp Close: 0; AST Currently In Use: 0; AST Temp Closed: 0 | 0 | 0 | 2 | 11241-055-014259 | COOPER SMITH
8132 | Permanently Closed | 1988-01-01 06:00 | 1974-01-01 06:00 | 1988-01-01 06:00 | Petroleum | Unleaded gasoline | Unleaded gasoline |  | Steel | Steel |  | Painted or None | Steel |  | 1901-01-01 06:00 | [15 empty] | UST Currently In Use: 0; UST Temp Close: 0; AST Currently In Use: 0; AST Temp Closed: 0 | 0 | 0 | 2 | 11241-055-014259 | COOPER SMITH
8133 | Permanently Closed | 1990-05-08 06:00 | 1959-01-01 06:00 | 1990-05-08 06:00 | Petroleum | Unleaded gasoline | Unleaded gasoline | Local government | Steel | Steel |  | Painted or None | Steel |  | 1901-01-01 06:00 | [15 empty] | UST Currently In Use: 0; UST Temp Close: 0; AST Currently In Use: 0; AST Temp Closed: 0 | 0 | 0 | 1 | 11242-037-001801 | COOSA COUNTY BOARD OF EDUCATION
8134 | Permanently Closed | 1992-07-17 06:00 | 1972-01-01 06:00 | 1992-07-17 06:00 | Petroleum | Unleaded gasoline | Unleaded gasoline | Local government | Steel | Steel |  | Painted or None | Steel |  | 1901-01-01 06:00 | [15 empty] | UST Currently In Use: 0; UST Temp Close: 0; AST Currently In Use: 0; AST Temp Closed: 0 | 0 | 0 | 1 | 11242-037-001802 | COOSA COUNTY BOARD OF EDUCATION
8135 | Permanently Closed | 1993-10-26 06:00 | 1978-01-01 06:00 | 1993-10-26 06:00 | Petroleum | Unleaded gasoline | Unleaded gasoline | Local government | Steel | Steel | Interior lined (not allowed as a standalone method of corrosion protection) | Painted or None | Steel |  | 1901-01-01 06:00 | [15 empty] | UST Currently In Use: 0; UST Temp Close: 0; AST Currently In Use: 0; AST Temp Closed: 0 | 0 | 0 | 1 | 11242-037-001803 | COOSA COUNTY BOARD OF EDUCATION
8136 | Permanently Closed | 1992-07-28 06:00 | 1974-01-01 06:00 | 1992-07-28 06:00 | Petroleum | Unleaded gasoline | Unleaded gasoline | Local government | Steel | Steel |  | Painted or None | Steel |  | 1901-01-01 06:00 | [15 empty] | UST Currently In Use: 0; UST Temp Close: 0; AST Currently In Use: 0; AST Temp Closed: 0 | 0 | 0 | 1 | 11242-037-001804 | COOSA COUNTY BOARD OF EDUCATION
8137 | Currently in Use |  | 1988-01-01 06:00 |  | Petroleum | On road diesel | On road diesel | Local government | Steel | Steel | Coated & cathodic protection (sti-P3) |  | Fiberglass reinforced plastic |  |  | Other, FLXS ISOLA | Catchment Basin, Single walled catchment basin | Automatic shutoff device At 95% full | Automatic shutoff device At 95% full |  |  | Statistical Inventory Reconciliation (SIR) | [8 empty] | UST Currently In Use: 1; UST Temp Close: 0; AST Currently In Use: 1; AST Temp Closed: 0 | 1 | 0 | 0 | 11242-037-013306 | COOSA COUNTY BOARD OF EDUCATION
8138 | Permanently Closed | 1991-10-07 06:00 | 1977-01-01 06:00 | 1991-10-07 06:00 | Petroleum | Unleaded gasoline | Unleaded gasoline | Local government | Steel | Steel |  | Painted or None | Steel |  | 1901-01-01 06:00 | [15 empty] | UST Currently In Use: 0; UST Temp Close: 0; AST Currently In Use: 0; AST Temp Closed: 0 | 0 | 0 | 3 | 11243-037-002681 | COOSA COUNTY COMMISSION
8139 | Permanently Closed | 1991-10-07 06:00 | 1969-01-01 06:00 | 1991-10-07 06:00 | Petroleum | Unleaded gasoline | Unleaded gasoline | Local government | Steel | Steel |  |  |  |  | 1901-01-01 06:00 | [15 empty] | UST Currently In Use: 0; UST Temp Close: 0; AST Currently In Use: 0; AST Temp Closed: 0 | 0 | 0 | 3 | 11243-037-002681 | COOSA COUNTY COMMISSION
8140 | Permanently Closed | 1998-04-01 06:00 | 1971-01-01 06:00 |  | Petroleum | Unleaded gasoline | Unleaded gasoline |  | Steel | Steel |  | Painted or None | Steel |  | 1901-01-01 06:00 | [15 empty] | UST Currently In Use: 0; UST Temp Close: 0; AST Currently In Use: 0; AST Temp Closed: 0 | 0 | 0 | 2 | 11244-121-001928 | BAMA BUDWEISER OF SYLACAUGA INC
8141 | Permanently Closed | 1998-04-01 06:00 | 1981-01-01 06:00 |  | Petroleum | On road diesel | On road diesel |  | Steel | Steel |  | Painted or None | Fiberglass reinforced plastic |  | 1901-01-01 06:00 | [15 empty] | UST Currently In Use: 0; UST Temp Close: 0; AST Currently In Use: 0; AST Temp Closed: 0 | 0 | 0 | 2 | 11244-121-001928 | BAMA BUDWEISER OF SYLACAUGA INC
8142 | Permanently Closed | 1993-09-23 06:00 | 1977-01-01 06:00 | 1993-09-23 06:00 | Petroleum | Other, MNRL OIL | Other |  | Steel | Steel |  |  | Steel |  | 1901-01-01 06:00 | [15 empty] | UST Currently In Use: 0; UST Temp Close: 0; AST Currently In Use: 0; AST Temp Closed: 0 | 0 | 0 | 8 | 11245-103-000746 | COPELAND CORP
8143 | Permanently Closed | 1993-09-23 06:00 | 1977-01-01 06:00 | 1993-09-23 06:00 | Petroleum | Other, MNRL OIL | Other |  | Steel | Steel |  |  | Steel |  | 1901-01-01 06:00 | [15 empty] | UST Currently In Use: 0; UST Temp Close: 0; AST Currently In Use: 0; AST Temp Closed: 0 | 0 | 0 | 8 | 11245-103-000746 | COPELAND CORP
8144 | Permanently Closed | 1992-09-21 06:00 | 1977-01-01 06:00 | 1992-09-21 06:00 | Petroleum | On road diesel | On road diesel |  | Steel | Steel |  |  | Steel |  | 1901-01-01 06:00 | [15 empty] | UST Currently In Use: 0; UST Temp Close: 0; AST Currently In Use: 0; AST Temp Closed: 0 | 0 | 0 | 8 | 11245-103-000746 | COPELAND CORP
8145 | Permanently Closed | 1992-09-21 06:00 | 1977-01-01 06:00 | 1992-09-21 06:00 | Petroleum | Other, MNRLSPIRIT | Other |  | Steel | Steel |  |  | Steel |  | 1901-01-01 06:00 | [15 empty] | UST Currently In Use: 0; UST Temp Close: 0; AST Currently In Use: 0; AST Temp Closed: 0 | 0 | 0 | 8 | 11245-103-000746 | COPELAND CORP
8146 | Permanently Closed | 1992-09-21 06:00 | 1977-01-01 06:00 | 1992-09-21 06:00 | Petroleum | On road diesel | On road diesel |  | Steel | Steel |  |  | Steel |  | 1901-01-01 06:00 | [15 empty] | UST Currently In Use: 0; UST Temp Close: 0; AST Currently In Use: 0; AST Temp Closed: 0 | 0 | 0 | 8 | 11245-103-000746 | COPELAND CORP
8147 | Permanently Closed | 1992-09-21 06:00 | 1977-01-01 06:00 | 1992-09-21 06:00 | Petroleum | Other, HYDR FLUID | Other |  | Steel | Steel |  |  | Steel |  | 1901-01-01 06:00 | [15 empty] | UST Currently In Use: 0; UST Temp Close: 0; AST Currently In Use: 0; AST Temp Closed: 0 | 0 | 0 | 8 | 11245-103-000746 | COPELAND CORP
8148 | Permanently Closed | 1992-09-21 06:00 | 1977-01-01 06:00 | 1992-09-21 06:00 | Petroleum | Other, MNRL OIL | Other |  | Steel | Steel |  |  | Steel |  | 1901-01-01 06:00 | [15 empty] | UST Currently In Use: 0; UST Temp Close: 0; AST Currently In Use: 0; AST Temp Closed: 0 | 0 | 0 | 8 | 11245-103-000746 | COPELAND CORP
8149 | Permanently Closed | 1993-10-04 06:00 | 1981-02-01 06:00 | 1993-10-06 06:00 | Petroleum | Other, EMPTY | Other |  | Fiberglass reinforced plastic | Fiberglass reinforced plastic |  |  | Steel |  | 1901-01-01 06:00 | [15 empty] | UST Currently In Use: 0; UST Temp Close: 0; AST Currently In Use: 0; AST Temp Closed: 0 | 0 | 0 | 8 | 11245-103-000746 | COPELAND CORP
8150 | Retired | 1986-12-25 06:00 | 1975-01-01 06:00 |  | Petroleum | Unleaded gasoline | Unleaded gasoline |  | Steel | Steel |  | Painted or None | Steel |  | 1901-01-01 06:00 | [15 empty] | UST Currently In Use: 0; UST Temp Close: 0; AST Currently In Use: 0; AST Temp Closed: 0 | 0 | 0 | 0 | 11246-055-000484 | COPELAND GLASS CO INC
8151 | Retired | 1986-12-25 06:00 | 1975-01-01 06:00 |  | Petroleum | Unleaded gasoline | Unleaded gasoline |  | Steel | Steel |  | Painted or None | Steel |  | 1901-01-01 06:00 | [15 empty] | UST Currently In Use: 0; UST Temp Close: 0; AST Currently In Use: 0; AST Temp Closed: 0 | 0 | 0 | 0 | 11246-055-000484 | COPELAND GLASS CO INC
8152 | Currently in Use |  | 1980-01-01 06:00 |  | Petroleum | Unleaded gasoline | Unleaded gasoline | Retail | Steel | Steel | Field installed cathodic protection |  | Steel |  |  | Field installed cathodic protection | Catchment Basin, Single walled catchment basin | Automatic shutoff device At 95% full | Automatic shutoff device At 95% full |  |  | Statistical Inventory Reconciliation (SIR) | [8 empty] | UST Currently In Use: 3; UST Temp Close: 0; AST Currently In Use: 0; AST Temp Closed: 0 | 3 | 0 | 0 | 23043-091-007142 | JAMES TENSLEY
8153 | Currently in Use |  | 1980-01-01 06:00 |  | Petroleum | Premium gasoline | Premium gasoline | Retail | Steel | Steel | Field installed cathodic protection |  | Steel |  |  | Field installed cathodic protection | Catchment Basin, Single walled catchment basin | Automatic shutoff device At 95% full | Automatic shutoff device At 95% full |  |  | Statistical Inventory Reconciliation (SIR) | [8 empty] | UST Currently In Use: 3; UST Temp Close: 0; AST Currently In Use: 0; AST Temp Closed: 0 | 3 | 0 | 0 | 23043-091-007142 | JAMES TENSLEY
8154 | Currently in Use |  | 1980-01-01 06:00 |  | Petroleum | On road diesel | On road diesel | Retail | Steel | Steel | Field installed cathodic protection |  | Steel |  |  | Field installed cathodic protection |  | Automatic shutoff device At 95% full | Automatic shutoff device At 95% full |  |  | Statistical Inventory Reconciliation (SIR) | [8 empty] | UST Currently In Use: 3; UST Temp Close: 0; AST Currently In Use: 0; AST Temp Closed: 0 | 3 | 0 | 0 | 23043-091-007142 | JAMES TENSLEY
8155 | Cannot Locate or abandoned |  | 1974-01-01 06:00 |  | Petroleum | Unleaded gasoline | Unleaded gasoline |  | Steel | Steel | Coated & cathodic protection (sti-P3) |  | Steel |  | 1901-01-01 06:00 | [15 empty] | UST Currently In Use: 0; UST Temp Close: 0; AST Currently In Use: 0; AST Temp Closed: 0 | 0 | 0 | 0 | 11247-097-007131 | COPELAND OIL AND GAS COMPANY
8156 | Cannot Locate or abandoned |  | 1974-01-01 06:00 |  | Petroleum | Unleaded gasoline | Unleaded gasoline |  | Steel | Steel | Coated & cathodic protection (sti-P3) |  | Steel |  | 1901-01-01 06:00 | [15 empty] | UST Currently In Use: 0; UST Temp Close: 0; AST Currently In Use: 0; AST Temp Closed: 0 | 0 | 0 | 0 | 11247-097-007131 | COPELAND OIL AND GAS COMPANY
8157 | Cannot Locate or abandoned |  | 1974-01-01 06:00 |  | Petroleum | Unleaded gasoline | Unleaded gasoline |  | Steel | Steel | Coated & cathodic protection (sti-P3) |  | Steel |  | 1901-01-01 06:00 | [15 empty] | UST Currently In Use: 0; UST Temp Close: 0; AST Currently In Use: 0; AST Temp Closed: 0 | 0 | 0 | 0 | 11247-097-007131 | COPELAND OIL AND GAS COMPANY
8158 | Currently in Use |  | 1977-01-01 06:00 |  | Petroleum | Premium gasoline | Premium gasoline | Retail | Steel | Steel | Field installed cathodic protection |  | Fiberglass reinforced plastic |  |  |  | Catchment Basin, Single walled catchment basin | Automatic shutoff device At 95% full | Automatic shutoff device At 95% full |  |  | Automatic Tank Gauge |  | Automatic flow restrictor (MLLD), Containment Sump | Containment Sump |  |  | Annual line testing | Annual line testing |  | UST Currently In Use: 3; UST Temp Close: 0; AST Currently In Use: 0; AST Temp Closed: 0 | 3 | 0 | 0 | 25580-097-007133 | MBK2019 INC
8159 | Currently in Use |  | 1977-01-01 06:00 |  | Petroleum | Unleaded gasoline | Unleaded gasoline | Retail | Steel | Steel | Field installed cathodic protection |  | Fiberglass reinforced plastic |  |  |  | Catchment Basin, Single walled catchment basin | Automatic shutoff device At 95% full | Automatic shutoff device At 95% full |  |  | Automatic Tank Gauge |  | Automatic flow restrictor (MLLD), Containment Sump | Containment Sump |  |  | Annual line testing | Annual line testing |  | UST Currently In Use: 3; UST Temp Close: 0; AST Currently In Use: 0; AST Temp Closed: 0 | 3 | 0 | 0 | 25580-097-007133 | MBK2019 INC
8160 | Currently in Use |  | 1977-01-01 06:00 |  | Petroleum | Unleaded gasoline | Unleaded gasoline | Retail | Steel | Steel | Field installed cathodic protection |  | Fiberglass reinforced plastic |  |  |  | Catchment Basin, Single walled catchment basin | Automatic shutoff device At 95% full | Automatic shutoff device At 95% full |  |  | Automatic Tank Gauge |  | Other, MANIFOLDED | Other |  |  | Other, MANIFOLDED | Other |  | UST Currently In Use: 3; UST Temp Close: 0; AST Currently In Use: 0; AST Temp Closed: 0 | 3 | 0 | 0 | 25580-097-007133 | MBK2019 INC
8161 | Permanently Closed | 1993-04-01 06:00 | 1978-01-01 06:00 | 1993-04-01 06:00 | Petroleum | Unleaded gasoline | Unleaded gasoline |  | Steel | Steel | Coated & cathodic protection (sti-P3) |  | Steel |  | 1901-01-01 06:00 | [6 empty] | Statistical Inventory Reconciliation (SIR) | [5 empty] | Annual line testing, Statistical inventory reconciliation (SIR) | Statistical inventory reconciliation (SIR) |  | UST Currently In Use: 0; UST Temp Close: 0; AST Currently In Use: 0; AST Temp Closed: 0 | 0 | 0 | 2 | 11247-097-007134 | COPELAND OIL AND GAS COMPANY
8162 | Permanently Closed | 1993-04-01 06:00 | 1978-01-01 06:00 | 1993-04-01 06:00 | Petroleum | Unleaded gasoline | Unleaded gasoline |  | Steel | Steel | Coated & cathodic protection (sti-P3) |  | Steel |  | 1901-01-01 06:00 | [6 empty] | Statistical Inventory Reconciliation (SIR) | [5 empty] | Annual line testing, Statistical inventory reconciliation (SIR) | Statistical inventory reconciliation (SIR) |  | UST Currently In Use: 0; UST Temp Close: 0; AST Currently In Use: 0; AST Temp Closed: 0 | 0 | 0 | 2 | 11247-097-007134 | COPELAND OIL AND GAS COMPANY
8163 | Currently in Use |  | 1976-01-01 06:00 |  | Petroleum | Unleaded gasoline | Unleaded gasoline | Retail | Steel | Steel | Field installed cathodic protection |  | Fiberglass reinforced plastic |  |  |  | Catchment Basin, Single walled catchment basin | Automatic shutoff device At 95% full | Automatic shutoff device At 95% full |  |  | Automatic Tank Gauge |  | Automatic flow restrictor (MLLD) | Automatic flow restrictor (MLLD) |  |  | Annual line testing | Annual line testing |  | UST Currently In Use: 3; UST Temp Close: 0; AST Currently In Use: 0; AST Temp Closed: 0 | 3 | 0 | 0 | 24681-097-007136 | MIROJ RAJBHANDARS
8164 | Currently in Use |  | 1976-01-01 06:00 |  | Petroleum | Other, NON-ETH UN | Other | Retail | Steel | Steel | Field installed cathodic protection |  | Fiberglass reinforced plastic |  |  |  | Catchment Basin, Single walled catchment basin | Automatic shutoff device At 95% full | Automatic shutoff device At 95% full |  |  | Automatic Tank Gauge |  | Automatic flow restrictor (MLLD) | Automatic flow restrictor (MLLD) |  |  | Annual line testing | Annual line testing |  | UST Currently In Use: 3; UST Temp Close: 0; AST Currently In Use: 0; AST Temp Closed: 0 | 3 | 0 | 0 | 24681-097-007136 | MIROJ RAJBHANDARS
8165 | Currently in Use |  | 1976-01-01 06:00 |  | Petroleum | On road diesel | On road diesel | Retail | Steel | Steel | Field installed cathodic protection |  | Fiberglass reinforced plastic |  |  |  | Catchment Basin, Single walled catchment basin | Automatic shutoff device At 95% full | Automatic shutoff device At 95% full |  |  | Automatic Tank Gauge |  | Automatic flow restrictor (MLLD) | Automatic flow restrictor (MLLD) |  |  | Annual line testing | Annual line testing |  | UST Currently In Use: 3; UST Temp Close: 0; AST Currently In Use: 0; AST Temp Closed: 0 | 3 | 0 | 0 | 24681-097-007136 | MIROJ RAJBHANDARS
8166 | Permanently Closed | 1995-12-09 06:00 | 1970-01-01 06:00 | 1998-12-09 06:00 | Petroleum | Unleaded gasoline | Unleaded gasoline |  | Steel | Steel | Coated & cathodic protection (sti-P3) |  | Steel |  | 1901-01-01 06:00 | [12 empty] | Annual line testing | Annual line testing |  | UST Currently In Use: 0; UST Temp Close: 0; AST Currently In Use: 0; AST Temp Closed: 0 | 0 | 0 | 3 | 11247-097-007138 | COPELAND OIL AND GAS COMPANY
8167 | Permanently Closed | 1995-12-09 06:00 | 1970-01-01 06:00 | 1998-12-09 06:00 | Petroleum | Unleaded gasoline | Unleaded gasoline |  | Steel | Steel | Coated & cathodic protection (sti-P3) |  | Steel |  | 1901-01-01 06:00 | [12 empty] | Annual line testing | Annual line testing |  | UST Currently In Use: 0; UST Temp Close: 0; AST Currently In Use: 0; AST Temp Closed: 0 | 0 | 0 | 3 | 11247-097-007138 | COPELAND OIL AND GAS COMPANY
8168 | Permanently Closed | 1995-12-09 06:00 | 1970-01-01 06:00 | 1998-12-09 06:00 | Petroleum | Unleaded gasoline | Unleaded gasoline |  | Steel | Steel | Coated & cathodic protection (sti-P3) |  | Steel |  | 1901-01-01 06:00 | [12 empty] | Annual line testing | Annual line testing |  | UST Currently In Use: 0; UST Temp Close: 0; AST Currently In Use: 0; AST Temp Closed: 0 | 0 | 0 | 3 | 11247-097-007138 | COPELAND OIL AND GAS COMPANY
8169 | Permanently Closed | 1996-02-22 06:00 | 1983-01-01 06:00 | 1996-02-22 06:00 | Petroleum | Unleaded gasoline | Unleaded gasoline |  | Steel | Steel | Coated & cathodic protection (sti-P3) |  | Steel |  | 1901-01-01 06:00 | [12 empty] | Annual line testing | Annual line testing |  | UST Currently In Use: 0; UST Temp Close: 0; AST Currently In Use: 0; AST Temp Closed: 0 | 0 | 0 | 3 | 11247-097-007139 | COPELAND OIL AND GAS COMPANY
8170 | Permanently Closed | 1996-02-22 06:00 | 1983-01-01 06:00 | 1996-02-22 06:00 | Petroleum | Unleaded gasoline | Unleaded gasoline |  | Steel | Steel | Coated & cathodic protection (sti-P3) |  | Steel |  | 1901-01-01 06:00 | [12 empty] | Annual line testing | Annual line testing |  | UST Currently In Use: 0; UST Temp Close: 0; AST Currently In Use: 0; AST Temp Closed: 0 | 0 | 0 | 3 | 11247-097-007139 | COPELAND OIL AND GAS COMPANY
8171 | Permanently Closed | 1996-02-22 06:00 | 1983-01-01 06:00 | 1996-02-22 06:00 | Petroleum | Unleaded gasoline | Unleaded gasoline |  | Steel | Steel | Coated & cathodic protection (sti-P3) |  | Steel |  | 1901-01-01 06:00 | [12 empty] | Annual line testing | Annual line testing |  | UST Currently In Use: 0; UST Temp Close: 0; AST Currently In Use: 0; AST Temp Closed: 0 | 0 | 0 | 3 | 11247-097-007139 | COPELAND OIL AND GAS COMPANY
8172 | Currently in Use |  | 1983-01-01 06:00 |  | Petroleum | Unleaded gasoline | Unleaded gasoline | Retail | Steel | Steel | Coated & cathodic protection (sti-P3), Field installed cathodic protection |  | Steel |  |  | Field installed cathodic protection | Catchment Basin, Single walled catchment basin | Automatic shutoff device At 95% full | Automatic shutoff device At 95% full |  |  | Continuous Automatic Tank Gauge |  | Automatic flow restrictor (MLLD) | Automatic flow restrictor (MLLD) |  |  | Annual line testing | Annual line testing |  | UST Currently In Use: 3; UST Temp Close: 0; AST Currently In Use: 0; AST Temp Closed: 0 | 3 | 0 | 0 | 23726-097-007140 | VISHAL V PATEL
8173 | Currently in Use |  | 1983-01-01 06:00 |  | Petroleum | Premium gasoline | Premium gasoline | Retail | Steel | Steel | Coated & cathodic protection (sti-P3), Field installed cathodic protection |  | Steel |  |  | Field installed cathodic protection | Catchment Basin, Single walled catchment basin | Automatic shutoff device At 95% full | Automatic shutoff device At 95% full |  |  | Continuous Automatic Tank Gauge |  | Automatic flow restrictor (MLLD) | Automatic flow restrictor (MLLD) |  |  | Annual line testing | Annual line testing |  | UST Currently In Use: 3; UST Temp Close: 0; AST Currently In Use: 0; AST Temp Closed: 0 | 3 | 0 | 0 | 23726-097-007140 | VISHAL V PATEL
8174 | Currently in Use |  | 1983-01-01 06:00 |  | Petroleum | On road diesel | On road diesel | Retail | Steel | Steel | Coated & cathodic protection (sti-P3), Field installed cathodic protection |  | Steel |  |  | Field installed cathodic protection | Catchment Basin, Single walled catchment basin | Automatic shutoff device At 95% full | Automatic shutoff device At 95% full |  |  | Continuous Automatic Tank Gauge |  | Automatic flow restrictor (MLLD) | Automatic flow restrictor (MLLD) |  |  | Annual line testing | Annual line testing |  | UST Currently In Use: 3; UST Temp Close: 0; AST Currently In Use: 0; AST Temp Closed: 0 | 3 | 0 | 0 | 23726-097-007140 | VISHAL V PATEL
8175 | Permanently Closed | 1995-03-01 06:00 | 1972-01-01 06:00 | 1995-09-05 06:00 | Petroleum | Unleaded gasoline | Unleaded gasoline |  | Steel | Steel | Coated & cathodic protection (sti-P3) |  | Steel |  | 1901-01-01 06:00 | [15 empty] | UST Currently In Use: 0; UST Temp Close: 0; AST Currently In Use: 0; AST Temp Closed: 0 | 0 | 0 | 3 | 11247-097-007141 | COPELAND OIL AND GAS COMPANY
8176 | Permanently Closed | 1995-03-01 06:00 | 1972-01-01 06:00 | 1995-09-05 06:00 | Petroleum | Unleaded gasoline | Unleaded gasoline |  | Steel | Steel | Coated & cathodic protection (sti-P3) |  | Steel |  | 1901-01-01 06:00 | [15 empty] | UST Currently In Use: 0; UST Temp Close: 0; AST Currently In Use: 0; AST Temp Closed: 0 | 0 | 0 | 3 | 11247-097-007141 | COPELAND OIL AND GAS COMPANY
8177 | Permanently Closed | 1995-03-01 06:00 | 1972-01-01 06:00 | 1995-09-05 06:00 | Petroleum | Unleaded gasoline | Unleaded gasoline |  | Steel | Steel | Coated & cathodic protection (sti-P3) |  | Steel |  | 1901-01-01 06:00 | [15 empty] | UST Currently In Use: 0; UST Temp Close: 0; AST Currently In Use: 0; AST Temp Closed: 0 | 0 | 0 | 3 | 11247-097-007141 | COPELAND OIL AND GAS COMPANY
8178 | Currently in Use |  | 1978-01-01 06:00 |  | Petroleum | Unleaded gasoline | Unleaded gasoline | Retail | Single Wall, Steel | Steel | Field installed cathodic protection |  | Double Wall, Fiberglass reinforced plastic |  | 2016-06-18 06:00 |  | Catchment Basin, Single walled catchment basin | Automatic shutoff device At 95% full | Automatic shutoff device At 95% full |  |  | Continuous Automatic Tank Gauge |  | Automatic flow restrictor (MLLD), Containment Sump | Containment Sump | Interstitial Monitoring within Secondary Containment | SENSOR TO ATG | Continuous alarm system | Continuous alarm system |  | UST Currently In Use: 3; UST Temp Close: 0; AST Currently In Use: 0; AST Temp Closed: 0 | 3 | 0 | 0 | 23727-097-007144 | NORMAN BURCH
8179 | Currently in Use |  | 1978-01-01 06:00 |  | Petroleum | Premium gasoline | Premium gasoline | Retail | Single Wall, Steel | Steel | Coated & cathodic protection (sti-P3), Field installed cathodic protection |  | Double Wall, Fiberglass reinforced plastic |  | 2016-06-18 06:00 |  | Catchment Basin, Single walled catchment basin | Automatic shutoff device At 95% full | Automatic shutoff device At 95% full |  |  | Continuous Automatic Tank Gauge |  | Automatic flow restrictor (MLLD), Containment Sump | Containment Sump | Interstitial Monitoring within Secondary Containment | SENSOR TO ATG | Continuous alarm system | Continuous alarm system |  | UST Currently In Use: 3; UST Temp Close: 0; AST Currently In Use: 0; AST Temp Closed: 0 | 3 | 0 | 0 | 23727-097-007144 | NORMAN BURCH
8180 | Currently in Use |  | 1978-01-01 06:00 |  | Petroleum | Mid-grade gasoline | Mid-grade gasoline | Retail | Single Wall, Steel | Steel | Field installed cathodic protection |  | Double Wall, Fiberglass reinforced plastic |  | 2016-06-18 06:00 |  | Catchment Basin, Single walled catchment basin | Automatic shutoff device At 95% full | Automatic shutoff device At 95% full |  |  | Continuous Automatic Tank Gauge |  | Automatic flow restrictor (MLLD), Containment Sump | Containment Sump | Interstitial Monitoring within Secondary Containment | SENSOR TO ATG | Continuous alarm system | Continuous alarm system |  | UST Currently In Use: 3; UST Temp Close: 0; AST Currently In Use: 0; AST Temp Closed: 0 | 3 | 0 | 0 | 23727-097-007144 | NORMAN BURCH
8181 | Permanently Closed | 1995-12-11 06:00 | 1979-01-01 06:00 | 1998-12-11 06:00 | Petroleum | Unleaded gasoline | Unleaded gasoline |  | Steel | Steel | Coated & cathodic protection (sti-P3) |  | Steel |  | 1901-01-01 06:00 | [15 empty] | UST Currently In Use: 0; UST Temp Close: 0; AST Currently In Use: 0; AST Temp Closed: 0 | 0 | 0 | 3 | 11247-097-007145 | COPELAND OIL AND GAS COMPANY
8182 | Permanently Closed | 1995-12-11 06:00 | 1979-01-01 06:00 | 1998-12-11 06:00 | Petroleum | Unleaded gasoline | Unleaded gasoline |  | Steel | Steel | Coated & cathodic protection (sti-P3) |  | Steel |  | 1901-01-01 06:00 | [15 empty] | UST Currently In Use: 0; UST Temp Close: 0; AST Currently In Use: 0; AST Temp Closed: 0 | 0 | 0 | 3 | 11247-097-007145 | COPELAND OIL AND GAS COMPANY
8183 | Permanently Closed | 1995-12-11 06:00 | 1979-01-01 06:00 | 1998-12-11 06:00 | Petroleum | Unleaded gasoline | Unleaded gasoline |  | Steel | Steel | Coated & cathodic protection (sti-P3) |  | Steel |  | 1901-01-01 06:00 | [15 empty] | UST Currently In Use: 0; UST Temp Close: 0; AST Currently In Use: 0; AST Temp Closed: 0 | 0 | 0 | 3 | 11247-097-007145 | COPELAND OIL AND GAS COMPANY
8184 | Permanently Closed | 2000-12-12 06:00 | 1974-01-01 06:00 | 2001-01-06 06:00 | Petroleum | Unleaded gasoline | Unleaded gasoline |  | Steel | Steel | Coated & cathodic protection (sti-P3) |  | Steel |  | 1901-01-01 06:00 | [15 empty] | UST Currently In Use: 2; UST Temp Close: 0; AST Currently In Use: 0; AST Temp Closed: 0 | 2 | 0 | 3 | 24101-097-007146 | HIEP VAN PHAM
8185 | Permanently Closed | 2000-12-12 06:00 | 1974-01-01 06:00 | 2001-01-06 06:00 | Petroleum | Unleaded gasoline | Unleaded gasoline |  | Steel | Steel | Coated & cathodic protection (sti-P3) |  | Steel |  | 1901-01-01 06:00 | [15 empty] | UST Currently In Use: 2; UST Temp Close: 0; AST Currently In Use: 0; AST Temp Closed: 0 | 2 | 0 | 3 | 24101-097-007146 | HIEP VAN PHAM
8186 | Permanently Closed | 2000-12-12 06:00 | 1974-01-01 06:00 | 2001-01-06 06:00 | Petroleum | Unleaded gasoline | Unleaded gasoline |  | Steel | Steel | Coated & cathodic protection (sti-P3) |  | Steel |  | 1901-01-01 06:00 | [15 empty] | UST Currently In Use: 2; UST Temp Close: 0; AST Currently In Use: 0; AST Temp Closed: 0 | 2 | 0 | 3 | 24101-097-007146 | HIEP VAN PHAM
8187 | Permanently Closed | 1996-10-14 06:00 | 1974-01-01 06:00 | 1996-10-14 06:00 | Petroleum | Unleaded gasoline | Unleaded gasoline |  | Steel | Steel | Coated & cathodic protection (sti-P3) |  | Steel |  | 1901-01-01 06:00 | [12 empty] | Annual line testing | Annual line testing |  | UST Currently In Use: 2; UST Temp Close: 0; AST Currently In Use: 0; AST Temp Closed: 0 | 2 | 0 | 3 | 23926-097-007147 | DAVIS MINUTE MART
8188 | Permanently Closed | 1996-10-14 06:00 | 1974-01-01 06:00 | 1996-10-14 06:00 | Petroleum | Unleaded gasoline | Unleaded gasoline |  | Steel | Steel | Coated & cathodic protection (sti-P3) |  | Steel |  | 1901-01-01 06:00 | [12 empty] | Annual line testing | Annual line testing |  | UST Currently In Use: 2; UST Temp Close: 0; AST Currently In Use: 0; AST Temp Closed: 0 | 2 | 0 | 3 | 23926-097-007147 | DAVIS MINUTE MART
8189 | Permanently Closed | 1994-10-14 06:00 | 1974-01-01 06:00 | 1996-10-14 06:00 | Petroleum | Unleaded gasoline | Unleaded gasoline |  | Steel | Steel | Coated & cathodic protection (sti-P3) |  | Steel |  | 1901-01-01 06:00 | [12 empty] | Annual line testing | Annual line testing |  | UST Currently In Use: 2; UST Temp Close: 0; AST Currently In Use: 0; AST Temp Closed: 0 | 2 | 0 | 3 | 23926-097-007147 | DAVIS MINUTE MART
8190 | Temporary Closed | 2015-10-18 06:00 | 1976-01-01 06:00 |  | Petroleum | Unleaded gasoline | Unleaded gasoline | Retail | Steel | Steel | Coated & cathodic protection (sti-P3), Field installed cathodic protection |  | Steel |  | 1901-01-01 06:00 | Field installed cathodic protection | Catchment Basin, Single walled catchment basin | Automatic shutoff device At 95% full | Automatic shutoff device At 95% full |  |  | Statistical Inventory Reconciliation (SIR) | [8 empty] | UST Currently In Use: 0; UST Temp Close: 3; AST Currently In Use: 0; AST Temp Closed: 0 | 0 | 3 | 0 | 24190-097-007148 | SHARON SITH
8191 | Temporary Closed | 2015-10-18 06:00 | 1976-01-01 06:00 |  | Petroleum | Mid-grade gasoline | Mid-grade gasoline | Retail | Steel | Steel | Coated & cathodic protection (sti-P3), Field installed cathodic protection |  | Steel |  | 1901-01-01 06:00 | Field installed cathodic protection | Catchment Basin, Single walled catchment basin | Automatic shutoff device At 95% full | Automatic shutoff device At 95% full |  |  | Statistical Inventory Reconciliation (SIR) | [8 empty] | UST Currently In Use: 0; UST Temp Close: 3; AST Currently In Use: 0; AST Temp Closed: 0 | 0 | 3 | 0 | 24190-097-007148 | SHARON SITH
8192 | Temporary Closed | 2015-10-18 06:00 | 1976-01-01 06:00 |  | Petroleum | On road diesel | On road diesel | Retail | Steel | Steel | Coated & cathodic protection (sti-P3), Field installed cathodic protection |  | Steel |  | 1901-01-01 06:00 | Field installed cathodic protection | Catchment Basin, Single walled catchment basin | Automatic shutoff device At 95% full | Automatic shutoff device At 95% full |  |  | Statistical Inventory Reconciliation (SIR) | [8 empty] | UST Currently In Use: 0; UST Temp Close: 3; AST Currently In Use: 0; AST Temp Closed: 0 | 0 | 3 | 0 | 24190-097-007148 | SHARON SITH
8193 | Permanently Closed | 1991-05-15 06:00 | 1969-01-01 06:00 | 1991-05-15 06:00 | Petroleum | Unleaded gasoline | Unleaded gasoline |  | Steel | Steel | Coated & cathodic protection (sti-P3) |  | Steel |  | 1901-01-01 06:00 | [15 empty] | UST Currently In Use: 0; UST Temp Close: 0; AST Currently In Use: 0; AST Temp Closed: 0 | 0 | 0 | 6 | 11247-097-007151 | COPELAND OIL AND GAS COMPANY
8194 | Permanently Closed | 1991-05-15 06:00 | 1969-01-01 06:00 | 1991-05-15 06:00 | Petroleum | Unleaded gasoline | Unleaded gasoline |  | Steel | Steel | Coated & cathodic protection (sti-P3) |  | Steel |  | 1901-01-01 06:00 | [15 empty] | UST Currently In Use: 0; UST Temp Close: 0; AST Currently In Use: 0; AST Temp Closed: 0 | 0 | 0 | 6 | 11247-097-007151 | COPELAND OIL AND GAS COMPANY
8195 | Permanently Closed | 1991-05-15 06:00 | 1969-01-01 06:00 | 1991-05-15 06:00 | Petroleum | Unleaded gasoline | Unleaded gasoline |  | Steel | Steel | Coated & cathodic protection (sti-P3) |  | Steel |  | 1901-01-01 06:00 | [15 empty] | UST Currently In Use: 0; UST Temp Close: 0; AST Currently In Use: 0; AST Temp Closed: 0 | 0 | 0 | 6 | 11247-097-007151 | COPELAND OIL AND GAS COMPANY
8196 | Permanently Closed | 1991-05-15 06:00 | 1969-01-01 06:00 | 1991-05-15 06:00 | Petroleum | Unleaded gasoline | Unleaded gasoline |  | Steel | Steel | Coated & cathodic protection (sti-P3) |  | Steel |  | 1901-01-01 06:00 | [15 empty] | UST Currently In Use: 0; UST Temp Close: 0; AST Currently In Use: 0; AST Temp Closed: 0 | 0 | 0 | 6 | 11247-097-007151 | COPELAND OIL AND GAS COMPANY
8197 | Permanently Closed | 1991-05-15 06:00 | 1969-01-01 06:00 | 1991-05-15 06:00 | Petroleum | Unleaded gasoline | Unleaded gasoline |  | Steel | Steel | Coated & cathodic protection (sti-P3) |  | Steel |  | 1901-01-01 06:00 | [15 empty] | UST Currently In Use: 0; UST Temp Close: 0; AST Currently In Use: 0; AST Temp Closed: 0 | 0 | 0 | 6 | 11247-097-007151 | COPELAND OIL AND GAS COMPANY
8198 | Permanently Closed | 1991-05-15 06:00 | 1969-01-01 06:00 | 1991-05-15 06:00 | Petroleum | Unleaded gasoline | Unleaded gasoline |  | Steel | Steel | Coated & cathodic protection (sti-P3) |  | Steel |  | 1901-01-01 06:00 | [15 empty] | UST Currently In Use: 0; UST Temp Close: 0; AST Currently In Use: 0; AST Temp Closed: 0 | 0 | 0 | 6 | 11247-097-007151 | COPELAND OIL AND GAS COMPANY
8199 | Currently in Use |  | 1978-01-01 06:00 |  | Petroleum | Unleaded gasoline | Unleaded gasoline | Retail | Steel | Steel | Field installed cathodic protection |  | Flexible, APT |  |  |  | Catchment Basin, Single walled catchment basin | Flow Rest 90% Full | Flow Rest 90% Full |  |  | Statistical Inventory Reconciliation (SIR) |  | Automatic flow restrictor (MLLD), Containment Sump | Containment Sump |  |  | Annual line testing, Statistical inventory reconciliation (SIR) | Statistical inventory reconciliation (SIR) |  | UST Currently In Use: 4; UST Temp Close: 0; AST Currently In Use: 0; AST Temp Closed: 0 | 4 | 0 | 0 | 24818-097-008317 | KRISHNU INVESTMENT INC
8200 | Currently in Use |  | 1978-01-01 06:00 |  | Petroleum | Mid-grade gasoline | Mid-grade gasoline | Retail | Steel | Steel | Field installed cathodic protection |  | Flexible, APT |  |  |  | Catchment Basin, Single walled catchment basin | Flow Rest 90% Full | Flow Rest 90% Full |  |  | Statistical Inventory Reconciliation (SIR) |  | Automatic flow restrictor (MLLD), Containment Sump | Containment Sump |  |  | Annual line testing, Statistical inventory reconciliation (SIR) | Statistical inventory reconciliation (SIR) |  | UST Currently In Use: 4; UST Temp Close: 0; AST Currently In Use: 0; AST Temp Closed: 0 | 4 | 0 | 0 | 24818-097-008317 | KRISHNU INVESTMENT INC
8201 | Currently in Use |  | 1978-01-01 06:00 |  | Petroleum | Premium gasoline | Premium gasoline | Retail | Steel | Steel | Field installed cathodic protection |  | Flexible, APT |  |  |  | Catchment Basin, Single walled catchment basin | Flow Rest 90% Full | Flow Rest 90% Full |  |  | Statistical Inventory Reconciliation (SIR) |  | Automatic flow restrictor (MLLD), Containment Sump | Containment Sump |  |  | Annual line testing, Statistical inventory reconciliation (SIR) | Statistical inventory reconciliation (SIR) |  | UST Currently In Use: 4; UST Temp Close: 0; AST Currently In Use: 0; AST Temp Closed: 0 | 4 | 0 | 0 | 24818-097-008317 | KRISHNU INVESTMENT INC
8202 | Currently in Use |  | 1978-01-01 06:00 |  | Petroleum | On road diesel | On road diesel | Retail | Steel | Steel | Field installed cathodic protection |  | Fiberglass reinforced plastic |  |  |  | Catchment Basin, Single walled catchment basin | Flow Rest 90% Full | Flow Rest 90% Full |  |  | Statistical Inventory Reconciliation (SIR) |  | Automatic flow restrictor (MLLD), Containment Sump | Containment Sump |  |  | Annual line testing, Statistical inventory reconciliation (SIR) | Statistical inventory reconciliation (SIR) |  | UST Currently In Use: 4; UST Temp Close: 0; AST Currently In Use: 0; AST Temp Closed: 0 | 4 | 0 | 0 | 24818-097-008317 | KRISHNU INVESTMENT INC
8205 | Currently in Use |  | 1987-06-01 06:00 |  | Petroleum | Unleaded gasoline | Unleaded gasoline | Retail | Steel | Steel | Coated & cathodic protection (sti-P3), Field installed cathodic protection |  | Steel |  |  | Field installed cathodic protection | Catchment Basin, Single walled catchment basin | Flow Rest 90% Full | Flow Rest 90% Full |  |  | Statistical Inventory Reconciliation (SIR) |  | Automatic flow restrictor (MLLD) | Automatic flow restrictor (MLLD) |  |  | Statistical inventory reconciliation (SIR) | Statistical inventory reconciliation (SIR) |  | UST Currently In Use: 2; UST Temp Close: 1; AST Currently In Use: 0; AST Temp Closed: 0 | 2 | 1 | 0 | 25128-097-012004 | SHABNAM, LLC
8206 | Temporary Closed | 2019-06-12 06:00 | 1987-06-01 06:00 |  | Petroleum | Mid-grade gasoline | Mid-grade gasoline | Retail | Steel | Steel | Coated & cathodic protection (sti-P3), Field installed cathodic protection |  | Steel |  |  | Field installed cathodic protection | Catchment Basin, Single walled catchment basin | Flow Rest 90% Full | Flow Rest 90% Full |  |  | Statistical Inventory Reconciliation (SIR) |  | Automatic flow restrictor (MLLD) | Automatic flow restrictor (MLLD) |  |  | Statistical inventory reconciliation (SIR) | Statistical inventory reconciliation (SIR) |  | UST Currently In Use: 2; UST Temp Close: 1; AST Currently In Use: 0; AST Temp Closed: 0 | 2 | 1 | 0 | 25128-097-012004 | SHABNAM, LLC
8207 | Permanently Closed | 2010-10-01 06:00 | 1985-01-01 06:00 | 2013-01-08 06:00 | Petroleum | Unleaded gasoline | Unleaded gasoline | Retail | Steel | Steel | Coated & cathodic protection (sti-P3), Field installed cathodic protection |  | Fiberglass reinforced plastic |  |  |  | Catchment Basin, Single walled catchment basin | Flow Rest 90% Full | Flow Rest 90% Full |  |  | Automatic Tank Gauge | [5 empty] | Annual line testing | Annual line testing |  | UST Currently In Use: 0; UST Temp Close: 0; AST Currently In Use: 0; AST Temp Closed: 0 | 0 | 0 | 3 | 17690-097-012633 | MERRITT AND WALDING PROPERTIES
8208 | Permanently Closed | 2010-10-01 06:00 | 1985-01-01 06:00 | 2013-01-08 06:00 | Petroleum | Mid-grade gasoline | Mid-grade gasoline | Retail | Steel | Steel | Coated & cathodic protection (sti-P3), Field installed cathodic protection |  | Fiberglass reinforced plastic |  |  |  | Catchment Basin, Single walled catchment basin | Flow Rest 90% Full | Flow Rest 90% Full |  |  | Automatic Tank Gauge | [5 empty] | Annual line testing | Annual line testing |  | UST Currently In Use: 0; UST Temp Close: 0; AST Currently In Use: 0; AST Temp Closed: 0 | 0 | 0 | 3 | 17690-097-012633 | MERRITT AND WALDING PROPERTIES
8209 | Permanently Closed | 2010-10-01 06:00 | 1985-01-01 06:00 | 2013-01-08 06:00 | Petroleum | Premium gasoline | Premium gasoline | Retail | Steel | Steel | Coated & cathodic protection (sti-P3), Field installed cathodic protection |  | Fiberglass reinforced plastic |  |  |  | Catchment Basin, Single walled catchment basin | Flow Rest 90% Full | Flow Rest 90% Full |  |  | Automatic Tank Gauge | [5 empty] | Annual line testing | Annual line testing |  | UST Currently In Use: 0; UST Temp Close: 0; AST Currently In Use: 0; AST Temp Closed: 0 | 0 | 0 | 3 | 17690-097-012633 | MERRITT AND WALDING PROPERTIES
8210 | Currently in Use |  | 1989-01-01 06:00 |  | Petroleum | Unleaded gasoline | Unleaded gasoline | Retail | Steel | Steel | Coated & cathodic protection (sti-P3) |  | Fiberglass reinforced plastic |  |  |  | Catchment Basin, Single walled catchment basin | Automatic shutoff device At 95% full | Automatic shutoff device At 95% full |  |  | Continuous Automatic Tank Gauge |  | Automatic flow restrictor (MLLD) | Automatic flow restrictor (MLLD) |  |  | Annual line testing | Annual line testing |  | UST Currently In Use: 4; UST Temp Close: 0; AST Currently In Use: 0; AST Temp Closed: 0 | 4 | 0 | 0 | 25595-097-013822 | BOWMAL LLC
8211 | Currently in Use |  | 1989-01-01 06:00 |  | Petroleum | Premium gasoline | Premium gasoline | Retail | Steel | Steel | Coated & cathodic protection (sti-P3) |  | Fiberglass reinforced plastic |  |  |  | Catchment Basin, Single walled catchment basin | Automatic shutoff device At 95% full | Automatic shutoff device At 95% full |  |  | Continuous Automatic Tank Gauge |  | Automatic flow restrictor (MLLD) | Automatic flow restrictor (MLLD) |  |  | Annual line testing | Annual line testing |  | UST Currently In Use: 4; UST Temp Close: 0; AST Currently In Use: 0; AST Temp Closed: 0 | 4 | 0 | 0 | 25595-097-013822 | BOWMAL LLC
8212 | Currently in Use |  | 1989-01-01 06:00 |  | Petroleum | On road diesel | On road diesel | Retail | Steel | Steel | Coated & cathodic protection (sti-P3) |  | Fiberglass reinforced plastic |  |  |  | Catchment Basin, Single walled catchment basin | Automatic shutoff device At 95% full | Automatic shutoff device At 95% full |  |  | Continuous Automatic Tank Gauge |  | Automatic flow restrictor (MLLD) | Automatic flow restrictor (MLLD) |  |  | Annual line testing | Annual line testing |  | UST Currently In Use: 4; UST Temp Close: 0; AST Currently In Use: 0; AST Temp Closed: 0 | 4 | 0 | 0 | 25595-097-013822 | BOWMAL LLC
8213 | Currently in Use |  | 1989-01-01 06:00 |  | Petroleum | Unleaded gasoline | Unleaded gasoline | Retail | Steel | Steel | Coated & cathodic protection (sti-P3) |  | Fiberglass reinforced plastic |  |  |  | Catchment Basin, Single walled catchment basin | Flow Rest 90% Full | Flow Rest 90% Full |  |  | Automatic Tank Gauge |  | Automatic flow restrictor (MLLD) | Automatic flow restrictor (MLLD) |  |  | Annual line testing | Annual line testing |  | UST Currently In Use: 2; UST Temp Close: 0; AST Currently In Use: 0; AST Temp Closed: 0 | 2 | 0 | 0 | 23783-097-014113 | ROY PATEL
8214 | Currently in Use |  | 1989-01-01 06:00 |  | Petroleum | Premium gasoline | Premium gasoline | Retail | Steel | Steel | Coated & cathodic protection (sti-P3) |  | Fiberglass reinforced plastic |  |  |  | Catchment Basin, Single walled catchment basin | Flow Rest 90% Full | Flow Rest 90% Full |  |  | Automatic Tank Gauge |  | Automatic flow restrictor (MLLD) | Automatic flow restrictor (MLLD) |  |  | Annual line testing | Annual line testing |  | UST Currently In Use: 2; UST Temp Close: 0; AST Currently In Use: 0; AST Temp Closed: 0 | 2 | 0 | 0 | 23783-097-014113 | ROY PATEL
8215 | Currently in Use |  | 1990-04-11 06:00 |  | Petroleum | Unleaded gasoline | Unleaded gasoline | Retail | Steel | Steel | Coated & cathodic protection (sti-P3) |  | Fiberglass reinforced plastic |  |  |  | Catchment Basin, Single walled catchment basin | Automatic shutoff device At 95% full | Automatic shutoff device At 95% full |  |  | Statistical Inventory Reconciliation (SIR) | [8 empty] | UST Currently In Use: 3; UST Temp Close: 0; AST Currently In Use: 0; AST Temp Closed: 0 | 3 | 0 | 0 | 23915-097-014977 | BEVERLY O. NECAISE
8216 | Currently in Use |  | 1990-04-11 06:00 |  | Petroleum | Mid-grade gasoline | Mid-grade gasoline | Retail | Steel | Steel | Coated & cathodic protection (sti-P3) |  | Fiberglass reinforced plastic |  |  |  | Catchment Basin, Single walled catchment basin | Automatic shutoff device At 95% full | Automatic shutoff device At 95% full |  |  | Statistical Inventory Reconciliation (SIR) | [8 empty] | UST Currently In Use: 3; UST Temp Close: 0; AST Currently In Use: 0; AST Temp Closed: 0 | 3 | 0 | 0 | 23915-097-014977 | BEVERLY O. NECAISE
8217 | Currently in Use |  | 1990-04-11 06:00 |  | Petroleum | On road diesel | On road diesel | Retail | Steel | Steel | Coated & cathodic protection (sti-P3) |  | Fiberglass reinforced plastic |  |  |  | Catchment Basin, Single walled catchment basin | Automatic shutoff device At 95% full | Automatic shutoff device At 95% full |  |  | Statistical Inventory Reconciliation (SIR) | [8 empty] | UST Currently In Use: 3; UST Temp Close: 0; AST Currently In Use: 0; AST Temp Closed: 0 | 3 | 0 | 0 | 23915-097-014977 | BEVERLY O. NECAISE
8218 | Currently in Use |  | 1982-01-01 06:00 |  | Petroleum | On road diesel | On road diesel | Retail | Steel | Steel | Field installed cathodic protection |  | Steel |  |  | Field installed cathodic protection | Catchment Basin, Single walled catchment basin | Automatic shutoff device At 95% full | Automatic shutoff device At 95% full |  |  | Statistical Inventory Reconciliation (SIR) |  | Automatic flow restrictor (MLLD) | Automatic flow restrictor (MLLD) |  |  | Statistical inventory reconciliation (SIR) | Statistical inventory reconciliation (SIR) |  | UST Currently In Use: 4; UST Temp Close: 0; AST Currently In Use: 0; AST Temp Closed: 0 | 4 | 0 | 0 | 22027-099-008316 | BEATRICE AUTO SUPPLY
8219 | Currently in Use |  | 1982-01-01 06:00 |  | Petroleum | Unleaded gasoline | Unleaded gasoline | Retail | Steel | Steel | Field installed cathodic protection |  | Steel |  |  | Field installed cathodic protection | Catchment Basin, Single walled catchment basin | Automatic shutoff device At 95% full | Automatic shutoff device At 95% full |  |  | Statistical Inventory Reconciliation (SIR) | [8 empty] | UST Currently In Use: 4; UST Temp Close: 0; AST Currently In Use: 0; AST Temp Closed: 0 | 4 | 0 | 0 | 22027-099-008316 | BEATRICE AUTO SUPPLY
8220 | Currently in Use |  | 1982-01-01 06:00 |  | Petroleum | Mid-grade gasoline | Mid-grade gasoline | Retail | Steel | Steel | Field installed cathodic protection |  | Steel |  |  | Field installed cathodic protection | Catchment Basin, Single walled catchment basin | Automatic shutoff device At 95% full | Automatic shutoff device At 95% full |  |  | Statistical Inventory Reconciliation (SIR) | [8 empty] | UST Currently In Use: 4; UST Temp Close: 0; AST Currently In Use: 0; AST Temp Closed: 0 | 4 | 0 | 0 | 22027-099-008316 | BEATRICE AUTO SUPPLY
8221 | Currently in Use |  | 1982-01-01 06:00 |  | Petroleum | On road diesel | On road diesel | Retail | Steel | Steel | Field installed cathodic protection |  | Steel |  |  | Field installed cathodic protection | Catchment Basin, Single walled catchment basin | Automatic shutoff device At 95% full | Automatic shutoff device At 95% full |  |  | Statistical Inventory Reconciliation (SIR) |  | Automatic flow restrictor (MLLD) | Automatic flow restrictor (MLLD) |  |  | Statistical inventory reconciliation (SIR) | Statistical inventory reconciliation (SIR) |  | UST Currently In Use: 4; UST Temp Close: 0; AST Currently In Use: 0; AST Temp Closed: 0 | 4 | 0 | 0 | 22027-099-008316 | BEATRICE AUTO SUPPLY
8222 | Currently in Use |  | 1980-01-01 06:00 |  | Petroleum | Unleaded gasoline | Unleaded gasoline | Retail | Steel | Steel | Field installed cathodic protection |  | Fiberglass reinforced plastic |  |  |  | Catchment Basin, Single walled catchment basin | Automatic shutoff device At 95% full, Flow Rest 90% Full | Flow Rest 90% Full |  |  | Automatic Tank Gauge |  | Automatic flow restrictor (MLLD), Containment Sump | Containment Sump |  |  | Annual line testing | Annual line testing |  | UST Currently In Use: 2; UST Temp Close: 0; AST Currently In Use: 0; AST Temp Closed: 0 | 2 | 0 | 1 | 24734-097-007150 | DARPAN PATEL
8223 | Currently in Use |  | 1980-01-01 06:00 |  | Petroleum | Premium gasoline | Premium gasoline | Retail | Steel | Steel | Field installed cathodic protection |  | Fiberglass reinforced plastic |  |  |  | Catchment Basin, Single walled catchment basin | Automatic shutoff device At 95% full, Flow Rest 90% Full | Flow Rest 90% Full |  |  | Automatic Tank Gauge |  | Automatic flow restrictor (MLLD), Containment Sump | Containment Sump |  |  | Annual line testing | Annual line testing |  | UST Currently In Use: 2; UST Temp Close: 0; AST Currently In Use: 0; AST Temp Closed: 0 | 2 | 0 | 1 | 24734-097-007150 | DARPAN PATEL
8224 | Permanently Closed | 2023-11-01 06:00 | 1980-01-01 06:00 |  | Petroleum | Ethanol free gasoline | Ethanol free gasoline | Retail | Steel | Steel | Field installed cathodic protection |  | Fiberglass reinforced plastic |  |  |  | Catchment Basin, Single walled catchment basin | Automatic shutoff device At 95% full, Flow Rest 90% Full | Flow Rest 90% Full |  |  | Automatic Tank Gauge |  | Automatic flow restrictor (MLLD), Containment Sump | Containment Sump |  |  | Annual line testing | Annual line testing |  | UST Currently In Use: 2; UST Temp Close: 0; AST Currently In Use: 0; AST Temp Closed: 0 | 2 | 0 | 1 | 24734-097-007150 | DARPAN PATEL
8225 | Permanently Closed | 1989-11-29 06:00 | 1901-01-01 06:00 | 1989-11-29 06:00 | Petroleum | Unleaded gasoline | Unleaded gasoline |  | Steel | Steel |  |  |  |  | 1901-01-01 06:00 | [15 empty] | UST Currently In Use: 0; UST Temp Close: 2; AST Currently In Use: 0; AST Temp Closed: 0 | 0 | 2 | 3 | 20414-075-012862 | RICHARDSON OIL CO.INC.
8226 | Permanently Closed | 1989-11-29 06:00 | 1901-01-01 06:00 | 1989-11-29 06:00 | Petroleum | Unleaded gasoline | Unleaded gasoline |  | Steel | Steel |  |  |  |  | 1901-01-01 06:00 | [15 empty] | UST Currently In Use: 0; UST Temp Close: 2; AST Currently In Use: 0; AST Temp Closed: 0 | 0 | 2 | 3 | 20414-075-012862 | RICHARDSON OIL CO.INC.
8227 | Permanently Closed | 1989-11-29 06:00 | 1976-01-01 06:00 | 1989-11-29 06:00 | Petroleum | Unleaded gasoline | Unleaded gasoline |  | Steel | Steel |  | Painted or None | Steel |  | 1901-01-01 06:00 | [15 empty] | UST Currently In Use: 0; UST Temp Close: 2; AST Currently In Use: 0; AST Temp Closed: 0 | 0 | 2 | 3 | 20414-075-012862 | RICHARDSON OIL CO.INC.
8228 | Temporary Closed | 2002-08-31 06:00 | 1990-02-14 06:00 |  | Petroleum | Unleaded gasoline | Unleaded gasoline | Retail | Fiberglass coated steel | Fiberglass coated steel |  |  | Fiberglass reinforced plastic |  | 1901-01-01 06:00 |  | Catchment Basin, Single walled catchment basin | Automatic shutoff device At 95% full | Automatic shutoff device At 95% full | [11 empty] | UST Currently In Use: 0; UST Temp Close: 2; AST Currently In Use: 0; AST Temp Closed: 0 | 0 | 2 | 3 | 20414-075-012862 | RICHARDSON OIL CO.INC.
8229 | Temporary Closed | 2002-08-31 06:00 | 1990-02-14 06:00 |  | Petroleum | Premium gasoline | Premium gasoline | Retail | Fiberglass coated steel | Fiberglass coated steel |  |  | Fiberglass reinforced plastic |  | 1901-01-01 06:00 |  | Catchment Basin, Single walled catchment basin | Automatic shutoff device At 95% full | Automatic shutoff device At 95% full | [11 empty] | UST Currently In Use: 0; UST Temp Close: 2; AST Currently In Use: 0; AST Temp Closed: 0 | 0 | 2 | 3 | 20414-075-012862 | RICHARDSON OIL CO.INC.
8230 | Permanently Closed | 1982-02-01 06:00 | 1952-01-01 06:00 | 1988-12-13 06:00 | Petroleum | Unleaded gasoline | Unleaded gasoline |  | Steel | Steel |  |  |  |  | 1901-01-01 06:00 | [15 empty] | UST Currently In Use: 0; UST Temp Close: 0; AST Currently In Use: 0; AST Temp Closed: 0 | 0 | 0 | 2 | 11249-111-002275 | CORDELLE REDMOND
8231 | Permanently Closed | 1982-02-01 06:00 | 1952-01-01 06:00 | 1988-12-13 06:00 | Petroleum | Unleaded gasoline | Unleaded gasoline |  | Steel | Steel |  |  |  |  | 1901-01-01 06:00 | [15 empty] | UST Currently In Use: 0; UST Temp Close: 0; AST Currently In Use: 0; AST Temp Closed: 0 | 0 | 0 | 2 | 11249-111-002275 | CORDELLE REDMOND
8232 | Permanently Closed | 1991-11-04 06:00 | 1981-01-01 06:00 | 1991-11-04 06:00 | Petroleum | Unleaded gasoline | Unleaded gasoline |  | Steel | Steel |  | Painted or None | Steel |  | 1901-01-01 06:00 | [15 empty] | UST Currently In Use: 0; UST Temp Close: 0; AST Currently In Use: 0; AST Temp Closed: 0 | 0 | 0 | 3 | 11250-073-005919 | QUAKER STATE CORP SOUTHEAST REGION
8233 | Permanently Closed | 1991-11-04 06:00 | 1981-01-01 06:00 | 1991-11-04 06:00 | Petroleum | On road diesel | On road diesel |  | Steel | Steel |  | Painted or None | Steel |  | 1901-01-01 06:00 | [15 empty] | UST Currently In Use: 0; UST Temp Close: 0; AST Currently In Use: 0; AST Temp Closed: 0 | 0 | 0 | 3 | 11250-073-005919 | QUAKER STATE CORP SOUTHEAST REGION
8234 | Permanently Closed | 1991-11-04 06:00 | 1981-01-01 06:00 | 1991-11-04 06:00 | Petroleum | Used oil | Used oil |  | Steel | Steel |  | Painted or None | Steel |  | 1901-01-01 06:00 | [15 empty] | UST Currently In Use: 0; UST Temp Close: 0; AST Currently In Use: 0; AST Temp Closed: 0 | 0 | 0 | 3 | 11250-073-005919 | QUAKER STATE CORP SOUTHEAST REGION
8235 | Permanently Closed | 1990-06-01 06:00 | 1972-01-01 06:00 | 1990-06-27 06:00 | Petroleum | Other, NEW OIL | Other |  | Steel | Steel |  |  | Steel |  | 1901-01-01 06:00 | [15 empty] | UST Currently In Use: 0; UST Temp Close: 0; AST Currently In Use: 1; AST Temp Closed: 0 | 0 | 0 | 4 | 11251-125-001295 | TOWNSEND FORD INC
8236 | Permanently Closed | 1990-06-27 06:00 | 1972-01-01 06:00 | 1990-06-27 06:00 | Petroleum | Other, TRANSFLUID | Other |  | Steel | Steel |  |  | Steel |  | 1901-01-01 06:00 | [15 empty] | UST Currently In Use: 0; UST Temp Close: 0; AST Currently In Use: 1; AST Temp Closed: 0 | 0 | 0 | 4 | 11251-125-001295 | TOWNSEND FORD INC
8237 | Permanently Closed | 1990-06-27 06:00 | 1972-01-01 06:00 | 1990-06-27 06:00 | Petroleum | Used oil | Used oil |  | Steel | Steel |  |  |  |  | 1901-01-01 06:00 | [15 empty] | UST Currently In Use: 0; UST Temp Close: 0; AST Currently In Use: 1; AST Temp Closed: 0 | 0 | 0 | 4 | 11251-125-001295 | TOWNSEND FORD INC
8238 | Permanently Closed | 1985-01-01 06:00 | 1976-01-01 06:00 | 1990-08-01 06:00 | Petroleum | Used oil | Used oil |  | Steel | Steel |  |  |  |  | 1901-01-01 06:00 | [15 empty] | UST Currently In Use: 0; UST Temp Close: 0; AST Currently In Use: 1; AST Temp Closed: 0 | 0 | 0 | 4 | 11251-125-001295 | TOWNSEND FORD INC
8239 | Permanently Closed | 1993-05-17 06:00 | 1982-01-01 06:00 | 1993-05-17 06:00 | Petroleum | Unleaded gasoline | Unleaded gasoline | State/federal government | Fiberglass reinforced plastic | Fiberglass reinforced plastic |  |  | Other, COPPER |  | 1901-01-01 06:00 | [15 empty] | UST Currently In Use: 0; UST Temp Close: 0; AST Currently In Use: 0; AST Temp Closed: 0 | 0 | 0 | 1 | 11252-065-008673 | CORPS OF ENGINEERS
8240 | Permanently Closed | 1990-11-20 06:00 | 1953-01-01 06:00 | 1990-11-20 06:00 | Petroleum | Unleaded gasoline | Unleaded gasoline | State/federal government | Steel | Steel |  |  | Steel |  | 1901-01-01 06:00 | [15 empty] | UST Currently In Use: 0; UST Temp Close: 0; AST Currently In Use: 6; AST Temp Closed: 0 | 0 | 0 | 1 | 11252-125-008672 | CORPS OF ENGINEERS
8241 | Permanently Closed | 1988-01-01 06:00 | 1978-01-01 06:00 | 1988-02-01 06:00 | Petroleum | Unleaded gasoline | Unleaded gasoline | State/federal government | Steel | Steel | Interior lined (not allowed as a standalone method of corrosion protection) | Painted or None | Steel |  | 1901-01-01 06:00 | [15 empty] | UST Currently In Use: 0; UST Temp Close: 0; AST Currently In Use: 0; AST Temp Closed: 0 | 0 | 0 | 2 | 11253-107-000009 | CORPS OF ENGINEERS
8242 | Permanently Closed | 1988-01-01 06:00 | 1978-01-01 06:00 | 1988-02-01 06:00 | Petroleum | On road diesel | On road diesel | State/federal government | Steel | Steel | Interior lined (not allowed as a standalone method of corrosion protection) | Painted or None | Steel |  | 1901-01-01 06:00 | [15 empty] | UST Currently In Use: 0; UST Temp Close: 0; AST Currently In Use: 0; AST Temp Closed: 0 | 0 | 0 | 2 | 11253-107-000009 | CORPS OF ENGINEERS
8243 | Permanently Closed | 1999-05-01 06:00 | 1980-01-01 06:00 | 1999-07-13 06:00 | Petroleum | Mid-grade gasoline | Mid-grade gasoline | Retail | Steel | Steel | Field installed cathodic protection |  | Steel |  | 1901-01-01 06:00 | Field installed cathodic protection | Catchment Basin, Single walled catchment basin | Automatic shutoff device At 95% full, Flow Rest 90% Full | Flow Rest 90% Full |  |  | Statistical Inventory Reconciliation (SIR) | [5 empty] | Annual line testing, Statistical inventory reconciliation (SIR) | Statistical inventory reconciliation (SIR) |  | UST Currently In Use: 3; UST Temp Close: 0; AST Currently In Use: 0; AST Temp Closed: 0 | 3 | 0 | 4 | 25345-127-009438 | BHAGAT SISTERS LLC
8244 | Permanently Closed | 1987-10-01 06:00 | 1980-01-01 06:00 | 1988-01-01 06:00 | Petroleum | Unleaded gasoline | Unleaded gasoline |  | Steel | Steel |  | Painted or None | Steel |  | 1901-01-01 06:00 | [15 empty] | UST Currently In Use: 3; UST Temp Close: 0; AST Currently In Use: 0; AST Temp Closed: 0 | 3 | 0 | 4 | 25345-127-009438 | BHAGAT SISTERS LLC
8245 | Permanently Closed | 1987-10-01 06:00 | 1980-01-01 06:00 | 1988-01-01 06:00 | Petroleum | Unleaded gasoline | Unleaded gasoline |  | Steel | Steel |  | Painted or None | Steel |  | 1901-01-01 06:00 | [15 empty] | UST Currently In Use: 3; UST Temp Close: 0; AST Currently In Use: 0; AST Temp Closed: 0 | 3 | 0 | 4 | 25345-127-009438 | BHAGAT SISTERS LLC
8246 | Permanently Closed | 1987-10-01 06:00 | 1980-01-01 06:00 | 1988-01-01 06:00 | Petroleum | Unleaded gasoline | Unleaded gasoline |  | Steel | Steel |  | Painted or None | Steel |  | 1901-01-01 06:00 | [15 empty] | UST Currently In Use: 3; UST Temp Close: 0; AST Currently In Use: 0; AST Temp Closed: 0 | 3 | 0 | 4 | 25345-127-009438 | BHAGAT SISTERS LLC
8247 | Currently in Use |  | 1985-01-01 06:00 |  | Petroleum | Unleaded gasoline | Unleaded gasoline | Retail | Single Wall, Steel | Steel | Coated & cathodic protection (sti-P3), Field installed cathodic protection |  | Double Wall, Fiberglass reinforced plastic |  |  |  | Catchment Basin, Single walled catchment basin | Automatic shutoff device At 95% full | Automatic shutoff device At 95% full |  |  | Continuous Automatic Tank Gauge | Single walled submersible pump containment sump | Automatic flow restrictor (MLLD), Containment Sump, MANIFOLDED | Containment Sump |  |  | Annual line testing | Annual line testing |  | UST Currently In Use: 3; UST Temp Close: 0; AST Currently In Use: 0; AST Temp Closed: 0 | 3 | 0 | 4 | 25345-127-009438 | BHAGAT SISTERS LLC
8248 | Currently in Use |  | 1985-01-01 06:00 |  | Petroleum | Unleaded gasoline | Unleaded gasoline | Retail | Single Wall, Steel | Steel | Coated & cathodic protection (sti-P3), Field installed cathodic protection |  | Double Wall, Fiberglass reinforced plastic |  |  |  | Catchment Basin, Single walled catchment basin | Automatic shutoff device At 95% full | Automatic shutoff device At 95% full |  |  | Continuous Automatic Tank Gauge | Single walled submersible pump containment sump | Automatic flow restrictor (MLLD), Containment Sump, MANIFOLDED | Containment Sump |  |  | Annual line testing | Annual line testing |  | UST Currently In Use: 3; UST Temp Close: 0; AST Currently In Use: 0; AST Temp Closed: 0 | 3 | 0 | 4 | 25345-127-009438 | BHAGAT SISTERS LLC
8249 | Permanently Closed | 1994-03-17 06:00 | 1976-01-01 06:00 | 1994-03-18 06:00 | Petroleum | On road diesel | On road diesel |  | Steel | Steel |  | Painted or None | Steel |  | 1901-01-01 06:00 | [15 empty] | UST Currently In Use: 0; UST Temp Close: 0; AST Currently In Use: 0; AST Temp Closed: 0 | 0 | 0 | 1 | 11256-101-000689 | COSMOS BROADCASTING CORP (WSFA-TV)
8250 | Permanently Closed | 1994-01-27 06:00 | 1983-01-01 06:00 | 1994-02-04 06:00 | Petroleum | On road diesel | On road diesel |  | Fiberglass coated steel | Fiberglass coated steel |  |  | Steel, PVC COATED |  | 1901-01-01 06:00 | [15 empty] | UST Currently In Use: 0; UST Temp Close: 0; AST Currently In Use: 0; AST Temp Closed: 0 | 0 | 0 | 1 | 11256-101-000692 | COSMOS BROADCASTING CORP (WSFA-TV)
8252 | Permanently Closed | 1978-07-01 06:00 | 1959-01-01 06:00 | 1988-10-01 06:00 | Petroleum | Unleaded gasoline | Unleaded gasoline |  | Steel | Steel | Other, GALVANIZED |  | Steel |  | 1901-01-01 06:00 | [15 empty] | UST Currently In Use: 0; UST Temp Close: 0; AST Currently In Use: 0; AST Temp Closed: 0 | 0 | 0 | 1 | 11257-097-000714 | COTTAGE HILL NURSERY
8253 | Permanently Closed | 1994-01-11 06:00 | 1973-01-01 06:00 | 1994-01-11 06:00 | Petroleum | Used oil | Used oil |  | Steel | Steel |  | Painted or None |  |  | 1901-01-01 06:00 | [15 empty] | UST Currently In Use: 0; UST Temp Close: 0; AST Currently In Use: 0; AST Temp Closed: 0 | 0 | 0 | 1 | 11258-035-012010 | COTTON HUTCHESON INC
8254 | Permanently Closed | 1991-09-14 06:00 | 1974-01-01 06:00 | 1991-09-14 06:00 | Petroleum | Unleaded gasoline | Unleaded gasoline | [7 empty] | 1901-01-01 06:00 | [15 empty] | UST Currently In Use: 0; UST Temp Close: 0; AST Currently In Use: 0; AST Temp Closed: 0 | 0 | 0 | 1 | 11259-125-006028 | COTTONDALE BAPTIST CHURCH
8257 | Permanently Closed | 1990-02-01 06:00 | 1963-01-01 06:00 | 1990-02-28 06:00 | Petroleum | Unleaded gasoline | Unleaded gasoline |  | Steel | Steel |  | Painted or None | Steel |  | 1901-01-01 06:00 | [15 empty] | UST Currently In Use: 0; UST Temp Close: 3; AST Currently In Use: 2; AST Temp Closed: 0 | 0 | 3 | 5 | 19115-125-007549 | LAWRENCE A BREWER
8258 | Permanently Closed | 1990-02-01 06:00 | 1965-01-01 06:00 | 1990-02-28 06:00 | Petroleum | On road diesel | On road diesel |  | Steel | Steel |  | Painted or None | Steel |  | 1901-01-01 06:00 | [15 empty] | UST Currently In Use: 0; UST Temp Close: 3; AST Currently In Use: 2; AST Temp Closed: 0 | 0 | 3 | 5 | 19115-125-007549 | LAWRENCE A BREWER
8259 | Permanently Closed | 1990-02-01 06:00 | 1967-01-01 06:00 | 1990-02-28 06:00 | Petroleum | On road diesel | On road diesel |  | Steel | Steel |  | Painted or None | Steel |  | 1901-01-01 06:00 | [15 empty] | UST Currently In Use: 0; UST Temp Close: 3; AST Currently In Use: 2; AST Temp Closed: 0 | 0 | 3 | 5 | 19115-125-007549 | LAWRENCE A BREWER
8260 | Permanently Closed | 1990-02-01 06:00 | 1967-01-01 06:00 | 1990-02-28 06:00 | Petroleum | Unleaded gasoline | Unleaded gasoline |  | Steel | Steel |  | Painted or None | Steel |  | 1901-01-01 06:00 | [15 empty] | UST Currently In Use: 0; UST Temp Close: 3; AST Currently In Use: 2; AST Temp Closed: 0 | 0 | 3 | 5 | 19115-125-007549 | LAWRENCE A BREWER
8261 | Permanently Closed | 1990-11-21 06:00 | 1973-01-01 06:00 | 1990-11-21 06:00 | Petroleum | Unleaded gasoline | Unleaded gasoline |  | Steel | Steel |  | Painted or None | Steel |  | 1901-01-01 06:00 | [15 empty] | UST Currently In Use: 0; UST Temp Close: 3; AST Currently In Use: 2; AST Temp Closed: 0 | 0 | 3 | 5 | 19115-125-007549 | LAWRENCE A BREWER
8262 | Permanently Closed | 1992-11-30 06:00 | 1969-01-01 06:00 | 1992-11-30 06:00 | Petroleum | On road diesel | On road diesel |  | Steel | Steel |  | Painted or None | Steel |  | 1901-01-01 06:00 | [15 empty] | UST Currently In Use: 0; UST Temp Close: 0; AST Currently In Use: 1; AST Temp Closed: 0 | 0 | 0 | 2 | 21358-045-001883 | COUCH READY MIX USA
8263 | Permanently Closed | 1992-11-30 06:00 | 1969-01-01 06:00 | 1992-11-30 06:00 | Petroleum | Unleaded gasoline | Unleaded gasoline |  | Steel | Steel |  | Painted or None | Steel |  | 1901-01-01 06:00 | [15 empty] | UST Currently In Use: 0; UST Temp Close: 0; AST Currently In Use: 1; AST Temp Closed: 0 | 0 | 0 | 2 | 21358-045-001883 | COUCH READY MIX USA
8264 | Permanently Closed | 1993-02-05 06:00 | 1966-01-01 06:00 | 1993-02-05 06:00 | Petroleum | On road diesel | On road diesel |  | Steel | Steel |  | Painted or None | Steel |  | 1901-01-01 06:00 | [15 empty] | UST Currently In Use: 0; UST Temp Close: 0; AST Currently In Use: 0; AST Temp Closed: 0 | 0 | 0 | 2 | 21358-045-001884 | COUCH READY MIX USA
8265 | Permanently Closed | 1993-02-05 06:00 | 1966-01-01 06:00 | 1993-02-05 06:00 | Petroleum | Unleaded gasoline | Unleaded gasoline |  | Steel | Steel |  | Painted or None | Steel |  | 1901-01-01 06:00 | [15 empty] | UST Currently In Use: 0; UST Temp Close: 0; AST Currently In Use: 0; AST Temp Closed: 0 | 0 | 0 | 2 | 21358-045-001884 | COUCH READY MIX USA
8266 | Permanently Closed | 1992-05-29 06:00 | 1976-01-01 06:00 | 1992-05-29 06:00 | Petroleum | On road diesel | On road diesel |  | Steel | Steel |  | Painted or None | Steel |  | 1901-01-01 06:00 | [15 empty] | UST Currently In Use: 0; UST Temp Close: 0; AST Currently In Use: 4; AST Temp Closed: 0 | 0 | 0 | 9 | 10830-069-001885 | APAC MID-SOUTH, INC.
8267 | Permanently Closed | 1992-05-29 06:00 | 1976-01-01 06:00 | 1992-05-29 06:00 | Petroleum | On road diesel | On road diesel |  | Steel | Steel |  | Painted or None | Steel |  | 1901-01-01 06:00 | [15 empty] | UST Currently In Use: 0; UST Temp Close: 0; AST Currently In Use: 4; AST Temp Closed: 0 | 0 | 0 | 9 | 10830-069-001885 | APAC MID-SOUTH, INC.
8268 | Permanently Closed | 1992-12-04 06:00 | 1976-01-01 06:00 | 1992-12-04 06:00 | Petroleum | On road diesel | On road diesel |  | Steel | Steel |  | Painted or None | Steel |  | 1901-01-01 06:00 | [15 empty] | UST Currently In Use: 0; UST Temp Close: 0; AST Currently In Use: 4; AST Temp Closed: 0 | 0 | 0 | 9 | 10830-069-001885 | APAC MID-SOUTH, INC.
8269 | Permanently Closed | 1992-12-04 06:00 | 1976-01-01 06:00 | 1992-12-04 06:00 | Petroleum | On road diesel | On road diesel |  | Steel | Steel |  | Painted or None | Steel |  | 1901-01-01 06:00 | [15 empty] | UST Currently In Use: 0; UST Temp Close: 0; AST Currently In Use: 4; AST Temp Closed: 0 | 0 | 0 | 9 | 10830-069-001885 | APAC MID-SOUTH, INC.
8270 | Permanently Closed | 1992-12-04 06:00 | 1976-01-01 06:00 | 1992-12-04 06:00 | Petroleum | On road diesel | On road diesel |  | Steel | Steel |  | Painted or None | Steel |  | 1901-01-01 06:00 | [15 empty] | UST Currently In Use: 0; UST Temp Close: 0; AST Currently In Use: 4; AST Temp Closed: 0 | 0 | 0 | 9 | 10830-069-001885 | APAC MID-SOUTH, INC.
8271 | Permanently Closed | 1991-08-01 06:00 | 1976-01-01 06:00 | 1992-12-04 06:00 | Petroleum | On road diesel | On road diesel |  | Steel | Steel |  | Painted or None | Steel |  | 1901-01-01 06:00 | [15 empty] | UST Currently In Use: 0; UST Temp Close: 0; AST Currently In Use: 4; AST Temp Closed: 0 | 0 | 0 | 9 | 10830-069-001885 | APAC MID-SOUTH, INC.
8272 | Permanently Closed | 1992-12-04 06:00 | 1976-01-01 06:00 | 1992-12-04 06:00 | Petroleum | On road diesel | On road diesel |  | Steel | Steel |  | Painted or None | Steel |  | 1901-01-01 06:00 | [15 empty] | UST Currently In Use: 0; UST Temp Close: 0; AST Currently In Use: 4; AST Temp Closed: 0 | 0 | 0 | 9 | 10830-069-001885 | APAC MID-SOUTH, INC.
8273 | Permanently Closed | 1993-01-29 06:00 | 1976-01-01 06:00 | 1993-01-29 06:00 | Petroleum | Unleaded gasoline | Unleaded gasoline |  | Steel | Steel |  | Painted or None | Steel |  | 1901-01-01 06:00 | [15 empty] | UST Currently In Use: 0; UST Temp Close: 0; AST Currently In Use: 4; AST Temp Closed: 0 | 0 | 0 | 9 | 10830-069-001885 | APAC MID-SOUTH, INC.
8274 | Permanently Closed | 1993-01-29 06:00 | 1976-01-01 06:00 | 1993-01-29 06:00 | Petroleum | Unleaded gasoline | Unleaded gasoline |  | Steel | Steel |  | Painted or None | Steel |  | 1901-01-01 06:00 | [15 empty] | UST Currently In Use: 0; UST Temp Close: 0; AST Currently In Use: 4; AST Temp Closed: 0 | 0 | 0 | 9 | 10830-069-001885 | APAC MID-SOUTH, INC.
8275 | Permanently Closed | 2014-04-07 06:00 | 1963-01-01 06:00 | 2014-04-08 06:00 | Petroleum | Unleaded gasoline | Unleaded gasoline | Retail | Steel | Steel | Field installed cathodic protection |  | Flexible | APT |  |  | Catchment Basin, Single walled catchment basin | Automatic shutoff device At 95% full | Automatic shutoff device At 95% full |  |  | Automatic Tank Gauge |  |  |  | Interstitial Monitoring within Secondary Containment |  |  |  |  | UST Currently In Use: 2; UST Temp Close: 0; AST Currently In Use: 0; AST Temp Closed: 0 | 2 | 0 | 3 | 21832-001-010644 | LAKH ENTERPRISES INC
8278 | Permanently Closed | 2014-04-14 06:00 | 1963-01-01 06:00 | 2014-04-15 06:00 | Petroleum | Premium gasoline | Premium gasoline | Retail | Steel | Steel | Field installed cathodic protection |  | Flexible | APT |  |  | Catchment Basin, Single walled catchment basin | Automatic shutoff device At 95% full | Automatic shutoff device At 95% full |  |  | Automatic Tank Gauge |  |  |  | Interstitial Monitoring within Secondary Containment |  |  |  |  | UST Currently In Use: 2; UST Temp Close: 0; AST Currently In Use: 0; AST Temp Closed: 0 | 2 | 0 | 3 | 21832-001-010644 | LAKH ENTERPRISES INC
8279 | Permanently Closed | 2014-04-14 06:00 | 1975-01-01 06:00 | 2014-04-15 06:00 | Petroleum | On road diesel | On road diesel | Retail | Steel | Steel | Field installed cathodic protection |  | Flexible | ENVIRON |  |  | Catchment Basin, Single walled catchment basin | Automatic shutoff device At 95% full | Automatic shutoff device At 95% full |  |  | Automatic Tank Gauge |  |  |  | Interstitial Monitoring within Secondary Containment |  |  |  |  | UST Currently In Use: 2; UST Temp Close: 0; AST Currently In Use: 0; AST Temp Closed: 0 | 2 | 0 | 3 | 21832-001-010644 | LAKH ENTERPRISES INC
8280 | Permanently Closed | 1998-09-24 06:00 | 1968-01-01 06:00 | 1998-09-24 06:00 | Petroleum | Unleaded gasoline | Unleaded gasoline | State/federal government | Steel | Steel |  | Painted or None | Steel |  | 1901-01-01 06:00 | [12 empty] | Annual line testing | Annual line testing |  | UST Currently In Use: 0; UST Temp Close: 0; AST Currently In Use: 0; AST Temp Closed: 0 | 0 | 0 | 3 | 14650-003-010642 | DEPARTMENT OF TRANSPORTATION HIGHWAY
8281 | Permanently Closed | 1998-09-24 06:00 | 1968-01-01 06:00 | 1998-09-24 06:00 | Petroleum | Unleaded gasoline | Unleaded gasoline | State/federal government | Steel | Steel |  | Painted or None | Steel |  | 1901-01-01 06:00 | [12 empty] | Annual line testing | Annual line testing |  | UST Currently In Use: 0; UST Temp Close: 0; AST Currently In Use: 0; AST Temp Closed: 0 | 0 | 0 | 3 | 14650-003-010642 | DEPARTMENT OF TRANSPORTATION HIGHWAY
8282 | Permanently Closed | 1998-09-24 06:00 | 1968-01-01 06:00 | 1998-09-24 06:00 | Petroleum | On road diesel | On road diesel | State/federal government | Steel | Steel |  | Painted or None | Steel |  | 1901-01-01 06:00 | [12 empty] | Annual line testing | Annual line testing |  | UST Currently In Use: 0; UST Temp Close: 0; AST Currently In Use: 0; AST Temp Closed: 0 | 0 | 0 | 3 | 14650-003-010642 | DEPARTMENT OF TRANSPORTATION HIGHWAY
8283 | Permanently Closed | 1987-01-01 06:00 | 1965-01-01 06:00 |  | Petroleum | Unleaded gasoline | Unleaded gasoline |  | Steel | Steel |  | Painted or None | Steel |  | 1901-01-01 06:00 | [15 empty] | UST Currently In Use: 0; UST Temp Close: 0; AST Currently In Use: 0; AST Temp Closed: 0 | 0 | 0 | 2 | 11262-003-010673 | COUGAR OIL INC
8284 | Permanently Closed | 1987-01-01 06:00 | 1965-01-01 06:00 |  | Petroleum | Unleaded gasoline | Unleaded gasoline |  | Steel | Steel |  | Painted or None | Steel |  | 1901-01-01 06:00 | [15 empty] | UST Currently In Use: 0; UST Temp Close: 0; AST Currently In Use: 0; AST Temp Closed: 0 | 0 | 0 | 2 | 11262-003-010673 | COUGAR OIL INC
8285 | Permanently Closed | 1988-12-01 06:00 | 1953-01-01 06:00 | 1988-12-21 06:00 | Petroleum | Unleaded gasoline | Unleaded gasoline |  | Steel | Steel |  | Painted or None | Steel |  | 1901-01-01 06:00 | [15 empty] | UST Currently In Use: 0; UST Temp Close: 0; AST Currently In Use: 0; AST Temp Closed: 0 | 0 | 0 | 3 | 11262-003-010678 | COUGAR OIL INC
8286 | Permanently Closed | 1901-01-01 06:00 | 1953-01-01 06:00 | 1988-12-21 06:00 | Petroleum | Unleaded gasoline | Unleaded gasoline |  | Steel | Steel |  | Painted or None | Steel |  | 1901-01-01 06:00 | [15 empty] | UST Currently In Use: 0; UST Temp Close: 0; AST Currently In Use: 0; AST Temp Closed: 0 | 0 | 0 | 3 | 11262-003-010678 | COUGAR OIL INC
8287 | Permanently Closed | 1901-01-01 06:00 | 1963-01-01 06:00 | 1988-12-21 06:00 | Petroleum | Unleaded gasoline | Unleaded gasoline |  | Steel | Steel |  | Painted or None | Steel |  | 1901-01-01 06:00 | [15 empty] | UST Currently In Use: 0; UST Temp Close: 0; AST Currently In Use: 0; AST Temp Closed: 0 | 0 | 0 | 3 | 11262-003-010678 | COUGAR OIL INC
8288 | Permanently Closed | 1997-12-31 06:00 | 1954-01-01 06:00 | 1998-01-21 06:00 | Petroleum | Unleaded gasoline | Unleaded gasoline |  | Steel | Steel |  | Painted or None | Steel |  | 1901-01-01 06:00 | [12 empty] | Annual line testing | Annual line testing |  | UST Currently In Use: 0; UST Temp Close: 0; AST Currently In Use: 0; AST Temp Closed: 0 | 0 | 0 | 3 | 11262-003-010679 | COUGAR OIL INC
8289 | Permanently Closed | 1997-12-31 06:00 | 1954-01-01 06:00 | 1998-01-21 06:00 | Petroleum | Unleaded gasoline | Unleaded gasoline |  | Steel | Steel |  | Painted or None | Steel |  | 1901-01-01 06:00 | [12 empty] | Annual line testing | Annual line testing |  | UST Currently In Use: 0; UST Temp Close: 0; AST Currently In Use: 0; AST Temp Closed: 0 | 0 | 0 | 3 | 11262-003-010679 | COUGAR OIL INC
8290 | Permanently Closed | 1997-12-31 06:00 | 1954-01-01 06:00 | 1998-01-21 06:00 | Petroleum | On road diesel | On road diesel |  | Steel | Steel |  | Painted or None | Steel |  | 1901-01-01 06:00 | [12 empty] | Annual line testing | Annual line testing |  | UST Currently In Use: 0; UST Temp Close: 0; AST Currently In Use: 0; AST Temp Closed: 0 | 0 | 0 | 3 | 11262-003-010679 | COUGAR OIL INC
8291 | Permanently Closed | 2005-05-02 06:00 | 1974-01-01 06:00 | 2005-05-02 06:00 | Petroleum | Unleaded gasoline | Unleaded gasoline | Bulk facility | Steel | Steel | Field installed cathodic protection |  | Steel |  | 1901-01-01 06:00 | Field installed cathodic protection | Catchment Basin, Single walled catchment basin | Automatic shutoff device At 95% full | Automatic shutoff device At 95% full |  |  | Statistical Inventory Reconciliation (SIR) |  | Other, ABOVEGROND | Other |  |  | Other, Statistical inventory reconciliation (SIR), ABOVEGROND | Statistical inventory reconciliation (SIR) |  | UST Currently In Use: 0; UST Temp Close: 0; AST Currently In Use: 3; AST Temp Closed: 0 | 0 | 0 | 5 | 11262-003-010680 | COUGAR OIL INC
8292 | Permanently Closed | 2005-05-02 06:00 | 1974-01-01 06:00 | 2005-05-02 06:00 | Petroleum | Unleaded gasoline | Unleaded gasoline | Bulk facility | Steel | Steel | Field installed cathodic protection |  | Steel |  | 1901-01-01 06:00 | Field installed cathodic protection | Catchment Basin, Single walled catchment basin | Automatic shutoff device At 95% full | Automatic shutoff device At 95% full |  |  | Statistical Inventory Reconciliation (SIR) |  | Other, ABOVEGROND | Other |  |  | Other, Statistical inventory reconciliation (SIR), ABOVEGROND | Statistical inventory reconciliation (SIR) |  | UST Currently In Use: 0; UST Temp Close: 0; AST Currently In Use: 3; AST Temp Closed: 0 | 0 | 0 | 5 | 11262-003-010680 | COUGAR OIL INC
8293 | Permanently Closed | 2005-05-02 06:00 | 1974-01-01 06:00 | 2005-05-02 06:00 | Petroleum | Premium gasoline | Premium gasoline | Bulk facility | Steel | Steel | Field installed cathodic protection |  | Steel |  | 1901-01-01 06:00 | Field installed cathodic protection | Catchment Basin, Single walled catchment basin | Automatic shutoff device At 95% full | Automatic shutoff device At 95% full |  |  | Statistical Inventory Reconciliation (SIR) |  | Other, ABOVEGROND | Other |  |  | Other, Statistical inventory reconciliation (SIR), ABOVEGROND | Statistical inventory reconciliation (SIR) |  | UST Currently In Use: 0; UST Temp Close: 0; AST Currently In Use: 3; AST Temp Closed: 0 | 0 | 0 | 5 | 11262-003-010680 | COUGAR OIL INC
8294 | Permanently Closed | 2005-05-02 06:00 | 1974-01-01 06:00 | 2005-05-02 06:00 | Petroleum | Premium gasoline | Premium gasoline | Bulk facility | Steel | Steel | Field installed cathodic protection |  | Steel |  | 1901-01-01 06:00 | Field installed cathodic protection | Catchment Basin, Single walled catchment basin | Automatic shutoff device At 95% full | Automatic shutoff device At 95% full |  |  | Statistical Inventory Reconciliation (SIR) |  | Other, ABOVEGROND | Other |  |  | Other, Statistical inventory reconciliation (SIR), ABOVEGROND | Statistical inventory reconciliation (SIR) |  | UST Currently In Use: 0; UST Temp Close: 0; AST Currently In Use: 3; AST Temp Closed: 0 | 0 | 0 | 5 | 11262-003-010680 | COUGAR OIL INC
8295 | Permanently Closed | 2005-05-02 06:00 | 1974-01-01 06:00 | 2005-05-02 06:00 | Petroleum | On road diesel | On road diesel | Bulk facility | Steel | Steel | Field installed cathodic protection |  | Steel |  | 1901-01-01 06:00 | Field installed cathodic protection | Catchment Basin, Single walled catchment basin | Automatic shutoff device At 95% full | Automatic shutoff device At 95% full |  |  | Statistical Inventory Reconciliation (SIR) |  | Other, ABOVEGROND | Other |  |  | Other, Statistical inventory reconciliation (SIR), ABOVEGROND | Statistical inventory reconciliation (SIR) |  | UST Currently In Use: 0; UST Temp Close: 0; AST Currently In Use: 3; AST Temp Closed: 0 | 0 | 0 | 5 | 11262-003-010680 | COUGAR OIL INC
8296 | Retired | 1988-01-01 06:00 | 1974-01-01 06:00 |  | Petroleum | On road diesel | On road diesel |  | Steel | Steel | Field installed cathodic protection |  | Steel |  | 1901-01-01 06:00 | Field installed cathodic protection | Catchment Basin, Single walled catchment basin | Automatic shutoff device At 95% full | Automatic shutoff device At 95% full | [11 empty] | UST Currently In Use: 0; UST Temp Close: 0; AST Currently In Use: 3; AST Temp Closed: 0 | 0 | 0 | 5 | 11262-003-010680 | COUGAR OIL INC
8297 | Permanently Closed | 1992-12-16 06:00 | 1975-01-01 06:00 | 1992-12-16 06:00 | Petroleum | Unleaded gasoline | Unleaded gasoline |  | Steel | Steel |  | Painted or None | Steel |  | 1901-01-01 06:00 | [12 empty] | Annual line testing | Annual line testing |  | UST Currently In Use: 0; UST Temp Close: 0; AST Currently In Use: 0; AST Temp Closed: 0 | 0 | 0 | 4 | 11262-003-010681 | COUGAR OIL INC
8298 | Permanently Closed | 1992-12-16 06:00 | 1975-01-01 06:00 | 1992-12-16 06:00 | Petroleum | On road diesel | On road diesel |  | Steel | Steel |  | Painted or None | Steel |  | 1901-01-01 06:00 | [15 empty] | UST Currently In Use: 0; UST Temp Close: 0; AST Currently In Use: 0; AST Temp Closed: 0 | 0 | 0 | 4 | 11262-003-010681 | COUGAR OIL INC
8299 | Permanently Closed | 1992-12-16 06:00 | 1975-01-01 06:00 | 1992-12-16 06:00 | Petroleum | Kerosene | Kerosene |  | Steel | Steel |  | Painted or None | Steel |  | 1901-01-01 06:00 | [12 empty] | Annual line testing | Annual line testing |  | UST Currently In Use: 0; UST Temp Close: 0; AST Currently In Use: 0; AST Temp Closed: 0 | 0 | 0 | 4 | 11262-003-010681 | COUGAR OIL INC
8300 | Permanently Closed | 1992-12-16 06:00 | 1975-01-01 06:00 | 1992-12-16 06:00 | Petroleum | Unleaded gasoline | Unleaded gasoline |  | Steel | Steel |  | Painted or None | Steel |  | 1901-01-01 06:00 | [15 empty] | UST Currently In Use: 0; UST Temp Close: 0; AST Currently In Use: 0; AST Temp Closed: 0 | 0 | 0 | 4 | 11262-003-010681 | COUGAR OIL INC
8301 | Permanently Closed | 1901-01-01 06:00 | 1963-01-01 06:00 |  | Petroleum | Unleaded gasoline | Unleaded gasoline |  | Steel | Steel |  | Painted or None | Steel |  | 1901-01-01 06:00 | [15 empty] | UST Currently In Use: 0; UST Temp Close: 0; AST Currently In Use: 0; AST Temp Closed: 0 | 0 | 0 | 2 | 11262-003-010682 | COUGAR OIL INC
8302 | Permanently Closed | 1901-01-01 06:00 | 1963-01-01 06:00 |  | Petroleum | Unleaded gasoline | Unleaded gasoline |  | Steel | Steel |  | Painted or None | Steel |  | 1901-01-01 06:00 | [15 empty] | UST Currently In Use: 0; UST Temp Close: 0; AST Currently In Use: 0; AST Temp Closed: 0 | 0 | 0 | 2 | 11262-003-010682 | COUGAR OIL INC
8303 | Permanently Closed | 1986-06-01 06:00 | 1961-01-01 06:00 | 1986-08-18 06:00 | Petroleum | Other, OTHER | Other |  | Steel | Steel |  | Painted or None | Steel |  | 1901-01-01 06:00 | [15 empty] | UST Currently In Use: 0; UST Temp Close: 0; AST Currently In Use: 0; AST Temp Closed: 0 | 0 | 0 | 2 | 11262-003-010683 | COUGAR OIL INC
8304 | Permanently Closed | 1986-06-01 06:00 | 1961-01-01 06:00 | 1986-08-18 06:00 | Petroleum | Other, OTHER | Other |  | Steel | Steel |  | Painted or None | Steel |  | 1901-01-01 06:00 | [15 empty] | UST Currently In Use: 0; UST Temp Close: 0; AST Currently In Use: 0; AST Temp Closed: 0 | 0 | 0 | 2 | 11262-003-010683 | COUGAR OIL INC
8305 | Permanently Closed | 1988-12-01 06:00 | 1974-01-01 06:00 |  | Petroleum | Unleaded gasoline | Unleaded gasoline |  | Steel | Steel |  | Painted or None | Steel |  | 1901-01-01 06:00 | [15 empty] | UST Currently In Use: 0; UST Temp Close: 0; AST Currently In Use: 0; AST Temp Closed: 0 | 0 | 0 | 1 | 11262-003-010684 | COUGAR OIL INC
8306 | Permanently Closed | 1901-01-01 06:00 | 1976-01-01 06:00 | 1988-12-22 06:00 | Petroleum | Unleaded gasoline | Unleaded gasoline |  | Steel | Steel |  | Painted or None | Steel |  | 1901-01-01 06:00 | [15 empty] | UST Currently In Use: 0; UST Temp Close: 0; AST Currently In Use: 0; AST Temp Closed: 0 | 0 | 0 | 2 | 11262-003-010686 | COUGAR OIL INC
8307 | Permanently Closed | 1901-01-01 06:00 | 1976-01-01 06:00 | 1988-12-22 06:00 | Petroleum | Unleaded gasoline | Unleaded gasoline |  | Steel | Steel |  | Painted or None | Steel |  | 1901-01-01 06:00 | [15 empty] | UST Currently In Use: 0; UST Temp Close: 0; AST Currently In Use: 0; AST Temp Closed: 0 | 0 | 0 | 2 | 11262-003-010686 | COUGAR OIL INC
8308 | Permanently Closed | 1992-04-09 06:00 | 1953-01-01 06:00 | 1992-04-09 06:00 | Petroleum | Unleaded gasoline | Unleaded gasoline |  | Steel | Steel |  | Painted or None | Steel |  | 1901-01-01 06:00 | [15 empty] | UST Currently In Use: 0; UST Temp Close: 0; AST Currently In Use: 0; AST Temp Closed: 0 | 0 | 0 | 4 | 11262-003-010687 | COUGAR OIL INC
8309 | Permanently Closed | 1992-04-09 06:00 | 1953-01-01 06:00 | 1992-04-09 06:00 | Petroleum | Unleaded gasoline | Unleaded gasoline |  | Steel | Steel |  | Painted or None | Steel |  | 1901-01-01 06:00 | [15 empty] | UST Currently In Use: 0; UST Temp Close: 0; AST Currently In Use: 0; AST Temp Closed: 0 | 0 | 0 | 4 | 11262-003-010687 | COUGAR OIL INC
8310 | Permanently Closed | 1992-04-09 06:00 | 1953-01-01 06:00 | 1992-04-09 06:00 | Petroleum | On road diesel | On road diesel |  | Steel | Steel |  | Painted or None | Steel |  | 1901-01-01 06:00 | [15 empty] | UST Currently In Use: 0; UST Temp Close: 0; AST Currently In Use: 0; AST Temp Closed: 0 | 0 | 0 | 4 | 11262-003-010687 | COUGAR OIL INC
8311 | Permanently Closed | 1992-04-09 06:00 | 1960-01-01 06:00 | 1992-04-09 06:00 | Petroleum | Used oil | Used oil |  | Steel | Steel |  | Painted or None | Steel |  | 1901-01-01 06:00 | [15 empty] | UST Currently In Use: 0; UST Temp Close: 0; AST Currently In Use: 0; AST Temp Closed: 0 | 0 | 0 | 4 | 11262-003-010687 | COUGAR OIL INC
8312 | Temporary Closed | 2025-05-09 06:00 | 1975-01-01 06:00 |  | Petroleum | Mid-grade gasoline | Mid-grade gasoline | Retail | Steel | Steel | Field installed cathodic protection |  | Steel |  |  | Field installed cathodic protection | Catchment Basin, Single walled catchment basin | Automatic shutoff device At 95% full | Automatic shutoff device At 95% full |  |  | Statistical Inventory Reconciliation (SIR) |  | Automatic flow restrictor (MLLD) | Automatic flow restrictor (MLLD) |  |  | Statistical inventory reconciliation (SIR) | Statistical inventory reconciliation (SIR) |  | UST Currently In Use: 2; UST Temp Close: 1; AST Currently In Use: 0; AST Temp Closed: 0 | 2 | 1 | 0 | 11262-003-012578 | COUGAR OIL INC
8313 | Currently in Use |  | 1975-01-01 06:00 |  | Petroleum | Unleaded gasoline | Unleaded gasoline | Retail | Steel | Steel | Field installed cathodic protection |  | Steel |  |  | Field installed cathodic protection | Catchment Basin, Single walled catchment basin | Automatic shutoff device At 95% full | Automatic shutoff device At 95% full |  |  | Statistical Inventory Reconciliation (SIR) |  | Automatic flow restrictor (MLLD) | Automatic flow restrictor (MLLD) |  |  | Statistical inventory reconciliation (SIR) | Statistical inventory reconciliation (SIR) |  | UST Currently In Use: 2; UST Temp Close: 1; AST Currently In Use: 0; AST Temp Closed: 0 | 2 | 1 | 0 | 11262-003-012578 | COUGAR OIL INC
8314 | Currently in Use |  | 1975-01-01 06:00 |  | Petroleum | Unleaded gasoline | Unleaded gasoline | Retail | Steel | Steel | Field installed cathodic protection |  | Steel |  |  | Field installed cathodic protection | Catchment Basin, Single walled catchment basin | Automatic shutoff device At 95% full | Automatic shutoff device At 95% full |  |  | Statistical Inventory Reconciliation (SIR) |  | Automatic flow restrictor (MLLD) | Automatic flow restrictor (MLLD) |  |  | Statistical inventory reconciliation (SIR) | Statistical inventory reconciliation (SIR) |  | UST Currently In Use: 2; UST Temp Close: 1; AST Currently In Use: 0; AST Temp Closed: 0 | 2 | 1 | 0 | 11262-003-012578 | COUGAR OIL INC
8315 | Permanently Closed | 1987-01-01 06:00 | 1958-01-01 06:00 | 1987-01-01 06:00 | Petroleum | Unleaded gasoline | Unleaded gasoline |  | Steel | Steel |  | Painted or None | Steel |  | 1901-01-01 06:00 | [15 empty] | UST Currently In Use: 0; UST Temp Close: 0; AST Currently In Use: 0; AST Temp Closed: 0 | 0 | 0 | 2 | 11262-025-010664 | COUGAR OIL INC
8316 | Permanently Closed | 1987-01-01 06:00 | 1958-01-01 06:00 | 1987-01-01 06:00 | Petroleum | Unleaded gasoline | Unleaded gasoline |  | Steel | Steel |  | Painted or None | Steel |  | 1901-01-01 06:00 | [15 empty] | UST Currently In Use: 0; UST Temp Close: 0; AST Currently In Use: 0; AST Temp Closed: 0 | 0 | 0 | 2 | 11262-025-010664 | COUGAR OIL INC
8317 | Permanently Closed | 1994-08-24 06:00 | 1981-01-01 06:00 | 1994-08-24 06:00 | Petroleum | Unleaded gasoline | Unleaded gasoline |  | Steel | Steel |  | Painted or None | Steel |  | 1901-01-01 06:00 | [12 empty] | Annual line testing | Annual line testing |  | UST Currently In Use: 0; UST Temp Close: 0; AST Currently In Use: 0; AST Temp Closed: 0 | 0 | 0 | 1 | 11262-025-010688 | COUGAR OIL INC
8318 | Permanently Closed | 1988-11-01 06:00 | 1959-01-01 06:00 |  | Petroleum | Unleaded gasoline | Unleaded gasoline |  | Steel | Steel |  | Painted or None | Steel |  | 1901-01-01 06:00 | [15 empty] | UST Currently In Use: 0; UST Temp Close: 0; AST Currently In Use: 0; AST Temp Closed: 0 | 0 | 0 | 2 | 11262-025-010694 | COUGAR OIL INC
8319 | Permanently Closed | 1988-11-01 06:00 | 1959-01-01 06:00 |  | Petroleum | Unleaded gasoline | Unleaded gasoline |  | Steel | Steel |  | Painted or None | Steel |  | 1901-01-01 06:00 | [15 empty] | UST Currently In Use: 0; UST Temp Close: 0; AST Currently In Use: 0; AST Temp Closed: 0 | 0 | 0 | 2 | 11262-025-010694 | COUGAR OIL INC
8320 | Permanently Closed | 1997-04-01 06:00 | 1968-01-01 06:00 | 1997-09-30 06:00 | Petroleum | Unleaded gasoline | Unleaded gasoline |  | Steel | Steel |  | Painted or None | Steel |  | 1901-01-01 06:00 | [12 empty] | Annual line testing | Annual line testing |  | UST Currently In Use: 0; UST Temp Close: 0; AST Currently In Use: 0; AST Temp Closed: 0 | 0 | 0 | 2 | 11262-047-010627 | COUGAR OIL INC
8321 | Permanently Closed | 1997-04-01 06:00 | 1968-01-01 06:00 | 1997-09-30 06:00 | Petroleum | Unleaded gasoline | Unleaded gasoline |  | Steel | Steel |  | Painted or None | Steel |  | 1901-01-01 06:00 | [12 empty] | Annual line testing | Annual line testing |  | UST Currently In Use: 0; UST Temp Close: 0; AST Currently In Use: 0; AST Temp Closed: 0 | 0 | 0 | 2 | 11262-047-010627 | COUGAR OIL INC
8322 | Currently in Use |  | 1983-10-15 06:00 |  | Petroleum | Unleaded gasoline | Unleaded gasoline | Retail | Steel | Steel | Field installed cathodic protection |  | Steel |  |  | Field installed cathodic protection | Catchment Basin, Single walled catchment basin | Automatic shutoff device At 95% full | Automatic shutoff device At 95% full |  |  | Statistical Inventory Reconciliation (SIR) |  | Automatic flow restrictor (MLLD) | Automatic flow restrictor (MLLD) |  |  | Statistical inventory reconciliation (SIR) | Statistical inventory reconciliation (SIR) |  | UST Currently In Use: 3; UST Temp Close: 0; AST Currently In Use: 0; AST Temp Closed: 0 | 3 | 0 | 0 | 11262-047-010628 | COUGAR OIL INC
8323 | Currently in Use |  | 1983-10-15 06:00 |  | Petroleum | Premium gasoline | Premium gasoline | Retail | Steel | Steel | Field installed cathodic protection |  | Steel |  |  | Field installed cathodic protection | Catchment Basin, Single walled catchment basin | Automatic shutoff device At 95% full | Automatic shutoff device At 95% full |  |  | Statistical Inventory Reconciliation (SIR) |  | Automatic flow restrictor (MLLD) | Automatic flow restrictor (MLLD) |  |  | Statistical inventory reconciliation (SIR) | Statistical inventory reconciliation (SIR) |  | UST Currently In Use: 3; UST Temp Close: 0; AST Currently In Use: 0; AST Temp Closed: 0 | 3 | 0 | 0 | 11262-047-010628 | COUGAR OIL INC
8324 | Currently in Use |  | 1983-10-15 06:00 |  | Petroleum | On road diesel | On road diesel | Retail | Steel | Steel | Field installed cathodic protection |  | Steel |  |  | Field installed cathodic protection | Catchment Basin, Single walled catchment basin | Automatic shutoff device At 95% full | Automatic shutoff device At 95% full |  |  | Statistical Inventory Reconciliation (SIR) |  | Automatic flow restrictor (MLLD) | Automatic flow restrictor (MLLD) |  |  | Statistical inventory reconciliation (SIR) | Statistical inventory reconciliation (SIR) |  | UST Currently In Use: 3; UST Temp Close: 0; AST Currently In Use: 0; AST Temp Closed: 0 | 3 | 0 | 0 | 11262-047-010628 | COUGAR OIL INC
8325 | Currently in Use |  | 1981-04-15 05:00 |  | Petroleum | Unleaded gasoline | Unleaded gasoline | Retail | Steel | Steel | Field installed cathodic protection |  | Steel |  |  | Field installed cathodic protection | Catchment Basin, Single walled catchment basin | Automatic shutoff device At 95% full | Automatic shutoff device At 95% full |  |  | Statistical Inventory Reconciliation (SIR) | [8 empty] | UST Currently In Use: 1; UST Temp Close: 1; AST Currently In Use: 0; AST Temp Closed: 0 | 1 | 1 | 0 | 25038-047-010629 | RIDDHI 84, LLC
8326 | Temporary Closed | 2012-10-01 06:00 | 1981-04-15 05:00 |  | Petroleum | Unleaded gasoline | Unleaded gasoline | Retail | Steel | Steel | Field installed cathodic protection |  | Steel |  |  | Field installed cathodic protection | Catchment Basin, Single walled catchment basin | Automatic shutoff device At 95% full | Automatic shutoff device At 95% full |  |  | Statistical Inventory Reconciliation (SIR) | [8 empty] | UST Currently In Use: 1; UST Temp Close: 1; AST Currently In Use: 0; AST Temp Closed: 0 | 1 | 1 | 0 | 25038-047-010629 | RIDDHI 84, LLC
8327 | Permanently Closed | 1991-10-14 06:00 | 1969-01-01 06:00 | 1991-10-14 06:00 | Petroleum | Unleaded gasoline | Unleaded gasoline |  | Steel | Steel |  | Painted or None | Steel |  | 1901-01-01 06:00 | [15 empty] | UST Currently In Use: 0; UST Temp Close: 0; AST Currently In Use: 0; AST Temp Closed: 0 | 0 | 0 | 2 | 11262-047-010631 | COUGAR OIL INC
8328 | Permanently Closed | 1991-10-14 06:00 | 1969-01-01 06:00 | 1991-10-14 06:00 | Petroleum | Unleaded gasoline | Unleaded gasoline |  | Steel | Steel |  | Painted or None | Steel |  | 1901-01-01 06:00 | [15 empty] | UST Currently In Use: 0; UST Temp Close: 0; AST Currently In Use: 0; AST Temp Closed: 0 | 0 | 0 | 2 | 11262-047-010631 | COUGAR OIL INC
8329 | Permanently Closed | 2006-09-01 06:00 | 1972-01-01 06:00 | 2024-08-20 06:00 | Petroleum | Unleaded gasoline | Unleaded gasoline | Retail | Steel | Steel | Field installed cathodic protection |  | Steel |  |  | Field installed cathodic protection | Catchment Basin, Single walled catchment basin | Automatic shutoff device At 95% full | Automatic shutoff device At 95% full |  |  | Statistical Inventory Reconciliation (SIR) |  | Automatic flow restrictor (MLLD) | Automatic flow restrictor (MLLD) |  |  | Statistical inventory reconciliation (SIR) | Statistical inventory reconciliation (SIR) |  | UST Currently In Use: 0; UST Temp Close: 0; AST Currently In Use: 0; AST Temp Closed: 0 | 0 | 0 | 2 | 11262-047-010632 | COUGAR OIL INC
8330 | Permanently Closed | 2006-09-01 06:00 | 1972-01-01 06:00 | 2024-08-20 06:00 | Petroleum | Unleaded gasoline | Unleaded gasoline | Retail | Steel | Steel | Field installed cathodic protection |  | Steel |  |  | Field installed cathodic protection | Catchment Basin, Single walled catchment basin | Automatic shutoff device At 95% full | Automatic shutoff device At 95% full |  |  | Statistical Inventory Reconciliation (SIR) |  | Automatic flow restrictor (MLLD) | Automatic flow restrictor (MLLD) |  |  | Statistical inventory reconciliation (SIR) | Statistical inventory reconciliation (SIR) |  | UST Currently In Use: 0; UST Temp Close: 0; AST Currently In Use: 0; AST Temp Closed: 0 | 0 | 0 | 2 | 11262-047-010632 | COUGAR OIL INC
8331 | Permanently Closed | 1999-02-04 06:00 | 1973-01-01 06:00 | 1999-11-11 06:00 | Petroleum | Unleaded gasoline | Unleaded gasoline | Retail | Steel | Steel | Field installed cathodic protection |  | Steel |  | 1901-01-01 06:00 | Field installed cathodic protection | Catchment Basin, Single walled catchment basin | Automatic shutoff device At 95% full | Automatic shutoff device At 95% full | [8 empty] | Annual line testing | Annual line testing |  | UST Currently In Use: 0; UST Temp Close: 0; AST Currently In Use: 0; AST Temp Closed: 0 | 0 | 0 | 2 | 11262-047-010633 | COUGAR OIL INC
8332 | Permanently Closed | 1999-02-04 06:00 | 1973-01-01 06:00 | 1999-11-11 06:00 | Petroleum | Unleaded gasoline | Unleaded gasoline | Retail | Steel | Steel | Field installed cathodic protection |  | Steel |  | 1901-01-01 06:00 | Field installed cathodic protection | Catchment Basin, Single walled catchment basin | Automatic shutoff device At 95% full | Automatic shutoff device At 95% full | [8 empty] | Annual line testing | Annual line testing |  | UST Currently In Use: 0; UST Temp Close: 0; AST Currently In Use: 0; AST Temp Closed: 0 | 0 | 0 | 2 | 11262-047-010633 | COUGAR OIL INC
8333 | Currently in Use |  | 1973-01-01 06:00 |  | Petroleum | Unleaded gasoline | Unleaded gasoline | Retail | Steel | Steel | Field installed cathodic protection |  | Steel |  |  | Field installed cathodic protection | Catchment Basin, Single walled catchment basin | Automatic shutoff device At 95% full | Automatic shutoff device At 95% full |  |  | Statistical Inventory Reconciliation (SIR) | [8 empty] | UST Currently In Use: 2; UST Temp Close: 0; AST Currently In Use: 0; AST Temp Closed: 0 | 2 | 0 | 0 | 11262-047-010634 | COUGAR OIL INC
8334 | Currently in Use |  | 1973-01-01 06:00 |  | Petroleum | Premium gasoline | Premium gasoline | Retail | Steel | Steel | Field installed cathodic protection |  | Steel |  |  | Field installed cathodic protection | Catchment Basin, Single walled catchment basin | Automatic shutoff device At 95% full | Automatic shutoff device At 95% full |  |  | Statistical Inventory Reconciliation (SIR) | [8 empty] | UST Currently In Use: 2; UST Temp Close: 0; AST Currently In Use: 0; AST Temp Closed: 0 | 2 | 0 | 0 | 11262-047-010634 | COUGAR OIL INC
8335 | Currently in Use |  | 1968-01-01 06:00 |  | Petroleum | Unleaded gasoline | Unleaded gasoline | Retail | Steel | Steel | Field installed cathodic protection |  | Steel |  |  | Field installed cathodic protection | Catchment Basin, Single walled catchment basin | Automatic shutoff device At 95% full, Flow Rest 90% Full | Flow Rest 90% Full |  |  | Statistical Inventory Reconciliation (SIR) |  | Automatic shutoff device (AELLD) | Automatic shutoff device (AELLD) |  |  | Statistical inventory reconciliation (SIR) | Statistical inventory reconciliation (SIR) |  | UST Currently In Use: 3; UST Temp Close: 0; AST Currently In Use: 0; AST Temp Closed: 0 | 3 | 0 | 0 | 11262-047-010635 | COUGAR OIL INC
8336 | Currently in Use |  | 1968-01-01 06:00 |  | Petroleum | Mid-grade gasoline | Mid-grade gasoline | Retail | Steel | Steel | Field installed cathodic protection |  | Steel |  |  | Field installed cathodic protection | Catchment Basin, Single walled catchment basin | Automatic shutoff device At 95% full, Flow Rest 90% Full | Flow Rest 90% Full |  |  | Statistical Inventory Reconciliation (SIR) |  | Automatic shutoff device (AELLD) | Automatic shutoff device (AELLD) |  |  | Statistical inventory reconciliation (SIR) | Statistical inventory reconciliation (SIR) |  | UST Currently In Use: 3; UST Temp Close: 0; AST Currently In Use: 0; AST Temp Closed: 0 | 3 | 0 | 0 | 11262-047-010635 | COUGAR OIL INC
8337 | Currently in Use |  | 1968-01-01 06:00 |  | Petroleum | Premium gasoline | Premium gasoline | Retail | Steel | Steel | Field installed cathodic protection |  | Steel |  |  | Field installed cathodic protection |  | Automatic shutoff device At 95% full, Flow Rest 90% Full | Flow Rest 90% Full |  |  | Statistical Inventory Reconciliation (SIR) |  | Automatic shutoff device (AELLD) | Automatic shutoff device (AELLD) |  |  | Statistical inventory reconciliation (SIR) | Statistical inventory reconciliation (SIR) |  | UST Currently In Use: 3; UST Temp Close: 0; AST Currently In Use: 0; AST Temp Closed: 0 | 3 | 0 | 0 | 11262-047-010635 | COUGAR OIL INC
8338 | Currently in Use |  | 1968-01-01 06:00 |  | Petroleum | Unleaded gasoline | Unleaded gasoline | Retail | Steel | Steel | Field installed cathodic protection |  | Steel |  |  | Field installed cathodic protection | Catchment Basin, Single walled catchment basin | Automatic shutoff device At 95% full | Automatic shutoff device At 95% full |  |  | Statistical Inventory Reconciliation (SIR) |  | Automatic flow restrictor (MLLD) | Automatic flow restrictor (MLLD) |  |  | Statistical inventory reconciliation (SIR) | Statistical inventory reconciliation (SIR) |  | UST Currently In Use: 3; UST Temp Close: 0; AST Currently In Use: 0; AST Temp Closed: 0 | 3 | 0 | 0 | 11262-047-010651 | COUGAR OIL INC
8339 | Currently in Use |  | 1968-01-01 06:00 |  | Petroleum | Mid-grade gasoline | Mid-grade gasoline | Retail | Steel | Steel | Field installed cathodic protection |  | Steel |  |  | Field installed cathodic protection | Catchment Basin, Single walled catchment basin | Automatic shutoff device At 95% full | Automatic shutoff device At 95% full |  |  | Statistical Inventory Reconciliation (SIR) |  | Automatic flow restrictor (MLLD) | Automatic flow restrictor (MLLD) |  |  | Statistical inventory reconciliation (SIR) | Statistical inventory reconciliation (SIR) |  | UST Currently In Use: 3; UST Temp Close: 0; AST Currently In Use: 0; AST Temp Closed: 0 | 3 | 0 | 0 | 11262-047-010651 | COUGAR OIL INC
8340 | Currently in Use |  | 1968-01-01 06:00 |  | Petroleum | On road diesel | On road diesel | Retail | Steel | Steel | Field installed cathodic protection |  | Steel |  |  | Field installed cathodic protection | Catchment Basin, Single walled catchment basin | Automatic shutoff device At 95% full | Automatic shutoff device At 95% full |  |  | Statistical Inventory Reconciliation (SIR) |  | Automatic flow restrictor (MLLD) | Automatic flow restrictor (MLLD) |  |  | Statistical inventory reconciliation (SIR) | Statistical inventory reconciliation (SIR) |  | UST Currently In Use: 3; UST Temp Close: 0; AST Currently In Use: 0; AST Temp Closed: 0 | 3 | 0 | 0 | 11262-047-010651 | COUGAR OIL INC
8341 | Currently in Use |  | 1968-01-01 06:00 |  | Petroleum | Premium gasoline | Premium gasoline | Retail | Steel | Steel | Field installed cathodic protection |  | Fiberglass reinforced plastic |  |  |  | Catchment Basin, Single walled catchment basin | Automatic shutoff device At 95% full | Automatic shutoff device At 95% full |  |  | Continuous Automatic Tank Gauge, Statistical Inventory Reconciliation (SIR) |  | Automatic flow restrictor (MLLD) | Automatic flow restrictor (MLLD) |  |  | Annual line testing | Annual line testing |  | UST Currently In Use: 2; UST Temp Close: 0; AST Currently In Use: 0; AST Temp Closed: 0 | 2 | 0 | 0 | 11262-051-010648 | COUGAR OIL INC
8343 | Currently in Use |  | 1968-01-01 06:00 |  | Petroleum | Unleaded gasoline | Unleaded gasoline | Retail | Steel | Steel | Field installed cathodic protection |  | Fiberglass reinforced plastic |  |  |  | Catchment Basin, Single walled catchment basin | Automatic shutoff device At 95% full | Automatic shutoff device At 95% full |  |  | Continuous Automatic Tank Gauge, Statistical Inventory Reconciliation (SIR) |  | Automatic flow restrictor (MLLD) | Automatic flow restrictor (MLLD) |  |  | Annual line testing | Annual line testing |  | UST Currently In Use: 2; UST Temp Close: 0; AST Currently In Use: 0; AST Temp Closed: 0 | 2 | 0 | 0 | 11262-051-010648 | COUGAR OIL INC
8344 | Permanently Closed | 2005-05-27 06:00 | 1968-01-01 06:00 |  | Petroleum | Premium gasoline | Premium gasoline | Retail | Steel | Steel | Field installed cathodic protection |  | Steel |  | 1901-01-01 06:00 | Field installed cathodic protection | Catchment Basin, Single walled catchment basin | Automatic shutoff device At 95% full | Automatic shutoff device At 95% full |  |  | Automatic Tank Gauge, Statistical Inventory Reconciliation (SIR) | [5 empty] | Annual line testing, Statistical inventory reconciliation (SIR) | Statistical inventory reconciliation (SIR) |  | UST Currently In Use: 1; UST Temp Close: 0; AST Currently In Use: 0; AST Temp Closed: 0 | 1 | 0 | 3 | 11262-051-010649 | COUGAR OIL INC
8345 | Permanently Closed | 2005-05-27 06:00 | 1968-01-01 06:00 |  | Petroleum | Unleaded gasoline | Unleaded gasoline | Retail | Steel | Steel | Field installed cathodic protection |  | Steel |  | 1901-01-01 06:00 | Field installed cathodic protection | Catchment Basin, Single walled catchment basin | Automatic shutoff device At 95% full | Automatic shutoff device At 95% full |  |  | Automatic Tank Gauge, Statistical Inventory Reconciliation (SIR) | [5 empty] | Annual line testing, Statistical inventory reconciliation (SIR) | Statistical inventory reconciliation (SIR) |  | UST Currently In Use: 1; UST Temp Close: 0; AST Currently In Use: 0; AST Temp Closed: 0 | 1 | 0 | 3 | 11262-051-010649 | COUGAR OIL INC
8346 | Permanently Closed | 2005-05-27 06:00 | 1968-01-01 06:00 |  | Petroleum | Unleaded gasoline | Unleaded gasoline | Retail | Steel | Steel | Field installed cathodic protection |  | Steel |  | 1901-01-01 06:00 | Field installed cathodic protection | Catchment Basin, Single walled catchment basin | Automatic shutoff device At 95% full | Automatic shutoff device At 95% full |  |  | Automatic Tank Gauge, Statistical Inventory Reconciliation (SIR) | [5 empty] | Annual line testing, Statistical inventory reconciliation (SIR) | Statistical inventory reconciliation (SIR) |  | UST Currently In Use: 1; UST Temp Close: 0; AST Currently In Use: 0; AST Temp Closed: 0 | 1 | 0 | 3 | 11262-051-010649 | COUGAR OIL INC
8347 | Permanently Closed | 1983-12-01 06:00 | 1968-01-01 06:00 |  | Petroleum | On road diesel | On road diesel |  | Steel | Steel |  | Painted or None | Steel |  | 1901-01-01 06:00 | [15 empty] | UST Currently In Use: 0; UST Temp Close: 0; AST Currently In Use: 0; AST Temp Closed: 0 | 0 | 0 | 3 | 11262-053-010654 | COUGAR OIL INC
8348 | Permanently Closed | 1983-12-01 06:00 | 1968-01-01 06:00 |  | Petroleum | Unleaded gasoline | Unleaded gasoline |  | Steel | Steel |  | Painted or None | Steel |  | 1901-01-01 06:00 | [15 empty] | UST Currently In Use: 0; UST Temp Close: 0; AST Currently In Use: 0; AST Temp Closed: 0 | 0 | 0 | 3 | 11262-053-010654 | COUGAR OIL INC
8349 | Permanently Closed | 1983-12-01 06:00 | 1968-01-01 06:00 |  | Petroleum | Unleaded gasoline | Unleaded gasoline |  | Steel | Steel |  | Painted or None | Steel |  | 1901-01-01 06:00 | [15 empty] | UST Currently In Use: 0; UST Temp Close: 0; AST Currently In Use: 0; AST Temp Closed: 0 | 0 | 0 | 3 | 11262-053-010654 | COUGAR OIL INC
8350 | Permanently Closed | 1983-01-01 06:00 | 1968-01-01 06:00 |  | Petroleum | Unleaded gasoline | Unleaded gasoline |  | Steel | Steel |  | Painted or None | Steel |  | 1901-01-01 06:00 | [15 empty] | UST Currently In Use: 0; UST Temp Close: 0; AST Currently In Use: 0; AST Temp Closed: 0 | 0 | 0 | 2 | 11262-053-010655 | COUGAR OIL INC
8351 | Permanently Closed | 1983-01-01 06:00 | 1968-01-01 06:00 |  | Petroleum | Unleaded gasoline | Unleaded gasoline |  | Steel | Steel |  | Painted or None | Steel |  | 1901-01-01 06:00 | [15 empty] | UST Currently In Use: 0; UST Temp Close: 0; AST Currently In Use: 0; AST Temp Closed: 0 | 0 | 0 | 2 | 11262-053-010655 | COUGAR OIL INC
8352 | Permanently Closed | 1986-01-01 06:00 | 1968-01-01 06:00 |  | Petroleum | On road diesel | On road diesel |  | Steel | Steel |  | Painted or None | Steel |  | 1901-01-01 06:00 | [15 empty] | UST Currently In Use: 0; UST Temp Close: 0; AST Currently In Use: 0; AST Temp Closed: 0 | 0 | 0 | 3 | 11262-053-010663 | COUGAR OIL INC
8353 | Permanently Closed | 1986-01-01 06:00 | 1968-01-01 06:00 |  | Petroleum | Unleaded gasoline | Unleaded gasoline |  | Steel | Steel |  | Painted or None | Steel |  | 1901-01-01 06:00 | [15 empty] | UST Currently In Use: 0; UST Temp Close: 0; AST Currently In Use: 0; AST Temp Closed: 0 | 0 | 0 | 3 | 11262-053-010663 | COUGAR OIL INC
8354 | Permanently Closed | 1986-01-01 06:00 | 1968-01-01 06:00 |  | Petroleum | Unleaded gasoline | Unleaded gasoline |  | Steel | Steel |  | Painted or None | Steel |  | 1901-01-01 06:00 | [15 empty] | UST Currently In Use: 0; UST Temp Close: 0; AST Currently In Use: 0; AST Temp Closed: 0 | 0 | 0 | 3 | 11262-053-010663 | COUGAR OIL INC
8355 | Permanently Closed | 1901-01-01 06:00 | 1978-01-01 06:00 | 1988-01-01 06:00 | Petroleum | Unleaded gasoline | Unleaded gasoline |  | Steel | Steel |  | Painted or None | Steel |  | 1901-01-01 06:00 | [15 empty] | UST Currently In Use: 0; UST Temp Close: 0; AST Currently In Use: 0; AST Temp Closed: 0 | 0 | 0 | 2 | 11262-053-010672 | COUGAR OIL INC
8356 | Permanently Closed | 1901-01-01 06:00 | 1978-01-01 06:00 | 1988-01-01 06:00 | Petroleum | On road diesel | On road diesel |  | Steel | Steel |  | Painted or None | Steel |  | 1901-01-01 06:00 | [15 empty] | UST Currently In Use: 0; UST Temp Close: 0; AST Currently In Use: 0; AST Temp Closed: 0 | 0 | 0 | 2 | 11262-053-010672 | COUGAR OIL INC
8357 | Permanently Closed | 1995-10-01 06:00 | 1968-01-01 06:00 | 1995-10-01 06:00 | Petroleum | Unleaded gasoline | Unleaded gasoline |  | Steel | Steel |  | Painted or None | Steel |  | 1901-01-01 06:00 | [12 empty] | Annual line testing | Annual line testing |  | UST Currently In Use: 0; UST Temp Close: 0; AST Currently In Use: 0; AST Temp Closed: 0 | 0 | 0 | 5 | 11262-055-010640 | COUGAR OIL INC
8358 | Permanently Closed | 1995-10-01 06:00 | 1968-01-01 06:00 | 1995-10-01 06:00 | Petroleum | Unleaded gasoline | Unleaded gasoline |  | Steel | Steel |  | Painted or None | Steel |  | 1901-01-01 06:00 | [12 empty] | Annual line testing | Annual line testing |  | UST Currently In Use: 0; UST Temp Close: 0; AST Currently In Use: 0; AST Temp Closed: 0 | 0 | 0 | 5 | 11262-055-010640 | COUGAR OIL INC
8359 | Permanently Closed | 1995-10-01 06:00 | 1968-01-01 06:00 | 1995-10-01 06:00 | Petroleum | Unleaded gasoline | Unleaded gasoline |  | Steel | Steel |  | Painted or None | Steel |  | 1901-01-01 06:00 | [12 empty] | Annual line testing | Annual line testing |  | UST Currently In Use: 0; UST Temp Close: 0; AST Currently In Use: 0; AST Temp Closed: 0 | 0 | 0 | 5 | 11262-055-010640 | COUGAR OIL INC
8360 | Permanently Closed | 1995-10-01 06:00 | 1968-01-01 06:00 | 1995-10-01 06:00 | Petroleum | Unleaded gasoline | Unleaded gasoline |  | Steel | Steel |  | Painted or None | Steel |  | 1901-01-01 06:00 | [15 empty] | UST Currently In Use: 0; UST Temp Close: 0; AST Currently In Use: 0; AST Temp Closed: 0 | 0 | 0 | 5 | 11262-055-010640 | COUGAR OIL INC
8361 | Permanently Closed | 1995-10-01 06:00 | 1968-01-01 06:00 | 1995-10-01 06:00 | Petroleum | Unleaded gasoline | Unleaded gasoline |  | Steel | Steel |  | Painted or None | Steel |  | 1901-01-01 06:00 | [12 empty] | Annual line testing | Annual line testing |  | UST Currently In Use: 0; UST Temp Close: 0; AST Currently In Use: 0; AST Temp Closed: 0 | 0 | 0 | 5 | 11262-055-010640 | COUGAR OIL INC
8362 | Permanently Closed | 1901-01-01 06:00 | 1963-01-01 06:00 | 1988-01-01 06:00 | Petroleum | Unleaded gasoline | Unleaded gasoline |  | Steel | Steel |  | Painted or None | Steel |  | 1901-01-01 06:00 | [15 empty] | UST Currently In Use: 0; UST Temp Close: 0; AST Currently In Use: 0; AST Temp Closed: 0 | 0 | 0 | 3 | 11262-065-010717 | COUGAR OIL INC
8363 | Permanently Closed | 1901-01-01 06:00 | 1963-01-01 06:00 | 1988-01-01 06:00 | Petroleum | Unleaded gasoline | Unleaded gasoline |  | Steel | Steel |  | Painted or None | Steel |  | 1901-01-01 06:00 | [15 empty] | UST Currently In Use: 0; UST Temp Close: 0; AST Currently In Use: 0; AST Temp Closed: 0 | 0 | 0 | 3 | 11262-065-010717 | COUGAR OIL INC
8364 | Permanently Closed | 1976-01-01 06:00 | 1963-01-01 06:00 | 1988-01-01 06:00 | Petroleum | Unleaded gasoline | Unleaded gasoline |  | Steel | Steel |  | Painted or None | Steel |  | 1901-01-01 06:00 | [15 empty] | UST Currently In Use: 0; UST Temp Close: 0; AST Currently In Use: 0; AST Temp Closed: 0 | 0 | 0 | 3 | 11262-065-010717 | COUGAR OIL INC
8365 | Permanently Closed | 1989-04-01 06:00 | 1975-01-01 06:00 | 1989-04-01 06:00 | Petroleum | Unleaded gasoline | Unleaded gasoline |  | Steel | Steel |  | Painted or None | Steel |  | 1901-01-01 06:00 | [15 empty] | UST Currently In Use: 0; UST Temp Close: 0; AST Currently In Use: 0; AST Temp Closed: 0 | 0 | 0 | 3 | 11262-065-010719 | COUGAR OIL INC
8366 | Permanently Closed | 1989-04-01 06:00 | 1958-01-01 06:00 | 1989-04-01 06:00 | Petroleum | Unleaded gasoline | Unleaded gasoline |  | Steel | Steel |  | Painted or None | Steel |  | 1901-01-01 06:00 | [15 empty] | UST Currently In Use: 0; UST Temp Close: 0; AST Currently In Use: 0; AST Temp Closed: 0 | 0 | 0 | 3 | 11262-065-010719 | COUGAR OIL INC
8367 | Permanently Closed | 1989-04-01 06:00 | 1958-01-01 06:00 | 1989-04-01 06:00 | Petroleum | Unleaded gasoline | Unleaded gasoline |  | Steel | Steel |  | Painted or None | Steel |  | 1901-01-01 06:00 | [15 empty] | UST Currently In Use: 0; UST Temp Close: 0; AST Currently In Use: 0; AST Temp Closed: 0 | 0 | 0 | 3 | 11262-065-010719 | COUGAR OIL INC
8368 | Permanently Closed | 1901-01-01 06:00 | 1968-01-01 06:00 | 1988-12-01 06:00 | Petroleum | Unleaded gasoline | Unleaded gasoline |  | Steel | Steel |  | Painted or None | Steel |  | 1901-01-01 06:00 | [15 empty] | UST Currently In Use: 0; UST Temp Close: 0; AST Currently In Use: 0; AST Temp Closed: 0 | 0 | 0 | 2 | 11262-065-010721 | COUGAR OIL INC
8369 | Permanently Closed | 1901-01-01 06:00 | 1968-01-01 06:00 | 1988-12-01 06:00 | Petroleum | Unleaded gasoline | Unleaded gasoline |  | Steel | Steel |  | Painted or None | Steel |  | 1901-01-01 06:00 | [15 empty] | UST Currently In Use: 0; UST Temp Close: 0; AST Currently In Use: 0; AST Temp Closed: 0 | 0 | 0 | 2 | 11262-065-010721 | COUGAR OIL INC
8378 | Currently in Use |  | 1982-01-01 06:00 |  | Petroleum | Unleaded gasoline | Unleaded gasoline | Retail | Steel | Steel | Coated & cathodic protection (sti-P3), Field installed cathodic protection |  | Steel |  |  | Field installed cathodic protection | Catchment Basin, Single walled catchment basin | Automatic shutoff device At 95% full | Automatic shutoff device At 95% full |  |  | Statistical Inventory Reconciliation (SIR) |  | Automatic flow restrictor (MLLD) | Automatic flow restrictor (MLLD) |  |  | Statistical inventory reconciliation (SIR) | Statistical inventory reconciliation (SIR) |  | UST Currently In Use: 3; UST Temp Close: 0; AST Currently In Use: 0; AST Temp Closed: 0 | 3 | 0 | 0 | 11262-091-009021 | COUGAR OIL INC
8379 | Currently in Use |  | 1982-01-01 06:00 |  | Petroleum | Unleaded gasoline | Unleaded gasoline | Retail | Steel | Steel | Coated & cathodic protection (sti-P3), Field installed cathodic protection |  | Steel |  |  | Field installed cathodic protection | Catchment Basin, Single walled catchment basin | Automatic shutoff device At 95% full | Automatic shutoff device At 95% full |  |  | Statistical Inventory Reconciliation (SIR) |  | Automatic flow restrictor (MLLD) | Automatic flow restrictor (MLLD) |  |  | Statistical inventory reconciliation (SIR) | Statistical inventory reconciliation (SIR) |  | UST Currently In Use: 3; UST Temp Close: 0; AST Currently In Use: 0; AST Temp Closed: 0 | 3 | 0 | 0 | 11262-091-009021 | COUGAR OIL INC
8380 | Currently in Use |  | 1982-01-01 06:00 |  | Petroleum | Premium gasoline | Premium gasoline | Retail | Steel | Steel | Coated & cathodic protection (sti-P3), Field installed cathodic protection |  | Steel |  |  | Field installed cathodic protection | Catchment Basin, Single walled catchment basin | Automatic shutoff device At 95% full | Automatic shutoff device At 95% full |  |  | Statistical Inventory Reconciliation (SIR) |  | Automatic flow restrictor (MLLD) | Automatic flow restrictor (MLLD) |  |  | Statistical inventory reconciliation (SIR) | Statistical inventory reconciliation (SIR) |  | UST Currently In Use: 3; UST Temp Close: 0; AST Currently In Use: 0; AST Temp Closed: 0 | 3 | 0 | 0 | 11262-091-009021 | COUGAR OIL INC
8381 | Permanently Closed | 1988-08-01 06:00 | 1961-01-01 06:00 | 1988-08-01 06:00 | Petroleum | Unleaded gasoline | Unleaded gasoline |  | Steel | Steel |  | Painted or None | Steel |  | 1901-01-01 06:00 | [15 empty] | UST Currently In Use: 0; UST Temp Close: 0; AST Currently In Use: 0; AST Temp Closed: 0 | 0 | 0 | 3 | 11262-091-010692 | COUGAR OIL INC
8382 | Permanently Closed | 1988-08-01 06:00 | 1961-01-01 06:00 | 1988-08-01 06:00 | Petroleum | Unleaded gasoline | Unleaded gasoline |  | Steel | Steel |  | Painted or None | Steel |  | 1901-01-01 06:00 | [15 empty] | UST Currently In Use: 0; UST Temp Close: 0; AST Currently In Use: 0; AST Temp Closed: 0 | 0 | 0 | 3 | 11262-091-010692 | COUGAR OIL INC
8383 | Permanently Closed | 1988-08-01 06:00 | 1979-01-01 06:00 | 1988-08-01 06:00 | Petroleum | Unleaded gasoline | Unleaded gasoline |  | Steel | Steel |  | Painted or None | Steel |  | 1901-01-01 06:00 | [15 empty] | UST Currently In Use: 0; UST Temp Close: 0; AST Currently In Use: 0; AST Temp Closed: 0 | 0 | 0 | 3 | 11262-091-010692 | COUGAR OIL INC
8384 | Permanently Closed | 1993-06-24 06:00 | 1975-01-01 06:00 | 1993-06-24 06:00 | Petroleum | Unleaded gasoline | Unleaded gasoline |  | Steel | Steel |  | Painted or None | Steel |  | 1901-01-01 06:00 | [12 empty] | Annual line testing | Annual line testing |  | UST Currently In Use: 0; UST Temp Close: 0; AST Currently In Use: 0; AST Temp Closed: 0 | 0 | 0 | 3 | 11262-097-010636 | COUGAR OIL INC
8385 | Permanently Closed | 1993-06-24 06:00 | 1975-01-01 06:00 | 1993-06-24 06:00 | Petroleum | Unleaded gasoline | Unleaded gasoline |  | Steel | Steel |  | Painted or None | Steel |  | 1901-01-01 06:00 | [12 empty] | Annual line testing | Annual line testing |  | UST Currently In Use: 0; UST Temp Close: 0; AST Currently In Use: 0; AST Temp Closed: 0 | 0 | 0 | 3 | 11262-097-010636 | COUGAR OIL INC
8386 | Permanently Closed | 1993-06-24 06:00 | 1975-01-01 06:00 | 1993-06-24 06:00 | Petroleum | Unleaded gasoline | Unleaded gasoline |  | Steel | Steel |  | Painted or None | Steel |  | 1901-01-01 06:00 | [12 empty] | Annual line testing | Annual line testing |  | UST Currently In Use: 0; UST Temp Close: 0; AST Currently In Use: 0; AST Temp Closed: 0 | 0 | 0 | 3 | 11262-097-010636 | COUGAR OIL INC
8387 | Currently in Use |  | 1974-01-01 06:00 |  | Petroleum | Other, NON-ETHANL | Other | Retail | Steel | Steel | Field installed cathodic protection |  | Steel |  |  | Field installed cathodic protection | Catchment Basin, Single walled catchment basin | Automatic shutoff device At 95% full | Automatic shutoff device At 95% full |  |  | Statistical Inventory Reconciliation (SIR) | [8 empty] | UST Currently In Use: 3; UST Temp Close: 0; AST Currently In Use: 0; AST Temp Closed: 0 | 3 | 0 | 0 | 25515-097-010637 | MINIT SHOP 1 LLC
8388 | Currently in Use |  | 1974-01-01 06:00 |  | Petroleum | On road diesel | On road diesel | Retail | Steel | Steel | Field installed cathodic protection |  | Steel |  |  | Field installed cathodic protection | Catchment Basin, Single walled catchment basin | Automatic shutoff device At 95% full | Automatic shutoff device At 95% full |  |  | Statistical Inventory Reconciliation (SIR) | [8 empty] | UST Currently In Use: 3; UST Temp Close: 0; AST Currently In Use: 0; AST Temp Closed: 0 | 3 | 0 | 0 | 25515-097-010637 | MINIT SHOP 1 LLC
8389 | Currently in Use |  | 1974-01-01 06:00 |  | Petroleum | Unleaded gasoline | Unleaded gasoline | Retail | Steel | Steel | Field installed cathodic protection |  | Steel |  |  | Field installed cathodic protection | Catchment Basin, Single walled catchment basin | Automatic shutoff device At 95% full | Automatic shutoff device At 95% full |  |  | Statistical Inventory Reconciliation (SIR) | [8 empty] | UST Currently In Use: 3; UST Temp Close: 0; AST Currently In Use: 0; AST Temp Closed: 0 | 3 | 0 | 0 | 25515-097-010637 | MINIT SHOP 1 LLC
8390 | Permanently Closed | 1998-11-04 06:00 | 1976-01-01 06:00 | 1998-11-04 06:00 | Petroleum | Other, MNRLSPIRIT | Other |  | Steel | Steel |  | Painted or None | Steel |  | 1901-01-01 06:00 | [12 empty] | Annual line testing | Annual line testing |  | UST Currently In Use: 0; UST Temp Close: 0; AST Currently In Use: 4; AST Temp Closed: 1 | 0 | 0 | 2 | 11262-099-002011 | COUGAR OIL INC
8391 | Permanently Closed | 1998-11-04 06:00 | 1976-01-01 06:00 | 1998-11-04 06:00 | Petroleum | Unleaded gasoline | Unleaded gasoline |  | Steel | Steel |  | Painted or None | Steel |  | 1901-01-01 06:00 | [12 empty] | Annual line testing | Annual line testing |  | UST Currently In Use: 0; UST Temp Close: 0; AST Currently In Use: 4; AST Temp Closed: 1 | 0 | 0 | 2 | 11262-099-002011 | COUGAR OIL INC
8392 | Permanently Closed | 1983-07-01 06:00 | 1958-01-01 06:00 |  | Petroleum | Unleaded gasoline | Unleaded gasoline |  | Steel | Steel |  | Painted or None | Steel |  | 1901-01-01 06:00 | [15 empty] | UST Currently In Use: 0; UST Temp Close: 0; AST Currently In Use: 0; AST Temp Closed: 0 | 0 | 0 | 3 | 11262-099-010656 | COUGAR OIL INC
8393 | Permanently Closed | 1983-07-01 06:00 | 1958-01-01 06:00 |  | Petroleum | Unleaded gasoline | Unleaded gasoline |  | Steel | Steel |  | Painted or None | Steel |  | 1901-01-01 06:00 | [15 empty] | UST Currently In Use: 0; UST Temp Close: 0; AST Currently In Use: 0; AST Temp Closed: 0 | 0 | 0 | 3 | 11262-099-010656 | COUGAR OIL INC
8394 | Permanently Closed | 1983-07-01 06:00 | 1958-01-01 06:00 |  | Petroleum | On road diesel | On road diesel |  | Steel | Steel |  | Painted or None | Steel |  | 1901-01-01 06:00 | [15 empty] | UST Currently In Use: 0; UST Temp Close: 0; AST Currently In Use: 0; AST Temp Closed: 0 | 0 | 0 | 3 | 11262-099-010656 | COUGAR OIL INC
8395 | Permanently Closed | 1901-01-01 06:00 | 1963-01-01 06:00 | 1988-12-01 06:00 | Petroleum | Unleaded gasoline | Unleaded gasoline |  | Steel | Steel |  | Painted or None | Steel |  | 1901-01-01 06:00 | [15 empty] | UST Currently In Use: 0; UST Temp Close: 0; AST Currently In Use: 0; AST Temp Closed: 0 | 0 | 0 | 1 | 11262-099-010657 | COUGAR OIL INC
8396 | Permanently Closed | 1901-01-01 06:00 | 1971-01-01 06:00 | 1988-12-01 06:00 | Petroleum | Unleaded gasoline | Unleaded gasoline |  | Steel | Steel |  | Painted or None | Steel |  | 1901-01-01 06:00 | [15 empty] | UST Currently In Use: 0; UST Temp Close: 0; AST Currently In Use: 0; AST Temp Closed: 0 | 0 | 0 | 3 | 11262-099-010658 | COUGAR OIL INC
8397 | Permanently Closed | 1901-01-01 06:00 | 1971-01-01 06:00 | 1988-12-01 06:00 | Petroleum | Unleaded gasoline | Unleaded gasoline |  | Steel | Steel |  | Painted or None | Steel |  | 1901-01-01 06:00 | [15 empty] | UST Currently In Use: 0; UST Temp Close: 0; AST Currently In Use: 0; AST Temp Closed: 0 | 0 | 0 | 3 | 11262-099-010658 | COUGAR OIL INC
8398 | Permanently Closed | 1901-01-01 06:00 | 1971-01-01 06:00 | 1988-12-01 06:00 | Petroleum | On road diesel | On road diesel |  | Steel | Steel |  | Painted or None | Steel |  | 1901-01-01 06:00 | [15 empty] | UST Currently In Use: 0; UST Temp Close: 0; AST Currently In Use: 0; AST Temp Closed: 0 | 0 | 0 | 3 | 11262-099-010658 | COUGAR OIL INC
8399 | Permanently Closed | 1994-08-24 06:00 | 1981-01-01 06:00 | 1994-08-24 06:00 | Petroleum | Unleaded gasoline | Unleaded gasoline |  | Steel | Steel |  | Painted or None | Steel |  | 1901-01-01 06:00 | [15 empty] | UST Currently In Use: 0; UST Temp Close: 0; AST Currently In Use: 0; AST Temp Closed: 0 | 0 | 0 | 3 | 11262-099-010660 | COUGAR OIL INC
8400 | Permanently Closed | 1994-08-24 06:00 | 1981-01-01 06:00 | 1994-08-24 06:00 | Petroleum | Unleaded gasoline | Unleaded gasoline |  | Steel | Steel |  | Painted or None | Steel |  | 1901-01-01 06:00 | [15 empty] | UST Currently In Use: 0; UST Temp Close: 0; AST Currently In Use: 0; AST Temp Closed: 0 | 0 | 0 | 3 | 11262-099-010660 | COUGAR OIL INC
8401 | Permanently Closed | 1994-08-24 06:00 | 1981-01-01 06:00 | 1994-08-24 06:00 | Petroleum | On road diesel | On road diesel |  | Steel | Steel |  | Painted or None | Steel |  | 1901-01-01 06:00 | [15 empty] | UST Currently In Use: 0; UST Temp Close: 0; AST Currently In Use: 0; AST Temp Closed: 0 | 0 | 0 | 3 | 11262-099-010660 | COUGAR OIL INC
8402 | Permanently Closed | 1987-01-01 06:00 | 1958-01-01 06:00 |  | Petroleum | Unleaded gasoline | Unleaded gasoline |  | Steel | Steel |  | Painted or None | Steel |  | 1901-01-01 06:00 | [15 empty] | UST Currently In Use: 0; UST Temp Close: 0; AST Currently In Use: 0; AST Temp Closed: 0 | 0 | 0 | 2 | 11262-099-010661 | COUGAR OIL INC
8403 | Permanently Closed | 1987-01-01 06:00 | 1958-01-01 06:00 |  | Petroleum | Unleaded gasoline | Unleaded gasoline |  | Steel | Steel |  | Painted or None | Steel |  | 1901-01-01 06:00 | [15 empty] | UST Currently In Use: 0; UST Temp Close: 0; AST Currently In Use: 0; AST Temp Closed: 0 | 0 | 0 | 2 | 11262-099-010661 | COUGAR OIL INC
8404 | Permanently Closed | 1988-06-01 06:00 | 1965-01-01 06:00 | 1988-06-17 06:00 | Petroleum | Unleaded gasoline | Unleaded gasoline |  | Steel | Steel |  | Painted or None | Steel |  | 1901-01-01 06:00 | [15 empty] | UST Currently In Use: 0; UST Temp Close: 0; AST Currently In Use: 0; AST Temp Closed: 0 | 0 | 0 | 1 | 11262-099-010671 | COUGAR OIL INC
8405 | Permanently Closed | 1901-01-01 06:00 | 1968-01-01 06:00 |  | Petroleum | Unleaded gasoline | Unleaded gasoline |  | Steel | Steel |  | Painted or None | Steel |  | 1901-01-01 06:00 | [15 empty] | UST Currently In Use: 0; UST Temp Close: 0; AST Currently In Use: 0; AST Temp Closed: 0 | 0 | 0 | 2 | 11262-099-010677 | COUGAR OIL INC
8406 | Permanently Closed | 1901-01-01 06:00 | 1968-01-01 06:00 |  | Petroleum | Unleaded gasoline | Unleaded gasoline |  | Steel | Steel |  | Painted or None | Steel |  | 1901-01-01 06:00 | [15 empty] | UST Currently In Use: 0; UST Temp Close: 0; AST Currently In Use: 0; AST Temp Closed: 0 | 0 | 0 | 2 | 11262-099-010677 | COUGAR OIL INC
8407 | Permanently Closed | 1988-10-01 06:00 | 1972-01-01 06:00 |  | Petroleum | Unleaded gasoline | Unleaded gasoline |  | Steel | Steel |  | Painted or None | Steel |  | 1901-01-01 06:00 | [15 empty] | UST Currently In Use: 2; UST Temp Close: 1; AST Currently In Use: 0; AST Temp Closed: 0 | 2 | 1 | 4 | 25703-101-010643 | TAPAN LLC
8408 | Permanently Closed | 1988-10-01 06:00 | 1972-01-01 06:00 |  | Petroleum | Unleaded gasoline | Unleaded gasoline |  | Steel | Steel |  | Painted or None | Steel |  | 1901-01-01 06:00 | [15 empty] | UST Currently In Use: 2; UST Temp Close: 1; AST Currently In Use: 0; AST Temp Closed: 0 | 2 | 1 | 4 | 25703-101-010643 | TAPAN LLC
8409 | Permanently Closed | 1988-10-01 06:00 | 1978-01-01 06:00 |  | Petroleum | Unleaded gasoline | Unleaded gasoline |  | Steel | Steel |  | Painted or None | Steel |  | 1901-01-01 06:00 | [15 empty] | UST Currently In Use: 2; UST Temp Close: 1; AST Currently In Use: 0; AST Temp Closed: 0 | 2 | 1 | 4 | 25703-101-010643 | TAPAN LLC
8410 | Permanently Closed | 1988-10-01 06:00 | 1978-01-01 06:00 |  | Petroleum | Unleaded gasoline | Unleaded gasoline |  | Steel | Steel |  | Painted or None | Steel |  | 1901-01-01 06:00 | [15 empty] | UST Currently In Use: 2; UST Temp Close: 1; AST Currently In Use: 0; AST Temp Closed: 0 | 2 | 1 | 4 | 25703-101-010643 | TAPAN LLC
8411 | Currently in Use |  | 1987-01-01 06:00 |  | Petroleum | Unleaded gasoline | Unleaded gasoline | Retail | Steel | Steel | Coated & cathodic protection (sti-P3) |  | Fiberglass reinforced plastic |  |  |  | Catchment Basin, Single walled catchment basin | Automatic shutoff device At 95% full | Automatic shutoff device At 95% full |  |  | Automatic Tank Gauge |  | Automatic flow restrictor (MLLD) | Automatic flow restrictor (MLLD) |  |  | Annual line testing | Annual line testing |  | UST Currently In Use: 2; UST Temp Close: 1; AST Currently In Use: 0; AST Temp Closed: 0 | 2 | 1 | 4 | 25703-101-010643 | TAPAN LLC
8412 | Currently in Use |  | 1987-01-01 06:00 |  | Petroleum | Unleaded gasoline | Unleaded gasoline | Retail | Steel | Steel | Coated & cathodic protection (sti-P3) |  | Fiberglass reinforced plastic |  |  |  | Catchment Basin, Single walled catchment basin | Automatic shutoff device At 95% full | Automatic shutoff device At 95% full |  |  | Automatic Tank Gauge |  | Automatic flow restrictor (MLLD) | Automatic flow restrictor (MLLD) |  |  | Annual line testing | Annual line testing |  | UST Currently In Use: 2; UST Temp Close: 1; AST Currently In Use: 0; AST Temp Closed: 0 | 2 | 1 | 4 | 25703-101-010643 | TAPAN LLC
8413 | Temporary Closed | 2023-07-01 06:00 | 1987-01-01 06:00 |  | Petroleum | Premium gasoline | Premium gasoline | Retail | Steel | Steel | Coated & cathodic protection (sti-P3) |  | Fiberglass reinforced plastic |  |  |  | Catchment Basin, Single walled catchment basin | Automatic shutoff device At 95% full | Automatic shutoff device At 95% full |  |  | Automatic Tank Gauge |  | Automatic flow restrictor (MLLD) | Automatic flow restrictor (MLLD) |  |  | Annual line testing | Annual line testing |  | UST Currently In Use: 2; UST Temp Close: 1; AST Currently In Use: 0; AST Temp Closed: 0 | 2 | 1 | 4 | 25703-101-010643 | TAPAN LLC
8414 | Currently in Use |  | 1959-01-01 06:00 |  | Petroleum | Unleaded gasoline | Unleaded gasoline | Retail | Steel | Steel | Field installed cathodic protection |  | Fiberglass reinforced plastic |  |  |  | Catchment Basin, Single walled catchment basin | Automatic shutoff device At 95% full | Automatic shutoff device At 95% full |  |  | Automatic Tank Gauge | Direct Bury submersible pump | Automatic flow restrictor (MLLD) | Automatic flow restrictor (MLLD) |  |  | Annual line testing | Annual line testing |  | UST Currently In Use: 2; UST Temp Close: 0; AST Currently In Use: 0; AST Temp Closed: 0 | 2 | 0 | 0 | 23579-101-010646 | SAID R KOCHI
8416 | Currently in Use |  | 1959-01-01 06:00 |  | Petroleum | Premium gasoline | Premium gasoline | Retail | Steel | Steel | Field installed cathodic protection |  | Fiberglass reinforced plastic |  |  |  | Catchment Basin, Single walled catchment basin | Automatic shutoff device At 95% full | Automatic shutoff device At 95% full |  |  | Automatic Tank Gauge | Direct Bury submersible pump | Automatic flow restrictor (MLLD) | Automatic flow restrictor (MLLD) |  |  | Annual line testing | Annual line testing |  | UST Currently In Use: 2; UST Temp Close: 0; AST Currently In Use: 0; AST Temp Closed: 0 | 2 | 0 | 0 | 23579-101-010646 | SAID R KOCHI
8418 | Temporary Closed | 2005-10-01 06:00 | 1968-01-01 06:00 |  | Petroleum | Unleaded gasoline | Unleaded gasoline |  | Steel | Steel | Field installed cathodic protection, Interior lined (not allowed as a standalone method of corrosion protection) |  | Steel |  |  | Field installed cathodic protection | Catchment Basin, Single walled catchment basin | Automatic shutoff device At 95% full | Automatic shutoff device At 95% full |  |  | Statistical Inventory Reconciliation (SIR) | [8 empty] | UST Currently In Use: 0; UST Temp Close: 4; AST Currently In Use: 0; AST Temp Closed: 0 | 0 | 4 | 0 | 23689-101-010647 | LASHENNA CLAYTON
8419 | Temporary Closed | 2005-10-01 06:00 | 1968-01-01 06:00 |  | Petroleum | Unleaded gasoline | Unleaded gasoline |  | Steel | Steel | Field installed cathodic protection, Interior lined (not allowed as a standalone method of corrosion protection) |  | Steel |  |  | Field installed cathodic protection | Catchment Basin, Single walled catchment basin | Automatic shutoff device At 95% full | Automatic shutoff device At 95% full |  |  | Statistical Inventory Reconciliation (SIR) | [8 empty] | UST Currently In Use: 0; UST Temp Close: 4; AST Currently In Use: 0; AST Temp Closed: 0 | 0 | 4 | 0 | 23689-101-010647 | LASHENNA CLAYTON
8420 | Temporary Closed | 2005-10-01 06:00 | 1968-01-01 06:00 |  | Petroleum | Unleaded gasoline | Unleaded gasoline |  | Steel | Steel | Field installed cathodic protection, Interior lined (not allowed as a standalone method of corrosion protection) |  | Steel |  |  | Field installed cathodic protection | Catchment Basin, Single walled catchment basin |  |  |  |  | Statistical Inventory Reconciliation (SIR) | [8 empty] | UST Currently In Use: 0; UST Temp Close: 4; AST Currently In Use: 0; AST Temp Closed: 0 | 0 | 4 | 0 | 23689-101-010647 | LASHENNA CLAYTON
8421 | Temporary Closed | 2005-10-01 06:00 | 1968-01-01 06:00 |  | Petroleum | Unleaded gasoline | Unleaded gasoline |  | Steel | Steel | Field installed cathodic protection |  | Steel |  |  | Field installed cathodic protection | Catchment Basin, Single walled catchment basin | Automatic shutoff device At 95% full | Automatic shutoff device At 95% full |  |  | Statistical Inventory Reconciliation (SIR) | [8 empty] | UST Currently In Use: 0; UST Temp Close: 4; AST Currently In Use: 0; AST Temp Closed: 0 | 0 | 4 | 0 | 23689-101-010647 | LASHENNA CLAYTON
8422 | Permanently Closed | 1984-06-01 06:00 | 1968-01-01 06:00 | 1988-11-01 06:00 | Petroleum | Unleaded gasoline | Unleaded gasoline |  | Steel | Steel |  | Painted or None | Steel |  | 1901-01-01 06:00 | [15 empty] | UST Currently In Use: 0; UST Temp Close: 0; AST Currently In Use: 0; AST Temp Closed: 0 | 0 | 0 | 4 | 11262-105-010652 | COUGAR OIL INC
8423 | Permanently Closed | 1984-06-01 06:00 | 1968-01-01 06:00 | 1988-11-01 06:00 | Petroleum | Unleaded gasoline | Unleaded gasoline |  | Steel | Steel |  | Painted or None | Steel |  | 1901-01-01 06:00 | [15 empty] | UST Currently In Use: 0; UST Temp Close: 0; AST Currently In Use: 0; AST Temp Closed: 0 | 0 | 0 | 4 | 11262-105-010652 | COUGAR OIL INC
8424 | Permanently Closed | 1984-06-01 06:00 | 1968-01-01 06:00 | 1988-11-01 06:00 | Petroleum | On road diesel | On road diesel |  | Steel | Steel |  | Painted or None | Steel |  | 1901-01-01 06:00 | [15 empty] | UST Currently In Use: 0; UST Temp Close: 0; AST Currently In Use: 0; AST Temp Closed: 0 | 0 | 0 | 4 | 11262-105-010652 | COUGAR OIL INC
8425 | Permanently Closed | 1984-06-01 06:00 | 1968-01-01 06:00 | 1988-11-01 06:00 | Petroleum | On road diesel | On road diesel |  | Steel | Steel |  | Painted or None | Steel |  | 1901-01-01 06:00 | [15 empty] | UST Currently In Use: 0; UST Temp Close: 0; AST Currently In Use: 0; AST Temp Closed: 0 | 0 | 0 | 4 | 11262-105-010652 | COUGAR OIL INC
8426 | Permanently Closed | 1998-11-18 06:00 | 1976-01-01 06:00 | 1998-11-18 06:00 | Petroleum | Kerosene | Kerosene | Retail | Steel | Steel |  | Painted or None | Steel |  | 1901-01-01 06:00 | [12 empty] | Annual line testing | Annual line testing |  | UST Currently In Use: 0; UST Temp Close: 0; AST Currently In Use: 4; AST Temp Closed: 0 | 0 | 0 | 2 | 11262-105-010710 | COUGAR OIL INC
8427 | Permanently Closed | 1998-11-18 06:00 | 1976-01-01 06:00 | 1998-11-18 06:00 | Petroleum | Other, MNRLSPIRIT | Other | Retail | Steel | Steel |  | Painted or None | Steel |  | 1901-01-01 06:00 | [12 empty] | Annual line testing | Annual line testing |  | UST Currently In Use: 0; UST Temp Close: 0; AST Currently In Use: 4; AST Temp Closed: 0 | 0 | 0 | 2 | 11262-105-010710 | COUGAR OIL INC
8428 | Permanently Closed | 1901-01-01 06:00 | 1968-01-01 06:00 | 1988-12-20 06:00 | Petroleum | Unleaded gasoline | Unleaded gasoline |  | Steel | Steel |  | Painted or None | Steel |  | 1901-01-01 06:00 | [15 empty] | UST Currently In Use: 0; UST Temp Close: 0; AST Currently In Use: 0; AST Temp Closed: 0 | 0 | 0 | 1 | 11262-105-010711 | COUGAR OIL INC
8429 | Permanently Closed | 1901-01-01 06:00 | 1963-01-01 06:00 | 1988-12-21 06:00 | Petroleum | Unleaded gasoline | Unleaded gasoline |  | Steel | Steel |  | Painted or None | Steel |  | 1901-01-01 06:00 | [15 empty] | UST Currently In Use: 0; UST Temp Close: 0; AST Currently In Use: 0; AST Temp Closed: 0 | 0 | 0 | 2 | 11262-105-010714 | COUGAR OIL INC
8430 | Permanently Closed | 1901-01-01 06:00 | 1963-01-01 06:00 | 1988-12-21 06:00 | Petroleum | Unleaded gasoline | Unleaded gasoline |  | Steel | Steel |  | Painted or None | Steel |  | 1901-01-01 06:00 | [15 empty] | UST Currently In Use: 0; UST Temp Close: 0; AST Currently In Use: 0; AST Temp Closed: 0 | 0 | 0 | 2 | 11262-105-010714 | COUGAR OIL INC
8431 | Permanently Closed | 1993-08-01 06:00 | 1973-01-01 06:00 | 1993-09-17 06:00 | Petroleum | Unleaded gasoline | Unleaded gasoline | Retail | Steel | Steel |  | Painted or None | Steel |  | 1901-01-01 06:00 | [12 empty] | Annual line testing | Annual line testing |  | UST Currently In Use: 0; UST Temp Close: 0; AST Currently In Use: 0; AST Temp Closed: 0 | 0 | 0 | 5 | 11262-125-010638 | COUGAR OIL INC
8432 | Permanently Closed | 1993-08-01 06:00 | 1973-01-01 06:00 | 1993-09-17 06:00 | Petroleum | Unleaded gasoline | Unleaded gasoline | Retail | Steel | Steel |  | Painted or None | Steel |  | 1901-01-01 06:00 | [12 empty] | Annual line testing | Annual line testing |  | UST Currently In Use: 0; UST Temp Close: 0; AST Currently In Use: 0; AST Temp Closed: 0 | 0 | 0 | 5 | 11262-125-010638 | COUGAR OIL INC
8433 | Permanently Closed | 1993-08-01 06:00 | 1973-01-01 06:00 | 1993-09-17 06:00 | Petroleum | On road diesel | On road diesel |  | Steel | Steel |  | Painted or None | Steel |  | 1901-01-01 06:00 | [15 empty] | UST Currently In Use: 0; UST Temp Close: 0; AST Currently In Use: 0; AST Temp Closed: 0 | 0 | 0 | 5 | 11262-125-010638 | COUGAR OIL INC
8434 | Permanently Closed | 1993-08-01 06:00 | 1973-01-01 06:00 | 1993-09-17 06:00 | Petroleum | Unleaded gasoline | Unleaded gasoline | Retail | Steel | Steel |  | Painted or None | Steel |  | 1901-01-01 06:00 | [12 empty] | Annual line testing | Annual line testing |  | UST Currently In Use: 0; UST Temp Close: 0; AST Currently In Use: 0; AST Temp Closed: 0 | 0 | 0 | 5 | 11262-125-010638 | COUGAR OIL INC
8435 | Permanently Closed | 1901-01-01 06:00 | 1959-01-01 06:00 | 1988-12-20 06:00 | Petroleum | Unleaded gasoline | Unleaded gasoline |  | Steel | Steel |  | Painted or None | Steel |  | 1901-01-01 06:00 | [15 empty] | UST Currently In Use: 0; UST Temp Close: 0; AST Currently In Use: 0; AST Temp Closed: 0 | 0 | 0 | 2 | 11262-131-010695 | COUGAR OIL INC
8436 | Permanently Closed | 1901-01-01 06:00 | 1959-01-01 06:00 | 1988-12-20 06:00 | Petroleum | Unleaded gasoline | Unleaded gasoline |  | Steel | Steel |  | Painted or None | Steel |  | 1901-01-01 06:00 | [15 empty] | UST Currently In Use: 0; UST Temp Close: 0; AST Currently In Use: 0; AST Temp Closed: 0 | 0 | 0 | 2 | 11262-131-010695 | COUGAR OIL INC
8437 | Permanently Closed | 1901-01-01 06:00 | 1964-01-01 06:00 |  | Petroleum | Unleaded gasoline | Unleaded gasoline |  | Steel | Steel |  | Painted or None | Steel |  | 1901-01-01 06:00 | [15 empty] | UST Currently In Use: 0; UST Temp Close: 0; AST Currently In Use: 0; AST Temp Closed: 0 | 0 | 0 | 1 | 11262-131-010696 | COUGAR OIL INC
8438 | Permanently Closed | 1988-12-15 06:00 | 1960-01-01 06:00 |  | Petroleum | Kerosene | Kerosene |  | Steel | Steel |  | Painted or None | Steel |  | 1901-01-01 06:00 | [15 empty] | UST Currently In Use: 0; UST Temp Close: 0; AST Currently In Use: 0; AST Temp Closed: 0 | 0 | 0 | 1 | 11262-131-010699 | COUGAR OIL INC
8439 | Permanently Closed | 1901-01-01 06:00 | 1958-01-01 06:00 | 1988-01-01 06:00 | Petroleum | Unleaded gasoline | Unleaded gasoline |  | Steel | Steel |  | Painted or None | Steel |  | 1901-01-01 06:00 | [15 empty] | UST Currently In Use: 0; UST Temp Close: 0; AST Currently In Use: 0; AST Temp Closed: 0 | 0 | 0 | 1 | 11262-131-010700 | COUGAR OIL INC
8440 | Permanently Closed | 1901-01-01 06:00 | 1968-01-01 06:00 |  | Petroleum | Unleaded gasoline | Unleaded gasoline |  | Steel | Steel |  | Painted or None | Steel |  | 1901-01-01 06:00 | [15 empty] | UST Currently In Use: 0; UST Temp Close: 0; AST Currently In Use: 0; AST Temp Closed: 0 | 0 | 0 | 1 | 11262-131-010701 | COUGAR OIL INC
8441 | Retired | 1981-01-01 06:00 | 1968-01-01 06:00 |  | Petroleum | Unleaded gasoline | Unleaded gasoline |  | Steel | Steel |  |  | Steel |  | 1901-01-01 06:00 | [15 empty] | UST Currently In Use: 0; UST Temp Close: 0; AST Currently In Use: 0; AST Temp Closed: 0 | 0 | 0 | 0 | 11263-125-005493 | COUNTRY CLUB OF TUSCALOOSA
8442 | Permanently Closed | 1989-01-01 06:00 | 1979-01-01 06:00 | 2006-05-16 06:00 | Petroleum | Unleaded gasoline | Unleaded gasoline |  | Steel | Steel |  | Painted or None | Steel |  | 1901-01-01 06:00 | [15 empty] | UST Currently In Use: 0; UST Temp Close: 0; AST Currently In Use: 0; AST Temp Closed: 0 | 0 | 0 | 3 | 17020-057-004025 | CARL WILSON
8443 | Permanently Closed | 1989-01-01 06:00 | 1979-01-01 06:00 | 2006-05-16 06:00 | Petroleum | Unleaded gasoline | Unleaded gasoline |  | Steel | Steel |  | Painted or None | Steel |  | 1901-01-01 06:00 | [15 empty] | UST Currently In Use: 0; UST Temp Close: 0; AST Currently In Use: 0; AST Temp Closed: 0 | 0 | 0 | 3 | 17020-057-004025 | CARL WILSON
8444 | Permanently Closed | 1989-01-01 06:00 | 1979-01-01 06:00 | 2006-05-16 06:00 | Petroleum | Unleaded gasoline | Unleaded gasoline |  | Steel | Steel |  | Painted or None | Steel |  | 1901-01-01 06:00 | [15 empty] | UST Currently In Use: 0; UST Temp Close: 0; AST Currently In Use: 0; AST Temp Closed: 0 | 0 | 0 | 3 | 17020-057-004025 | CARL WILSON
8445 | Temporary Closed | 2010-04-07 06:00 | 1983-01-01 06:00 |  | Petroleum | Unleaded gasoline | Unleaded gasoline | Retail | Steel | Steel | Field installed cathodic protection |  | Steel |  |  | Field installed cathodic protection | Catchment Basin, Single walled catchment basin | Automatic shutoff device At 95% full | Automatic shutoff device At 95% full | [11 empty] | UST Currently In Use: 0; UST Temp Close: 4; AST Currently In Use: 0; AST Temp Closed: 0 | 0 | 4 | 0 | 11265-129-001326 | COUNTRY PEDDLER
8446 | Temporary Closed | 2010-04-07 06:00 | 1983-01-01 06:00 |  | Petroleum | Unleaded gasoline | Unleaded gasoline | Retail | Steel | Steel | Field installed cathodic protection |  | Steel |  |  | Field installed cathodic protection | Catchment Basin, Single walled catchment basin | Automatic shutoff device At 95% full | Automatic shutoff device At 95% full | [11 empty] | UST Currently In Use: 0; UST Temp Close: 4; AST Currently In Use: 0; AST Temp Closed: 0 | 0 | 4 | 0 | 11265-129-001326 | COUNTRY PEDDLER
8447 | Temporary Closed | 2006-08-08 06:00 | 1983-01-01 06:00 |  | Petroleum | Premium gasoline | Premium gasoline | Retail | Steel | Steel | Field installed cathodic protection |  | Steel |  |  | Field installed cathodic protection | Catchment Basin, Single walled catchment basin | Automatic shutoff device At 95% full | Automatic shutoff device At 95% full | [11 empty] | UST Currently In Use: 0; UST Temp Close: 4; AST Currently In Use: 0; AST Temp Closed: 0 | 0 | 4 | 0 | 11265-129-001326 | COUNTRY PEDDLER
8448 | Temporary Closed | 2010-04-07 06:00 | 1978-01-01 06:00 |  | Petroleum | On road diesel | On road diesel | Retail | Steel | Steel | Field installed cathodic protection |  | Steel |  |  | Field installed cathodic protection | Catchment Basin, Single walled catchment basin | Automatic shutoff device At 95% full | Automatic shutoff device At 95% full | [11 empty] | UST Currently In Use: 0; UST Temp Close: 4; AST Currently In Use: 0; AST Temp Closed: 0 | 0 | 4 | 0 | 11265-129-001326 | COUNTRY PEDDLER
8451 | Temporary Closed | 2014-12-09 06:00 | 1976-01-01 06:00 |  | Petroleum | Unleaded gasoline | Unleaded gasoline | Retail | Single Wall, Steel | Steel | Field installed cathodic protection |  | Single Wall, Steel |  | 2008-10-23 06:00 | Field installed cathodic protection | Catchment Basin, Single walled catchment basin | Automatic shutoff device At 95% full | Automatic shutoff device At 95% full |  |  | Statistical Inventory Reconciliation (SIR) | [8 empty] | UST Currently In Use: 0; UST Temp Close: 3; AST Currently In Use: 0; AST Temp Closed: 0 | 0 | 3 | 0 | 15968-033-007412 | WILBURN OIL CO
8452 | Retired | 1980-03-01 06:00 | 1976-01-01 06:00 |  | Petroleum | Unleaded gasoline | Unleaded gasoline |  | Steel | Steel |  |  | Steel |  | 1901-01-01 06:00 | [15 empty] | UST Currently In Use: 0; UST Temp Close: 3; AST Currently In Use: 0; AST Temp Closed: 0 | 0 | 3 | 0 | 15968-033-007412 | WILBURN OIL CO
8453 | Temporary Closed | 2004-09-20 06:00 | 1976-01-01 06:00 |  | Petroleum | Mid-grade gasoline | Mid-grade gasoline | Retail | Single Wall, Steel | Steel | Field installed cathodic protection |  | Single Wall, Steel |  |  | Field installed cathodic protection | Catchment Basin, Single walled catchment basin | Automatic shutoff device At 95% full | Automatic shutoff device At 95% full | [11 empty] | UST Currently In Use: 0; UST Temp Close: 3; AST Currently In Use: 0; AST Temp Closed: 0 | 0 | 3 | 0 | 15968-033-007412 | WILBURN OIL CO
8454 | Permanently Closed | 1983-11-01 06:00 | 1947-01-01 06:00 | 1987-12-06 06:00 | Petroleum | On road diesel | On road diesel |  | Steel | Steel |  | Painted or None | Steel |  | 1901-01-01 06:00 | [15 empty] | UST Currently In Use: 0; UST Temp Close: 0; AST Currently In Use: 6; AST Temp Closed: 0 | 0 | 0 | 4 | 11268-097-011806 | ACORDIS CELLULOSIS FIBERS INC.
8455 | Permanently Closed | 1983-11-01 06:00 | 1947-01-01 06:00 | 1987-12-06 06:00 | Petroleum | On road diesel | On road diesel |  | Steel | Steel |  | Painted or None | Steel |  | 1901-01-01 06:00 | [15 empty] | UST Currently In Use: 0; UST Temp Close: 0; AST Currently In Use: 6; AST Temp Closed: 0 | 0 | 0 | 4 | 11268-097-011806 | ACORDIS CELLULOSIS FIBERS INC.
8456 | Permanently Closed | 1983-11-01 06:00 | 1947-01-01 06:00 | 1987-12-06 06:00 | Petroleum | On road diesel | On road diesel |  | Steel | Steel |  | Painted or None | Steel |  | 1901-01-01 06:00 | [15 empty] | UST Currently In Use: 0; UST Temp Close: 0; AST Currently In Use: 6; AST Temp Closed: 0 | 0 | 0 | 4 | 11268-097-011806 | ACORDIS CELLULOSIS FIBERS INC.
8457 | Permanently Closed | 1992-12-22 06:00 | 1972-01-01 06:00 | 1992-12-22 06:00 | Hazardous Substance |  |  |  | Fiberglass reinforced plastic | Fiberglass reinforced plastic |  |  | Steel |  | 1901-01-01 06:00 | [15 empty] | UST Currently In Use: 0; UST Temp Close: 0; AST Currently In Use: 6; AST Temp Closed: 0 | 0 | 0 | 4 | 11268-097-011806 | ACORDIS CELLULOSIS FIBERS INC.
8458 | Permanently Closed | 1991-12-13 06:00 | 1980-01-01 06:00 | 1991-12-13 06:00 | Petroleum | Unleaded gasoline | Unleaded gasoline |  | Steel | Steel |  | Painted or None | Steel |  | 1901-01-01 06:00 | [15 empty] | UST Currently In Use: 0; UST Temp Close: 0; AST Currently In Use: 0; AST Temp Closed: 0 | 0 | 0 | 3 | 11269-089-011163 | COURTESY USED CARS INC
8459 | Permanently Closed | 1980-09-01 06:00 | 1980-01-01 06:00 | 1991-12-13 06:00 | Petroleum | Unleaded gasoline | Unleaded gasoline |  | Steel | Steel |  | Painted or None | Steel |  | 1901-01-01 06:00 | [15 empty] | UST Currently In Use: 0; UST Temp Close: 0; AST Currently In Use: 0; AST Temp Closed: 0 | 0 | 0 | 3 | 11269-089-011163 | COURTESY USED CARS INC
8460 | Permanently Closed | 1991-12-13 06:00 | 1980-01-01 06:00 | 1991-12-13 06:00 | Petroleum | On road diesel | On road diesel |  | Steel | Steel |  | Painted or None | Steel |  | 1901-01-01 06:00 | [15 empty] | UST Currently In Use: 0; UST Temp Close: 0; AST Currently In Use: 0; AST Temp Closed: 0 | 0 | 0 | 3 | 11269-089-011163 | COURTESY USED CARS INC
8461 | Currently in Use |  | 1981-01-01 06:00 |  | Petroleum | On road diesel | On road diesel | Industrial, Local Government | Steel | Steel | Field installed cathodic protection |  | Steel |  |  | Field installed cathodic protection | Catchment Basin, Single walled catchment basin | Automatic shutoff device At 95% full | Automatic shutoff device At 95% full |  |  | Statistical Inventory Reconciliation (SIR) | [8 empty] | UST Currently In Use: 1; UST Temp Close: 0; AST Currently In Use: 0; AST Temp Closed: 0 | 1 | 0 | 0 | 11271-039-001210 | COVINGTON COUNTY BOARD OF EDUCATION
8462 | Currently in Use |  | 1982-01-01 06:00 |  | Petroleum | On road diesel | On road diesel | Local government | Steel | Steel | Field installed cathodic protection |  | Steel |  | 1901-01-01 06:00 | Field installed cathodic protection | Catchment Basin, Single walled catchment basin | Automatic shutoff device At 95% full | Automatic shutoff device At 95% full |  |  | Statistical Inventory Reconciliation (SIR) | [8 empty] | UST Currently In Use: 1; UST Temp Close: 0; AST Currently In Use: 0; AST Temp Closed: 0 | 1 | 0 | 0 | 11271-039-001714 | COVINGTON COUNTY BOARD OF EDUCATION
8463 | Currently in Use |  | 1982-01-01 06:00 |  | Petroleum | On road diesel | On road diesel | Industrial, Local Government | Steel | Steel | Field installed cathodic protection |  | Steel |  |  | Field installed cathodic protection | Catchment Basin, Single walled catchment basin | Automatic shutoff device At 95% full | Automatic shutoff device At 95% full |  |  | Statistical Inventory Reconciliation (SIR) | [8 empty] | UST Currently In Use: 1; UST Temp Close: 0; AST Currently In Use: 0; AST Temp Closed: 0 | 1 | 0 | 1 | 11271-039-001778 | COVINGTON COUNTY BOARD OF EDUCATION
8464 | Permanently Closed | 1901-01-01 06:00 | 1964-01-01 06:00 | 1985-07-01 06:00 | Petroleum | On road diesel | On road diesel | Local government | Steel | Steel | Field installed cathodic protection, Interior lined (not allowed as a standalone method of corrosion protection) |  | Steel |  |  | Field installed cathodic protection | Catchment Basin, Single walled catchment basin | Automatic shutoff device At 95% full | Automatic shutoff device At 95% full | [11 empty] | UST Currently In Use: 1; UST Temp Close: 0; AST Currently In Use: 0; AST Temp Closed: 0 | 1 | 0 | 1 | 11271-039-001778 | COVINGTON COUNTY BOARD OF EDUCATION
8465 | Permanently Closed | 1998-12-14 06:00 | 1981-01-01 06:00 | 1998-12-14 06:00 | Petroleum | Unleaded gasoline | Unleaded gasoline | Industrial, Local Government | Steel | Steel |  | Painted or None | Steel |  | 1901-01-01 06:00 | [15 empty] | UST Currently In Use: 1; UST Temp Close: 0; AST Currently In Use: 0; AST Temp Closed: 0 | 1 | 0 | 1 | 11271-039-001900 | COVINGTON COUNTY BOARD OF EDUCATION
8466 | Permanently Closed | 1999-01-19 06:00 | 1960-01-01 06:00 | 1999-01-19 06:00 | Petroleum | Unleaded gasoline | Unleaded gasoline | Industrial, Local Government | Steel | Steel |  | Painted or None | Steel |  | 1901-01-01 06:00 | [15 empty] | UST Currently In Use: 0; UST Temp Close: 0; AST Currently In Use: 0; AST Temp Closed: 0 | 0 | 0 | 1 | 11271-039-001933 | COVINGTON COUNTY BOARD OF EDUCATION
8467 | Permanently Closed | 2000-11-29 06:00 | 1981-01-01 06:00 | 2000-11-29 06:00 | Petroleum | Mid-grade gasoline | Mid-grade gasoline | Industrial, Local Government | Steel | Steel | Field installed cathodic protection |  | Steel |  | 1901-01-01 06:00 | Field installed cathodic protection | Catchment Basin, Single walled catchment basin | Automatic shutoff device At 95% full | Automatic shutoff device At 95% full | [11 empty] | UST Currently In Use: 1; UST Temp Close: 0; AST Currently In Use: 0; AST Temp Closed: 0 | 1 | 0 | 1 | 11271-039-002039 | COVINGTON COUNTY BOARD OF EDUCATION
8468 | Permanently Closed | 2007-07-16 06:00 | 1980-01-01 06:00 | 2007-07-16 06:00 | Petroleum | Mid-grade gasoline | Mid-grade gasoline | Industrial, Local Government | Steel | Steel | Field installed cathodic protection |  | Steel |  | 1901-01-01 06:00 | Field installed cathodic protection | Catchment Basin, Single walled catchment basin | Automatic shutoff device At 95% full | Automatic shutoff device At 95% full | [11 empty] | UST Currently In Use: 0; UST Temp Close: 0; AST Currently In Use: 0; AST Temp Closed: 0 | 0 | 0 | 3 | 11271-039-002448 | COVINGTON COUNTY BOARD OF EDUCATION
8469 | Permanently Closed | 1999-08-30 06:00 | 1969-01-01 06:00 | 2007-07-16 06:00 | Petroleum | Unleaded gasoline | Unleaded gasoline | Industrial, Local Government | Steel | Steel |  | Painted or None | Steel |  | 1901-01-01 06:00 | [15 empty] | UST Currently In Use: 0; UST Temp Close: 0; AST Currently In Use: 0; AST Temp Closed: 0 | 0 | 0 | 3 | 11271-039-002448 | COVINGTON COUNTY BOARD OF EDUCATION
8470 | Permanently Closed | 1999-08-30 06:00 | 1969-01-01 06:00 | 2007-07-16 06:00 | Petroleum | Unleaded gasoline | Unleaded gasoline | Industrial, Local Government | Steel | Steel |  | Painted or None | Steel |  | 1901-01-01 06:00 | [15 empty] | UST Currently In Use: 0; UST Temp Close: 0; AST Currently In Use: 0; AST Temp Closed: 0 | 0 | 0 | 3 | 11271-039-002448 | COVINGTON COUNTY BOARD OF EDUCATION
8471 | Permanently Closed | 1999-09-03 06:00 | 1989-01-01 06:00 | 1999-09-03 06:00 | Petroleum | Unleaded gasoline | Unleaded gasoline | Industrial, Local Government | Steel | Steel |  |  | Steel |  | 1901-01-01 06:00 | [6 empty] | Manual Tank Gauging (only tanks 1000 gal. or less and 48” or 64” in diameter) | [8 empty] | UST Currently In Use: 0; UST Temp Close: 0; AST Currently In Use: 0; AST Temp Closed: 0 | 0 | 0 | 1 | 11271-039-014439 | COVINGTON COUNTY BOARD OF EDUCATION
8472 | Permanently Closed | 1991-12-22 06:00 | 1968-01-01 06:00 | 1993-01-28 06:00 | Petroleum | Unleaded gasoline | Unleaded gasoline |  | Steel | Steel |  | Painted or None | Steel |  | 1901-01-01 06:00 | [15 empty] | UST Currently In Use: 0; UST Temp Close: 0; AST Currently In Use: 1; AST Temp Closed: 0 | 0 | 0 | 1 | 11275-031-007465 | COVINGTON ELECTRIC COOPERATIVE, INC.
8473 | Permanently Closed | 1990-11-20 06:00 | 1964-01-01 06:00 | 1991-10-23 06:00 | Petroleum | Unleaded gasoline | Unleaded gasoline |  | Steel | Steel |  | Painted or None | Steel |  | 1901-01-01 06:00 | [15 empty] | UST Currently In Use: 0; UST Temp Close: 0; AST Currently In Use: 2; AST Temp Closed: 0 | 0 | 0 | 6 | 11275-039-007467 | COVINGTON ELECTRIC COOPERATIVE, INC.
8474 | Permanently Closed | 1990-11-20 06:00 | 1968-01-01 06:00 | 1991-10-23 06:00 | Petroleum | Unleaded gasoline | Unleaded gasoline |  | Steel | Steel |  | Painted or None | Steel |  | 1901-01-01 06:00 | [15 empty] | UST Currently In Use: 0; UST Temp Close: 0; AST Currently In Use: 2; AST Temp Closed: 0 | 0 | 0 | 6 | 11275-039-007467 | COVINGTON ELECTRIC COOPERATIVE, INC.
8475 | Permanently Closed | 1990-11-20 06:00 | 1971-01-01 06:00 | 1991-10-23 06:00 | Petroleum | Unleaded gasoline | Unleaded gasoline |  | Steel | Steel |  | Painted or None | Steel |  | 1901-01-01 06:00 | [15 empty] | UST Currently In Use: 0; UST Temp Close: 0; AST Currently In Use: 2; AST Temp Closed: 0 | 0 | 0 | 6 | 11275-039-007467 | COVINGTON ELECTRIC COOPERATIVE, INC.
8476 | Permanently Closed | 1991-10-23 06:00 | 1979-01-01 06:00 | 1991-10-23 06:00 | Petroleum | On road diesel | On road diesel |  | Steel | Steel |  | Painted or None | Steel |  | 1901-01-01 06:00 | [15 empty] | UST Currently In Use: 0; UST Temp Close: 0; AST Currently In Use: 2; AST Temp Closed: 0 | 0 | 0 | 6 | 11275-039-007467 | COVINGTON ELECTRIC COOPERATIVE, INC.
8477 | Permanently Closed | 1991-12-05 06:00 | 1968-01-01 06:00 | 1993-01-28 06:00 | Petroleum | Unleaded gasoline | Unleaded gasoline |  | Steel | Steel |  | Painted or None | Steel |  | 1901-01-01 06:00 | [15 empty] | UST Currently In Use: 0; UST Temp Close: 0; AST Currently In Use: 0; AST Temp Closed: 0 | 0 | 0 | 1 | 11275-061-007466 | COVINGTON ELECTRIC COOPERATIVE, INC.
8478 | Permanently Closed | 1993-11-01 06:00 | 1983-01-01 06:00 | 1994-11-29 06:00 | Petroleum | Unleaded gasoline | Unleaded gasoline |  | Steel | Steel |  |  | Steel |  | 1901-01-01 06:00 | [15 empty] | UST Currently In Use: 0; UST Temp Close: 0; AST Currently In Use: 0; AST Temp Closed: 0 | 0 | 0 | 2 | 11276-073-000940 | COVINGTON FLOORING CO INC
8479 | Permanently Closed | 1993-11-01 06:00 | 1983-01-01 06:00 | 1994-11-29 06:00 | Petroleum | On road diesel | On road diesel |  | Steel | Steel |  |  | Steel |  | 1901-01-01 06:00 | [15 empty] | UST Currently In Use: 0; UST Temp Close: 0; AST Currently In Use: 0; AST Temp Closed: 0 | 0 | 0 | 2 | 11276-073-000940 | COVINGTON FLOORING CO INC
8480 | Retired | 1986-01-01 06:00 | 1965-01-01 06:00 |  | Petroleum | Unleaded gasoline | Unleaded gasoline |  | Steel | Steel |  | Painted or None | Steel |  | 1901-01-01 06:00 | [15 empty] | UST Currently In Use: 0; UST Temp Close: 0; AST Currently In Use: 0; AST Temp Closed: 0 | 0 | 0 | 0 | 11277-079-009316 | COWART GROCERY
8481 | Retired | 1986-01-01 06:00 | 1965-01-01 06:00 |  | Petroleum | Unleaded gasoline | Unleaded gasoline |  | Steel | Steel |  | Painted or None | Steel |  | 1901-01-01 06:00 | [15 empty] | UST Currently In Use: 0; UST Temp Close: 0; AST Currently In Use: 0; AST Temp Closed: 0 | 0 | 0 | 0 | 11277-079-009316 | COWART GROCERY
8482 | Permanently Closed | 1996-06-11 06:00 | 1980-01-01 06:00 | 1996-06-11 06:00 | Petroleum | On road diesel | On road diesel | Industrial | Steel | Steel |  | Painted or None | Steel |  | 1901-01-01 06:00 | [15 empty] | UST Currently In Use: 0; UST Temp Close: 0; AST Currently In Use: 1; AST Temp Closed: 0 | 0 | 0 | 2 | 11278-073-010357 | COWIN & CO., INC.
8483 | Permanently Closed | 1996-06-11 06:00 | 1980-01-01 06:00 | 1996-06-11 06:00 | Petroleum | Unleaded gasoline | Unleaded gasoline | Industrial | Steel | Steel |  | Painted or None | Steel |  | 1901-01-01 06:00 | [15 empty] | UST Currently In Use: 0; UST Temp Close: 0; AST Currently In Use: 1; AST Temp Closed: 0 | 0 | 0 | 2 | 11278-073-010357 | COWIN & CO., INC.
8484 | Permanently Closed | 1993-02-15 06:00 | 1975-01-01 06:00 | 1993-02-15 06:00 | Petroleum | Other, HYDROL OIL | Other |  | Steel | Steel |  | Painted or None | Steel |  | 1901-01-01 06:00 | [15 empty] | UST Currently In Use: 1; UST Temp Close: 0; AST Currently In Use: 0; AST Temp Closed: 0 | 1 | 0 | 8 | 11279-073-011244 | COWIN EQUIPMENT CO INC
8485 | Permanently Closed | 1993-02-15 06:00 | 1975-01-01 06:00 | 1993-02-15 06:00 | Petroleum | Other, HYDROL OIL | Other |  | Steel | Steel |  | Painted or None | Steel |  | 1901-01-01 06:00 | [15 empty] | UST Currently In Use: 1; UST Temp Close: 0; AST Currently In Use: 0; AST Temp Closed: 0 | 1 | 0 | 8 | 11279-073-011244 | COWIN EQUIPMENT CO INC
8486 | Permanently Closed | 1993-02-15 06:00 | 1975-01-01 06:00 | 1993-02-15 06:00 | Petroleum | Other, HYDROL OIL | Other |  | Steel | Steel |  | Painted or None | Steel |  | 1901-01-01 06:00 |  | Catchment Basin, Single walled catchment basin | [13 empty] | UST Currently In Use: 1; UST Temp Close: 0; AST Currently In Use: 0; AST Temp Closed: 0 | 1 | 0 | 8 | 11279-073-011244 | COWIN EQUIPMENT CO INC
8487 | Permanently Closed | 1993-02-15 06:00 | 1975-01-01 06:00 | 1993-02-15 06:00 | Petroleum | Other, HYDROL OIL | Other |  | Steel | Steel |  | Painted or None | Steel |  | 1901-01-01 06:00 | [15 empty] | UST Currently In Use: 1; UST Temp Close: 0; AST Currently In Use: 0; AST Temp Closed: 0 | 1 | 0 | 8 | 11279-073-011244 | COWIN EQUIPMENT CO INC
8488 | Permanently Closed | 1993-02-15 06:00 | 1975-01-01 06:00 | 1993-02-15 06:00 | Petroleum | Used oil | Used oil |  | Steel | Steel |  | Painted or None | Steel |  | 1901-01-01 06:00 | [15 empty] | UST Currently In Use: 1; UST Temp Close: 0; AST Currently In Use: 0; AST Temp Closed: 0 | 1 | 0 | 8 | 11279-073-011244 | COWIN EQUIPMENT CO INC
8489 | Permanently Closed | 1993-02-15 06:00 | 1975-01-01 06:00 | 1993-02-15 06:00 | Petroleum | Used oil | Used oil |  | Steel | Steel |  | Painted or None | Steel |  | 1901-01-01 06:00 | [15 empty] | UST Currently In Use: 1; UST Temp Close: 0; AST Currently In Use: 0; AST Temp Closed: 0 | 1 | 0 | 8 | 11279-073-011244 | COWIN EQUIPMENT CO INC
8490 | Permanently Closed | 1993-11-09 06:00 | 1981-01-01 06:00 | 1995-05-17 06:00 | Petroleum | Unleaded gasoline | Unleaded gasoline |  | Steel | Steel |  | Painted or None | Steel |  | 1901-01-01 06:00 | [15 empty] | UST Currently In Use: 1; UST Temp Close: 0; AST Currently In Use: 0; AST Temp Closed: 0 | 1 | 0 | 8 | 11279-073-011244 | COWIN EQUIPMENT CO INC
8491 | Permanently Closed | 1996-11-19 06:00 | 1981-01-01 06:00 | 1996-11-20 06:00 | Petroleum | On road diesel | On road diesel |  | Steel | Steel |  | Painted or None | Steel |  | 1901-01-01 06:00 | [12 empty] | Annual line testing | Annual line testing |  | UST Currently In Use: 1; UST Temp Close: 0; AST Currently In Use: 0; AST Temp Closed: 0 | 1 | 0 | 8 | 11279-073-011244 | COWIN EQUIPMENT CO INC
8492 | Permanently Closed | 1992-02-07 06:00 | 1974-01-01 06:00 | 1993-03-03 06:00 | Petroleum | Other, SAE 10 OIL | Other |  | Steel | Steel |  |  | Steel |  | 1901-01-01 06:00 | [12 empty] | Annual line testing | Annual line testing |  | UST Currently In Use: 0; UST Temp Close: 0; AST Currently In Use: 0; AST Temp Closed: 0 | 0 | 0 | 6 | 11280-097-005443 | COWIN EQUIPMENT CO INC
8493 | Permanently Closed | 1992-02-07 06:00 | 1974-01-01 06:00 | 1993-03-03 06:00 | Petroleum | Other, SAE 90 OIL | Other |  | Steel | Steel |  |  | Steel |  | 1901-01-01 06:00 | [15 empty] | UST Currently In Use: 0; UST Temp Close: 0; AST Currently In Use: 0; AST Temp Closed: 0 | 0 | 0 | 6 | 11280-097-005443 | COWIN EQUIPMENT CO INC
8494 | Permanently Closed | 1992-02-07 06:00 | 1974-01-01 06:00 | 1993-03-03 06:00 | Petroleum | Other, TRANS OIL | Other |  | Steel | Steel |  |  | Steel |  | 1901-01-01 06:00 | [15 empty] | UST Currently In Use: 0; UST Temp Close: 0; AST Currently In Use: 0; AST Temp Closed: 0 | 0 | 0 | 6 | 11280-097-005443 | COWIN EQUIPMENT CO INC
8495 | Permanently Closed | 1992-02-07 06:00 | 1974-01-01 06:00 | 1993-03-03 06:00 | Petroleum | Other, SAE 30 OIL | Other |  | Steel | Steel |  |  | Steel |  | 1901-01-01 06:00 | [15 empty] | UST Currently In Use: 0; UST Temp Close: 0; AST Currently In Use: 0; AST Temp Closed: 0 | 0 | 0 | 6 | 11280-097-005443 | COWIN EQUIPMENT CO INC
8496 | Permanently Closed | 1993-03-03 06:00 | 1974-01-01 06:00 | 1993-03-03 06:00 | Petroleum | Used oil | Used oil |  | Steel | Steel |  |  | Steel |  | 1901-01-01 06:00 | [15 empty] | UST Currently In Use: 0; UST Temp Close: 0; AST Currently In Use: 0; AST Temp Closed: 0 | 0 | 0 | 6 | 11280-097-005443 | COWIN EQUIPMENT CO INC
8497 | Permanently Closed | 1996-12-17 06:00 | 1977-01-01 06:00 | 1996-12-18 06:00 | Petroleum | On road diesel | On road diesel |  | Steel | Steel |  |  | Steel |  | 1901-01-01 06:00 | [12 empty] | Annual line testing | Annual line testing |  | UST Currently In Use: 0; UST Temp Close: 0; AST Currently In Use: 0; AST Temp Closed: 0 | 0 | 0 | 6 | 11280-097-005443 | COWIN EQUIPMENT CO INC
8498 | Permanently Closed | 1901-01-01 06:00 | 1977-01-01 06:00 | 1988-11-19 06:00 | Petroleum | On road diesel | On road diesel |  | Steel | Steel |  | Painted or None | Steel |  | 1901-01-01 06:00 | [15 empty] | UST Currently In Use: 0; UST Temp Close: 0; AST Currently In Use: 0; AST Temp Closed: 0 | 0 | 0 | 1 | 11281-073-001188 | COWIN EQUIPMENT CO INC
8499 | Permanently Closed | 1901-01-01 06:00 | 1955-01-01 06:00 | 1988-12-01 06:00 | Petroleum | On road diesel | On road diesel |  | Steel | Steel |  | Painted or None | Steel |  | 1901-01-01 06:00 | [15 empty] | UST Currently In Use: 0; UST Temp Close: 0; AST Currently In Use: 0; AST Temp Closed: 0 | 0 | 0 | 5 | 11283-097-009394 | CRAFT OIL CO INC
8500 | Permanently Closed | 1901-01-01 06:00 | 1955-01-01 06:00 | 1988-12-01 06:00 | Petroleum | On road diesel | On road diesel |  | Steel | Steel |  | Painted or None | Steel |  | 1901-01-01 06:00 | [15 empty] | UST Currently In Use: 0; UST Temp Close: 0; AST Currently In Use: 0; AST Temp Closed: 0 | 0 | 0 | 5 | 11283-097-009394 | CRAFT OIL CO INC
8501 | Permanently Closed | 1991-10-11 06:00 | 1955-01-01 06:00 | 1991-10-11 06:00 | Petroleum | On road diesel | On road diesel |  | Steel | Steel |  | Painted or None | Steel |  | 1901-01-01 06:00 | [15 empty] | UST Currently In Use: 0; UST Temp Close: 0; AST Currently In Use: 0; AST Temp Closed: 0 | 0 | 0 | 5 | 11283-097-009394 | CRAFT OIL CO INC
8502 | Permanently Closed | 1991-10-11 06:00 | 1975-01-01 06:00 | 1991-10-11 06:00 | Petroleum | Unleaded gasoline | Unleaded gasoline |  | Steel | Steel |  | Painted or None | Steel |  | 1901-01-01 06:00 | [15 empty] | UST Currently In Use: 0; UST Temp Close: 0; AST Currently In Use: 0; AST Temp Closed: 0 | 0 | 0 | 5 | 11283-097-009394 | CRAFT OIL CO INC
8503 | Permanently Closed | 1991-10-11 06:00 | 1975-01-01 06:00 | 1991-10-11 06:00 | Petroleum | Unleaded gasoline | Unleaded gasoline |  | Steel | Steel |  | Painted or None | Steel |  | 1901-01-01 06:00 | [15 empty] | UST Currently In Use: 0; UST Temp Close: 0; AST Currently In Use: 0; AST Temp Closed: 0 | 0 | 0 | 5 | 11283-097-009394 | CRAFT OIL CO INC
8504 | Cannot Locate or abandoned | 1993-06-01 06:00 | 1969-01-01 06:00 |  | Petroleum | Unleaded gasoline | Unleaded gasoline |  | Steel | Steel |  | Painted or None | Steel |  | 1901-01-01 06:00 | [15 empty] | UST Currently In Use: 0; UST Temp Close: 0; AST Currently In Use: 0; AST Temp Closed: 0 | 0 | 0 | 0 | 11284-047-000440 | CRAIG PARADE STATION
8505 | Cannot Locate or abandoned | 1998-12-22 06:00 | 1969-01-01 06:00 |  | Petroleum | Unleaded gasoline | Unleaded gasoline | Retail | Steel | Steel |  | Painted or None | Steel |  | 1901-01-01 06:00 | [12 empty] | Annual line testing | Annual line testing |  | UST Currently In Use: 0; UST Temp Close: 0; AST Currently In Use: 0; AST Temp Closed: 0 | 0 | 0 | 0 | 11284-047-000440 | CRAIG PARADE STATION
8506 | Cannot Locate or abandoned | 1998-12-22 06:00 | 1969-01-01 06:00 |  | Petroleum | Unleaded gasoline | Unleaded gasoline | Retail | Steel | Steel |  | Painted or None | Steel |  | 1901-01-01 06:00 | [12 empty] | Annual line testing | Annual line testing |  | UST Currently In Use: 0; UST Temp Close: 0; AST Currently In Use: 0; AST Temp Closed: 0 | 0 | 0 | 0 | 11284-047-000440 | CRAIG PARADE STATION
8507 | Permanently Closed | 1987-06-15 06:00 | 1969-01-01 06:00 | 1987-06-15 06:00 | Petroleum | Unleaded gasoline | Unleaded gasoline |  | Steel | Steel |  | Painted or None | Steel |  | 1901-01-01 06:00 | [15 empty] | UST Currently In Use: 0; UST Temp Close: 0; AST Currently In Use: 0; AST Temp Closed: 0 | 0 | 0 | 3 | 11287-049-004101 | CRAIN OIL CO INC
8508 | Permanently Closed | 1987-06-15 06:00 | 1980-01-01 06:00 | 1987-06-15 06:00 | Petroleum | Unleaded gasoline | Unleaded gasoline |  | Steel | Steel |  | Painted or None | Steel |  | 1901-01-01 06:00 | [15 empty] | UST Currently In Use: 0; UST Temp Close: 0; AST Currently In Use: 0; AST Temp Closed: 0 | 0 | 0 | 3 | 11287-049-004101 | CRAIN OIL CO INC
8509 | Permanently Closed | 1987-06-15 06:00 | 1980-01-01 06:00 | 1987-06-15 06:00 | Petroleum | Unleaded gasoline | Unleaded gasoline |  | Steel | Steel |  | Painted or None | Steel |  | 1901-01-01 06:00 | [15 empty] | UST Currently In Use: 0; UST Temp Close: 0; AST Currently In Use: 0; AST Temp Closed: 0 | 0 | 0 | 3 | 11287-049-004101 | CRAIN OIL CO INC
8510 | Permanently Closed | 1990-02-23 06:00 | 1980-01-01 06:00 | 1990-02-23 06:00 | Petroleum | Unleaded gasoline | Unleaded gasoline |  | Steel | Steel |  | Painted or None | Steel |  | 1901-01-01 06:00 | [15 empty] | UST Currently In Use: 0; UST Temp Close: 0; AST Currently In Use: 0; AST Temp Closed: 0 | 0 | 0 | 5 | 11287-049-004102 | CRAIN OIL CO INC
8511 | Permanently Closed | 1990-02-23 06:00 | 1980-01-01 06:00 | 1990-02-23 06:00 | Petroleum | Unleaded gasoline | Unleaded gasoline |  | Steel | Steel |  | Painted or None | Steel |  | 1901-01-01 06:00 | [15 empty] | UST Currently In Use: 0; UST Temp Close: 0; AST Currently In Use: 0; AST Temp Closed: 0 | 0 | 0 | 5 | 11287-049-004102 | CRAIN OIL CO INC
8512 | Permanently Closed | 1990-02-23 06:00 | 1981-01-01 06:00 | 1990-02-23 06:00 | Petroleum | Unleaded gasoline | Unleaded gasoline |  | Steel | Steel |  | Painted or None | Steel |  | 1901-01-01 06:00 | [15 empty] | UST Currently In Use: 0; UST Temp Close: 0; AST Currently In Use: 0; AST Temp Closed: 0 | 0 | 0 | 5 | 11287-049-004102 | CRAIN OIL CO INC
8513 | Permanently Closed | 1990-02-23 06:00 | 1981-01-01 06:00 | 1990-02-23 06:00 | Petroleum | Unleaded gasoline | Unleaded gasoline |  | Steel | Steel |  | Painted or None | Steel |  | 1901-01-01 06:00 | [15 empty] | UST Currently In Use: 0; UST Temp Close: 0; AST Currently In Use: 0; AST Temp Closed: 0 | 0 | 0 | 5 | 11287-049-004102 | CRAIN OIL CO INC
8514 | Permanently Closed | 1990-02-23 06:00 | 1981-01-01 06:00 | 1990-02-23 06:00 | Petroleum | Unleaded gasoline | Unleaded gasoline |  | Steel | Steel |  | Painted or None | Steel |  | 1901-01-01 06:00 | [15 empty] | UST Currently In Use: 0; UST Temp Close: 0; AST Currently In Use: 0; AST Temp Closed: 0 | 0 | 0 | 5 | 11287-049-004102 | CRAIN OIL CO INC
8515 | Currently in Use |  | 1990-01-01 06:00 |  | Petroleum | Mid-grade gasoline | Mid-grade gasoline | Retail | Steel | Steel | Coated & cathodic protection (sti-P3) |  | Fiberglass reinforced plastic |  |  |  | Catchment Basin, Single walled catchment basin | Automatic shutoff device At 95% full | Automatic shutoff device At 95% full |  |  | Statistical Inventory Reconciliation (SIR) |  | Automatic flow restrictor (MLLD) | Automatic flow restrictor (MLLD) |  |  | Statistical inventory reconciliation (SIR) | Statistical inventory reconciliation (SIR) |  | UST Currently In Use: 4; UST Temp Close: 0; AST Currently In Use: 0; AST Temp Closed: 0 | 4 | 0 | 0 | 11576-049-015358 | DUTCH OIL COMPANY
8516 | Currently in Use |  | 1990-01-01 06:00 |  | Petroleum | Premium gasoline | Premium gasoline | Retail | Steel | Steel | Coated & cathodic protection (sti-P3) |  | Fiberglass reinforced plastic |  |  |  | Catchment Basin, Single walled catchment basin | Automatic shutoff device At 95% full | Automatic shutoff device At 95% full |  |  | Automatic Tank Gauge, Statistical Inventory Reconciliation (SIR) |  | Automatic flow restrictor (MLLD) | Automatic flow restrictor (MLLD) |  |  | Statistical inventory reconciliation (SIR) | Statistical inventory reconciliation (SIR) |  | UST Currently In Use: 4; UST Temp Close: 0; AST Currently In Use: 0; AST Temp Closed: 0 | 4 | 0 | 0 | 11576-049-015358 | DUTCH OIL COMPANY
8517 | Currently in Use |  | 1990-01-01 06:00 |  | Petroleum | Unleaded gasoline | Unleaded gasoline | Retail | Steel | Steel | Coated & cathodic protection (sti-P3) |  | Fiberglass reinforced plastic |  |  |  | Catchment Basin, Single walled catchment basin | Automatic shutoff device At 95% full | Automatic shutoff device At 95% full |  |  | Statistical Inventory Reconciliation (SIR) |  | Automatic flow restrictor (MLLD) | Automatic flow restrictor (MLLD) |  |  | Statistical inventory reconciliation (SIR) | Statistical inventory reconciliation (SIR) |  | UST Currently In Use: 4; UST Temp Close: 0; AST Currently In Use: 0; AST Temp Closed: 0 | 4 | 0 | 0 | 11576-049-015358 | DUTCH OIL COMPANY
8518 | Currently in Use |  | 1990-01-01 06:00 |  | Petroleum | On road diesel | On road diesel | Retail | Steel | Steel | Coated & cathodic protection (sti-P3) |  | Fiberglass reinforced plastic |  |  |  | Catchment Basin, Single walled catchment basin | Automatic shutoff device At 95% full | Automatic shutoff device At 95% full |  |  | Statistical Inventory Reconciliation (SIR) |  | Automatic flow restrictor (MLLD) | Automatic flow restrictor (MLLD) |  |  | Statistical inventory reconciliation (SIR) | Statistical inventory reconciliation (SIR) |  | UST Currently In Use: 4; UST Temp Close: 0; AST Currently In Use: 0; AST Temp Closed: 0 | 4 | 0 | 0 | 11576-049-015358 | DUTCH OIL COMPANY
8519 | Permanently Closed | 1994-01-01 06:00 | 1973-01-01 06:00 | 2000-06-01 06:00 | Petroleum | Unleaded gasoline | Unleaded gasoline |  | Steel | Steel |  | Painted or None | Steel |  | 1901-01-01 06:00 | [15 empty] | UST Currently In Use: 0; UST Temp Close: 0; AST Currently In Use: 0; AST Temp Closed: 0 | 0 | 0 | 3 | 11287-071-004093 | CRAIN OIL CO INC
8520 | Permanently Closed | 1994-01-01 06:00 | 1973-01-01 06:00 | 2000-06-01 06:00 | Petroleum | Unleaded gasoline | Unleaded gasoline |  | Steel | Steel |  | Painted or None | Steel |  | 1901-01-01 06:00 | [15 empty] | UST Currently In Use: 0; UST Temp Close: 0; AST Currently In Use: 0; AST Temp Closed: 0 | 0 | 0 | 3 | 11287-071-004093 | CRAIN OIL CO INC
8521 | Permanently Closed | 1994-01-01 06:00 | 1973-01-01 06:00 | 2000-06-01 06:00 | Petroleum | Unleaded gasoline | Unleaded gasoline |  | Steel | Steel |  | Painted or None | Steel |  | 1901-01-01 06:00 | [15 empty] | UST Currently In Use: 0; UST Temp Close: 0; AST Currently In Use: 0; AST Temp Closed: 0 | 0 | 0 | 3 | 11287-071-004093 | CRAIN OIL CO INC
8522 | Currently in Use |  | 1988-01-01 06:00 |  | Petroleum | Unleaded gasoline | Unleaded gasoline | Retail | Steel | Steel | Coated & cathodic protection (sti-P3) |  | Fiberglass reinforced plastic |  | 1901-01-01 06:00 |  | Catchment Basin, Single walled catchment basin | Automatic shutoff device At 95% full | Automatic shutoff device At 95% full |  |  | Automatic Tank Gauge |  | Automatic flow restrictor (MLLD) | Automatic flow restrictor (MLLD) |  |  | Annual line testing | Annual line testing |  | UST Currently In Use: 2; UST Temp Close: 1; AST Currently In Use: 0; AST Temp Closed: 0 | 2 | 1 | 0 | 25126-089-014222 | JIN M KELL (JIN'S MARKET)
8523 | Currently in Use |  | 1988-01-01 06:00 |  | Petroleum | Mid-grade gasoline | Mid-grade gasoline | Retail | Steel | Steel | Coated & cathodic protection (sti-P3) |  | Fiberglass reinforced plastic |  | 1901-01-01 06:00 |  | Catchment Basin, Single walled catchment basin | Automatic shutoff device At 95% full | Automatic shutoff device At 95% full |  |  | Automatic Tank Gauge |  | Automatic flow restrictor (MLLD) | Automatic flow restrictor (MLLD) |  |  | Annual line testing | Annual line testing |  | UST Currently In Use: 2; UST Temp Close: 1; AST Currently In Use: 0; AST Temp Closed: 0 | 2 | 1 | 0 | 25126-089-014222 | JIN M KELL (JIN'S MARKET)
8524 | Temporary Closed | 2020-08-19 06:00 | 1988-01-01 06:00 |  | Petroleum | Premium gasoline | Premium gasoline | Retail | Steel | Steel | Coated & cathodic protection (sti-P3) |  | Fiberglass reinforced plastic |  | 1901-01-01 06:00 |  | Catchment Basin, Single walled catchment basin | Automatic shutoff device At 95% full, Flow Rest 90% Full | Flow Rest 90% Full |  |  | Automatic Tank Gauge |  | Automatic flow restrictor (MLLD) | Automatic flow restrictor (MLLD) |  |  | Annual line testing | Annual line testing |  | UST Currently In Use: 2; UST Temp Close: 1; AST Currently In Use: 0; AST Temp Closed: 0 | 2 | 1 | 0 | 25126-089-014222 | JIN M KELL (JIN'S MARKET)
8525 | Permanently Closed | 1997-04-25 06:00 | 1973-01-01 06:00 | 1997-04-25 06:00 | Petroleum | Unleaded gasoline | Unleaded gasoline |  | Steel | Steel |  | Painted or None | Steel |  | 1901-01-01 06:00 | [6 empty] | Statistical Inventory Reconciliation (SIR) | [5 empty] | Annual line testing, Statistical inventory reconciliation (SIR) | Statistical inventory reconciliation (SIR) |  | UST Currently In Use: 0; UST Temp Close: 0; AST Currently In Use: 0; AST Temp Closed: 0 | 0 | 0 | 3 | 11287-095-004092 | CRAIN OIL CO INC
8526 | Permanently Closed | 1997-04-25 06:00 | 1973-01-01 06:00 | 1997-04-25 06:00 | Petroleum | Unleaded gasoline | Unleaded gasoline |  | Steel | Steel |  | Painted or None | Steel |  | 1901-01-01 06:00 | [6 empty] | Statistical Inventory Reconciliation (SIR) | [5 empty] | Annual line testing, Statistical inventory reconciliation (SIR) | Statistical inventory reconciliation (SIR) |  | UST Currently In Use: 0; UST Temp Close: 0; AST Currently In Use: 0; AST Temp Closed: 0 | 0 | 0 | 3 | 11287-095-004092 | CRAIN OIL CO INC
8527 | Permanently Closed | 1997-04-25 06:00 | 1973-01-01 06:00 | 1997-04-25 06:00 | Petroleum | Unleaded gasoline | Unleaded gasoline |  | Steel | Steel |  | Painted or None | Steel |  | 1901-01-01 06:00 | [6 empty] | Statistical Inventory Reconciliation (SIR) | [5 empty] | Annual line testing, Statistical inventory reconciliation (SIR) | Statistical inventory reconciliation (SIR) |  | UST Currently In Use: 0; UST Temp Close: 0; AST Currently In Use: 0; AST Temp Closed: 0 | 0 | 0 | 3 | 11287-095-004092 | CRAIN OIL CO INC
8528 | Permanently Closed | 1996-07-26 06:00 | 1972-01-01 06:00 | 1996-07-26 06:00 | Petroleum | Unleaded gasoline | Unleaded gasoline |  | Steel | Steel |  | Painted or None | Steel |  | 1901-01-01 06:00 | [6 empty] | Statistical Inventory Reconciliation (SIR) | [5 empty] | Annual line testing, Statistical inventory reconciliation (SIR) | Statistical inventory reconciliation (SIR) |  | UST Currently In Use: 0; UST Temp Close: 0; AST Currently In Use: 0; AST Temp Closed: 0 | 0 | 0 | 3 | 11287-095-004094 | CRAIN OIL CO INC
8529 | Permanently Closed | 1996-07-26 06:00 | 1972-01-01 06:00 | 1996-07-26 06:00 | Petroleum | Unleaded gasoline | Unleaded gasoline |  | Steel | Steel |  | Painted or None | Steel |  | 1901-01-01 06:00 | [6 empty] | Statistical Inventory Reconciliation (SIR) | [5 empty] | Annual line testing | Annual line testing |  | UST Currently In Use: 0; UST Temp Close: 0; AST Currently In Use: 0; AST Temp Closed: 0 | 0 | 0 | 3 | 11287-095-004094 | CRAIN OIL CO INC
8530 | Permanently Closed | 1996-07-26 06:00 | 1972-01-01 06:00 | 1996-07-26 06:00 | Petroleum | Unleaded gasoline | Unleaded gasoline |  | Steel | Steel |  | Painted or None | Steel |  | 1901-01-01 06:00 | [6 empty] | Statistical Inventory Reconciliation (SIR) | [5 empty] | Annual line testing | Annual line testing |  | UST Currently In Use: 0; UST Temp Close: 0; AST Currently In Use: 0; AST Temp Closed: 0 | 0 | 0 | 3 | 11287-095-004094 | CRAIN OIL CO INC
8531 | Currently in Use |  | 1977-01-01 06:00 |  | Petroleum | Unleaded gasoline | Unleaded gasoline | Retail | Single Wall, Steel | Steel | Field installed cathodic protection, Interior lined (not allowed as a standalone method of corrosion protection) |  | Double Wall, Flexible |  |  |  | Catchment Basin, Single walled catchment basin | Flow Rest 90% Full | Flow Rest 90% Full |  |  | Automatic Tank Gauge, Statistical Inventory Reconciliation (SIR) |  | Automatic flow restrictor (MLLD) | Automatic flow restrictor (MLLD) |  |  | Annual line testing, Statistical inventory reconciliation (SIR) | Statistical inventory reconciliation (SIR) |  | UST Currently In Use: 3; UST Temp Close: 0; AST Currently In Use: 0; AST Temp Closed: 0 | 3 | 0 | 0 | 13284-095-004095 | H.L. MARTIN DISTRIBUTING CO.
8532 | Currently in Use |  | 1977-01-01 06:00 |  | Petroleum | Premium gasoline | Premium gasoline | Retail | Single Wall, Steel | Steel | Field installed cathodic protection, Interior lined (not allowed as a standalone method of corrosion protection) |  | Double Wall, Flexible |  |  |  | Catchment Basin, Single walled catchment basin | Flow Rest 90% Full | Flow Rest 90% Full |  |  | Automatic Tank Gauge, Statistical Inventory Reconciliation (SIR) |  | Automatic flow restrictor (MLLD) | Automatic flow restrictor (MLLD) |  |  | Annual line testing, Statistical inventory reconciliation (SIR) | Statistical inventory reconciliation (SIR) |  | UST Currently In Use: 3; UST Temp Close: 0; AST Currently In Use: 0; AST Temp Closed: 0 | 3 | 0 | 0 | 13284-095-004095 | H.L. MARTIN DISTRIBUTING CO.
8533 | Currently in Use |  | 1977-01-01 06:00 |  | Petroleum | On road diesel | On road diesel | Retail | Single Wall, Steel | Steel | Field installed cathodic protection, Interior lined (not allowed as a standalone method of corrosion protection) |  | Double Wall, Flexible |  |  |  | Catchment Basin, Single walled catchment basin | Flow Rest 90% Full | Flow Rest 90% Full |  |  | Automatic Tank Gauge, Statistical Inventory Reconciliation (SIR) |  | Automatic flow restrictor (MLLD) | Automatic flow restrictor (MLLD) |  |  | Annual line testing, Statistical inventory reconciliation (SIR) | Statistical inventory reconciliation (SIR) |  | UST Currently In Use: 3; UST Temp Close: 0; AST Currently In Use: 0; AST Temp Closed: 0 | 3 | 0 | 0 | 13284-095-004095 | H.L. MARTIN DISTRIBUTING CO.
8534 | Permanently Closed | 1996-08-27 06:00 | 1977-01-01 06:00 | 1996-08-27 06:00 | Petroleum | Unleaded gasoline | Unleaded gasoline |  | Steel | Steel |  | Painted or None | Steel |  | 1901-01-01 06:00 | [6 empty] | Statistical Inventory Reconciliation (SIR) | [8 empty] | UST Currently In Use: 2; UST Temp Close: 0; AST Currently In Use: 0; AST Temp Closed: 0 | 2 | 0 | 4 | 11287-095-004096 | CRAIN OIL CO INC
8535 | Permanently Closed | 1994-08-27 06:00 | 1977-01-01 06:00 | 1996-10-27 06:00 | Petroleum | Unleaded gasoline | Unleaded gasoline |  | Steel | Steel |  | Painted or None | Steel |  | 1901-01-01 06:00 | [6 empty] | Statistical Inventory Reconciliation (SIR) | [8 empty] | UST Currently In Use: 2; UST Temp Close: 0; AST Currently In Use: 0; AST Temp Closed: 0 | 2 | 0 | 4 | 11287-095-004096 | CRAIN OIL CO INC
8536 | Permanently Closed | 1996-08-27 06:00 | 1982-01-01 06:00 | 1996-08-27 06:00 | Petroleum | Unleaded gasoline | Unleaded gasoline |  | Steel | Steel | Coated & cathodic protection (sti-P3) |  | Steel |  | 1901-01-01 06:00 | [6 empty] | Statistical Inventory Reconciliation (SIR) | [8 empty] | UST Currently In Use: 2; UST Temp Close: 0; AST Currently In Use: 0; AST Temp Closed: 0 | 2 | 0 | 4 | 11287-095-004096 | CRAIN OIL CO INC
8537 | Permanently Closed | 1996-08-27 06:00 | 1982-01-01 06:00 | 1996-08-27 06:00 | Petroleum | Kerosene | Kerosene |  | Steel | Steel | Coated & cathodic protection (sti-P3) |  | Steel |  | 1901-01-01 06:00 | [6 empty] | Statistical Inventory Reconciliation (SIR) | [8 empty] | UST Currently In Use: 2; UST Temp Close: 0; AST Currently In Use: 0; AST Temp Closed: 0 | 2 | 0 | 4 | 11287-095-004096 | CRAIN OIL CO INC
8538 | Permanently Closed | 1996-01-31 06:00 | 1982-01-01 06:00 | 1996-01-31 06:00 | Petroleum | Unleaded gasoline | Unleaded gasoline |  | Steel | Steel | Coated & cathodic protection (sti-P3) |  | Steel |  | 1901-01-01 06:00 | [6 empty] | Statistical Inventory Reconciliation (SIR) | [8 empty] | UST Currently In Use: 0; UST Temp Close: 0; AST Currently In Use: 0; AST Temp Closed: 0 | 0 | 0 | 3 | 11287-095-004097 | CRAIN OIL CO INC
8539 | Permanently Closed | 1996-01-31 06:00 | 1982-01-01 06:00 | 1996-01-31 06:00 | Petroleum | Unleaded gasoline | Unleaded gasoline |  | Steel | Steel | Coated & cathodic protection (sti-P3) |  | Steel |  | 1901-01-01 06:00 | [6 empty] | Statistical Inventory Reconciliation (SIR) | [8 empty] | UST Currently In Use: 0; UST Temp Close: 0; AST Currently In Use: 0; AST Temp Closed: 0 | 0 | 0 | 3 | 11287-095-004097 | CRAIN OIL CO INC
8540 | Permanently Closed | 1996-01-31 06:00 | 1982-01-01 06:00 | 1996-01-31 06:00 | Petroleum | Unleaded gasoline | Unleaded gasoline |  | Steel | Steel | Coated & cathodic protection (sti-P3) |  | Steel |  | 1901-01-01 06:00 | [6 empty] | Statistical Inventory Reconciliation (SIR) | [8 empty] | UST Currently In Use: 0; UST Temp Close: 0; AST Currently In Use: 0; AST Temp Closed: 0 | 0 | 0 | 3 | 11287-095-004097 | CRAIN OIL CO INC
8541 | Permanently Closed | 1985-10-01 06:00 | 1971-01-01 06:00 | 1988-12-01 06:00 | Petroleum | Other, OTHER | Other |  | Steel | Steel |  | Painted or None | Steel |  | 1901-01-01 06:00 | [15 empty] | UST Currently In Use: 0; UST Temp Close: 0; AST Currently In Use: 0; AST Temp Closed: 0 | 0 | 0 | 2 | 11287-095-004098 | CRAIN OIL CO INC
8542 | Permanently Closed | 1988-11-16 06:00 | 1971-01-01 06:00 | 1988-11-16 06:00 | Petroleum | Unleaded gasoline | Unleaded gasoline |  | Steel | Steel |  | Painted or None | Steel |  | 1901-01-01 06:00 | [15 empty] | UST Currently In Use: 0; UST Temp Close: 0; AST Currently In Use: 0; AST Temp Closed: 0 | 0 | 0 | 2 | 11287-095-004098 | CRAIN OIL CO INC
8543 | Permanently Closed | 1991-11-01 06:00 | 1977-01-01 06:00 | 1991-11-01 06:00 | Petroleum | Unleaded gasoline | Unleaded gasoline |  | Steel | Steel |  | Painted or None | Steel |  | 1901-01-01 06:00 | [15 empty] | UST Currently In Use: 0; UST Temp Close: 0; AST Currently In Use: 0; AST Temp Closed: 0 | 0 | 0 | 4 | 11287-095-004099 | CRAIN OIL CO INC
8544 | Permanently Closed | 1991-11-01 06:00 | 1955-01-01 06:00 | 1991-11-01 06:00 | Petroleum | Unleaded gasoline | Unleaded gasoline |  | Steel | Steel |  | Painted or None | Steel |  | 1901-01-01 06:00 | [15 empty] | UST Currently In Use: 0; UST Temp Close: 0; AST Currently In Use: 0; AST Temp Closed: 0 | 0 | 0 | 4 | 11287-095-004099 | CRAIN OIL CO INC
8545 | Permanently Closed | 1991-11-01 06:00 | 1955-01-01 06:00 | 1991-11-01 06:00 | Petroleum | Unleaded gasoline | Unleaded gasoline |  | Steel | Steel |  | Painted or None | Steel |  | 1901-01-01 06:00 | [15 empty] | UST Currently In Use: 0; UST Temp Close: 0; AST Currently In Use: 0; AST Temp Closed: 0 | 0 | 0 | 4 | 11287-095-004099 | CRAIN OIL CO INC
8546 | Permanently Closed | 1991-11-01 06:00 | 1955-01-01 06:00 | 1991-11-01 06:00 | Petroleum | Kerosene | Kerosene |  | Steel | Steel |  | Painted or None | Steel |  | 1901-01-01 06:00 | [15 empty] | UST Currently In Use: 0; UST Temp Close: 0; AST Currently In Use: 0; AST Temp Closed: 0 | 0 | 0 | 4 | 11287-095-004099 | CRAIN OIL CO INC
8547 | Permanently Closed | 1995-01-24 06:00 | 1981-01-01 06:00 | 1995-01-24 06:00 | Petroleum | Unleaded gasoline | Unleaded gasoline |  | Steel | Steel |  | Painted or None | Steel |  | 1901-01-01 06:00 | [6 empty] | Statistical Inventory Reconciliation (SIR) | [8 empty] | UST Currently In Use: 0; UST Temp Close: 0; AST Currently In Use: 0; AST Temp Closed: 0 | 0 | 0 | 5 | 11287-095-004100 | CRAIN OIL CO INC
8548 | Permanently Closed | 1995-01-24 06:00 | 1981-01-01 06:00 | 1995-01-24 06:00 | Petroleum | Unleaded gasoline | Unleaded gasoline |  | Steel | Steel |  | Painted or None | Steel |  | 1901-01-01 06:00 | [6 empty] | Statistical Inventory Reconciliation (SIR) | [8 empty] | UST Currently In Use: 0; UST Temp Close: 0; AST Currently In Use: 0; AST Temp Closed: 0 | 0 | 0 | 5 | 11287-095-004100 | CRAIN OIL CO INC
8549 | Permanently Closed | 1995-01-24 06:00 | 1982-01-01 06:00 | 1995-01-24 06:00 | Petroleum | Unleaded gasoline | Unleaded gasoline |  | Steel | Steel | Coated & cathodic protection (sti-P3) |  | Steel |  | 1901-01-01 06:00 | [6 empty] | Statistical Inventory Reconciliation (SIR) | [8 empty] | UST Currently In Use: 0; UST Temp Close: 0; AST Currently In Use: 0; AST Temp Closed: 0 | 0 | 0 | 5 | 11287-095-004100 | CRAIN OIL CO INC
8550 | Permanently Closed | 1995-01-24 06:00 | 1981-01-01 06:00 | 1995-01-24 06:00 | Petroleum | On road diesel | On road diesel |  | Steel | Steel |  | Painted or None | Steel |  | 1901-01-01 06:00 | [6 empty] | Statistical Inventory Reconciliation (SIR) | [8 empty] | UST Currently In Use: 0; UST Temp Close: 0; AST Currently In Use: 0; AST Temp Closed: 0 | 0 | 0 | 5 | 11287-095-004100 | CRAIN OIL CO INC
8552 | Permanently Closed | 1995-01-24 06:00 | 1981-01-01 06:00 | 1995-01-24 06:00 | Petroleum | Kerosene | Kerosene |  | Steel | Steel |  | Painted or None | Steel |  | 1901-01-01 06:00 | [6 empty] | Statistical Inventory Reconciliation (SIR) | [8 empty] | UST Currently In Use: 0; UST Temp Close: 0; AST Currently In Use: 0; AST Temp Closed: 0 | 0 | 0 | 5 | 11287-095-004100 | CRAIN OIL CO INC
8553 | Permanently Closed | 2005-10-06 06:00 | 1985-01-01 06:00 | 2005-10-06 06:00 | Petroleum | Premium gasoline | Premium gasoline | Retail | Steel | Steel | Coated & cathodic protection (sti-P3) |  | Fiberglass reinforced plastic |  | 1901-01-01 06:00 |  | Catchment Basin, Single walled catchment basin | Automatic shutoff device At 95% full | Automatic shutoff device At 95% full |  |  | Statistical Inventory Reconciliation (SIR) | [8 empty] | UST Currently In Use: 0; UST Temp Close: 0; AST Currently In Use: 0; AST Temp Closed: 0 | 0 | 0 | 6 | 20244-043-004103 | DON FLEMING
8554 | Permanently Closed | 2005-10-06 06:00 | 1985-01-01 06:00 | 2005-10-06 06:00 | Petroleum | Unleaded gasoline | Unleaded gasoline | Retail | Steel | Steel | Coated & cathodic protection (sti-P3) |  | Fiberglass reinforced plastic |  | 1901-01-01 06:00 |  | Catchment Basin, Single walled catchment basin | Automatic shutoff device At 95% full | Automatic shutoff device At 95% full |  |  | Statistical Inventory Reconciliation (SIR) | [8 empty] | UST Currently In Use: 0; UST Temp Close: 0; AST Currently In Use: 0; AST Temp Closed: 0 | 0 | 0 | 6 | 20244-043-004103 | DON FLEMING
8555 | Permanently Closed | 2005-10-06 06:00 | 1985-01-01 06:00 | 2005-10-06 06:00 | Petroleum | Mid-grade gasoline | Mid-grade gasoline | Retail | Steel | Steel | Coated & cathodic protection (sti-P3) |  | Fiberglass reinforced plastic |  | 1901-01-01 06:00 |  | Catchment Basin, Single walled catchment basin | Automatic shutoff device At 95% full | Automatic shutoff device At 95% full |  |  | Statistical Inventory Reconciliation (SIR) | [8 empty] | UST Currently In Use: 0; UST Temp Close: 0; AST Currently In Use: 0; AST Temp Closed: 0 | 0 | 0 | 6 | 20244-043-004103 | DON FLEMING
8556 | Permanently Closed | 1986-06-01 06:00 | 1957-01-01 06:00 | 1988-01-01 06:00 | Petroleum | Unleaded gasoline | Unleaded gasoline |  | Steel | Steel |  | Painted or None | Steel |  | 1901-01-01 06:00 | [15 empty] | UST Currently In Use: 0; UST Temp Close: 0; AST Currently In Use: 0; AST Temp Closed: 0 | 0 | 0 | 6 | 20244-043-004103 | DON FLEMING
8557 | Permanently Closed | 1986-06-01 06:00 | 1957-01-01 06:00 | 1988-01-01 06:00 | Petroleum | Unleaded gasoline | Unleaded gasoline |  | Steel | Steel |  | Painted or None | Steel |  | 1901-01-01 06:00 | [15 empty] | UST Currently In Use: 0; UST Temp Close: 0; AST Currently In Use: 0; AST Temp Closed: 0 | 0 | 0 | 6 | 20244-043-004103 | DON FLEMING
8558 | Permanently Closed | 1992-01-02 06:00 | 1982-01-01 06:00 | 1992-01-02 06:00 | Petroleum | Unleaded gasoline | Unleaded gasoline | Retail | Steel | Steel | Coated & cathodic protection (sti-P3) |  | Fiberglass reinforced plastic, Steel |  | 1901-01-01 06:00 |  | Catchment Basin, Single walled catchment basin |  |  |  |  | Statistical Inventory Reconciliation (SIR) | [8 empty] | UST Currently In Use: 0; UST Temp Close: 0; AST Currently In Use: 0; AST Temp Closed: 0 | 0 | 0 | 6 | 20244-043-004103 | DON FLEMING
8559 | Permanently Closed | 1989-11-20 06:00 | 1962-01-01 06:00 | 1989-11-20 06:00 | Petroleum | Unleaded gasoline | Unleaded gasoline |  | Steel | Steel |  | Painted or None | Steel |  | 1901-01-01 06:00 | [15 empty] | UST Currently In Use: 0; UST Temp Close: 0; AST Currently In Use: 0; AST Temp Closed: 0 | 0 | 0 | 5 | 11287-095-004104 | CRAIN OIL CO INC
8560 | Permanently Closed | 1989-11-20 06:00 | 1962-01-01 06:00 | 1989-11-20 06:00 | Petroleum | Unleaded gasoline | Unleaded gasoline |  | Steel | Steel |  | Painted or None | Steel |  | 1901-01-01 06:00 | [15 empty] | UST Currently In Use: 0; UST Temp Close: 0; AST Currently In Use: 0; AST Temp Closed: 0 | 0 | 0 | 5 | 11287-095-004104 | CRAIN OIL CO INC
8561 | Permanently Closed | 1989-11-20 06:00 | 1962-01-01 06:00 | 1989-11-20 06:00 | Petroleum | On road diesel | On road diesel |  | Steel | Steel |  | Painted or None | Steel |  | 1901-01-01 06:00 | [15 empty] | UST Currently In Use: 0; UST Temp Close: 0; AST Currently In Use: 0; AST Temp Closed: 0 | 0 | 0 | 5 | 11287-095-004104 | CRAIN OIL CO INC
8562 | Permanently Closed | 1989-11-20 06:00 | 1980-01-01 06:00 | 1989-11-20 06:00 | Petroleum | Unleaded gasoline | Unleaded gasoline |  | Steel | Steel |  | Painted or None | Steel |  | 1901-01-01 06:00 | [15 empty] | UST Currently In Use: 0; UST Temp Close: 0; AST Currently In Use: 0; AST Temp Closed: 0 | 0 | 0 | 5 | 11287-095-004104 | CRAIN OIL CO INC
8563 | Permanently Closed | 1990-08-20 06:00 | 1982-01-01 06:00 | 1990-08-20 06:00 | Petroleum | Kerosene | Kerosene |  | Steel | Steel |  | Painted or None | Steel |  | 1901-01-01 06:00 | [15 empty] | UST Currently In Use: 0; UST Temp Close: 0; AST Currently In Use: 0; AST Temp Closed: 0 | 0 | 0 | 5 | 11287-095-004104 | CRAIN OIL CO INC
8564 | Permanently Closed | 1901-01-01 06:00 | 1933-01-01 06:00 | 2011-11-11 06:00 | Petroleum | Unleaded gasoline | Unleaded gasoline |  | Steel | Steel |  | Painted or None | Steel |  | 1901-01-01 06:00 | [15 empty] | UST Currently In Use: 3; UST Temp Close: 0; AST Currently In Use: 2; AST Temp Closed: 0 | 3 | 0 | 2 | 25874-095-004105 | NEIL AND PARI LLC
8565 | Permanently Closed | 1901-01-01 06:00 | 1933-01-01 06:00 | 2011-11-11 06:00 | Petroleum | Unleaded gasoline | Unleaded gasoline |  | Steel | Steel |  | Painted or None | Steel |  | 1901-01-01 06:00 | [15 empty] | UST Currently In Use: 3; UST Temp Close: 0; AST Currently In Use: 2; AST Temp Closed: 0 | 3 | 0 | 2 | 25874-095-004105 | NEIL AND PARI LLC
8566 | Currently in Use |  | 1987-01-01 06:00 |  | Petroleum | Unleaded gasoline | Unleaded gasoline | Retail | Single Wall, Steel, MANIFOLDED | Steel | Coated & cathodic protection (sti-P3), Field installed cathodic protection |  | Double Wall, Fiberglass reinforced plastic |  |  |  | Catchment Basin, Single walled catchment basin | Automatic shutoff device At 95% full | Automatic shutoff device At 95% full |  |  | Continuous Automatic Tank Gauge | [8 empty] | UST Currently In Use: 3; UST Temp Close: 0; AST Currently In Use: 2; AST Temp Closed: 0 | 3 | 0 | 2 | 25874-095-004105 | NEIL AND PARI LLC
8569 | Currently in Use |  | 1974-01-01 06:00 |  | Petroleum | On road diesel | On road diesel | Retail | Single Wall, Steel | Steel | Field installed cathodic protection |  | Double Wall, Fiberglass reinforced plastic |  |  |  | Catchment Basin, Single walled catchment basin | Automatic shutoff device At 95% full | Automatic shutoff device At 95% full |  |  | Continuous Automatic Tank Gauge | [8 empty] | UST Currently In Use: 3; UST Temp Close: 0; AST Currently In Use: 2; AST Temp Closed: 0 | 3 | 0 | 2 | 25874-095-004105 | NEIL AND PARI LLC
8570 | Currently in Use |  | 1974-01-01 06:00 |  | Petroleum | Premium gasoline | Premium gasoline | Retail | Single Wall, Steel | Steel | Field installed cathodic protection |  | Double Wall, Fiberglass reinforced plastic |  |  |  | Catchment Basin, Single walled catchment basin | Automatic shutoff device At 95% full | Automatic shutoff device At 95% full |  |  | Continuous Automatic Tank Gauge | [8 empty] | UST Currently In Use: 3; UST Temp Close: 0; AST Currently In Use: 2; AST Temp Closed: 0 | 3 | 0 | 2 | 25874-095-004105 | NEIL AND PARI LLC
8571 | Permanently Closed | 1994-11-18 06:00 | 1959-01-01 06:00 | 1994-11-18 06:00 | Petroleum | Unleaded gasoline | Unleaded gasoline |  | Steel | Steel |  | Painted or None | Steel |  | 1901-01-01 06:00 | [12 empty] | Annual line testing | Annual line testing |  | UST Currently In Use: 0; UST Temp Close: 2; AST Currently In Use: 1; AST Temp Closed: 0 | 0 | 2 | 4 | 11287-095-004106 | CRAIN OIL CO INC
8572 | Permanently Closed | 1994-11-18 06:00 | 1959-01-01 06:00 | 1994-11-18 06:00 | Petroleum | Unleaded gasoline | Unleaded gasoline |  | Steel | Steel |  | Painted or None | Steel |  | 1901-01-01 06:00 | [12 empty] | Annual line testing | Annual line testing |  | UST Currently In Use: 0; UST Temp Close: 2; AST Currently In Use: 1; AST Temp Closed: 0 | 0 | 2 | 4 | 11287-095-004106 | CRAIN OIL CO INC
8573 | Retired | 1982-01-01 06:00 | 1959-01-01 06:00 |  | Petroleum | Other, OTHER | Other |  | Steel | Steel |  | Painted or None | Steel |  | 1901-01-01 06:00 | [12 empty] | Annual line testing | Annual line testing |  | UST Currently In Use: 0; UST Temp Close: 2; AST Currently In Use: 1; AST Temp Closed: 0 | 0 | 2 | 4 | 11287-095-004106 | CRAIN OIL CO INC
8574 | Permanently Closed | 1994-11-18 06:00 | 1979-01-01 06:00 | 1994-11-18 06:00 | Petroleum | Unleaded gasoline | Unleaded gasoline |  | Steel | Steel |  | Painted or None | Steel |  | 1901-01-01 06:00 | [12 empty] | Annual line testing | Annual line testing |  | UST Currently In Use: 0; UST Temp Close: 2; AST Currently In Use: 1; AST Temp Closed: 0 | 0 | 2 | 4 | 11287-095-004106 | CRAIN OIL CO INC
8575 | Permanently Closed | 1994-11-18 06:00 | 1979-01-01 06:00 | 1994-11-18 06:00 | Petroleum | Unleaded gasoline | Unleaded gasoline |  | Steel | Steel |  | Painted or None | Steel |  | 1901-01-01 06:00 | [12 empty] | Annual line testing | Annual line testing |  | UST Currently In Use: 0; UST Temp Close: 2; AST Currently In Use: 1; AST Temp Closed: 0 | 0 | 2 | 4 | 11287-095-004106 | CRAIN OIL CO INC
8576 | Permanently Closed | 1990-05-21 06:00 | 1975-01-01 06:00 | 1990-05-21 06:00 | Petroleum | On road diesel | On road diesel |  | Steel | Steel |  | Painted or None | Steel |  | 1901-01-01 06:00 | [15 empty] | UST Currently In Use: 0; UST Temp Close: 0; AST Currently In Use: 0; AST Temp Closed: 0 | 0 | 0 | 3 | 11287-095-004107 | CRAIN OIL CO INC
8577 | Permanently Closed | 1990-05-21 06:00 | 1975-01-01 06:00 | 1990-05-21 06:00 | Petroleum | Unleaded gasoline | Unleaded gasoline |  | Steel | Steel |  | Painted or None | Steel |  | 1901-01-01 06:00 | [15 empty] | UST Currently In Use: 0; UST Temp Close: 0; AST Currently In Use: 0; AST Temp Closed: 0 | 0 | 0 | 3 | 11287-095-004107 | CRAIN OIL CO INC
8578 | Permanently Closed | 1990-05-21 06:00 | 1975-01-01 06:00 | 1990-05-21 06:00 | Petroleum | On road diesel | On road diesel |  | Steel | Steel |  | Painted or None | Steel |  | 1901-01-01 06:00 | [15 empty] | UST Currently In Use: 0; UST Temp Close: 0; AST Currently In Use: 0; AST Temp Closed: 0 | 0 | 0 | 3 | 11287-095-004107 | CRAIN OIL CO INC
8579 | Permanently Closed | 1993-10-03 06:00 | 1981-01-01 06:00 | 1993-10-03 06:00 | Petroleum | Unleaded gasoline | Unleaded gasoline |  | Steel | Steel |  | Painted or None | Steel |  | 1901-01-01 06:00 | [15 empty] | UST Currently In Use: 0; UST Temp Close: 0; AST Currently In Use: 0; AST Temp Closed: 0 | 0 | 0 | 1 | 11287-095-004109 | CRAIN OIL CO INC
8580 | Permanently Closed | 2009-10-08 06:00 | 1985-01-01 06:00 | 2010-03-03 06:00 | Petroleum | Mid-grade gasoline | Mid-grade gasoline | Retail | Single Wall, Steel | Steel | Field installed cathodic protection |  | Double Wall, Flexible, Steel |  | 1901-01-01 06:00 |  | Catchment Basin, Single walled catchment basin | Automatic shutoff device At 95% full, Flow Rest 90% Full | Flow Rest 90% Full | [8 empty] | Annual line testing | Annual line testing |  | UST Currently In Use: 0; UST Temp Close: 0; AST Currently In Use: 0; AST Temp Closed: 0 | 0 | 0 | 2 | 19096-095-005265 | GUNTERSVILLE MARINA. INC.
8581 | Permanently Closed | 2009-10-08 06:00 | 1985-01-01 06:00 | 2010-03-03 06:00 | Petroleum | On road diesel | On road diesel | Retail | Single Wall, Steel | Steel | Field installed cathodic protection |  | Double Wall, Flexible, Steel |  | 1901-01-01 06:00 |  | Catchment Basin, Single walled catchment basin | Automatic shutoff device At 95% full, Flow Rest 90% Full | Flow Rest 90% Full | [8 empty] | Annual line testing | Annual line testing |  | UST Currently In Use: 0; UST Temp Close: 0; AST Currently In Use: 0; AST Temp Closed: 0 | 0 | 0 | 2 | 19096-095-005265 | GUNTERSVILLE MARINA. INC.
8582 | Temporary Closed | 2023-04-03 06:00 | 1985-01-01 06:00 |  | Petroleum | Mid-grade gasoline | Mid-grade gasoline | Retail | Fiberglass reinforced plastic, Single Wall | Single Wall |  |  | Double Wall, Flexible |  | 2017-05-10 06:00 |  | Catchment Basin, Single walled catchment basin | Automatic shutoff device At 95% full | Automatic shutoff device At 95% full |  |  | Continuous Automatic Tank Gauge, Statistical Inventory Reconciliation (SIR) | Single walled submersible pump containment sump | Automatic flow restrictor (MLLD), Containment Sump | Containment Sump | Interstitial Monitoring within Secondary Containment | SENSOR TO ATG | Continuous alarm system, Statistical inventory reconciliation (SIR) | Statistical inventory reconciliation (SIR) |  | UST Currently In Use: 3; UST Temp Close: 1; AST Currently In Use: 0; AST Temp Closed: 0 | 3 | 1 | 0 | 11287-095-012676 | CRAIN OIL CO INC
8583 | Currently in Use |  | 1985-01-01 06:00 |  | Petroleum | Premium gasoline | Premium gasoline | Retail | Fiberglass reinforced plastic, Single Wall | Single Wall |  |  | Double Wall, Flexible |  | 2017-05-10 06:00 |  | Catchment Basin, Single walled catchment basin | Automatic shutoff device At 95% full | Automatic shutoff device At 95% full |  |  | Continuous Automatic Tank Gauge, Statistical Inventory Reconciliation (SIR) | Single walled submersible pump containment sump | Automatic flow restrictor (MLLD), Containment Sump | Containment Sump | Interstitial Monitoring within Secondary Containment | SENSOR TO ATG | Continuous alarm system, Statistical inventory reconciliation (SIR) | Statistical inventory reconciliation (SIR) |  | UST Currently In Use: 3; UST Temp Close: 1; AST Currently In Use: 0; AST Temp Closed: 0 | 3 | 1 | 0 | 11287-095-012676 | CRAIN OIL CO INC
8584 | Currently in Use |  | 1985-01-01 06:00 |  | Petroleum | Unleaded gasoline | Unleaded gasoline | Retail | Fiberglass reinforced plastic, Single Wall | Single Wall |  |  | Double Wall, Flexible |  | 2017-05-10 06:00 |  | Catchment Basin, Single walled catchment basin | Automatic shutoff device At 95% full | Automatic shutoff device At 95% full |  |  | Continuous Automatic Tank Gauge, Statistical Inventory Reconciliation (SIR) | Single walled submersible pump containment sump | Automatic flow restrictor (MLLD), Containment Sump | Containment Sump | Interstitial Monitoring within Secondary Containment | SENSOR TO ATG | Continuous alarm system, Statistical inventory reconciliation (SIR) | Statistical inventory reconciliation (SIR) |  | UST Currently In Use: 3; UST Temp Close: 1; AST Currently In Use: 0; AST Temp Closed: 0 | 3 | 1 | 0 | 11287-095-012676 | CRAIN OIL CO INC
8585 | Currently in Use |  | 1985-01-01 06:00 |  | Petroleum | On road diesel | On road diesel | Retail | Fiberglass reinforced plastic, Single Wall | Single Wall |  |  | Double Wall, Flexible |  | 2017-05-10 06:00 |  | Catchment Basin, Single walled catchment basin | Automatic shutoff device At 95% full | Automatic shutoff device At 95% full |  |  | Continuous Automatic Tank Gauge, Statistical Inventory Reconciliation (SIR) | Single walled submersible pump containment sump | Automatic flow restrictor (MLLD), Containment Sump | Containment Sump | Interstitial Monitoring within Secondary Containment | SENSOR TO ATG | Continuous alarm system, Statistical inventory reconciliation (SIR) | Statistical inventory reconciliation (SIR) |  | UST Currently In Use: 3; UST Temp Close: 1; AST Currently In Use: 0; AST Temp Closed: 0 | 3 | 1 | 0 | 11287-095-012676 | CRAIN OIL CO INC
8586 | Currently in Use |  | 1990-01-01 06:00 |  | Petroleum | Premium gasoline | Premium gasoline | Retail | Single Wall, Steel | Steel | Coated & cathodic protection (sti-P3), Field installed cathodic protection |  | Fiberglass reinforced plastic, Single Wall |  |  | Galvanic Cathodic | Catchment Basin, Single walled catchment basin | Automatic shutoff device At 95% full, Flow Rest 90% Full | Flow Rest 90% Full |  |  | Statistical Inventory Reconciliation (SIR) |  | Automatic flow restrictor (MLLD) | Automatic flow restrictor (MLLD) |  |  | Statistical inventory reconciliation (SIR) | Statistical inventory reconciliation (SIR) |  | UST Currently In Use: 5; UST Temp Close: 0; AST Currently In Use: 0; AST Temp Closed: 0 | 5 | 0 | 0 | 11287-095-014875 | CRAIN OIL CO INC
8587 | Currently in Use |  | 1990-01-01 06:00 |  | Petroleum | Unleaded gasoline | Unleaded gasoline | Retail | Single Wall, Steel | Steel | Coated & cathodic protection (sti-P3), Field installed cathodic protection |  | Fiberglass reinforced plastic, Single Wall |  |  | Galvanic Cathodic | Catchment Basin, Single walled catchment basin | Automatic shutoff device At 95% full, Flow Rest 90% Full | Flow Rest 90% Full |  |  | Statistical Inventory Reconciliation (SIR) |  | Automatic flow restrictor (MLLD) | Automatic flow restrictor (MLLD) |  |  | Statistical inventory reconciliation (SIR) | Statistical inventory reconciliation (SIR) |  | UST Currently In Use: 5; UST Temp Close: 0; AST Currently In Use: 0; AST Temp Closed: 0 | 5 | 0 | 0 | 11287-095-014875 | CRAIN OIL CO INC
8588 | Currently in Use |  | 1990-01-01 06:00 |  | Petroleum | Mid-grade gasoline | Mid-grade gasoline | Retail | Single Wall, Steel | Steel | Coated & cathodic protection (sti-P3), Field installed cathodic protection |  | Fiberglass reinforced plastic, Single Wall |  |  | Galvanic Cathodic | Catchment Basin, Single walled catchment basin | Automatic shutoff device At 95% full | Automatic shutoff device At 95% full |  |  | Statistical Inventory Reconciliation (SIR) |  | Automatic flow restrictor (MLLD) | Automatic flow restrictor (MLLD) |  |  | Statistical inventory reconciliation (SIR) | Statistical inventory reconciliation (SIR) |  | UST Currently In Use: 5; UST Temp Close: 0; AST Currently In Use: 0; AST Temp Closed: 0 | 5 | 0 | 0 | 11287-095-014875 | CRAIN OIL CO INC
8589 | Currently in Use |  | 1990-01-01 06:00 |  | Petroleum | On road diesel | On road diesel | Retail | Single Wall, Steel | Steel | Coated & cathodic protection (sti-P3), Field installed cathodic protection |  | Fiberglass reinforced plastic, Single Wall |  |  | Galvanic Cathodic | Catchment Basin, Single walled catchment basin | Automatic shutoff device At 95% full | Automatic shutoff device At 95% full |  |  | Statistical Inventory Reconciliation (SIR) |  | Automatic flow restrictor (MLLD) | Automatic flow restrictor (MLLD) |  |  | Statistical inventory reconciliation (SIR) | Statistical inventory reconciliation (SIR) |  | UST Currently In Use: 5; UST Temp Close: 0; AST Currently In Use: 0; AST Temp Closed: 0 | 5 | 0 | 0 | 11287-095-014875 | CRAIN OIL CO INC
8590 | Currently in Use |  | 1990-01-01 06:00 |  | Petroleum | Kerosene | Kerosene | Retail | Single Wall, Steel | Steel | Coated & cathodic protection (sti-P3), Field installed cathodic protection |  | Fiberglass reinforced plastic, Single Wall |  |  | Galvanic Cathodic | Catchment Basin, Single walled catchment basin | Automatic shutoff device At 95% full | Automatic shutoff device At 95% full |  |  | Statistical Inventory Reconciliation (SIR) |  | Automatic flow restrictor (MLLD) | Automatic flow restrictor (MLLD) |  |  | Statistical inventory reconciliation (SIR) | Statistical inventory reconciliation (SIR) |  | UST Currently In Use: 5; UST Temp Close: 0; AST Currently In Use: 0; AST Temp Closed: 0 | 5 | 0 | 0 | 11287-095-014875 | CRAIN OIL CO INC
8591 | Permanently Closed | 1997-02-01 06:00 | 1976-01-01 06:00 | 1997-02-16 06:00 | Petroleum | On road diesel | On road diesel |  | Steel | Steel |  | Painted or None | Steel |  | 1901-01-01 06:00 | [15 empty] | UST Currently In Use: 0; UST Temp Close: 0; AST Currently In Use: 0; AST Temp Closed: 0 | 0 | 0 | 2 | 11288-003-000427 | CRAWFORD BEVERAGE
8592 | Permanently Closed | 1997-02-01 06:00 | 1976-01-01 06:00 | 1997-03-26 06:00 | Petroleum | Unleaded gasoline | Unleaded gasoline |  | Steel | Steel |  | Painted or None | Steel |  | 1901-01-01 06:00 | [15 empty] | UST Currently In Use: 0; UST Temp Close: 0; AST Currently In Use: 0; AST Temp Closed: 0 | 0 | 0 | 2 | 11288-003-000427 | CRAWFORD BEVERAGE
8593 | Permanently Closed | 1982-01-01 06:00 | 1972-01-01 06:00 |  | Petroleum | Unleaded gasoline | Unleaded gasoline | [7 empty] | 1901-01-01 06:00 | [15 empty] | UST Currently In Use: 0; UST Temp Close: 0; AST Currently In Use: 0; AST Temp Closed: 0 | 0 | 0 | 4 | 11289-069-013151 | CRC GROUP INC
8594 | Permanently Closed | 1982-01-01 06:00 | 1972-01-01 06:00 |  | Petroleum | Unleaded gasoline | Unleaded gasoline | [7 empty] | 1901-01-01 06:00 | [15 empty] | UST Currently In Use: 0; UST Temp Close: 0; AST Currently In Use: 0; AST Temp Closed: 0 | 0 | 0 | 4 | 11289-069-013151 | CRC GROUP INC
8595 | Permanently Closed | 1982-01-01 06:00 | 1972-01-01 06:00 |  | Petroleum | Unleaded gasoline | Unleaded gasoline | [7 empty] | 1901-01-01 06:00 | [15 empty] | UST Currently In Use: 0; UST Temp Close: 0; AST Currently In Use: 0; AST Temp Closed: 0 | 0 | 0 | 4 | 11289-069-013151 | CRC GROUP INC
8596 | Permanently Closed | 1982-01-01 06:00 | 1972-01-01 06:00 |  | Petroleum | Unleaded gasoline | Unleaded gasoline | [7 empty] | 1901-01-01 06:00 | [15 empty] | UST Currently In Use: 0; UST Temp Close: 0; AST Currently In Use: 0; AST Temp Closed: 0 | 0 | 0 | 4 | 11289-069-013151 | CRC GROUP INC
8597 | Permanently Closed | 1989-07-31 06:00 | 1959-01-01 06:00 | 1989-07-31 06:00 | Petroleum | Unleaded gasoline | Unleaded gasoline | Local government | Steel | Steel |  |  | Steel |  | 1901-01-01 06:00 | [15 empty] | UST Currently In Use: 0; UST Temp Close: 0; AST Currently In Use: 2; AST Temp Closed: 0 | 0 | 0 | 1 | 11290-041-000927 | CRENSHAW COUNTY BOARD OF EDUCATION
8598 | Permanently Closed | 1992-06-09 06:00 | 1959-01-01 06:00 | 1992-06-09 06:00 | Petroleum | Unleaded gasoline | Unleaded gasoline | Local government | Steel | Steel |  |  | Steel |  | 1901-01-01 06:00 | [15 empty] | UST Currently In Use: 0; UST Temp Close: 0; AST Currently In Use: 2; AST Temp Closed: 0 | 0 | 0 | 2 | 11290-041-000928 | CRENSHAW COUNTY BOARD OF EDUCATION
8599 | Permanently Closed | 1992-06-09 06:00 | 1969-01-01 06:00 | 1992-06-09 06:00 | Petroleum | Unleaded gasoline | Unleaded gasoline | Local government | Steel | Steel |  |  | Steel |  | 1901-01-01 06:00 | [15 empty] | UST Currently In Use: 0; UST Temp Close: 0; AST Currently In Use: 2; AST Temp Closed: 0 | 0 | 0 | 2 | 11290-041-000928 | CRENSHAW COUNTY BOARD OF EDUCATION
8600 | Permanently Closed | 1989-12-14 06:00 | 1959-01-01 06:00 | 1989-12-14 06:00 | Petroleum | Unleaded gasoline | Unleaded gasoline | Local government | Steel | Steel |  |  | Steel |  | 1901-01-01 06:00 | [15 empty] | UST Currently In Use: 0; UST Temp Close: 0; AST Currently In Use: 0; AST Temp Closed: 0 | 0 | 0 | 1 | 11290-041-000929 | CRENSHAW COUNTY BOARD OF EDUCATION
8601 | Permanently Closed | 1989-11-20 06:00 | 1959-01-01 06:00 | 1989-11-20 06:00 | Petroleum | Unleaded gasoline | Unleaded gasoline | Local government | Steel | Steel |  |  | Steel |  | 1901-01-01 06:00 | [15 empty] | UST Currently In Use: 0; UST Temp Close: 0; AST Currently In Use: 2; AST Temp Closed: 0 | 0 | 0 | 1 | 11290-041-000930 | CRENSHAW COUNTY BOARD OF EDUCATION
8602 | Permanently Closed | 1989-08-14 06:00 | 1962-01-01 06:00 | 1989-08-14 06:00 | Petroleum | Unleaded gasoline | Unleaded gasoline |  | Steel | Steel |  | Painted or None | Steel |  | 1901-01-01 06:00 | [15 empty] | UST Currently In Use: 2; UST Temp Close: 0; AST Currently In Use: 0; AST Temp Closed: 0 | 2 | 0 | 2 | 11291-015-002751 | MATHEW EVERETT CST LLC
8603 | Permanently Closed | 1989-09-17 06:00 | 1962-01-01 06:00 | 1989-09-17 06:00 | Petroleum | Used oil | Used oil |  | Steel | Steel |  | Painted or None | Steel |  | 1901-01-01 06:00 | [15 empty] | UST Currently In Use: 2; UST Temp Close: 0; AST Currently In Use: 0; AST Temp Closed: 0 | 2 | 0 | 2 | 11291-015-002751 | MATHEW EVERETT CST LLC
8604 | Currently in Use |  | 1989-01-01 06:00 |  | Petroleum | Unleaded gasoline | Unleaded gasoline | Industrial | Single Wall, Steel | Steel | Coated & cathodic protection (sti-P3) |  | Fiberglass reinforced plastic, Single Wall |  |  |  | Catchment Basin, Single walled catchment basin | Flow Rest 90% Full | Flow Rest 90% Full |  |  | Automatic Tank Gauge | [8 empty] | UST Currently In Use: 2; UST Temp Close: 0; AST Currently In Use: 0; AST Temp Closed: 0 | 2 | 0 | 2 | 11291-015-002751 | MATHEW EVERETT CST LLC
8605 | Currently in Use |  | 1989-01-01 06:00 |  | Petroleum | On road diesel | On road diesel | Industrial | Single Wall, Steel | Steel | Coated & cathodic protection (sti-P3) |  | Fiberglass reinforced plastic, Single Wall |  |  |  | Catchment Basin, Single walled catchment basin | Flow Rest 90% Full | Flow Rest 90% Full |  |  | Automatic Tank Gauge | [8 empty] | UST Currently In Use: 2; UST Temp Close: 0; AST Currently In Use: 0; AST Temp Closed: 0 | 2 | 0 | 2 | 11291-015-002751 | MATHEW EVERETT CST LLC
8606 | Permanently Closed | 1995-04-12 06:00 | 1966-01-01 06:00 | 1995-04-12 06:00 | Petroleum | Used oil | Used oil |  | Steel | Steel |  | Painted or None | Steel |  | 1901-01-01 06:00 | None | [14 empty] | UST Currently In Use: 0; UST Temp Close: 0; AST Currently In Use: 0; AST Temp Closed: 0 | 0 | 0 | 6 | 11292-073-000751 | CRESTLINE TEXACO SERVICE CENTER
8607 | Permanently Closed | 1993-04-27 06:00 | 1966-01-01 06:00 | 1993-04-27 06:00 | Petroleum | Unleaded gasoline | Unleaded gasoline |  | Steel | Steel |  | Painted or None | Steel |  | 1901-01-01 06:00 | [15 empty] | UST Currently In Use: 0; UST Temp Close: 0; AST Currently In Use: 0; AST Temp Closed: 0 | 0 | 0 | 6 | 11292-073-000751 | CRESTLINE TEXACO SERVICE CENTER
8608 | Permanently Closed | 1993-04-27 06:00 | 1966-01-01 06:00 | 1993-04-27 06:00 | Petroleum | Unleaded gasoline | Unleaded gasoline |  | Steel | Steel |  | Painted or None | Steel |  | 1901-01-01 06:00 | [15 empty] | UST Currently In Use: 0; UST Temp Close: 0; AST Currently In Use: 0; AST Temp Closed: 0 | 0 | 0 | 6 | 11292-073-000751 | CRESTLINE TEXACO SERVICE CENTER
8609 | Permanently Closed | 1993-04-27 06:00 | 1966-01-01 06:00 | 1993-04-27 06:00 | Petroleum | Unleaded gasoline | Unleaded gasoline |  | Steel | Steel |  | Painted or None | Steel |  | 1901-01-01 06:00 | [15 empty] | UST Currently In Use: 0; UST Temp Close: 0; AST Currently In Use: 0; AST Temp Closed: 0 | 0 | 0 | 6 | 11292-073-000751 | CRESTLINE TEXACO SERVICE CENTER
8610 | Permanently Closed | 1993-04-27 06:00 | 1966-01-01 06:00 | 1993-04-27 06:00 | Petroleum | On road diesel | On road diesel |  | Fiberglass reinforced plastic | Fiberglass reinforced plastic |  |  | Steel |  | 1901-01-01 06:00 | [15 empty] | UST Currently In Use: 0; UST Temp Close: 0; AST Currently In Use: 0; AST Temp Closed: 0 | 0 | 0 | 6 | 11292-073-000751 | CRESTLINE TEXACO SERVICE CENTER
8611 | Permanently Closed | 1995-04-12 06:00 | 1966-01-01 06:00 | 1995-04-12 06:00 | Petroleum | On road diesel | On road diesel | Emergency Power Generator, Industrial | Steel | Steel |  | Painted or None | Steel, NONE |  | 1901-01-01 06:00 | [15 empty] | UST Currently In Use: 0; UST Temp Close: 0; AST Currently In Use: 0; AST Temp Closed: 0 | 0 | 0 | 6 | 11292-073-000751 | CRESTLINE TEXACO SERVICE CENTER
8612 | Permanently Closed | 1990-12-14 06:00 | 1974-01-01 06:00 | 1990-12-14 06:00 | Petroleum | Unleaded gasoline | Unleaded gasoline |  | Steel | Steel |  | Painted or None | Steel |  | 1901-01-01 06:00 | [15 empty] | UST Currently In Use: 0; UST Temp Close: 0; AST Currently In Use: 0; AST Temp Closed: 0 | 0 | 0 | 1 | 11293-015-000711 | CRESTVIEW PLBG & HTG CO INC
8613 | Permanently Closed | 2003-03-25 06:00 | 1982-11-01 06:00 | 2003-03-25 06:00 | Petroleum | On road diesel | On road diesel | Emergency power generator | Fiberglass reinforced plastic | Fiberglass reinforced plastic |  |  | Flexible |  | 1901-01-01 06:00 |  | Catchment Basin, Single walled catchment basin | Automatic shutoff device At 95% full, Flow Rest 90% Full | Flow Rest 90% Full |  |  | Automatic Tank Gauge | [8 empty] | UST Currently In Use: 0; UST Temp Close: 0; AST Currently In Use: 1; AST Temp Closed: 0 | 0 | 0 | 1 | 11294-089-005511 | COLUMBIA MEDICAL CENTER HUNTSVILLE
8614 | Temporary Closed | 2014-09-09 06:00 | 1969-01-01 06:00 |  | Petroleum | Unleaded gasoline | Unleaded gasoline | Retail | Steel | Steel | Field installed cathodic protection |  | Steel |  |  | Field installed cathodic protection | Catchment Basin, Single walled catchment basin | Automatic shutoff device At 95% full | Automatic shutoff device At 95% full |  |  | Statistical Inventory Reconciliation (SIR) | [8 empty] | UST Currently In Use: 0; UST Temp Close: 4; AST Currently In Use: 0; AST Temp Closed: 0 | 0 | 4 | 0 | 20018-031-011795 | RONALD AND ELAINE BRYAN
8615 | Temporary Closed | 2014-09-09 06:00 | 1969-01-01 06:00 |  | Petroleum | Mid-grade gasoline | Mid-grade gasoline | Retail | Steel | Steel | Field installed cathodic protection |  | Steel |  |  | Field installed cathodic protection | Catchment Basin, Single walled catchment basin | Automatic shutoff device At 95% full | Automatic shutoff device At 95% full |  |  | Statistical Inventory Reconciliation (SIR) | [8 empty] | UST Currently In Use: 0; UST Temp Close: 4; AST Currently In Use: 0; AST Temp Closed: 0 | 0 | 4 | 0 | 20018-031-011795 | RONALD AND ELAINE BRYAN
8616 | Temporary Closed | 2014-09-09 06:00 | 1969-01-01 06:00 |  | Petroleum | On road diesel | On road diesel | Retail | Steel | Steel | Field installed cathodic protection |  | Steel |  |  | Field installed cathodic protection | Catchment Basin, Single walled catchment basin | Automatic shutoff device At 95% full | Automatic shutoff device At 95% full |  |  | Statistical Inventory Reconciliation (SIR) | [8 empty] | UST Currently In Use: 0; UST Temp Close: 4; AST Currently In Use: 0; AST Temp Closed: 0 | 0 | 4 | 0 | 20018-031-011795 | RONALD AND ELAINE BRYAN
8617 | Cannot Locate or abandoned | 1998-12-22 06:00 | 1965-01-01 06:00 |  | Petroleum | Unleaded gasoline | Unleaded gasoline |  | Fiberglass coated steel | Fiberglass coated steel |  |  | Steel |  | 1901-01-01 06:00 | [12 empty] | Annual line testing | Annual line testing |  | UST Currently In Use: 0; UST Temp Close: 0; AST Currently In Use: 0; AST Temp Closed: 0 | 0 | 0 | 0 | 11295-031-011797 | CREW DISTRIBUTING COMPANY, INC.
8618 | Cannot Locate or abandoned | 1998-12-22 06:00 | 1968-01-01 06:00 |  | Petroleum | Unleaded gasoline | Unleaded gasoline |  | Fiberglass coated steel | Fiberglass coated steel |  |  | Steel |  | 1901-01-01 06:00 | [12 empty] | Annual line testing | Annual line testing |  | UST Currently In Use: 0; UST Temp Close: 0; AST Currently In Use: 0; AST Temp Closed: 0 | 0 | 0 | 0 | 11295-031-011797 | CREW DISTRIBUTING COMPANY, INC.
8619 | Permanently Closed | 1999-06-18 06:00 | 1959-01-01 06:00 | 1999-06-18 06:00 | Petroleum | Unleaded gasoline | Unleaded gasoline | Retail | Steel | Steel |  | Painted or None | Steel |  | 1901-01-01 06:00 | [12 empty] | Annual line testing | Annual line testing |  | UST Currently In Use: 0; UST Temp Close: 0; AST Currently In Use: 0; AST Temp Closed: 0 | 0 | 0 | 3 | 11295-031-011801 | CREW DISTRIBUTING COMPANY, INC.
8620 | Permanently Closed | 1999-06-18 06:00 | 1963-01-01 06:00 | 1999-06-18 06:00 | Petroleum | Unleaded gasoline | Unleaded gasoline | Retail | Steel | Steel |  | Painted or None | Steel |  | 1901-01-01 06:00 | [12 empty] | Annual line testing | Annual line testing |  | UST Currently In Use: 0; UST Temp Close: 0; AST Currently In Use: 0; AST Temp Closed: 0 | 0 | 0 | 3 | 11295-031-011801 | CREW DISTRIBUTING COMPANY, INC.
8621 | Permanently Closed | 1999-06-18 06:00 | 1965-01-01 06:00 | 1999-06-18 06:00 | Petroleum | Unleaded gasoline | Unleaded gasoline | Retail | Steel | Steel |  | Painted or None | Steel |  | 1901-01-01 06:00 | [12 empty] | Annual line testing | Annual line testing |  | UST Currently In Use: 0; UST Temp Close: 0; AST Currently In Use: 0; AST Temp Closed: 0 | 0 | 0 | 3 | 11295-031-011801 | CREW DISTRIBUTING COMPANY, INC.
8622 | Permanently Closed | 1996-10-07 06:00 | 1971-01-01 06:00 | 1998-10-07 06:00 | Petroleum | Unleaded gasoline | Unleaded gasoline |  | Steel | Steel |  | Painted or None | Steel |  | 1901-01-01 06:00 | [12 empty] | Annual line testing | Annual line testing |  | UST Currently In Use: 0; UST Temp Close: 0; AST Currently In Use: 0; AST Temp Closed: 0 | 0 | 0 | 3 | 11295-031-011804 | CREW DISTRIBUTING COMPANY, INC.
8623 | Permanently Closed | 1996-10-07 06:00 | 1971-01-01 06:00 | 1998-10-07 06:00 | Petroleum | Unleaded gasoline | Unleaded gasoline |  | Steel | Steel |  | Painted or None | Steel |  | 1901-01-01 06:00 | [12 empty] | Annual line testing | Annual line testing |  | UST Currently In Use: 0; UST Temp Close: 0; AST Currently In Use: 0; AST Temp Closed: 0 | 0 | 0 | 3 | 11295-031-011804 | CREW DISTRIBUTING COMPANY, INC.
8624 | Permanently Closed | 1996-10-07 06:00 | 1973-01-01 06:00 | 1998-10-07 06:00 | Petroleum | Unleaded gasoline | Unleaded gasoline |  | Steel | Steel |  | Painted or None | Steel |  | 1901-01-01 06:00 | [12 empty] | Annual line testing | Annual line testing |  | UST Currently In Use: 0; UST Temp Close: 0; AST Currently In Use: 0; AST Temp Closed: 0 | 0 | 0 | 3 | 11295-031-011804 | CREW DISTRIBUTING COMPANY, INC.
8625 | Permanently Closed | 1996-06-22 06:00 | 1963-01-01 06:00 | 1999-06-22 06:00 | Petroleum | Unleaded gasoline | Unleaded gasoline |  | Steel | Steel |  | Painted or None | Steel |  | 1901-01-01 06:00 | [12 empty] | Annual line testing | Annual line testing |  | UST Currently In Use: 0; UST Temp Close: 0; AST Currently In Use: 0; AST Temp Closed: 0 | 0 | 0 | 2 | 11295-039-011796 | CREW DISTRIBUTING COMPANY, INC.
8626 | Permanently Closed | 1996-06-22 06:00 | 1963-01-01 06:00 | 1999-06-22 06:00 | Petroleum | Unleaded gasoline | Unleaded gasoline |  | Steel | Steel |  | Painted or None | Steel |  | 1901-01-01 06:00 | [12 empty] | Annual line testing | Annual line testing |  | UST Currently In Use: 0; UST Temp Close: 0; AST Currently In Use: 0; AST Temp Closed: 0 | 0 | 0 | 2 | 11295-039-011796 | CREW DISTRIBUTING COMPANY, INC.
8627 | Currently in Use |  | 1971-01-01 06:00 |  | Petroleum | Unleaded gasoline | Unleaded gasoline | Retail | Steel | Steel | Field installed cathodic protection, Interior lined (not allowed as a standalone method of corrosion protection) |  | Double Wall, Flexible | APT | 2018-04-01 06:00 |  | Catchment Basin, Single walled catchment basin | Automatic shutoff device At 95% full | Automatic shutoff device At 95% full |  |  | Automatic Tank Gauge |  | Automatic flow restrictor (MLLD), Containment Sump | Containment Sump | Interstitial Monitoring within Secondary Containment | MANUAL/VISUAL CHECK |  |  |  | UST Currently In Use: 3; UST Temp Close: 0; AST Currently In Use: 0; AST Temp Closed: 0 | 3 | 0 | 0 | 25299-039-011798 | CAROLINES COUNTRY STORES LLC
8628 | Currently in Use |  | 1971-01-01 06:00 |  | Petroleum | Premium gasoline | Premium gasoline | Retail | Steel | Steel | Field installed cathodic protection, Interior lined (not allowed as a standalone method of corrosion protection) |  | Double Wall, Flexible | APT | 2018-04-01 06:00 |  | Catchment Basin, Single walled catchment basin | Automatic shutoff device At 95% full | Automatic shutoff device At 95% full |  |  | Automatic Tank Gauge |  | Automatic flow restrictor (MLLD), Containment Sump | Containment Sump | Interstitial Monitoring within Secondary Containment | MANUAL/VISUAL CHECK |  |  |  | UST Currently In Use: 3; UST Temp Close: 0; AST Currently In Use: 0; AST Temp Closed: 0 | 3 | 0 | 0 | 25299-039-011798 | CAROLINES COUNTRY STORES LLC
8629 | Currently in Use |  | 1980-01-01 06:00 |  | Petroleum | On road diesel | On road diesel | Retail | Steel | Steel | Field installed cathodic protection, Interior lined (not allowed as a standalone method of corrosion protection) |  | Double Wall, Flexible | APT | 2018-04-01 06:00 |  | Catchment Basin, Single walled catchment basin | Automatic shutoff device At 95% full | Automatic shutoff device At 95% full |  |  | Automatic Tank Gauge |  | Automatic flow restrictor (MLLD), Containment Sump | Containment Sump | Interstitial Monitoring within Secondary Containment | MANUAL/VISUAL CHECK |  |  |  | UST Currently In Use: 3; UST Temp Close: 0; AST Currently In Use: 0; AST Temp Closed: 0 | 3 | 0 | 0 | 25299-039-011798 | CAROLINES COUNTRY STORES LLC
8630 | Temporary Closed | 2020-01-23 06:00 | 1972-01-01 06:00 |  | Petroleum | Mid-grade gasoline | Mid-grade gasoline | Retail | Steel | Steel | Field installed cathodic protection |  | Steel |  |  | Field installed cathodic protection | Catchment Basin, Single walled catchment basin | Automatic shutoff device At 95% full | Automatic shutoff device At 95% full |  |  | Statistical Inventory Reconciliation (SIR) | [8 empty] | UST Currently In Use: 2; UST Temp Close: 1; AST Currently In Use: 0; AST Temp Closed: 0 | 2 | 1 | 0 | 21353-039-011802 | PHIL WILLIAMS
8632 | Currently in Use |  | 1972-01-01 06:00 |  | Petroleum | Premium gasoline | Premium gasoline | Retail | Steel | Steel | Field installed cathodic protection |  | Steel |  |  | Field installed cathodic protection | Catchment Basin, Single walled catchment basin | Automatic shutoff device At 95% full | Automatic shutoff device At 95% full |  |  | Statistical Inventory Reconciliation (SIR) | [8 empty] | UST Currently In Use: 2; UST Temp Close: 1; AST Currently In Use: 0; AST Temp Closed: 0 | 2 | 1 | 0 | 21353-039-011802 | PHIL WILLIAMS
8634 | Currently in Use |  | 1973-01-01 06:00 |  | Petroleum | Unleaded gasoline | Unleaded gasoline | Retail | Steel | Steel | Field installed cathodic protection |  | Steel |  |  | Field installed cathodic protection | Catchment Basin, Single walled catchment basin | Automatic shutoff device At 95% full | Automatic shutoff device At 95% full |  |  | Statistical Inventory Reconciliation (SIR) | [8 empty] | UST Currently In Use: 2; UST Temp Close: 1; AST Currently In Use: 0; AST Temp Closed: 0 | 2 | 1 | 0 | 21353-039-011802 | PHIL WILLIAMS
8635 | Permanently Closed | 1979-06-01 06:00 | 1966-01-01 06:00 | 1996-09-06 06:00 | Petroleum | Kerosene | Kerosene | Bulk facility | Steel | Steel |  | Painted or None | Steel |  | 1901-01-01 06:00 | [15 empty] | UST Currently In Use: 0; UST Temp Close: 0; AST Currently In Use: 0; AST Temp Closed: 0 | 0 | 0 | 5 | 20199-039-011805 | LAVAUGHN NORRIS
8636 | Permanently Closed | 1979-06-01 06:00 | 1966-01-01 06:00 | 1996-09-06 06:00 | Petroleum | On road diesel | On road diesel | Bulk facility | Steel | Steel |  | Painted or None | Steel |  | 1901-01-01 06:00 | [15 empty] | UST Currently In Use: 0; UST Temp Close: 0; AST Currently In Use: 0; AST Temp Closed: 0 | 0 | 0 | 5 | 20199-039-011805 | LAVAUGHN NORRIS
8637 | Permanently Closed | 1997-01-22 06:00 | 1966-05-06 06:00 | 1999-04-06 06:00 | Petroleum | Kerosene | Kerosene | Retail | Steel | Steel |  | Painted or None | Steel |  | 1901-01-01 06:00 | [12 empty] | Annual line testing | Annual line testing |  | UST Currently In Use: 0; UST Temp Close: 0; AST Currently In Use: 0; AST Temp Closed: 0 | 0 | 0 | 5 | 20199-039-011805 | LAVAUGHN NORRIS
8638 | Permanently Closed | 1997-01-22 06:00 | 1966-05-06 06:00 | 1999-04-06 06:00 | Petroleum | On road diesel | On road diesel | Retail | Steel | Steel |  | Painted or None | Steel |  | 1901-01-01 06:00 | [12 empty] | Annual line testing | Annual line testing |  | UST Currently In Use: 0; UST Temp Close: 0; AST Currently In Use: 0; AST Temp Closed: 0 | 0 | 0 | 5 | 20199-039-011805 | LAVAUGHN NORRIS
8639 | Permanently Closed | 1997-01-22 06:00 | 1971-01-01 06:00 | 1999-04-06 06:00 | Petroleum | Unleaded gasoline | Unleaded gasoline | Retail | Steel | Steel |  | Painted or None | Steel |  | 1901-01-01 06:00 | [12 empty] | Annual line testing | Annual line testing |  | UST Currently In Use: 0; UST Temp Close: 0; AST Currently In Use: 0; AST Temp Closed: 0 | 0 | 0 | 5 | 20199-039-011805 | LAVAUGHN NORRIS
8640 | Permanently Closed | 1992-12-09 06:00 | 1971-01-01 06:00 | 1992-12-09 06:00 | Petroleum | Unleaded gasoline | Unleaded gasoline |  | Steel | Steel |  | Painted or None | Steel |  | 1901-01-01 06:00 | [15 empty] | UST Currently In Use: 0; UST Temp Close: 0; AST Currently In Use: 0; AST Temp Closed: 0 | 0 | 0 | 4 | 11295-045-011799 | CREW DISTRIBUTING COMPANY, INC.
8641 | Permanently Closed | 1992-12-09 06:00 | 1971-01-01 06:00 | 1992-12-09 06:00 | Petroleum | Unleaded gasoline | Unleaded gasoline |  | Steel | Steel |  | Painted or None | Steel |  | 1901-01-01 06:00 | [15 empty] | UST Currently In Use: 0; UST Temp Close: 0; AST Currently In Use: 0; AST Temp Closed: 0 | 0 | 0 | 4 | 11295-045-011799 | CREW DISTRIBUTING COMPANY, INC.
8642 | Permanently Closed | 1992-12-09 06:00 | 1971-01-01 06:00 | 1992-12-09 06:00 | Petroleum | Unleaded gasoline | Unleaded gasoline |  | Steel | Steel |  | Painted or None | Steel |  | 1901-01-01 06:00 | [15 empty] | UST Currently In Use: 0; UST Temp Close: 0; AST Currently In Use: 0; AST Temp Closed: 0 | 0 | 0 | 4 | 11295-045-011799 | CREW DISTRIBUTING COMPANY, INC.
8643 | Permanently Closed | 1992-12-09 06:00 | 1971-01-01 06:00 | 1992-12-09 06:00 | Petroleum | Unleaded gasoline | Unleaded gasoline |  | Steel | Steel |  | Painted or None | Steel |  | 1901-01-01 06:00 | [15 empty] | UST Currently In Use: 0; UST Temp Close: 0; AST Currently In Use: 0; AST Temp Closed: 0 | 0 | 0 | 4 | 11295-045-011799 | CREW DISTRIBUTING COMPANY, INC.
8644 | Permanently Closed | 1901-01-01 06:00 | 1963-01-01 06:00 | 1987-06-01 06:00 | Petroleum | Unleaded gasoline | Unleaded gasoline |  | Steel | Steel |  | Painted or None | Steel |  | 1901-01-01 06:00 | [15 empty] | UST Currently In Use: 0; UST Temp Close: 0; AST Currently In Use: 0; AST Temp Closed: 0 | 0 | 0 | 2 | 11295-061-011803 | CREW DISTRIBUTING COMPANY, INC.
8645 | Permanently Closed | 1901-01-01 06:00 | 1963-01-01 06:00 | 1987-06-01 06:00 | Petroleum | Unleaded gasoline | Unleaded gasoline |  | Steel | Steel |  | Painted or None | Steel |  | 1901-01-01 06:00 | [15 empty] | UST Currently In Use: 0; UST Temp Close: 0; AST Currently In Use: 0; AST Temp Closed: 0 | 0 | 0 | 2 | 11295-061-011803 | CREW DISTRIBUTING COMPANY, INC.
8646 | Permanently Closed | 1990-12-28 06:00 | 1981-01-01 06:00 | 1990-12-28 06:00 | Petroleum | Other, N/A | Other |  | Steel | Steel |  | Painted or None |  |  | 1901-01-01 06:00 | [15 empty] | UST Currently In Use: 3; UST Temp Close: 0; AST Currently In Use: 0; AST Temp Closed: 0 | 3 | 0 | 1 | 25573-017-011827 | VCPI LLC
8647 | Currently in Use |  | 1984-01-01 06:00 |  | Petroleum | Premium gasoline | Premium gasoline | Retail | Steel | Steel | Field installed cathodic protection |  | Steel |  |  | Field installed cathodic protection | Catchment Basin, Single walled catchment basin | Automatic shutoff device At 95% full | Automatic shutoff device At 95% full |  |  | Statistical Inventory Reconciliation (SIR) | [8 empty] | UST Currently In Use: 3; UST Temp Close: 0; AST Currently In Use: 0; AST Temp Closed: 0 | 3 | 0 | 1 | 25573-017-011827 | VCPI LLC
8648 | Currently in Use |  | 1984-01-01 06:00 |  | Petroleum | Unleaded gasoline | Unleaded gasoline | Retail | Steel | Steel | Field installed cathodic protection |  | Steel |  |  | Field installed cathodic protection | Catchment Basin, Single walled catchment basin | Automatic shutoff device At 95% full | Automatic shutoff device At 95% full |  |  | Statistical Inventory Reconciliation (SIR) | [8 empty] | UST Currently In Use: 3; UST Temp Close: 0; AST Currently In Use: 0; AST Temp Closed: 0 | 3 | 0 | 1 | 25573-017-011827 | VCPI LLC
8649 | Cannot Locate or abandoned | 1989-09-01 06:00 | 1977-01-01 06:00 |  | Petroleum | Unleaded gasoline | Unleaded gasoline |  | Steel | Steel |  | Painted or None | Steel |  | 1901-01-01 06:00 | [15 empty] | UST Currently In Use: 0; UST Temp Close: 0; AST Currently In Use: 0; AST Temp Closed: 0 | 0 | 0 | 0 | 17558-073-003541 | JOSEPH VINSON JR
8651 | Permanently Closed | 1983-03-01 06:00 | 1959-01-01 06:00 |  | Petroleum | Other, EMPTY | Other |  | Steel | Steel |  | Painted or None | Other, COPPER |  | 1901-01-01 06:00 | [15 empty] | UST Currently In Use: 0; UST Temp Close: 0; AST Currently In Use: 14; AST Temp Closed: 1 | 0 | 0 | 4 | 22207-073-001469 | MAGELLAM MIDSTREAM PARTNERS L.P.
8652 | Permanently Closed | 1994-12-01 06:00 | 1984-01-01 06:00 | 1996-02-14 06:00 | Hazardous Substance |  |  |  | Fiberglass coated steel | Fiberglass coated steel |  |  | Steel |  | 1901-01-01 06:00 | [15 empty] | UST Currently In Use: 0; UST Temp Close: 0; AST Currently In Use: 14; AST Temp Closed: 1 | 0 | 0 | 4 | 22207-073-001469 | MAGELLAM MIDSTREAM PARTNERS L.P.
8653 | Permanently Closed | 2004-03-11 06:00 | 1988-01-01 06:00 | 2005-08-04 06:00 | Petroleum | Kerosene | Kerosene | Bulk facility | Steel | Steel | Coated & cathodic protection (sti-P3) |  | Fiberglass reinforced plastic |  | 1901-01-01 06:00 |  | Catchment Basin, Single walled catchment basin | Automatic shutoff device At 95% full | Automatic shutoff device At 95% full | [11 empty] | UST Currently In Use: 0; UST Temp Close: 0; AST Currently In Use: 14; AST Temp Closed: 1 | 0 | 0 | 4 | 22207-073-001469 | MAGELLAM MIDSTREAM PARTNERS L.P.
8654 | Permanently Closed | 2004-03-11 06:00 | 1988-01-01 06:00 | 2005-08-04 06:00 | Petroleum | Kerosene | Kerosene | Bulk facility | Steel | Steel | Coated & cathodic protection (sti-P3) |  | Fiberglass reinforced plastic |  | 1901-01-01 06:00 |  | Catchment Basin, Single walled catchment basin | Automatic shutoff device At 95% full | Automatic shutoff device At 95% full | [11 empty] | UST Currently In Use: 0; UST Temp Close: 0; AST Currently In Use: 14; AST Temp Closed: 1 | 0 | 0 | 4 | 22207-073-001469 | MAGELLAM MIDSTREAM PARTNERS L.P.
8655 | Currently in Use |  | 1975-06-15 06:00 |  | Petroleum | Unleaded gasoline | Unleaded gasoline | Retail | Single Wall, Steel, 10K/10K | Steel | Coated & cathodic protection (sti-P3), Field installed cathodic protection |  | Fiberglass reinforced plastic, Single Wall |  |  |  | Catchment Basin, Single walled catchment basin | Automatic shutoff device At 95% full | Automatic shutoff device At 95% full |  |  | Continuous Automatic Tank Gauge |  | Automatic shutoff device (AELLD), Containment Sump | Containment Sump |  |  | Automatic electronic line leak detector (AELLD) | Automatic electronic line leak detector (AELLD) |  | UST Currently In Use: 3; UST Temp Close: 0; AST Currently In Use: 0; AST Temp Closed: 0 | 3 | 0 | 0 | 25265-073-001470 | LGWS/CROSS AMERICA PARTNERS
8657 | Currently in Use |  | 1975-06-15 06:00 |  | Petroleum | Premium gasoline | Premium gasoline | Retail | Single Wall, Steel | Steel | Coated & cathodic protection (sti-P3), Field installed cathodic protection |  | Fiberglass reinforced plastic, Single Wall |  |  |  | Catchment Basin, Single walled catchment basin | Automatic shutoff device At 95% full | Automatic shutoff device At 95% full |  |  | Continuous Automatic Tank Gauge |  | Automatic shutoff device (AELLD), Containment Sump | Containment Sump |  |  | Automatic electronic line leak detector (AELLD) | Automatic electronic line leak detector (AELLD) |  | UST Currently In Use: 3; UST Temp Close: 0; AST Currently In Use: 0; AST Temp Closed: 0 | 3 | 0 | 0 | 25265-073-001470 | LGWS/CROSS AMERICA PARTNERS
8658 | Currently in Use |  | 1975-06-15 06:00 |  | Petroleum | Other, STR-87 | Other | Retail | Single Wall, Steel | Steel | Coated & cathodic protection (sti-P3), Field installed cathodic protection |  | Fiberglass reinforced plastic, Single Wall |  |  |  | Catchment Basin, Single walled catchment basin | Automatic shutoff device At 95% full | Automatic shutoff device At 95% full |  |  | Continuous Automatic Tank Gauge |  | Automatic shutoff device (AELLD), Containment Sump | Containment Sump |  |  | Automatic electronic line leak detector (AELLD) | Automatic electronic line leak detector (AELLD) |  | UST Currently In Use: 3; UST Temp Close: 0; AST Currently In Use: 0; AST Temp Closed: 0 | 3 | 0 | 0 | 25265-073-001470 | LGWS/CROSS AMERICA PARTNERS
8659 | Currently in Use |  | 1974-06-15 06:00 |  | Petroleum | Unleaded gasoline | Unleaded gasoline | Retail | Single Wall, Steel, 10K/10K | Steel | Coated & cathodic protection (sti-P3), Field installed cathodic protection |  | Fiberglass reinforced plastic, Single Wall |  |  |  | Catchment Basin, Single walled catchment basin | Automatic shutoff device At 95% full | Automatic shutoff device At 95% full |  |  | Continuous Automatic Tank Gauge |  | Automatic shutoff device (AELLD), Containment Sump | Containment Sump | [5 empty] | UST Currently In Use: 3; UST Temp Close: 0; AST Currently In Use: 0; AST Temp Closed: 0 | 3 | 0 | 0 | 25265-073-001471 | LGWS/CROSS AMERICA PARTNERS
8661 | Currently in Use |  | 1974-06-15 06:00 |  | Petroleum | Premium gasoline | Premium gasoline | Retail | Single Wall, Steel | Steel | Coated & cathodic protection (sti-P3), Field installed cathodic protection |  | Fiberglass reinforced plastic, Single Wall |  |  |  | Catchment Basin, Single walled catchment basin | Automatic shutoff device At 95% full | Automatic shutoff device At 95% full |  |  | Continuous Automatic Tank Gauge |  | Automatic shutoff device (AELLD), Containment Sump | Containment Sump | [5 empty] | UST Currently In Use: 3; UST Temp Close: 0; AST Currently In Use: 0; AST Temp Closed: 0 | 3 | 0 | 0 | 25265-073-001471 | LGWS/CROSS AMERICA PARTNERS
8662 | Currently in Use |  | 1974-06-15 06:00 |  | Petroleum | Other, STR-87 | Other | Retail | Single Wall, Steel | Steel | Coated & cathodic protection (sti-P3), Field installed cathodic protection |  | Fiberglass reinforced plastic, Single Wall |  |  |  | Catchment Basin, Single walled catchment basin | Automatic shutoff device At 95% full | Automatic shutoff device At 95% full |  |  | Continuous Automatic Tank Gauge |  | Automatic shutoff device (AELLD), Containment Sump | Containment Sump | [5 empty] | UST Currently In Use: 3; UST Temp Close: 0; AST Currently In Use: 0; AST Temp Closed: 0 | 3 | 0 | 0 | 25265-073-001471 | LGWS/CROSS AMERICA PARTNERS
8663 | Currently in Use |  | 1975-06-15 06:00 |  | Petroleum | Unleaded gasoline | Unleaded gasoline | Retail | Single Wall, Steel | Steel | Coated & cathodic protection (sti-P3), Field installed cathodic protection |  | Single Wall, Steel |  |  | Field installed cathodic protection | Catchment Basin, Single walled catchment basin | Automatic shutoff device At 95% full | Automatic shutoff device At 95% full |  |  | Continuous Automatic Tank Gauge |  | Automatic shutoff device (AELLD), Containment Sump | Containment Sump | [5 empty] | UST Currently In Use: 2; UST Temp Close: 1; AST Currently In Use: 0; AST Temp Closed: 0 | 2 | 1 | 0 | 25265-073-001472 | LGWS/CROSS AMERICA PARTNERS
8665 | Currently in Use |  | 1975-06-15 06:00 |  | Petroleum | Premium gasoline | Premium gasoline | Retail | Single Wall, Steel | Steel | Coated & cathodic protection (sti-P3), Field installed cathodic protection |  | Single Wall, Steel |  |  | Field installed cathodic protection | Catchment Basin, Single walled catchment basin | Automatic shutoff device At 95% full | Automatic shutoff device At 95% full |  |  | Continuous Automatic Tank Gauge |  | Automatic shutoff device (AELLD), Containment Sump | Containment Sump | [5 empty] | UST Currently In Use: 2; UST Temp Close: 1; AST Currently In Use: 0; AST Temp Closed: 0 | 2 | 1 | 0 | 25265-073-001472 | LGWS/CROSS AMERICA PARTNERS
8666 | Temporary Closed | 2025-03-01 06:00 | 1975-06-15 06:00 |  | Petroleum | On road diesel | On road diesel | Retail | Single Wall, Steel | Steel | Coated & cathodic protection (sti-P3), Field installed cathodic protection |  | Single Wall, Steel |  |  | Field installed cathodic protection | Catchment Basin, Single walled catchment basin | Automatic shutoff device At 95% full | Automatic shutoff device At 95% full |  |  | Continuous Automatic Tank Gauge |  | Automatic shutoff device (AELLD), Containment Sump | Containment Sump | [5 empty] | UST Currently In Use: 2; UST Temp Close: 1; AST Currently In Use: 0; AST Temp Closed: 0 | 2 | 1 | 0 | 25265-073-001472 | LGWS/CROSS AMERICA PARTNERS
8667 | Currently in Use |  | 1975-06-15 06:00 |  | Petroleum | Unleaded gasoline | Unleaded gasoline | Retail | Single Wall, Steel, 10K/10K | Steel | Coated & cathodic protection (sti-P3), Field installed cathodic protection |  | Fiberglass reinforced plastic, Single Wall |  |  |  | Catchment Basin, Single walled catchment basin | Automatic shutoff device At 95% full | Automatic shutoff device At 95% full |  |  | Continuous Automatic Tank Gauge |  | Automatic shutoff device (AELLD), Containment Sump | Containment Sump | [5 empty] | UST Currently In Use: 3; UST Temp Close: 0; AST Currently In Use: 0; AST Temp Closed: 0 | 3 | 0 | 0 | 25265-073-001473 | LGWS/CROSS AMERICA PARTNERS
8669 | Currently in Use |  | 1975-06-15 06:00 |  | Petroleum | Ethanol free gasoline | Ethanol free gasoline | Retail | Single Wall, Steel | Steel | Coated & cathodic protection (sti-P3), Field installed cathodic protection |  | Fiberglass reinforced plastic, Single Wall |  |  |  | Catchment Basin, Single walled catchment basin | Automatic shutoff device At 95% full | Automatic shutoff device At 95% full |  |  | Continuous Automatic Tank Gauge |  | Automatic shutoff device (AELLD), Containment Sump | Containment Sump | [5 empty] | UST Currently In Use: 3; UST Temp Close: 0; AST Currently In Use: 0; AST Temp Closed: 0 | 3 | 0 | 0 | 25265-073-001473 | LGWS/CROSS AMERICA PARTNERS
8670 | Currently in Use |  | 1975-06-15 06:00 |  | Petroleum | Premium gasoline | Premium gasoline | Retail | Single Wall, Steel | Steel | Coated & cathodic protection (sti-P3), Field installed cathodic protection |  | Fiberglass reinforced plastic, Single Wall |  |  |  | Catchment Basin, Single walled catchment basin | Automatic shutoff device At 95% full | Automatic shutoff device At 95% full |  |  | Continuous Automatic Tank Gauge |  | Automatic shutoff device (AELLD), Containment Sump | Containment Sump | [5 empty] | UST Currently In Use: 3; UST Temp Close: 0; AST Currently In Use: 0; AST Temp Closed: 0 | 3 | 0 | 0 | 25265-073-001473 | LGWS/CROSS AMERICA PARTNERS
8671 | Currently in Use |  | 1980-06-15 06:00 |  | Petroleum | Unleaded gasoline | Unleaded gasoline | Retail | Double Wall, Steel | Steel | Field installed cathodic protection |  | Fiberglass reinforced plastic, Single Wall |  | 1901-01-01 06:00 |  | Catchment Basin, BELOW | Automatic shutoff device At 95% full | Automatic shutoff device At 95% full |  |  | Continuous Automatic Tank Gauge |  | Automatic shutoff device (AELLD) | Automatic shutoff device (AELLD) |  |  | Annual line testing | Annual line testing |  | UST Currently In Use: 3; UST Temp Close: 0; AST Currently In Use: 0; AST Temp Closed: 0 | 3 | 0 | 0 | 16773-073-001474 | ROCK OIL COMPANY INC
8673 | Currently in Use |  | 1980-06-15 06:00 |  | Petroleum | Premium gasoline | Premium gasoline | Retail | Double Wall, Steel | Steel | Field installed cathodic protection |  | Fiberglass reinforced plastic, Single Wall |  | 1901-01-01 06:00 |  | Catchment Basin, BELOW | Automatic shutoff device At 95% full | Automatic shutoff device At 95% full |  |  | Continuous Automatic Tank Gauge |  | Automatic shutoff device (AELLD) | Automatic shutoff device (AELLD) |  |  | Annual line testing | Annual line testing |  | UST Currently In Use: 3; UST Temp Close: 0; AST Currently In Use: 0; AST Temp Closed: 0 | 3 | 0 | 0 | 16773-073-001474 | ROCK OIL COMPANY INC
8674 | Currently in Use |  | 1980-06-15 06:00 |  | Petroleum | On road diesel | On road diesel | Retail | Double Wall, Steel | Steel | Field installed cathodic protection |  | Fiberglass reinforced plastic, Single Wall |  | 1901-01-01 06:00 |  | Catchment Basin, BELOW | Automatic shutoff device At 95% full | Automatic shutoff device At 95% full |  |  | Continuous Automatic Tank Gauge |  | Automatic shutoff device (AELLD) | Automatic shutoff device (AELLD) |  |  | Annual line testing | Annual line testing |  | UST Currently In Use: 3; UST Temp Close: 0; AST Currently In Use: 0; AST Temp Closed: 0 | 3 | 0 | 0 | 16773-073-001474 | ROCK OIL COMPANY INC
8676 | Currently in Use |  | 1978-06-15 06:00 |  | Petroleum | Unleaded gasoline | Unleaded gasoline | Retail | Single Wall, Steel, 12K/8K | Steel | Field installed cathodic protection |  | Fiberglass reinforced plastic, Single Wall |  |  |  | Catchment Basin, Single walled catchment basin | Automatic shutoff device At 95% full | Automatic shutoff device At 95% full |  |  | Continuous Automatic Tank Gauge |  | Automatic flow restrictor (MLLD), Containment Sump | Containment Sump |  |  | Annual line testing | Annual line testing |  | UST Currently In Use: 3; UST Temp Close: 0; AST Currently In Use: 0; AST Temp Closed: 0 | 3 | 0 | 0 | 25265-073-001475 | LGWS/CROSS AMERICA PARTNERS
8678 | Currently in Use |  | 1978-06-15 06:00 |  | Petroleum | On road diesel | On road diesel | Retail | Single Wall, Steel | Steel | Field installed cathodic protection |  | Fiberglass reinforced plastic, Single Wall |  |  |  | Catchment Basin, Single walled catchment basin | Automatic shutoff device At 95% full | Automatic shutoff device At 95% full |  |  | Continuous Automatic Tank Gauge |  | Automatic flow restrictor (MLLD), Containment Sump | Containment Sump |  |  | Annual line testing | Annual line testing |  | UST Currently In Use: 3; UST Temp Close: 0; AST Currently In Use: 0; AST Temp Closed: 0 | 3 | 0 | 0 | 25265-073-001475 | LGWS/CROSS AMERICA PARTNERS
8679 | Currently in Use |  | 1978-06-15 06:00 |  | Petroleum | Premium gasoline | Premium gasoline | Retail | Single Wall, Steel | Steel | Field installed cathodic protection |  | Fiberglass reinforced plastic, Single Wall |  |  |  | Catchment Basin, Single walled catchment basin | Automatic shutoff device At 95% full | Automatic shutoff device At 95% full |  |  | Continuous Automatic Tank Gauge |  | Automatic flow restrictor (MLLD), Containment Sump | Containment Sump |  |  | Annual line testing | Annual line testing |  | UST Currently In Use: 3; UST Temp Close: 0; AST Currently In Use: 0; AST Temp Closed: 0 | 3 | 0 | 0 | 25265-073-001475 | LGWS/CROSS AMERICA PARTNERS
8680 | Permanently Closed | 1996-04-15 06:00 | 1976-01-01 06:00 |  | Petroleum | Unleaded gasoline | Unleaded gasoline | Retail | Steel | Steel |  | Painted or None | Steel |  | 1901-01-01 06:00 |  | Catchment Basin, Single walled catchment basin | [10 empty] | Annual line testing | Annual line testing |  | UST Currently In Use: 4; UST Temp Close: 0; AST Currently In Use: 0; AST Temp Closed: 0 | 4 | 0 | 3 | 25265-073-001476 | LGWS/CROSS AMERICA PARTNERS
8681 | Permanently Closed | 1996-04-15 06:00 | 1970-01-01 06:00 |  | Petroleum | Unleaded gasoline | Unleaded gasoline |  | Steel | Steel |  | Painted or None | Steel |  | 1901-01-01 06:00 |  | Catchment Basin, Single walled catchment basin | [10 empty] | Annual line testing | Annual line testing |  | UST Currently In Use: 4; UST Temp Close: 0; AST Currently In Use: 0; AST Temp Closed: 0 | 4 | 0 | 3 | 25265-073-001476 | LGWS/CROSS AMERICA PARTNERS
8682 | Permanently Closed | 1996-04-15 06:00 | 1970-01-01 06:00 |  | Petroleum | Unleaded gasoline | Unleaded gasoline |  | Steel | Steel |  | Painted or None | Steel |  | 1901-01-01 06:00 |  | Catchment Basin, Single walled catchment basin | [10 empty] | Annual line testing | Annual line testing |  | UST Currently In Use: 4; UST Temp Close: 0; AST Currently In Use: 0; AST Temp Closed: 0 | 4 | 0 | 3 | 25265-073-001476 | LGWS/CROSS AMERICA PARTNERS
8683 | Currently in Use |  | 1978-06-15 06:00 |  | Petroleum | Premium gasoline | Premium gasoline | Retail | Single Wall, Steel | Steel | Field installed cathodic protection |  | Fiberglass reinforced plastic, Single Wall |  |  |  | Catchment Basin, Single walled catchment basin | Automatic shutoff device At 95% full | Automatic shutoff device At 95% full |  |  | Continuous Automatic Tank Gauge |  | Automatic shutoff device (AELLD), Containment Sump | Containment Sump | [5 empty] | UST Currently In Use: 3; UST Temp Close: 0; AST Currently In Use: 0; AST Temp Closed: 0 | 3 | 0 | 0 | 25265-073-001477 | LGWS/CROSS AMERICA PARTNERS
8684 | Currently in Use |  | 1972-06-15 06:00 |  | Petroleum | Other, STD87 | Other | Retail | Single Wall, Steel | Steel | Field installed cathodic protection |  | Fiberglass reinforced plastic, Single Wall |  |  |  | Catchment Basin, Single walled catchment basin | Flow Rest 90% Full | Flow Rest 90% Full |  |  | Continuous Automatic Tank Gauge |  | Automatic shutoff device (AELLD), Containment Sump | Containment Sump | [5 empty] | UST Currently In Use: 3; UST Temp Close: 0; AST Currently In Use: 0; AST Temp Closed: 0 | 3 | 0 | 0 | 25265-073-001477 | LGWS/CROSS AMERICA PARTNERS
8685 | Currently in Use |  | 1972-06-15 06:00 |  | Petroleum | Unleaded gasoline | Unleaded gasoline | Retail | Single Wall, Steel | Steel | Field installed cathodic protection |  | Fiberglass reinforced plastic, Single Wall |  |  |  | Catchment Basin, Single walled catchment basin | Flow Rest 90% Full | Flow Rest 90% Full |  |  | Continuous Automatic Tank Gauge |  | Automatic shutoff device (AELLD), Containment Sump | Containment Sump | [5 empty] | UST Currently In Use: 3; UST Temp Close: 0; AST Currently In Use: 0; AST Temp Closed: 0 | 3 | 0 | 0 | 25265-073-001477 | LGWS/CROSS AMERICA PARTNERS
8686 | Permanently Closed | 1996-04-01 06:00 | 1976-01-01 06:00 | 1996-05-14 06:00 | Petroleum | Unleaded gasoline | Unleaded gasoline | Retail | Steel | Steel |  | Painted or None | Steel |  | 1901-01-01 06:00 |  | Catchment Basin, Single walled catchment basin | [10 empty] | Annual line testing | Annual line testing |  | UST Currently In Use: 4; UST Temp Close: 0; AST Currently In Use: 0; AST Temp Closed: 0 | 4 | 0 | 3 | 23460-073-001478 | HARI KRISHNA LLC
8687 | Permanently Closed | 1996-04-01 06:00 | 1969-01-01 06:00 | 1996-05-14 06:00 | Petroleum | Unleaded gasoline | Unleaded gasoline | Retail | Steel | Steel |  | Painted or None | Steel |  | 1901-01-01 06:00 |  | Catchment Basin, Single walled catchment basin | [10 empty] | Annual line testing | Annual line testing |  | UST Currently In Use: 4; UST Temp Close: 0; AST Currently In Use: 0; AST Temp Closed: 0 | 4 | 0 | 3 | 23460-073-001478 | HARI KRISHNA LLC
8688 | Permanently Closed | 1996-04-01 06:00 | 1969-01-01 06:00 | 1996-05-14 06:00 | Petroleum | Unleaded gasoline | Unleaded gasoline | Retail | Steel | Steel |  | Painted or None | Steel |  | 1901-01-01 06:00 |  | Catchment Basin, Single walled catchment basin | [10 empty] | Annual line testing | Annual line testing |  | UST Currently In Use: 4; UST Temp Close: 0; AST Currently In Use: 0; AST Temp Closed: 0 | 4 | 0 | 3 | 23460-073-001478 | HARI KRISHNA LLC
8689 | Permanently Closed | 1989-03-01 06:00 | 1967-01-01 06:00 | 1989-03-01 06:00 | Petroleum | Unleaded gasoline | Unleaded gasoline |  | Steel | Steel |  | Painted or None | Steel |  | 1901-01-01 06:00 | [15 empty] | UST Currently In Use: 3; UST Temp Close: 0; AST Currently In Use: 0; AST Temp Closed: 0 | 3 | 0 | 4 | 25265-073-001479 | LGWS/CROSS AMERICA PARTNERS
8690 | Permanently Closed | 1989-03-01 06:00 | 1976-01-01 06:00 | 1989-03-01 06:00 | Petroleum | Unleaded gasoline | Unleaded gasoline |  | Steel | Steel |  | Painted or None | Steel |  | 1901-01-01 06:00 | [15 empty] | UST Currently In Use: 3; UST Temp Close: 0; AST Currently In Use: 0; AST Temp Closed: 0 | 3 | 0 | 4 | 25265-073-001479 | LGWS/CROSS AMERICA PARTNERS
8691 | Permanently Closed | 1989-03-01 06:00 | 1967-01-01 06:00 | 1989-03-01 06:00 | Petroleum | Unleaded gasoline | Unleaded gasoline |  | Steel | Steel |  | Painted or None | Steel |  | 1901-01-01 06:00 | [15 empty] | UST Currently In Use: 3; UST Temp Close: 0; AST Currently In Use: 0; AST Temp Closed: 0 | 3 | 0 | 4 | 25265-073-001479 | LGWS/CROSS AMERICA PARTNERS
8692 | Permanently Closed | 1989-03-01 06:00 | 1967-01-01 06:00 | 1989-03-01 06:00 | Petroleum | Unleaded gasoline | Unleaded gasoline |  | Steel | Steel |  | Painted or None | Steel |  | 1901-01-01 06:00 |  |  | Automatic shutoff device At 95% full | Automatic shutoff device At 95% full | [11 empty] | UST Currently In Use: 3; UST Temp Close: 0; AST Currently In Use: 0; AST Temp Closed: 0 | 3 | 0 | 4 | 25265-073-001479 | LGWS/CROSS AMERICA PARTNERS
8693 | Currently in Use |  | 1989-04-05 06:00 |  | Petroleum | Unleaded gasoline | Unleaded gasoline | Retail | Single Wall, Steel | Steel | Coated & cathodic protection (sti-P3) |  | Fiberglass reinforced plastic, Single Wall |  |  |  | Catchment Basin, Single walled catchment basin | Automatic shutoff device At 95% full | Automatic shutoff device At 95% full |  |  | Continuous Automatic Tank Gauge |  | Automatic shutoff device (AELLD) | Automatic shutoff device (AELLD) | [5 empty] | UST Currently In Use: 3; UST Temp Close: 0; AST Currently In Use: 0; AST Temp Closed: 0 | 3 | 0 | 4 | 25265-073-001479 | LGWS/CROSS AMERICA PARTNERS
8694 | Currently in Use |  | 1989-04-05 06:00 |  | Petroleum | Premium gasoline | Premium gasoline | Retail | Single Wall, Steel | Steel | Coated & cathodic protection (sti-P3) |  | Fiberglass reinforced plastic, Single Wall |  |  |  | Catchment Basin, Single walled catchment basin | Flow Rest 90% Full | Flow Rest 90% Full |  |  | Continuous Automatic Tank Gauge |  | Automatic shutoff device (AELLD) | Automatic shutoff device (AELLD) | [5 empty] | UST Currently In Use: 3; UST Temp Close: 0; AST Currently In Use: 0; AST Temp Closed: 0 | 3 | 0 | 4 | 25265-073-001479 | LGWS/CROSS AMERICA PARTNERS
8695 | Currently in Use |  | 1989-04-05 06:00 |  | Petroleum | Other, STR-87 | Other | Retail | Single Wall, Steel | Steel | Coated & cathodic protection (sti-P3) |  | Fiberglass reinforced plastic, Single Wall |  |  |  | Catchment Basin, Single walled catchment basin | Flow Rest 90% Full | Flow Rest 90% Full |  |  | Continuous Automatic Tank Gauge |  | Automatic shutoff device (AELLD) | Automatic shutoff device (AELLD) | [5 empty] | UST Currently In Use: 3; UST Temp Close: 0; AST Currently In Use: 0; AST Temp Closed: 0 | 3 | 0 | 4 | 25265-073-001479 | LGWS/CROSS AMERICA PARTNERS
8696 | Permanently Closed | 1996-03-11 06:00 | 1975-01-01 06:00 | 1996-03-12 06:00 | Petroleum | Unleaded gasoline | Unleaded gasoline | Retail | Steel | Steel |  | Painted or None | Steel |  | 1901-01-01 06:00 | [12 empty] | Annual line testing | Annual line testing |  | UST Currently In Use: 3; UST Temp Close: 0; AST Currently In Use: 0; AST Temp Closed: 0 | 3 | 0 | 4 | 25265-073-002500 | LGWS/CROSS AMERICA PARTNERS
8697 | Permanently Closed | 1996-03-11 06:00 | 1975-01-01 06:00 | 1996-03-12 06:00 | Petroleum | Unleaded gasoline | Unleaded gasoline | Retail | Steel | Steel |  | Painted or None | Steel |  | 1901-01-01 06:00 | [12 empty] | Annual line testing | Annual line testing |  | UST Currently In Use: 3; UST Temp Close: 0; AST Currently In Use: 0; AST Temp Closed: 0 | 3 | 0 | 4 | 25265-073-002500 | LGWS/CROSS AMERICA PARTNERS
8698 | Permanently Closed | 1996-03-11 06:00 | 1975-01-01 06:00 | 1996-03-12 06:00 | Petroleum | Unleaded gasoline | Unleaded gasoline | Retail | Steel | Steel |  | Painted or None | Steel |  | 1901-01-01 06:00 | [12 empty] | Annual line testing | Annual line testing |  | UST Currently In Use: 3; UST Temp Close: 0; AST Currently In Use: 0; AST Temp Closed: 0 | 3 | 0 | 4 | 25265-073-002500 | LGWS/CROSS AMERICA PARTNERS
8699 | Permanently Closed | 1996-03-11 06:00 | 1975-01-01 06:00 | 1996-03-12 06:00 | Petroleum | Unleaded gasoline | Unleaded gasoline | Retail | Steel | Steel |  | Painted or None | Steel |  | 1901-01-01 06:00 | [12 empty] | Annual line testing | Annual line testing |  | UST Currently In Use: 3; UST Temp Close: 0; AST Currently In Use: 0; AST Temp Closed: 0 | 3 | 0 | 4 | 25265-073-002500 | LGWS/CROSS AMERICA PARTNERS
8700 | Currently in Use |  | 1974-06-14 06:00 |  | Petroleum | Unleaded gasoline | Unleaded gasoline | Retail | Steel, 10K/10K | Steel | Coated & cathodic protection (sti-P3), Field installed cathodic protection |  | Fiberglass reinforced plastic |  |  |  | Catchment Basin, Single walled catchment basin | Flow Rest 90% Full | Flow Rest 90% Full |  |  | Continuous Automatic Tank Gauge |  | Automatic flow restrictor (MLLD) | Automatic flow restrictor (MLLD) |  |  | Annual line testing | Annual line testing |  | UST Currently In Use: 3; UST Temp Close: 0; AST Currently In Use: 0; AST Temp Closed: 0 | 3 | 0 | 0 | 25265-073-002501 | LGWS/CROSS AMERICA PARTNERS
8702 | Currently in Use |  | 1974-06-15 06:00 |  | Petroleum | Premium gasoline | Premium gasoline | Retail | Steel | Steel | Coated & cathodic protection (sti-P3), Field installed cathodic protection |  | Fiberglass reinforced plastic |  |  |  | Catchment Basin, Single walled catchment basin | Flow Rest 90% Full | Flow Rest 90% Full |  |  | Continuous Automatic Tank Gauge |  | Automatic flow restrictor (MLLD) | Automatic flow restrictor (MLLD) |  |  | Annual line testing | Annual line testing |  | UST Currently In Use: 3; UST Temp Close: 0; AST Currently In Use: 0; AST Temp Closed: 0 | 3 | 0 | 0 | 25265-073-002501 | LGWS/CROSS AMERICA PARTNERS
8703 | Currently in Use |  | 1974-06-15 06:00 |  | Petroleum | On road diesel | On road diesel | Retail | Steel | Steel | Coated & cathodic protection (sti-P3), Field installed cathodic protection |  | Fiberglass reinforced plastic |  |  |  | Catchment Basin, Single walled catchment basin | Flow Rest 90% Full | Flow Rest 90% Full |  |  | Continuous Automatic Tank Gauge |  | Automatic flow restrictor (MLLD) | Automatic flow restrictor (MLLD) |  |  | Annual line testing | Annual line testing |  | UST Currently In Use: 3; UST Temp Close: 0; AST Currently In Use: 0; AST Temp Closed: 0 | 3 | 0 | 0 | 25265-073-002501 | LGWS/CROSS AMERICA PARTNERS
8705 | Permanently Closed | 2022-05-20 06:00 | 1966-06-15 06:00 | 2022-05-20 06:00 | Petroleum | Mid-grade gasoline | Mid-grade gasoline | Retail | Steel | Steel | Field installed cathodic protection |  | Fiberglass reinforced plastic |  |  |  | Catchment Basin, Single walled catchment basin | Automatic shutoff device At 95% full | Automatic shutoff device At 95% full |  |  | Automatic Tank Gauge |  | Automatic flow restrictor (MLLD) | Automatic flow restrictor (MLLD) |  |  | Annual line testing | Annual line testing |  | UST Currently In Use: 0; UST Temp Close: 0; AST Currently In Use: 0; AST Temp Closed: 0 | 0 | 0 | 3 | 18078-081-001463 | WHATLEY OIL & AUTO PARTS
8706 | Permanently Closed | 2022-05-20 06:00 | 1977-06-15 06:00 | 2022-05-20 06:00 | Petroleum | Unleaded gasoline | Unleaded gasoline | Retail | Steel | Steel | Field installed cathodic protection |  | Fiberglass reinforced plastic |  |  |  | Catchment Basin, Single walled catchment basin | Automatic shutoff device At 95% full | Automatic shutoff device At 95% full |  |  | Automatic Tank Gauge |  | Automatic flow restrictor (MLLD) | Automatic flow restrictor (MLLD) |  |  | Annual line testing | Annual line testing |  | UST Currently In Use: 0; UST Temp Close: 0; AST Currently In Use: 0; AST Temp Closed: 0 | 0 | 0 | 3 | 18078-081-001463 | WHATLEY OIL & AUTO PARTS
8707 | Permanently Closed | 2022-05-20 06:00 | 1966-06-15 06:00 | 2022-05-20 06:00 | Petroleum | Premium gasoline | Premium gasoline | Retail | Steel | Steel | Field installed cathodic protection |  | Fiberglass reinforced plastic |  |  |  | Catchment Basin, Single walled catchment basin | Automatic shutoff device At 95% full | Automatic shutoff device At 95% full |  |  | Automatic Tank Gauge |  | Automatic flow restrictor (MLLD) | Automatic flow restrictor (MLLD) |  |  | Annual line testing | Annual line testing |  | UST Currently In Use: 0; UST Temp Close: 0; AST Currently In Use: 0; AST Temp Closed: 0 | 0 | 0 | 3 | 18078-081-001463 | WHATLEY OIL & AUTO PARTS
8708 | Permanently Closed | 1993-06-17 06:00 | 1976-01-01 06:00 | 1993-06-17 06:00 | Petroleum | Unleaded gasoline | Unleaded gasoline | Retail | Steel | Steel |  | Painted or None | Steel |  | 1901-01-01 06:00 |  |  | Automatic shutoff device At 95% full | Automatic shutoff device At 95% full | [8 empty] | Annual line testing | Annual line testing |  | UST Currently In Use: 0; UST Temp Close: 0; AST Currently In Use: 0; AST Temp Closed: 0 | 0 | 0 | 4 | 11300-101-001466 | CROWN CENTRAL PETROLEUM CORP
8709 | Permanently Closed | 1993-06-17 06:00 | 1976-01-01 06:00 | 1993-06-17 06:00 | Petroleum | Unleaded gasoline | Unleaded gasoline | Retail | Steel | Steel |  | Painted or None | Steel |  | 1901-01-01 06:00 |  |  | Automatic shutoff device At 95% full | Automatic shutoff device At 95% full | [8 empty] | Annual line testing | Annual line testing |  | UST Currently In Use: 0; UST Temp Close: 0; AST Currently In Use: 0; AST Temp Closed: 0 | 0 | 0 | 4 | 11300-101-001466 | CROWN CENTRAL PETROLEUM CORP
8710 | Permanently Closed | 1993-06-17 06:00 | 1976-01-01 06:00 | 1993-06-17 06:00 | Petroleum | Unleaded gasoline | Unleaded gasoline | Retail | Steel | Steel |  | Painted or None | Steel |  | 1901-01-01 06:00 |  |  | Automatic shutoff device At 95% full | Automatic shutoff device At 95% full | [8 empty] | Annual line testing | Annual line testing |  | UST Currently In Use: 0; UST Temp Close: 0; AST Currently In Use: 0; AST Temp Closed: 0 | 0 | 0 | 4 | 11300-101-001466 | CROWN CENTRAL PETROLEUM CORP
8711 | Permanently Closed | 1993-06-17 06:00 | 1976-01-01 06:00 | 1993-06-17 06:00 | Petroleum | Unleaded gasoline | Unleaded gasoline | Retail | Steel | Steel |  | Painted or None | Steel |  | 1901-01-01 06:00 |  |  | Automatic shutoff device At 95% full | Automatic shutoff device At 95% full | [8 empty] | Annual line testing | Annual line testing |  | UST Currently In Use: 0; UST Temp Close: 0; AST Currently In Use: 0; AST Temp Closed: 0 | 0 | 0 | 4 | 11300-101-001466 | CROWN CENTRAL PETROLEUM CORP
8712 | Permanently Closed | 1991-09-16 06:00 | 1975-01-01 06:00 | 1991-09-16 06:00 | Petroleum | Unleaded gasoline | Unleaded gasoline |  | Steel | Steel |  | Painted or None | Steel |  | 1901-01-01 06:00 | [12 empty] | Annual line testing | Annual line testing |  | UST Currently In Use: 0; UST Temp Close: 3; AST Currently In Use: 0; AST Temp Closed: 0 | 0 | 3 | 4 | 25458-101-001467 | LIONS PRIDE PROPERTY INC
8713 | Permanently Closed | 1991-09-16 06:00 | 1975-01-01 06:00 | 1991-09-16 06:00 | Petroleum | Unleaded gasoline | Unleaded gasoline |  | Steel | Steel |  | Painted or None | Steel |  | 1901-01-01 06:00 | [12 empty] | Annual line testing | Annual line testing |  | UST Currently In Use: 0; UST Temp Close: 3; AST Currently In Use: 0; AST Temp Closed: 0 | 0 | 3 | 4 | 25458-101-001467 | LIONS PRIDE PROPERTY INC
8714 | Permanently Closed | 1991-09-16 06:00 | 1975-01-01 06:00 | 1991-09-16 06:00 | Petroleum | Unleaded gasoline | Unleaded gasoline |  | Steel | Steel |  | Painted or None | Steel |  | 1901-01-01 06:00 | [12 empty] | Annual line testing | Annual line testing |  | UST Currently In Use: 0; UST Temp Close: 3; AST Currently In Use: 0; AST Temp Closed: 0 | 0 | 3 | 4 | 25458-101-001467 | LIONS PRIDE PROPERTY INC
8715 | Permanently Closed | 1991-09-16 06:00 | 1975-01-01 06:00 | 1991-09-16 06:00 | Petroleum | Unleaded gasoline | Unleaded gasoline |  | Steel | Steel |  | Painted or None | Steel |  | 1901-01-01 06:00 | [15 empty] | UST Currently In Use: 0; UST Temp Close: 3; AST Currently In Use: 0; AST Temp Closed: 0 | 0 | 3 | 4 | 25458-101-001467 | LIONS PRIDE PROPERTY INC
8716 | Permanently Closed | 2005-07-01 06:00 | 1988-10-15 06:00 | 2018-05-03 06:00 | Petroleum | Unleaded gasoline | Unleaded gasoline | Retail | Steel | Steel | Coated & cathodic protection (sti-P3) |  | Fiberglass reinforced plastic |  |  |  | Catchment Basin, Single walled catchment basin | Automatic shutoff device At 95% full | Automatic shutoff device At 95% full |  |  | Automatic Tank Gauge, Statistical Inventory Reconciliation (SIR) |  | Automatic flow restrictor (MLLD) | Automatic flow restrictor (MLLD) |  |  | Statistical inventory reconciliation (SIR) | Statistical inventory reconciliation (SIR) |  | UST Currently In Use: 0; UST Temp Close: 0; AST Currently In Use: 0; AST Temp Closed: 0 | 0 | 0 | 3 | 14932-101-013828 | TOM JONES INC
8717 | Permanently Closed | 2005-07-01 06:00 | 1988-10-15 06:00 | 2018-05-03 06:00 | Petroleum | Unleaded gasoline | Unleaded gasoline | Retail | Steel | Steel | Coated & cathodic protection (sti-P3) |  | Fiberglass reinforced plastic |  |  |  | Catchment Basin, Single walled catchment basin | Automatic shutoff device At 95% full | Automatic shutoff device At 95% full |  |  | Automatic Tank Gauge, Statistical Inventory Reconciliation (SIR) |  | Automatic flow restrictor (MLLD) | Automatic flow restrictor (MLLD) |  |  | Statistical inventory reconciliation (SIR) | Statistical inventory reconciliation (SIR) |  | UST Currently In Use: 0; UST Temp Close: 0; AST Currently In Use: 0; AST Temp Closed: 0 | 0 | 0 | 3 | 14932-101-013828 | TOM JONES INC
8718 | Permanently Closed | 2005-07-01 06:00 | 1988-10-15 06:00 | 2018-05-03 06:00 | Petroleum | Unleaded gasoline | Unleaded gasoline | Retail | Steel | Steel | Coated & cathodic protection (sti-P3) |  | Fiberglass reinforced plastic |  |  |  | Catchment Basin, Single walled catchment basin | Automatic shutoff device At 95% full | Automatic shutoff device At 95% full |  |  | Automatic Tank Gauge, Statistical Inventory Reconciliation (SIR) |  | Automatic flow restrictor (MLLD) | Automatic flow restrictor (MLLD) |  |  | Statistical inventory reconciliation (SIR) | Statistical inventory reconciliation (SIR) |  | UST Currently In Use: 0; UST Temp Close: 0; AST Currently In Use: 0; AST Temp Closed: 0 | 0 | 0 | 3 | 14932-101-013828 | TOM JONES INC
8719 | Permanently Closed | 1996-05-20 06:00 | 1975-01-01 06:00 | 1996-05-21 06:00 | Petroleum | Unleaded gasoline | Unleaded gasoline |  | Steel | Steel |  | Painted or None | Steel |  | 1901-01-01 06:00 | [12 empty] | Annual line testing | Annual line testing |  | UST Currently In Use: 3; UST Temp Close: 0; AST Currently In Use: 0; AST Temp Closed: 0 | 3 | 0 | 3 | 25265-123-001462 | LGWS/CROSS AMERICA PARTNERS
8720 | Permanently Closed | 1996-05-20 06:00 | 1971-01-01 06:00 | 1996-05-21 06:00 | Petroleum | Unleaded gasoline | Unleaded gasoline |  | Steel | Steel |  | Painted or None | Steel |  | 1901-01-01 06:00 | [12 empty] | Annual line testing | Annual line testing |  | UST Currently In Use: 3; UST Temp Close: 0; AST Currently In Use: 0; AST Temp Closed: 0 | 3 | 0 | 3 | 25265-123-001462 | LGWS/CROSS AMERICA PARTNERS
8721 | Permanently Closed | 1996-05-20 06:00 | 1971-01-01 06:00 | 1996-05-21 06:00 | Petroleum | Unleaded gasoline | Unleaded gasoline |  | Steel | Steel |  | Painted or None | Steel |  | 1901-01-01 06:00 | [12 empty] | Annual line testing | Annual line testing |  | UST Currently In Use: 3; UST Temp Close: 0; AST Currently In Use: 0; AST Temp Closed: 0 | 3 | 0 | 3 | 25265-123-001462 | LGWS/CROSS AMERICA PARTNERS
8722 | Permanently Closed | 1993-04-15 06:00 | 1976-01-01 06:00 | 1994-05-25 06:00 | Petroleum | Unleaded gasoline | Unleaded gasoline | Retail | Steel | Steel |  | Painted or None | Steel |  | 1901-01-01 06:00 | [12 empty] | Annual line testing | Annual line testing |  | UST Currently In Use: 2; UST Temp Close: 0; AST Currently In Use: 0; AST Temp Closed: 0 | 2 | 0 | 3 | 22799-125-001464 | BAMA CAR WASH
8723 | Permanently Closed | 1993-04-15 06:00 | 1970-01-01 06:00 | 1994-05-25 06:00 | Petroleum | Unleaded gasoline | Unleaded gasoline | Retail | Steel | Steel |  | Painted or None | Steel |  | 1901-01-01 06:00 | [12 empty] | Annual line testing | Annual line testing |  | UST Currently In Use: 2; UST Temp Close: 0; AST Currently In Use: 0; AST Temp Closed: 0 | 2 | 0 | 3 | 22799-125-001464 | BAMA CAR WASH
8724 | Permanently Closed | 1993-04-15 06:00 | 1970-01-01 06:00 | 1994-05-25 06:00 | Petroleum | Unleaded gasoline | Unleaded gasoline | Retail | Steel | Steel |  | Painted or None | Steel |  | 1901-01-01 06:00 | [12 empty] | Annual line testing | Annual line testing |  | UST Currently In Use: 2; UST Temp Close: 0; AST Currently In Use: 0; AST Temp Closed: 0 | 2 | 0 | 3 | 22799-125-001464 | BAMA CAR WASH
8725 | Permanently Closed | 1995-08-01 06:00 | 1980-06-15 06:00 | 1995-08-16 06:00 | Petroleum | Unleaded gasoline | Unleaded gasoline | Retail | Steel | Steel |  | Painted or None | Steel |  | 1901-01-01 06:00 | [12 empty] | Annual line testing | Annual line testing |  | UST Currently In Use: 3; UST Temp Close: 0; AST Currently In Use: 0; AST Temp Closed: 0 | 3 | 0 | 4 | 25265-125-001465 | LGWS/CROSS AMERICA PARTNERS
8726 | Permanently Closed | 1995-08-01 06:00 | 1980-06-15 06:00 | 1995-08-16 06:00 | Petroleum | Unleaded gasoline | Unleaded gasoline | Retail | Steel | Steel |  | Painted or None | Steel |  | 1901-01-01 06:00 | [12 empty] | Annual line testing | Annual line testing |  | UST Currently In Use: 3; UST Temp Close: 0; AST Currently In Use: 0; AST Temp Closed: 0 | 3 | 0 | 4 | 25265-125-001465 | LGWS/CROSS AMERICA PARTNERS
8727 | Permanently Closed | 1995-08-01 06:00 | 1980-06-15 06:00 | 1995-08-16 06:00 | Petroleum | Unleaded gasoline | Unleaded gasoline | Retail | Steel | Steel |  | Painted or None | Steel |  | 1901-01-01 06:00 | [12 empty] | Annual line testing | Annual line testing |  | UST Currently In Use: 3; UST Temp Close: 0; AST Currently In Use: 0; AST Temp Closed: 0 | 3 | 0 | 4 | 25265-125-001465 | LGWS/CROSS AMERICA PARTNERS
8728 | Permanently Closed | 1995-08-01 06:00 | 1980-06-15 06:00 | 1995-08-16 06:00 | Petroleum | Unleaded gasoline | Unleaded gasoline | Retail | Steel | Steel |  | Painted or None | Steel |  | 1901-01-01 06:00 | [12 empty] | Annual line testing | Annual line testing |  | UST Currently In Use: 3; UST Temp Close: 0; AST Currently In Use: 0; AST Temp Closed: 0 | 3 | 0 | 4 | 25265-125-001465 | LGWS/CROSS AMERICA PARTNERS
8730 | Permanently Closed | 1901-01-01 06:00 | 1971-01-01 06:00 | 1988-11-18 06:00 | Petroleum | Unleaded gasoline | Unleaded gasoline |  | Steel | Steel |  | Painted or None | Steel |  | 1901-01-01 06:00 | [15 empty] | UST Currently In Use: 0; UST Temp Close: 0; AST Currently In Use: 0; AST Temp Closed: 0 | 0 | 0 | 2 | 11301-025-010955 | CROWN OIL COMPANY
8731 | Permanently Closed | 1901-01-01 06:00 | 1971-01-01 06:00 | 1988-11-18 06:00 | Petroleum | Unleaded gasoline | Unleaded gasoline |  | Steel | Steel |  | Painted or None | Steel |  | 1901-01-01 06:00 | [15 empty] | UST Currently In Use: 0; UST Temp Close: 0; AST Currently In Use: 0; AST Temp Closed: 0 | 0 | 0 | 2 | 11301-025-010955 | CROWN OIL COMPANY
8732 | Temporary Closed | 2016-04-27 06:00 | 1968-01-01 06:00 |  | Petroleum | Unleaded gasoline | Unleaded gasoline | Retail | Steel | Steel | Field installed cathodic protection |  | Steel |  |  | Field installed cathodic protection | Catchment Basin, Single walled catchment basin | Automatic shutoff device At 95% full | Automatic shutoff device At 95% full |  |  | Statistical Inventory Reconciliation (SIR) | [8 empty] | UST Currently In Use: 0; UST Temp Close: 3; AST Currently In Use: 0; AST Temp Closed: 0 | 0 | 3 | 0 | 11301-131-010958 | CROWN OIL COMPANY
8733 | Temporary Closed | 2016-04-27 06:00 | 1968-01-01 06:00 |  | Petroleum | On road diesel | On road diesel | Retail | Steel | Steel | Field installed cathodic protection |  | Steel |  |  | Field installed cathodic protection | Catchment Basin, Single walled catchment basin | Automatic shutoff device At 95% full | Automatic shutoff device At 95% full |  |  | Statistical Inventory Reconciliation (SIR) | [8 empty] | UST Currently In Use: 0; UST Temp Close: 3; AST Currently In Use: 0; AST Temp Closed: 0 | 0 | 3 | 0 | 11301-131-010958 | CROWN OIL COMPANY
8734 | Temporary Closed | 2016-04-27 06:00 | 1968-01-01 06:00 |  | Petroleum | On road diesel | On road diesel | Retail | Steel | Steel | Field installed cathodic protection |  | Steel |  |  | Field installed cathodic protection | Catchment Basin, Single walled catchment basin | Automatic shutoff device At 95% full | Automatic shutoff device At 95% full |  |  | Statistical Inventory Reconciliation (SIR) | [8 empty] | UST Currently In Use: 0; UST Temp Close: 3; AST Currently In Use: 0; AST Temp Closed: 0 | 0 | 3 | 0 | 11301-131-010958 | CROWN OIL COMPANY
8735 | Retired | 1983-10-01 06:00 | 1968-01-01 06:00 |  | Petroleum | On road diesel | On road diesel | Retail | Steel | Steel | Field installed cathodic protection |  | Steel |  | 1901-01-01 06:00 | Field installed cathodic protection | Catchment Basin, Single walled catchment basin | Automatic shutoff device At 95% full | Automatic shutoff device At 95% full | [11 empty] | UST Currently In Use: 0; UST Temp Close: 3; AST Currently In Use: 0; AST Temp Closed: 0 | 0 | 3 | 0 | 11301-131-010958 | CROWN OIL COMPANY
8736 | Permanently Closed | 1992-02-19 06:00 | 1968-01-01 06:00 | 1992-02-19 06:00 | Petroleum | Unleaded gasoline | Unleaded gasoline |  | Steel | Steel |  | Painted or None | Steel |  | 1901-01-01 06:00 | [15 empty] | UST Currently In Use: 0; UST Temp Close: 0; AST Currently In Use: 0; AST Temp Closed: 0 | 0 | 0 | 3 | 11301-025-010960 | CROWN OIL COMPANY
8737 | Permanently Closed | 1992-02-19 06:00 | 1968-01-01 06:00 | 1992-02-19 06:00 | Petroleum | Unleaded gasoline | Unleaded gasoline |  | Steel | Steel |  | Painted or None | Steel |  | 1901-01-01 06:00 | [15 empty] | UST Currently In Use: 0; UST Temp Close: 0; AST Currently In Use: 0; AST Temp Closed: 0 | 0 | 0 | 3 | 11301-025-010960 | CROWN OIL COMPANY
8738 | Permanently Closed | 1992-02-19 06:00 | 1968-01-01 06:00 | 1992-02-19 06:00 | Petroleum | On road diesel | On road diesel |  | Steel | Steel |  | Painted or None | Steel |  | 1901-01-01 06:00 | [15 empty] | UST Currently In Use: 0; UST Temp Close: 0; AST Currently In Use: 0; AST Temp Closed: 0 | 0 | 0 | 3 | 11301-025-010960 | CROWN OIL COMPANY
8739 | Currently in Use |  | 1971-01-01 06:00 |  | Petroleum | Unleaded gasoline | Unleaded gasoline | Retail | Steel | Steel | Field installed cathodic protection |  | Steel |  | 1901-01-01 06:00 | Field installed cathodic protection | Catchment Basin, Single walled catchment basin | Automatic shutoff device At 95% full | Automatic shutoff device At 95% full |  |  | Statistical Inventory Reconciliation (SIR) | [8 empty] | UST Currently In Use: 3; UST Temp Close: 0; AST Currently In Use: 0; AST Temp Closed: 0 | 3 | 0 | 0 | 24104-097-010954 | REGAL OIL LLC
8740 | Currently in Use |  | 1971-01-01 06:00 |  | Petroleum | Mid-grade gasoline | Mid-grade gasoline | Retail | Steel | Steel | Field installed cathodic protection |  | Steel |  | 1901-01-01 06:00 | Field installed cathodic protection | Catchment Basin, Single walled catchment basin | Automatic shutoff device At 95% full | Automatic shutoff device At 95% full |  |  | Statistical Inventory Reconciliation (SIR) | [8 empty] | UST Currently In Use: 3; UST Temp Close: 0; AST Currently In Use: 0; AST Temp Closed: 0 | 3 | 0 | 0 | 24104-097-010954 | REGAL OIL LLC
8741 | Currently in Use |  | 1971-01-01 06:00 |  | Petroleum | Premium gasoline | Premium gasoline | Retail | Steel | Steel | Field installed cathodic protection |  | Steel |  | 1901-01-01 06:00 | Field installed cathodic protection | Catchment Basin, Single walled catchment basin | Automatic shutoff device At 95% full | Automatic shutoff device At 95% full |  |  | Statistical Inventory Reconciliation (SIR) | [8 empty] | UST Currently In Use: 3; UST Temp Close: 0; AST Currently In Use: 0; AST Temp Closed: 0 | 3 | 0 | 0 | 24104-097-010954 | REGAL OIL LLC
8742 | Permanently Closed | 1991-12-15 06:00 | 1968-01-01 06:00 | 1991-12-15 06:00 | Petroleum | Unleaded gasoline | Unleaded gasoline |  | Steel | Steel |  | Painted or None | Steel |  | 1901-01-01 06:00 | [15 empty] | UST Currently In Use: 0; UST Temp Close: 0; AST Currently In Use: 0; AST Temp Closed: 0 | 0 | 0 | 3 | 11301-097-010957 | CROWN OIL COMPANY
8743 | Permanently Closed | 1991-12-15 06:00 | 1968-01-01 06:00 | 1991-12-15 06:00 | Petroleum | Unleaded gasoline | Unleaded gasoline |  | Steel | Steel |  | Painted or None | Steel |  | 1901-01-01 06:00 | [15 empty] | UST Currently In Use: 0; UST Temp Close: 0; AST Currently In Use: 0; AST Temp Closed: 0 | 0 | 0 | 3 | 11301-097-010957 | CROWN OIL COMPANY
8744 | Permanently Closed | 1991-12-15 06:00 | 1968-01-01 06:00 | 1991-12-15 06:00 | Petroleum | Unleaded gasoline | Unleaded gasoline |  | Steel | Steel |  | Painted or None | Steel |  | 1901-01-01 06:00 | [15 empty] | UST Currently In Use: 0; UST Temp Close: 0; AST Currently In Use: 0; AST Temp Closed: 0 | 0 | 0 | 3 | 11301-097-010957 | CROWN OIL COMPANY
8745 |  | 2004-11-12 06:00 | 1971-01-01 06:00 |  | Petroleum | Unleaded gasoline | Unleaded gasoline | Retail | Steel | Steel | Field installed cathodic protection |  | Steel |  | 1901-01-01 06:00 | Field installed cathodic protection | Catchment Basin, Single walled catchment basin | Automatic shutoff device At 95% full | Automatic shutoff device At 95% full | [11 empty] | UST Currently In Use: 0; UST Temp Close: 0; AST Currently In Use: 0; AST Temp Closed: 0 | 0 | 0 | 0 | 23200-097-010959 | ALLEN ANDREWS
8746 |  | 2004-11-12 06:00 | 1971-01-01 06:00 |  | Petroleum | Premium gasoline | Premium gasoline | Retail | Steel | Steel | Field installed cathodic protection |  | Steel |  | 1901-01-01 06:00 | Field installed cathodic protection | Catchment Basin, Single walled catchment basin | Automatic shutoff device At 95% full | Automatic shutoff device At 95% full | [11 empty] | UST Currently In Use: 0; UST Temp Close: 0; AST Currently In Use: 0; AST Temp Closed: 0 | 0 | 0 | 0 | 23200-097-010959 | ALLEN ANDREWS
8747 | Permanently Closed | 2015-01-01 06:00 | 1968-01-01 06:00 | 2015-06-17 06:00 | Petroleum | Unleaded gasoline | Unleaded gasoline | Retail | Steel | Steel | Field installed cathodic protection |  | Steel |  |  | Field installed cathodic protection | Catchment Basin, Single walled catchment basin | Automatic shutoff device At 95% full | Automatic shutoff device At 95% full |  |  | Statistical Inventory Reconciliation (SIR) | [5 empty] | Statistical inventory reconciliation (SIR) | Statistical inventory reconciliation (SIR) |  | UST Currently In Use: 0; UST Temp Close: 0; AST Currently In Use: 0; AST Temp Closed: 0 | 0 | 0 | 4 | 11301-099-010956 | CROWN OIL COMPANY
8748 | Permanently Closed | 2015-01-01 06:00 | 1968-01-01 06:00 | 2015-06-17 06:00 | Petroleum | Unleaded gasoline | Unleaded gasoline | Retail | Steel | Steel | Field installed cathodic protection |  | Steel |  |  | Field installed cathodic protection | Catchment Basin, Single walled catchment basin | Automatic shutoff device At 95% full | Automatic shutoff device At 95% full |  |  | Statistical Inventory Reconciliation (SIR) | [5 empty] | Statistical inventory reconciliation (SIR) | Statistical inventory reconciliation (SIR) |  | UST Currently In Use: 0; UST Temp Close: 0; AST Currently In Use: 0; AST Temp Closed: 0 | 0 | 0 | 4 | 11301-099-010956 | CROWN OIL COMPANY
8749 | Permanently Closed | 2015-01-01 06:00 | 1968-01-01 06:00 | 2015-06-17 06:00 | Petroleum | Unleaded gasoline | Unleaded gasoline | Retail | Steel | Steel | Field installed cathodic protection |  | Steel |  |  | Field installed cathodic protection | Catchment Basin, Single walled catchment basin | Automatic shutoff device At 95% full | Automatic shutoff device At 95% full |  |  | Statistical Inventory Reconciliation (SIR) | [5 empty] | Statistical inventory reconciliation (SIR) | Statistical inventory reconciliation (SIR) |  | UST Currently In Use: 0; UST Temp Close: 0; AST Currently In Use: 0; AST Temp Closed: 0 | 0 | 0 | 4 | 11301-099-010956 | CROWN OIL COMPANY
8750 | Permanently Closed | 2015-01-01 06:00 | 1975-01-01 06:00 | 2015-06-17 06:00 | Petroleum | On road diesel | On road diesel | Retail | Steel | Steel | Field installed cathodic protection |  | Steel |  |  | Field installed cathodic protection | Catchment Basin, Single walled catchment basin | Automatic shutoff device At 95% full | Automatic shutoff device At 95% full |  |  | Statistical Inventory Reconciliation (SIR) | [8 empty] | UST Currently In Use: 0; UST Temp Close: 0; AST Currently In Use: 0; AST Temp Closed: 0 | 0 | 0 | 4 | 11301-099-010956 | CROWN OIL COMPANY
8751 | Permanently Closed | 1901-01-01 06:00 | 1973-01-01 06:00 | 1988-11-22 06:00 | Petroleum | Other, OTHER | Other |  | Steel | Steel |  | Painted or None | Steel |  | 1901-01-01 06:00 | [15 empty] | UST Currently In Use: 0; UST Temp Close: 0; AST Currently In Use: 0; AST Temp Closed: 0 | 0 | 0 | 3 | 11301-129-010952 | CROWN OIL COMPANY
8752 | Permanently Closed | 1901-01-01 06:00 | 1973-01-01 06:00 | 1988-11-22 06:00 | Petroleum | Other, OTHER | Other |  | Steel | Steel |  | Painted or None | Steel |  | 1901-01-01 06:00 | [15 empty] | UST Currently In Use: 0; UST Temp Close: 0; AST Currently In Use: 0; AST Temp Closed: 0 | 0 | 0 | 3 | 11301-129-010952 | CROWN OIL COMPANY
8753 | Permanently Closed | 1901-01-01 06:00 | 1973-01-01 06:00 | 1988-11-22 06:00 | Petroleum | Other, OTHER | Other |  | Steel | Steel |  | Painted or None | Steel |  | 1901-01-01 06:00 | [15 empty] | UST Currently In Use: 0; UST Temp Close: 0; AST Currently In Use: 0; AST Temp Closed: 0 | 0 | 0 | 3 | 11301-129-010952 | CROWN OIL COMPANY
8754 | Currently in Use |  | 1973-01-01 06:00 |  | Petroleum | Unleaded gasoline | Unleaded gasoline | Retail | Steel | Steel | Field installed cathodic protection |  | Steel |  |  | Field installed cathodic protection | Catchment Basin, Single walled catchment basin | Automatic shutoff device At 95% full | Automatic shutoff device At 95% full |  |  | Statistical Inventory Reconciliation (SIR) | [8 empty] | UST Currently In Use: 2; UST Temp Close: 0; AST Currently In Use: 0; AST Temp Closed: 0 | 2 | 0 | 0 | 24685-129-010965 | SCHULTZ GROCERY
8756 | Currently in Use |  | 1973-01-01 06:00 |  | Petroleum | Premium gasoline | Premium gasoline | Retail | Steel | Steel | Field installed cathodic protection |  | Steel |  |  | Field installed cathodic protection | Catchment Basin, Single walled catchment basin | Automatic shutoff device At 95% full | Automatic shutoff device At 95% full |  |  | Statistical Inventory Reconciliation (SIR) | [8 empty] | UST Currently In Use: 2; UST Temp Close: 0; AST Currently In Use: 0; AST Temp Closed: 0 | 2 | 0 | 0 | 24685-129-010965 | SCHULTZ GROCERY
8758 | Permanently Closed | 1990-10-17 06:00 | 1970-01-01 06:00 | 1990-10-17 06:00 | Petroleum | Unleaded gasoline | Unleaded gasoline |  | Steel | Steel |  | Painted or None | Steel |  | 1901-01-01 06:00 | [15 empty] | UST Currently In Use: 0; UST Temp Close: 0; AST Currently In Use: 0; AST Temp Closed: 0 | 0 | 0 | 1 | 11302-121-000094 | CROWN TEXTILE CO PLANT #1
8759 | Permanently Closed | 1991-10-17 06:00 | 1969-01-01 06:00 | 1990-10-17 06:00 | Petroleum | Kerosene | Kerosene |  | Steel | Steel |  | Painted or None | Steel |  | 1901-01-01 06:00 | [15 empty] | UST Currently In Use: 0; UST Temp Close: 0; AST Currently In Use: 0; AST Temp Closed: 0 | 0 | 0 | 1 | 11302-121-000095 | CROWN TEXTILE CO PLANT #1
8760 | Permanently Closed | 1901-01-01 06:00 | 1976-01-01 06:00 | 1987-01-01 06:00 | Petroleum | On road diesel | On road diesel |  | Steel | Steel |  |  | Steel |  | 1901-01-01 06:00 | [15 empty] | UST Currently In Use: 0; UST Temp Close: 0; AST Currently In Use: 0; AST Temp Closed: 0 | 0 | 0 | 1 | 11304-051-002718 | CRUISE FARMS
8761 | Permanently Closed | 1901-01-01 06:00 | 1967-01-01 06:00 | 1988-10-01 06:00 | Petroleum | Unleaded gasoline | Unleaded gasoline |  | Steel | Steel |  | Painted or None | Steel |  | 1901-01-01 06:00 | [15 empty] | UST Currently In Use: 0; UST Temp Close: 0; AST Currently In Use: 0; AST Temp Closed: 0 | 0 | 0 | 2 | 11305-097-000520 | CRYSTAL ICE CO
8762 | Permanently Closed | 1901-01-01 06:00 | 1976-01-01 06:00 | 1988-10-01 06:00 | Petroleum | On road diesel | On road diesel |  | Steel | Steel |  | Painted or None | Steel |  | 1901-01-01 06:00 | [15 empty] | UST Currently In Use: 0; UST Temp Close: 0; AST Currently In Use: 0; AST Temp Closed: 0 | 0 | 0 | 2 | 11305-097-000520 | CRYSTAL ICE CO
8763 | Permanently Closed | 1901-01-01 06:00 | 1965-01-01 06:00 | 1988-12-21 06:00 | Petroleum | Other, OTHER | Other |  | Steel | Steel |  |  | Steel |  | 1901-01-01 06:00 | [15 empty] | UST Currently In Use: 2; UST Temp Close: 1; AST Currently In Use: 0; AST Temp Closed: 0 | 2 | 1 | 5 | 11306-001-012315 | CRYSTAL LAKE MFG INC
8764 | Permanently Closed | 1988-12-12 06:00 | 1965-01-01 06:00 | 1988-12-12 06:00 | Petroleum | On road diesel | On road diesel | Industrial | Steel | Steel |  |  | Steel |  | 1901-01-01 06:00 |  | Catchment Basin, Single walled catchment basin | [10 empty] | Annual line testing | Annual line testing |  | UST Currently In Use: 2; UST Temp Close: 1; AST Currently In Use: 0; AST Temp Closed: 0 | 2 | 1 | 5 | 11306-001-012315 | CRYSTAL LAKE MFG INC
8765 | Permanently Closed | 1988-12-12 06:00 | 1965-01-01 06:00 | 1988-12-12 06:00 | Petroleum | Unleaded gasoline | Unleaded gasoline | Industrial | Steel | Steel |  |  | Steel |  | 1901-01-01 06:00 |  | Catchment Basin, Single walled catchment basin | [10 empty] | Annual line testing | Annual line testing |  | UST Currently In Use: 2; UST Temp Close: 1; AST Currently In Use: 0; AST Temp Closed: 0 | 2 | 1 | 5 | 11306-001-012315 | CRYSTAL LAKE MFG INC
8766 | Permanently Closed | 1988-12-12 06:00 | 1982-01-01 06:00 | 1988-12-12 06:00 | Petroleum | Used oil | Used oil | Industrial | Steel | Steel |  |  | Steel |  | 1901-01-01 06:00 |  | Catchment Basin, Single walled catchment basin | [13 empty] | UST Currently In Use: 2; UST Temp Close: 1; AST Currently In Use: 0; AST Temp Closed: 0 | 2 | 1 | 5 | 11306-001-012315 | CRYSTAL LAKE MFG INC
8767 | Permanently Closed | 1980-07-01 06:00 | 1973-01-01 06:00 | 1988-12-21 06:00 | Petroleum | Other, OTHER | Other |  | Steel | Steel |  | Painted or None | Steel |  | 1901-01-01 06:00 | [15 empty] | UST Currently In Use: 2; UST Temp Close: 1; AST Currently In Use: 0; AST Temp Closed: 0 | 2 | 1 | 5 | 11306-001-012315 | CRYSTAL LAKE MFG INC
8768 | Permanently Closed | 1996-02-19 06:00 | 1981-01-01 06:00 | 1999-02-19 06:00 | Petroleum | Unleaded gasoline | Unleaded gasoline |  | Steel | Steel |  | Painted or None | Steel |  | 1901-01-01 06:00 | [15 empty] | UST Currently In Use: 0; UST Temp Close: 0; AST Currently In Use: 0; AST Temp Closed: 0 | 0 | 0 | 3 | 10407-033-006908 | BAMA OIL SUPPLY
8769 | Permanently Closed | 1996-02-19 06:00 | 1981-01-01 06:00 | 1999-02-19 06:00 | Petroleum | Unleaded gasoline | Unleaded gasoline |  | Steel | Steel |  | Painted or None | Steel |  | 1901-01-01 06:00 | [15 empty] | UST Currently In Use: 0; UST Temp Close: 0; AST Currently In Use: 0; AST Temp Closed: 0 | 0 | 0 | 3 | 10407-033-006908 | BAMA OIL SUPPLY
8770 | Permanently Closed | 1996-02-19 06:00 | 1981-01-01 06:00 | 1999-02-19 06:00 | Petroleum | Unleaded gasoline | Unleaded gasoline |  | Steel | Steel |  | Painted or None | Steel |  | 1901-01-01 06:00 | [15 empty] | UST Currently In Use: 0; UST Temp Close: 0; AST Currently In Use: 0; AST Temp Closed: 0 | 0 | 0 | 3 | 10407-033-006908 | BAMA OIL SUPPLY
8771 | Permanently Closed | 1988-01-01 06:00 | 1976-01-01 06:00 | 1988-01-01 06:00 | Petroleum | Unleaded gasoline | Unleaded gasoline |  | Steel | Steel |  | Painted or None | Steel |  | 1901-01-01 06:00 | [15 empty] | UST Currently In Use: 0; UST Temp Close: 0; AST Currently In Use: 0; AST Temp Closed: 0 | 0 | 0 | 3 | 11308-009-007959 | CRYSTAL USA OIL INC
8772 | Permanently Closed | 1988-01-01 06:00 | 1976-01-01 06:00 | 1988-01-01 06:00 | Petroleum | Unleaded gasoline | Unleaded gasoline |  | Steel | Steel |  | Painted or None | Steel |  | 1901-01-01 06:00 | [15 empty] | UST Currently In Use: 0; UST Temp Close: 0; AST Currently In Use: 0; AST Temp Closed: 0 | 0 | 0 | 3 | 11308-009-007959 | CRYSTAL USA OIL INC
8773 | Permanently Closed | 1988-01-01 06:00 | 1976-01-01 06:00 | 1988-01-01 06:00 | Petroleum | On road diesel | On road diesel |  | Steel | Steel |  | Painted or None | Steel |  | 1901-01-01 06:00 | [15 empty] | UST Currently In Use: 0; UST Temp Close: 0; AST Currently In Use: 0; AST Temp Closed: 0 | 0 | 0 | 3 | 11308-009-007959 | CRYSTAL USA OIL INC
8774 | Permanently Closed | 1988-01-01 06:00 | 1975-01-01 06:00 | 1988-01-01 06:00 | Petroleum | Unleaded gasoline | Unleaded gasoline |  | Steel | Steel |  | Painted or None | Steel |  | 1901-01-01 06:00 | [15 empty] | UST Currently In Use: 0; UST Temp Close: 0; AST Currently In Use: 0; AST Temp Closed: 0 | 0 | 0 | 2 | 11308-015-007950 | CRYSTAL USA OIL INC
8775 | Permanently Closed | 1988-01-01 06:00 | 1975-01-01 06:00 | 1988-01-01 06:00 | Petroleum | Unleaded gasoline | Unleaded gasoline |  | Steel | Steel |  | Painted or None | Steel |  | 1901-01-01 06:00 | [15 empty] | UST Currently In Use: 0; UST Temp Close: 0; AST Currently In Use: 0; AST Temp Closed: 0 | 0 | 0 | 2 | 11308-015-007950 | CRYSTAL USA OIL INC
8776 | Permanently Closed | 1988-01-01 06:00 | 1981-01-01 06:00 | 1988-01-01 06:00 | Petroleum | Unleaded gasoline | Unleaded gasoline |  | Steel | Steel |  | Painted or None | Steel |  | 1901-01-01 06:00 | [15 empty] | UST Currently In Use: 0; UST Temp Close: 0; AST Currently In Use: 0; AST Temp Closed: 0 | 0 | 0 | 3 | 11308-033-007967 | CRYSTAL USA OIL INC
8777 | Permanently Closed | 1988-01-01 06:00 | 1981-01-01 06:00 | 1988-01-01 06:00 | Petroleum | Unleaded gasoline | Unleaded gasoline |  | Steel | Steel |  | Painted or None | Steel |  | 1901-01-01 06:00 | [15 empty] | UST Currently In Use: 0; UST Temp Close: 0; AST Currently In Use: 0; AST Temp Closed: 0 | 0 | 0 | 3 | 11308-033-007967 | CRYSTAL USA OIL INC
8778 | Permanently Closed | 1988-01-01 06:00 | 1981-01-01 06:00 | 1988-01-01 06:00 | Petroleum | Unleaded gasoline | Unleaded gasoline |  | Steel | Steel |  | Painted or None | Steel |  | 1901-01-01 06:00 | [15 empty] | UST Currently In Use: 0; UST Temp Close: 0; AST Currently In Use: 0; AST Temp Closed: 0 | 0 | 0 | 3 | 11308-033-007967 | CRYSTAL USA OIL INC
8782 | Permanently Closed | 1988-01-01 06:00 | 1968-01-01 06:00 | 1988-01-01 06:00 | Petroleum | Unleaded gasoline | Unleaded gasoline |  | Steel | Steel |  | Painted or None | Steel |  | 1901-01-01 06:00 | [15 empty] | UST Currently In Use: 0; UST Temp Close: 0; AST Currently In Use: 0; AST Temp Closed: 0 | 0 | 0 | 2 | 11308-073-007956 | CRYSTAL USA OIL INC
8783 | Permanently Closed | 1988-01-01 06:00 | 1968-01-01 06:00 | 1988-01-01 06:00 | Petroleum | Unleaded gasoline | Unleaded gasoline |  | Steel | Steel |  | Painted or None | Steel |  | 1901-01-01 06:00 | [15 empty] | UST Currently In Use: 0; UST Temp Close: 0; AST Currently In Use: 0; AST Temp Closed: 0 | 0 | 0 | 2 | 11308-073-007956 | CRYSTAL USA OIL INC
8784 | Permanently Closed | 1991-04-08 06:00 | 1974-01-01 06:00 | 1991-04-08 06:00 | Petroleum | Unleaded gasoline | Unleaded gasoline |  | Steel | Steel |  | Painted or None | Steel |  | 1901-01-01 06:00 | [15 empty] | UST Currently In Use: 0; UST Temp Close: 0; AST Currently In Use: 0; AST Temp Closed: 0 | 0 | 0 | 3 | 17279-073-007972 | JOHNNY ROBERTS
8785 | Permanently Closed | 1991-04-08 06:00 | 1974-01-01 06:00 | 1991-04-08 06:00 | Petroleum | Unleaded gasoline | Unleaded gasoline |  | Steel | Steel |  | Painted or None | Steel |  | 1901-01-01 06:00 | [15 empty] | UST Currently In Use: 0; UST Temp Close: 0; AST Currently In Use: 0; AST Temp Closed: 0 | 0 | 0 | 3 | 17279-073-007972 | JOHNNY ROBERTS
8786 | Permanently Closed | 1988-01-01 06:00 | 1976-01-01 06:00 | 1988-01-01 06:00 | Petroleum | Unleaded gasoline | Unleaded gasoline |  | Steel | Steel |  | Painted or None | Steel |  | 1901-01-01 06:00 | [15 empty] | UST Currently In Use: 0; UST Temp Close: 0; AST Currently In Use: 0; AST Temp Closed: 0 | 0 | 0 | 4 | 11308-095-007946 | CRYSTAL USA OIL INC
8787 | Permanently Closed | 1988-01-01 06:00 | 1976-01-01 06:00 | 1988-01-01 06:00 | Petroleum | Unleaded gasoline | Unleaded gasoline |  | Steel | Steel |  | Painted or None | Steel |  | 1901-01-01 06:00 | [15 empty] | UST Currently In Use: 0; UST Temp Close: 0; AST Currently In Use: 0; AST Temp Closed: 0 | 0 | 0 | 4 | 11308-095-007946 | CRYSTAL USA OIL INC
8788 | Permanently Closed | 1988-01-01 06:00 | 1976-01-01 06:00 | 1988-01-01 06:00 | Petroleum | Unleaded gasoline | Unleaded gasoline |  | Steel | Steel |  | Painted or None | Steel |  | 1901-01-01 06:00 | [15 empty] | UST Currently In Use: 0; UST Temp Close: 0; AST Currently In Use: 0; AST Temp Closed: 0 | 0 | 0 | 4 | 11308-095-007946 | CRYSTAL USA OIL INC
8789 | Permanently Closed | 1988-01-01 06:00 | 1976-01-01 06:00 | 1988-01-01 06:00 | Petroleum | On road diesel | On road diesel |  | Steel | Steel |  | Painted or None | Steel |  | 1901-01-01 06:00 | [15 empty] | UST Currently In Use: 0; UST Temp Close: 0; AST Currently In Use: 0; AST Temp Closed: 0 | 0 | 0 | 4 | 11308-095-007946 | CRYSTAL USA OIL INC
8790 | Permanently Closed | 1988-01-01 06:00 | 1901-01-01 06:00 | 1988-01-01 06:00 | Petroleum | Unleaded gasoline | Unleaded gasoline |  | Steel | Steel |  | Painted or None | Steel |  | 1901-01-01 06:00 | [15 empty] | UST Currently In Use: 0; UST Temp Close: 0; AST Currently In Use: 0; AST Temp Closed: 0 | 0 | 0 | 3 | 11308-101-007960 | CRYSTAL USA OIL INC
8791 | Permanently Closed | 1988-01-01 06:00 | 1901-01-01 06:00 | 1988-01-01 06:00 | Petroleum | Unleaded gasoline | Unleaded gasoline |  | Steel | Steel |  | Painted or None | Steel |  | 1901-01-01 06:00 | [15 empty] | UST Currently In Use: 0; UST Temp Close: 0; AST Currently In Use: 0; AST Temp Closed: 0 | 0 | 0 | 3 | 11308-101-007960 | CRYSTAL USA OIL INC
8792 | Permanently Closed | 1988-01-01 06:00 | 1901-01-01 06:00 | 1988-01-01 06:00 | Petroleum | Unleaded gasoline | Unleaded gasoline |  | Steel | Steel |  | Painted or None | Steel |  | 1901-01-01 06:00 | [15 empty] | UST Currently In Use: 0; UST Temp Close: 0; AST Currently In Use: 0; AST Temp Closed: 0 | 0 | 0 | 3 | 11308-101-007960 | CRYSTAL USA OIL INC
8793 | Permanently Closed | 1988-01-01 06:00 | 1976-01-01 06:00 | 1988-01-01 06:00 | Petroleum | Unleaded gasoline | Unleaded gasoline |  | Steel | Steel |  | Painted or None | Steel |  | 1901-01-01 06:00 | [15 empty] | UST Currently In Use: 0; UST Temp Close: 0; AST Currently In Use: 0; AST Temp Closed: 0 | 0 | 0 | 2 | 11308-111-007963 | CRYSTAL USA OIL INC
8794 | Permanently Closed | 1988-01-01 06:00 | 1976-01-01 06:00 | 1988-01-01 06:00 | Petroleum | Unleaded gasoline | Unleaded gasoline |  | Steel | Steel |  | Painted or None | Steel |  | 1901-01-01 06:00 | [15 empty] | UST Currently In Use: 0; UST Temp Close: 0; AST Currently In Use: 0; AST Temp Closed: 0 | 0 | 0 | 2 | 11308-111-007963 | CRYSTAL USA OIL INC
8795 | Permanently Closed | 1988-01-01 06:00 | 1901-01-01 06:00 | 1988-01-01 06:00 | Petroleum | Unleaded gasoline | Unleaded gasoline |  | Steel | Steel |  | Painted or None | Steel |  | 1901-01-01 06:00 | [15 empty] | UST Currently In Use: 0; UST Temp Close: 0; AST Currently In Use: 0; AST Temp Closed: 0 | 0 | 0 | 2 | 11308-121-007964 | CRYSTAL USA OIL INC
8796 | Permanently Closed | 1988-01-01 06:00 | 1901-01-01 06:00 | 1988-01-01 06:00 | Petroleum | Unleaded gasoline | Unleaded gasoline |  | Steel | Steel |  | Painted or None | Steel |  | 1901-01-01 06:00 | [15 empty] | UST Currently In Use: 0; UST Temp Close: 0; AST Currently In Use: 0; AST Temp Closed: 0 | 0 | 0 | 2 | 11308-121-007964 | CRYSTAL USA OIL INC
8797 | Permanently Closed | 1988-01-01 06:00 | 1976-01-01 06:00 | 1988-01-01 06:00 | Petroleum | Unleaded gasoline | Unleaded gasoline |  | Steel | Steel |  | Painted or None | Steel |  | 1901-01-01 06:00 | [15 empty] | UST Currently In Use: 0; UST Temp Close: 0; AST Currently In Use: 0; AST Temp Closed: 0 | 0 | 0 | 3 | 11308-121-007965 | CRYSTAL USA OIL INC
8798 | Permanently Closed | 1988-01-01 06:00 | 1976-01-01 06:00 | 1988-01-01 06:00 | Petroleum | Unleaded gasoline | Unleaded gasoline |  | Steel | Steel |  | Painted or None | Steel |  | 1901-01-01 06:00 | [15 empty] | UST Currently In Use: 0; UST Temp Close: 0; AST Currently In Use: 0; AST Temp Closed: 0 | 0 | 0 | 3 | 11308-121-007965 | CRYSTAL USA OIL INC
8799 | Permanently Closed | 1988-01-01 06:00 | 1976-01-01 06:00 | 1988-01-01 06:00 | Petroleum | Unleaded gasoline | Unleaded gasoline |  | Steel | Steel |  | Painted or None | Steel |  | 1901-01-01 06:00 | [15 empty] | UST Currently In Use: 0; UST Temp Close: 0; AST Currently In Use: 0; AST Temp Closed: 0 | 0 | 0 | 3 | 11308-121-007965 | CRYSTAL USA OIL INC
8800 | Permanently Closed | 1988-01-01 06:00 | 1973-01-01 06:00 | 1988-01-01 06:00 | Petroleum | Unleaded gasoline | Unleaded gasoline |  | Steel | Steel |  | Painted or None | Steel |  | 1901-01-01 06:00 | [15 empty] | UST Currently In Use: 0; UST Temp Close: 0; AST Currently In Use: 0; AST Temp Closed: 0 | 0 | 0 | 3 | 11308-121-012272 | CRYSTAL USA OIL INC
8801 | Permanently Closed | 1988-01-01 06:00 | 1973-01-01 06:00 | 1988-01-01 06:00 | Petroleum | Unleaded gasoline | Unleaded gasoline |  | Steel | Steel |  | Painted or None | Steel |  | 1901-01-01 06:00 | [15 empty] | UST Currently In Use: 0; UST Temp Close: 0; AST Currently In Use: 0; AST Temp Closed: 0 | 0 | 0 | 3 | 11308-121-012272 | CRYSTAL USA OIL INC
8802 | Permanently Closed | 1981-01-01 06:00 | 1973-01-01 06:00 | 1988-01-01 06:00 | Petroleum | Unleaded gasoline | Unleaded gasoline |  | Steel | Steel |  | Painted or None | Steel |  | 1901-01-01 06:00 | [15 empty] | UST Currently In Use: 0; UST Temp Close: 0; AST Currently In Use: 0; AST Temp Closed: 0 | 0 | 0 | 3 | 11308-121-012272 | CRYSTAL USA OIL INC
8803 | Permanently Closed | 1988-01-01 06:00 | 1982-01-01 06:00 | 1988-01-01 06:00 | Petroleum | Unleaded gasoline | Unleaded gasoline |  | Steel | Steel |  | Painted or None | Steel |  | 1901-01-01 06:00 | [15 empty] | UST Currently In Use: 0; UST Temp Close: 0; AST Currently In Use: 0; AST Temp Closed: 0 | 0 | 0 | 2 | 11308-127-012271 | CRYSTAL USA OIL INC
8804 | Permanently Closed | 1988-01-01 06:00 | 1982-01-01 06:00 | 1988-01-01 06:00 | Petroleum | Unleaded gasoline | Unleaded gasoline |  | Steel | Steel |  | Painted or None | Steel |  | 1901-01-01 06:00 | [15 empty] | UST Currently In Use: 0; UST Temp Close: 0; AST Currently In Use: 0; AST Temp Closed: 0 | 0 | 0 | 2 | 11308-127-012271 | CRYSTAL USA OIL INC
8805 | Permanently Closed | 1993-04-30 06:00 | 1977-01-01 06:00 | 1993-04-30 06:00 | Petroleum | Unleaded gasoline | Unleaded gasoline | Local government | Steel | Steel | Interior lined (not allowed as a standalone method of corrosion protection) | Painted or None | Steel |  | 1901-01-01 06:00 | [15 empty] | UST Currently In Use: 0; UST Temp Close: 0; AST Currently In Use: 0; AST Temp Closed: 0 | 0 | 0 | 2 | 11310-043-000738 | CULLMAN AIRPORT BOARD
8806 | Permanently Closed | 1993-04-30 06:00 | 1977-01-01 06:00 | 1993-04-30 06:00 | Petroleum | Kerosene | Kerosene | Local government | Steel | Steel | Interior lined (not allowed as a standalone method of corrosion protection) | Painted or None | Steel |  | 1901-01-01 06:00 | [15 empty] | UST Currently In Use: 0; UST Temp Close: 0; AST Currently In Use: 0; AST Temp Closed: 0 | 0 | 0 | 2 | 11310-043-000738 | CULLMAN AIRPORT BOARD
8807 | Permanently Closed | 1996-02-27 06:00 | 1954-01-01 06:00 | 1996-02-27 06:00 | Petroleum | On road diesel | On road diesel | Emergency power generator |  |  |  |  | Steel |  | 1901-01-01 06:00 | [15 empty] | UST Currently In Use: 0; UST Temp Close: 0; AST Currently In Use: 1; AST Temp Closed: 0 | 0 | 0 | 1 | 11311-043-001443 | AGE INC
8808 | Permanently Closed | 1996-03-15 06:00 | 1974-01-01 06:00 | 1996-03-15 06:00 | Petroleum | Unleaded gasoline | Unleaded gasoline |  | Steel | Steel |  | Painted or None |  |  | 1901-01-01 06:00 | [6 empty] | Statistical Inventory Reconciliation (SIR) | [8 empty] | UST Currently In Use: 0; UST Temp Close: 0; AST Currently In Use: 0; AST Temp Closed: 0 | 0 | 0 | 3 | 11312-043-003583 | CULLMAN MOTEL ASSOC LTD
8809 | Permanently Closed | 1996-03-15 06:00 | 1974-01-01 06:00 | 1996-03-15 06:00 | Petroleum | Unleaded gasoline | Unleaded gasoline |  | Steel | Steel |  | Painted or None |  |  | 1901-01-01 06:00 | [6 empty] | Statistical Inventory Reconciliation (SIR) | [8 empty] | UST Currently In Use: 0; UST Temp Close: 0; AST Currently In Use: 0; AST Temp Closed: 0 | 0 | 0 | 3 | 11312-043-003583 | CULLMAN MOTEL ASSOC LTD
8810 | Permanently Closed | 1901-01-01 06:00 | 1974-01-01 06:00 | 1996-03-15 06:00 | Petroleum | Unleaded gasoline | Unleaded gasoline |  | Steel | Steel |  | Painted or None |  |  | 1901-01-01 06:00 | [15 empty] | UST Currently In Use: 0; UST Temp Close: 0; AST Currently In Use: 0; AST Temp Closed: 0 | 0 | 0 | 3 | 11312-043-003583 | CULLMAN MOTEL ASSOC LTD
8811 | Permanently Closed | 1989-05-01 06:00 | 1959-01-01 06:00 | 1989-05-01 06:00 | Petroleum | Unleaded gasoline | Unleaded gasoline |  | Steel | Steel |  | Painted or None | Steel |  | 1901-01-01 06:00 | [15 empty] | UST Currently In Use: 0; UST Temp Close: 0; AST Currently In Use: 0; AST Temp Closed: 0 | 0 | 0 | 1 | 11313-043-000581 | CULLMAN PRODUCTS
8812 | Permanently Closed | 1901-01-01 06:00 | 1978-01-01 06:00 | 1988-11-29 06:00 | Petroleum | On road diesel | On road diesel |  | Steel | Steel |  | Painted or None | Steel |  | 1901-01-01 06:00 | [15 empty] | UST Currently In Use: 0; UST Temp Close: 0; AST Currently In Use: 0; AST Temp Closed: 0 | 0 | 0 | 1 | 11314-043-008327 | CULLMAN STOCK YARD
8813 | Permanently Closed | 1901-01-01 06:00 | 1982-01-01 06:00 | 1988-01-01 06:00 | Petroleum | On road diesel | On road diesel |  | Steel | Steel |  | Painted or None | Steel |  | 1901-01-01 06:00 | [15 empty] | UST Currently In Use: 0; UST Temp Close: 0; AST Currently In Use: 0; AST Temp Closed: 0 | 0 | 0 | 1 | 11315-043-005484 | CULLMAN WAREHOUSE INC
8814 | Permanently Closed | 1995-01-01 06:00 | 1964-01-01 06:00 | 1996-03-05 06:00 | Petroleum | Unleaded gasoline | Unleaded gasoline | [7 empty] | 1901-01-01 06:00 | [15 empty] | UST Currently In Use: 0; UST Temp Close: 0; AST Currently In Use: 0; AST Temp Closed: 0 | 0 | 0 | 2 | 11316-073-002831 | CUMBERLAND LAKES COUNTRY CLUB INC
8815 | Permanently Closed | 1995-01-01 06:00 | 1964-01-01 06:00 | 1996-03-05 06:00 | Petroleum | On road diesel | On road diesel | [7 empty] | 1901-01-01 06:00 | [15 empty] | UST Currently In Use: 0; UST Temp Close: 0; AST Currently In Use: 0; AST Temp Closed: 0 | 0 | 0 | 2 | 11316-073-002831 | CUMBERLAND LAKES COUNTRY CLUB INC
8816 | Retired | 1976-01-01 06:00 | 1964-01-01 06:00 |  | Petroleum | Unleaded gasoline | Unleaded gasoline | [7 empty] | 1901-01-01 06:00 | [15 empty] | UST Currently In Use: 0; UST Temp Close: 0; AST Currently In Use: 0; AST Temp Closed: 0 | 0 | 0 | 2 | 11316-073-002831 | CUMBERLAND LAKES COUNTRY CLUB INC
8817 | Permanently Closed | 1995-11-01 06:00 | 1971-01-01 06:00 | 1995-11-01 06:00 | Petroleum | On road diesel | On road diesel |  | Steel | Steel |  | Painted or None |  |  | 1901-01-01 06:00 | [15 empty] | UST Currently In Use: 0; UST Temp Close: 0; AST Currently In Use: 0; AST Temp Closed: 0 | 0 | 0 | 3 | 11317-097-005500 | CUMMINS ALABAMA INC
8818 | Permanently Closed | 1997-08-01 06:00 | 1971-01-01 06:00 | 1998-08-19 06:00 | Petroleum | Used oil | Used oil |  | Steel | Steel |  | Painted or None |  |  | 1901-01-01 06:00 | [15 empty] | UST Currently In Use: 0; UST Temp Close: 0; AST Currently In Use: 0; AST Temp Closed: 0 | 0 | 0 | 3 | 11317-097-005500 | CUMMINS ALABAMA INC
8819 | Permanently Closed | 1995-11-01 06:00 | 1971-01-01 06:00 | 1995-11-01 06:00 | Petroleum | Other, MOTOR OIL | Other |  | Steel | Steel |  | Painted or None |  |  | 1901-01-01 06:00 | [15 empty] | UST Currently In Use: 0; UST Temp Close: 0; AST Currently In Use: 0; AST Temp Closed: 0 | 0 | 0 | 3 | 11317-097-005500 | CUMMINS ALABAMA INC
8820 | Permanently Closed | 1996-04-11 06:00 | 1968-01-01 06:00 | 1996-04-16 06:00 | Petroleum | Other, MOTOR OIL | Other |  | Steel | Steel |  | Painted or None |  |  | 1901-01-01 06:00 | [15 empty] | UST Currently In Use: 0; UST Temp Close: 0; AST Currently In Use: 0; AST Temp Closed: 0 | 0 | 0 | 6 | 11318-073-009533 | CUMMINS ALABAMA INC
8821 | Permanently Closed | 1995-12-31 06:00 | 1968-01-01 06:00 | 1996-06-25 06:00 | Petroleum | On road diesel | On road diesel |  | Steel | Steel |  | Painted or None |  |  | 1901-01-01 06:00 | [15 empty] | UST Currently In Use: 0; UST Temp Close: 0; AST Currently In Use: 0; AST Temp Closed: 0 | 0 | 0 | 6 | 11318-073-009533 | CUMMINS ALABAMA INC
8822 | Permanently Closed | 1996-04-10 06:00 | 1974-01-01 06:00 | 1996-04-11 06:00 | Petroleum | On road diesel | On road diesel |  | Steel | Steel |  | Painted or None |  |  | 1901-01-01 06:00 | [15 empty] | UST Currently In Use: 0; UST Temp Close: 0; AST Currently In Use: 0; AST Temp Closed: 0 | 0 | 0 | 6 | 11318-073-009533 | CUMMINS ALABAMA INC
8823 | Permanently Closed | 1990-06-14 06:00 | 1974-01-01 06:00 | 1990-06-14 06:00 | Petroleum | Used oil | Used oil |  | Steel | Steel |  | Painted or None |  |  | 1901-01-01 06:00 | [15 empty] | UST Currently In Use: 0; UST Temp Close: 0; AST Currently In Use: 0; AST Temp Closed: 0 | 0 | 0 | 6 | 11318-073-009533 | CUMMINS ALABAMA INC
8824 | Permanently Closed | 1996-07-09 06:00 | 1978-01-01 06:00 | 1996-07-11 06:00 | Petroleum | Other, MOTOR OIL | Other |  | Steel | Steel |  | Painted or None |  |  | 1901-01-01 06:00 | [15 empty] | UST Currently In Use: 0; UST Temp Close: 0; AST Currently In Use: 0; AST Temp Closed: 0 | 0 | 0 | 6 | 11318-073-009533 | CUMMINS ALABAMA INC
8825 | Permanently Closed | 1996-07-14 06:00 | 1978-01-01 06:00 | 1996-07-16 06:00 | Petroleum | Used oil | Used oil |  | Steel | Steel |  | Painted or None |  |  | 1901-01-01 06:00 | [15 empty] | UST Currently In Use: 0; UST Temp Close: 0; AST Currently In Use: 0; AST Temp Closed: 0 | 0 | 0 | 6 | 11318-073-009533 | CUMMINS ALABAMA INC
8826 | Permanently Closed | 1989-12-01 06:00 | 1985-01-01 06:00 | 1989-12-01 06:00 | Petroleum | Used oil | Used oil |  | Fiberglass coated steel | Fiberglass coated steel |  |  | Steel |  | 1901-01-01 06:00 | [15 empty] | UST Currently In Use: 0; UST Temp Close: 0; AST Currently In Use: 0; AST Temp Closed: 0 | 0 | 0 | 2 | 11319-101-005501 | CUMMINS ALABAMA INC
8827 | Permanently Closed | 1986-05-01 06:00 | 1985-01-01 06:00 | 1989-12-01 06:00 | Petroleum | Other, OTHER | Other |  | Fiberglass coated steel | Fiberglass coated steel |  |  | Steel |  | 1901-01-01 06:00 | [15 empty] | UST Currently In Use: 0; UST Temp Close: 0; AST Currently In Use: 0; AST Temp Closed: 0 | 0 | 0 | 2 | 11319-101-005501 | CUMMINS ALABAMA INC
8828 | Temporary Closed | 1993-04-01 06:00 | 1963-01-01 06:00 |  | Petroleum | Unleaded gasoline | Unleaded gasoline |  | Steel | Steel |  | Painted or None | Steel |  | 1901-01-01 06:00 | [15 empty] | UST Currently In Use: 0; UST Temp Close: 3; AST Currently In Use: 0; AST Temp Closed: 0 | 0 | 3 | 0 | 23144-055-005719 | THOMAS DERAMUS
8829 | Temporary Closed | 1993-04-01 06:00 | 1963-01-01 06:00 |  | Petroleum | Unleaded gasoline | Unleaded gasoline |  | Steel | Steel |  | Painted or None | Steel |  | 1901-01-01 06:00 | [15 empty] | UST Currently In Use: 0; UST Temp Close: 3; AST Currently In Use: 0; AST Temp Closed: 0 | 0 | 3 | 0 | 23144-055-005719 | THOMAS DERAMUS
8830 | Temporary Closed | 1993-04-01 06:00 | 1963-01-01 06:00 |  | Petroleum | Unleaded gasoline | Unleaded gasoline |  | Steel | Steel |  | Painted or None | Steel |  | 1901-01-01 06:00 | [15 empty] | UST Currently In Use: 0; UST Temp Close: 3; AST Currently In Use: 0; AST Temp Closed: 0 | 0 | 3 | 0 | 23144-055-005719 | THOMAS DERAMUS
8831 | Permanently Closed | 1901-01-01 06:00 | 1968-01-01 06:00 | 1988-10-01 06:00 | Petroleum | Unleaded gasoline | Unleaded gasoline |  | Steel | Steel |  | Painted or None | Steel |  | 1901-01-01 06:00 | [15 empty] | UST Currently In Use: 0; UST Temp Close: 0; AST Currently In Use: 0; AST Temp Closed: 0 | 0 | 0 | 1 | 11321-109-009987 | CURREN A FARMER
8832 |  | 1998-07-01 06:00 | 1980-01-01 06:00 |  | Petroleum | Unleaded gasoline | Unleaded gasoline |  | Steel | Steel |  | Painted or None | Steel |  | 1901-01-01 06:00 | None | [14 empty] | UST Currently In Use: 0; UST Temp Close: 0; AST Currently In Use: 0; AST Temp Closed: 0 | 0 | 0 | 0 | 11322-077-006736 | CURT BULLOCK BUILDERS INC
8833 |  | 1998-07-01 06:00 | 1986-01-01 06:00 |  | Petroleum | On road diesel | On road diesel |  | Steel | Steel | Coated & cathodic protection (sti-P3) |  | Steel |  | 1901-01-01 06:00 | Galvanic Cathodic | [14 empty] | UST Currently In Use: 0; UST Temp Close: 0; AST Currently In Use: 0; AST Temp Closed: 0 | 0 | 0 | 0 | 11322-077-006736 | CURT BULLOCK BUILDERS INC
8834 | Permanently Closed | 1990-06-14 06:00 | 1975-01-01 06:00 | 1990-06-14 06:00 | Petroleum | Unleaded gasoline | Unleaded gasoline |  | Steel | Steel |  | Painted or None | Steel |  | 1901-01-01 06:00 | [15 empty] | UST Currently In Use: 0; UST Temp Close: 0; AST Currently In Use: 0; AST Temp Closed: 0 | 0 | 0 | 3 | 11323-015-001440 | CURTIS AMBERSON
8835 | Permanently Closed | 1990-06-14 06:00 | 1975-01-01 06:00 | 1990-06-14 06:00 | Petroleum | Unleaded gasoline | Unleaded gasoline |  | Steel | Steel |  | Painted or None | Steel |  | 1901-01-01 06:00 | [15 empty] | UST Currently In Use: 0; UST Temp Close: 0; AST Currently In Use: 0; AST Temp Closed: 0 | 0 | 0 | 3 | 11323-015-001440 | CURTIS AMBERSON
8836 | Permanently Closed | 1990-06-14 06:00 | 1975-01-01 06:00 | 1990-06-14 06:00 | Petroleum | Unleaded gasoline | Unleaded gasoline |  | Steel | Steel |  | Painted or None | Steel |  | 1901-01-01 06:00 | [15 empty] | UST Currently In Use: 0; UST Temp Close: 0; AST Currently In Use: 0; AST Temp Closed: 0 | 0 | 0 | 3 | 11323-015-001440 | CURTIS AMBERSON
8837 | Retired | 1988-08-08 06:00 | 1980-01-01 06:00 |  | Petroleum | Unleaded gasoline | Unleaded gasoline |  | Steel | Steel |  | Painted or None | Steel |  | 1901-01-01 06:00 | [15 empty] | UST Currently In Use: 0; UST Temp Close: 0; AST Currently In Use: 0; AST Temp Closed: 0 | 0 | 0 | 0 | 11324-001-004382 | CURTIS B STAUDEMIRE
8838 | Retired | 1988-08-08 06:00 | 1980-01-01 06:00 |  | Petroleum | Unleaded gasoline | Unleaded gasoline |  | Steel | Steel |  | Painted or None | Steel |  | 1901-01-01 06:00 | [15 empty] | UST Currently In Use: 0; UST Temp Close: 0; AST Currently In Use: 0; AST Temp Closed: 0 | 0 | 0 | 0 | 11324-001-004382 | CURTIS B STAUDEMIRE
8839 | Retired | 1988-08-08 06:00 | 1980-01-01 06:00 |  | Petroleum | On road diesel | On road diesel |  | Steel | Steel |  | Painted or None | Steel |  | 1901-01-01 06:00 | [15 empty] | UST Currently In Use: 0; UST Temp Close: 0; AST Currently In Use: 0; AST Temp Closed: 0 | 0 | 0 | 0 | 11324-001-004382 | CURTIS B STAUDEMIRE
8840 | Permanently Closed | 1996-03-29 06:00 | 1974-01-01 06:00 | 1999-03-29 06:00 | Petroleum | Unleaded gasoline | Unleaded gasoline |  | Steel | Steel |  | Painted or None | Steel |  | 1901-01-01 06:00 | [12 empty] | Annual line testing | Annual line testing |  | UST Currently In Use: 0; UST Temp Close: 0; AST Currently In Use: 0; AST Temp Closed: 0 | 0 | 0 | 2 | 20204-125-001013 | THOMAS HALLMAN
8841 | Permanently Closed | 1996-03-29 06:00 | 1974-01-01 06:00 | 1999-03-29 06:00 | Petroleum | Unleaded gasoline | Unleaded gasoline |  | Steel | Steel |  | Painted or None | Steel |  | 1901-01-01 06:00 | [12 empty] | Annual line testing | Annual line testing |  | UST Currently In Use: 0; UST Temp Close: 0; AST Currently In Use: 0; AST Temp Closed: 0 | 0 | 0 | 2 | 20204-125-001013 | THOMAS HALLMAN
8842 | Cannot Locate or abandoned |  | 1980-01-01 06:00 |  | Petroleum | Unleaded gasoline | Unleaded gasoline |  | Steel | Steel |  | Painted or None | Steel |  | 1901-01-01 06:00 | [15 empty] | UST Currently In Use: 0; UST Temp Close: 0; AST Currently In Use: 0; AST Temp Closed: 0 | 0 | 0 | 0 | 11327-129-011410 | D A M CORP
8843 | Cannot Locate or abandoned |  | 1980-01-01 06:00 |  | Petroleum | Unleaded gasoline | Unleaded gasoline |  | Steel | Steel |  | Painted or None | Steel |  | 1901-01-01 06:00 | [15 empty] | UST Currently In Use: 0; UST Temp Close: 0; AST Currently In Use: 0; AST Temp Closed: 0 | 0 | 0 | 0 | 11327-129-011410 | D A M CORP
8844 | Cannot Locate or abandoned |  | 1978-01-01 06:00 |  | Petroleum | Unleaded gasoline | Unleaded gasoline |  | Steel | Steel |  | Painted or None | Steel |  | 1901-01-01 06:00 | [15 empty] | UST Currently In Use: 0; UST Temp Close: 0; AST Currently In Use: 0; AST Temp Closed: 0 | 0 | 0 | 0 | 18025-129-011411 | DEESE SERVICE STATION
8845 | Cannot Locate or abandoned |  | 1978-01-01 06:00 |  | Petroleum | Unleaded gasoline | Unleaded gasoline |  | Steel | Steel |  | Painted or None | Steel |  | 1901-01-01 06:00 | [15 empty] | UST Currently In Use: 0; UST Temp Close: 0; AST Currently In Use: 0; AST Temp Closed: 0 | 0 | 0 | 0 | 18025-129-011411 | DEESE SERVICE STATION
8846 | Retired | 1981-01-01 06:00 | 1971-01-01 06:00 |  | Petroleum | Other, OTHER | Other |  | Steel | Steel |  | Painted or None | Steel |  | 1901-01-01 06:00 | [15 empty] | UST Currently In Use: 0; UST Temp Close: 0; AST Currently In Use: 0; AST Temp Closed: 0 | 0 | 0 | 0 | 18025-129-011411 | DEESE SERVICE STATION
8847 | Retired | 1981-01-01 06:00 | 1971-01-01 06:00 |  | Petroleum | Other, OTHER | Other |  | Steel | Steel |  | Painted or None | Steel |  | 1901-01-01 06:00 | [15 empty] | UST Currently In Use: 0; UST Temp Close: 0; AST Currently In Use: 0; AST Temp Closed: 0 | 0 | 0 | 0 | 18025-129-011411 | DEESE SERVICE STATION
8848 | Cannot Locate or abandoned |  | 1979-01-01 06:00 |  | Petroleum | Unleaded gasoline | Unleaded gasoline |  | Steel | Steel |  | Painted or None | Steel |  | 1901-01-01 06:00 | [15 empty] | UST Currently In Use: 0; UST Temp Close: 0; AST Currently In Use: 0; AST Temp Closed: 0 | 0 | 0 | 0 | 20219-129-011412 | BOBBY JOE CHESTANG
8849 | Cannot Locate or abandoned |  | 1979-01-01 06:00 |  | Petroleum | Unleaded gasoline | Unleaded gasoline |  | Steel | Steel |  | Painted or None | Steel |  | 1901-01-01 06:00 | [15 empty] | UST Currently In Use: 0; UST Temp Close: 0; AST Currently In Use: 0; AST Temp Closed: 0 | 0 | 0 | 0 | 20219-129-011412 | BOBBY JOE CHESTANG
8850 | Cannot Locate or abandoned |  | 1979-01-01 06:00 |  | Petroleum | Unleaded gasoline | Unleaded gasoline |  | Steel | Steel |  | Painted or None | Steel |  | 1901-01-01 06:00 | [15 empty] | UST Currently In Use: 0; UST Temp Close: 0; AST Currently In Use: 0; AST Temp Closed: 0 | 0 | 0 | 0 | 20219-129-011412 | BOBBY JOE CHESTANG
8851 | Permanently Closed | 1992-04-02 06:00 | 1963-01-01 06:00 | 1992-02-04 06:00 | Petroleum | Unleaded gasoline | Unleaded gasoline |  | Steel | Steel |  |  | Steel |  | 1901-01-01 06:00 | [15 empty] | UST Currently In Use: 0; UST Temp Close: 0; AST Currently In Use: 0; AST Temp Closed: 0 | 0 | 0 | 3 | 11328-033-011059 | COULTER BOYS/ TROY TERRY & DEAN HAND
8852 | Permanently Closed | 1992-02-04 06:00 | 1963-01-01 06:00 | 1992-02-04 06:00 | Petroleum | Unleaded gasoline | Unleaded gasoline |  | Steel | Steel |  |  | Steel |  | 1901-01-01 06:00 | [15 empty] | UST Currently In Use: 0; UST Temp Close: 0; AST Currently In Use: 0; AST Temp Closed: 0 | 0 | 0 | 3 | 11328-033-011059 | COULTER BOYS/ TROY TERRY & DEAN HAND
8853 | Permanently Closed | 1992-02-04 06:00 | 1963-01-01 06:00 | 1992-02-04 06:00 | Petroleum | Unleaded gasoline | Unleaded gasoline |  | Steel | Steel |  |  | Steel |  | 1901-01-01 06:00 | [15 empty] | UST Currently In Use: 0; UST Temp Close: 0; AST Currently In Use: 0; AST Temp Closed: 0 | 0 | 0 | 3 | 11328-033-011059 | COULTER BOYS/ TROY TERRY & DEAN HAND
8854 | Permanently Closed | 1992-09-14 06:00 | 1975-01-01 06:00 | 1992-09-14 06:00 | Petroleum | Unleaded gasoline | Unleaded gasoline |  | Steel | Steel |  | Painted or None | Steel |  | 1901-01-01 06:00 | [15 empty] | UST Currently In Use: 0; UST Temp Close: 0; AST Currently In Use: 0; AST Temp Closed: 0 | 0 | 0 | 2 | 11329-083-004805 | D C BOONE OIL INC
8855 | Permanently Closed | 1992-09-14 06:00 | 1975-01-01 06:00 | 1992-09-14 06:00 | Petroleum | On road diesel | On road diesel |  | Steel | Steel |  | Painted or None | Steel |  | 1901-01-01 06:00 | [15 empty] | UST Currently In Use: 0; UST Temp Close: 0; AST Currently In Use: 0; AST Temp Closed: 0 | 0 | 0 | 2 | 11329-083-004805 | D C BOONE OIL INC
8856 | Permanently Closed | 2004-03-16 06:00 | 1989-01-01 06:00 | 2004-04-28 06:00 | Petroleum | Unleaded gasoline | Unleaded gasoline | Retail | Steel | Steel | Coated & cathodic protection (sti-P3), Field installed cathodic protection |  | Fiberglass reinforced plastic |  | 1901-01-01 06:00 |  | Catchment Basin, Single walled catchment basin | Flow Rest 90% Full | Flow Rest 90% Full |  |  | Automatic Tank Gauge |  |  |  | Interstitial Monitoring within Secondary Containment |  | Annual line testing | Annual line testing |  | UST Currently In Use: 2; UST Temp Close: 0; AST Currently In Use: 0; AST Temp Closed: 0 | 2 | 0 | 2 | 25367-083-014720 | LUCY'S MARINA LLC
8857 | Permanently Closed | 2004-03-16 06:00 | 1989-01-01 06:00 | 2004-04-28 06:00 | Petroleum | Unleaded gasoline | Unleaded gasoline | Retail | Steel | Steel | Coated & cathodic protection (sti-P3), Field installed cathodic protection |  | Fiberglass reinforced plastic |  | 1901-01-01 06:00 |  | Catchment Basin, Single walled catchment basin | Flow Rest 90% Full | Flow Rest 90% Full |  |  | Automatic Tank Gauge |  |  |  | Interstitial Monitoring within Secondary Containment |  | Annual line testing | Annual line testing |  | UST Currently In Use: 2; UST Temp Close: 0; AST Currently In Use: 0; AST Temp Closed: 0 | 2 | 0 | 2 | 25367-083-014720 | LUCY'S MARINA LLC
8858 | Currently in Use |  | 1989-04-01 06:00 |  | Petroleum | Unleaded gasoline | Unleaded gasoline | Retail | Single Wall, Steel | Steel | Coated & cathodic protection (sti-P3) |  | Fiberglass reinforced plastic, Single Wall |  |  |  | Catchment Basin, Single walled catchment basin | Automatic shutoff device At 95% full | Automatic shutoff device At 95% full |  |  | Continuous Automatic Tank Gauge |  | Automatic shutoff device (AELLD) | Automatic shutoff device (AELLD) | [5 empty] | UST Currently In Use: 4; UST Temp Close: 0; AST Currently In Use: 0; AST Temp Closed: 0 | 4 | 0 | 0 | 23275-089-000090 | INNDAV FOODMART
8859 | Currently in Use |  | 1989-04-01 06:00 |  | Petroleum | Mid-grade gasoline | Mid-grade gasoline | Retail | Single Wall, Steel | Steel | Coated & cathodic protection (sti-P3) |  | Fiberglass reinforced plastic, Single Wall |  |  |  | Catchment Basin, Single walled catchment basin | Automatic shutoff device At 95% full | Automatic shutoff device At 95% full |  |  | Continuous Automatic Tank Gauge |  | Automatic shutoff device (AELLD) | Automatic shutoff device (AELLD) | [5 empty] | UST Currently In Use: 4; UST Temp Close: 0; AST Currently In Use: 0; AST Temp Closed: 0 | 4 | 0 | 0 | 23275-089-000090 | INNDAV FOODMART
8860 | Currently in Use |  | 1989-04-01 06:00 |  | Petroleum | Premium gasoline | Premium gasoline | Retail | Single Wall, Steel | Steel | Coated & cathodic protection (sti-P3) |  | Fiberglass reinforced plastic, Single Wall |  |  |  | Catchment Basin, Single walled catchment basin | Automatic shutoff device At 95% full | Automatic shutoff device At 95% full |  |  | Continuous Automatic Tank Gauge |  | Automatic shutoff device (AELLD) | Automatic shutoff device (AELLD) | [5 empty] | UST Currently In Use: 4; UST Temp Close: 0; AST Currently In Use: 0; AST Temp Closed: 0 | 4 | 0 | 0 | 23275-089-000090 | INNDAV FOODMART
8861 | Currently in Use |  | 1989-04-01 06:00 |  | Petroleum | On road diesel | On road diesel | Retail | Single Wall, Steel | Steel | Coated & cathodic protection (sti-P3) |  | Fiberglass reinforced plastic, Single Wall |  |  |  | Catchment Basin, Single walled catchment basin | Automatic shutoff device At 95% full | Automatic shutoff device At 95% full |  |  | Continuous Automatic Tank Gauge |  | Automatic shutoff device (AELLD) | Automatic shutoff device (AELLD) | [5 empty] | UST Currently In Use: 4; UST Temp Close: 0; AST Currently In Use: 0; AST Temp Closed: 0 | 4 | 0 | 0 | 23275-089-000090 | INNDAV FOODMART
8862 | Currently in Use |  | 1984-01-01 06:00 |  | Petroleum | Unleaded gasoline | Unleaded gasoline | Retail | Single Wall, Steel | Steel | Coated & cathodic protection (sti-P3) |  | Fiberglass reinforced plastic, Single Wall |  |  |  | Catchment Basin, Single walled catchment basin | Flow Rest 90% Full | Flow Rest 90% Full |  |  | Continuous Automatic Tank Gauge |  | Automatic flow restrictor (MLLD), Containment Sump | Containment Sump | [5 empty] | UST Currently In Use: 3; UST Temp Close: 0; AST Currently In Use: 0; AST Temp Closed: 0 | 3 | 0 | 0 | 25265-089-000388 | LGWS/CROSS AMERICA PARTNERS
8864 | Currently in Use |  | 1984-01-01 06:00 |  | Petroleum | Premium gasoline | Premium gasoline | Retail | Single Wall, Steel | Steel | Coated & cathodic protection (sti-P3) |  | Fiberglass reinforced plastic, Single Wall |  |  |  | Catchment Basin, Single walled catchment basin | Flow Rest 90% Full | Flow Rest 90% Full |  |  | Continuous Automatic Tank Gauge |  | Automatic flow restrictor (MLLD), Containment Sump | Containment Sump |  |  | Annual line testing | Annual line testing |  | UST Currently In Use: 3; UST Temp Close: 0; AST Currently In Use: 0; AST Temp Closed: 0 | 3 | 0 | 0 | 25265-089-000388 | LGWS/CROSS AMERICA PARTNERS
8865 | Currently in Use |  | 1984-01-01 06:00 |  | Petroleum | On road diesel | On road diesel | Retail | Single Wall, Steel | Steel | Coated & cathodic protection (sti-P3) |  | Fiberglass reinforced plastic, Single Wall |  |  |  | Catchment Basin, Single walled catchment basin | Flow Rest 90% Full | Flow Rest 90% Full |  |  | Continuous Automatic Tank Gauge |  | Automatic flow restrictor (MLLD), Containment Sump | Containment Sump |  |  | Annual line testing | Annual line testing |  | UST Currently In Use: 3; UST Temp Close: 0; AST Currently In Use: 0; AST Temp Closed: 0 | 3 | 0 | 0 | 25265-089-000388 | LGWS/CROSS AMERICA PARTNERS
8866 | Currently in Use |  | 1979-01-01 06:00 |  | Petroleum | Unleaded gasoline | Unleaded gasoline | Retail | Single Wall, Steel | Steel | Field installed cathodic protection |  | Fiberglass reinforced plastic, Single Wall |  |  |  | Catchment Basin, Single walled catchment basin | Automatic shutoff device At 95% full, Flow Rest 90% Full | Flow Rest 90% Full |  |  | Continuous Automatic Tank Gauge |  | Automatic shutoff device (AELLD) | Automatic shutoff device (AELLD) | [5 empty] | UST Currently In Use: 4; UST Temp Close: 0; AST Currently In Use: 0; AST Temp Closed: 0 | 4 | 0 | 0 | 25066-089-004796 | OM RUDHRA, INC.
8867 | Currently in Use |  | 1979-01-01 06:00 |  | Petroleum | Premium gasoline | Premium gasoline | Retail | Single Wall, Steel | Steel | Field installed cathodic protection |  | Fiberglass reinforced plastic, Single Wall |  |  |  | Catchment Basin, Single walled catchment basin | Automatic shutoff device At 95% full, Flow Rest 90% Full | Flow Rest 90% Full |  |  | Continuous Automatic Tank Gauge |  | Automatic shutoff device (AELLD) | Automatic shutoff device (AELLD) | [5 empty] | UST Currently In Use: 4; UST Temp Close: 0; AST Currently In Use: 0; AST Temp Closed: 0 | 4 | 0 | 0 | 25066-089-004796 | OM RUDHRA, INC.
8868 | Currently in Use |  | 1979-01-01 06:00 |  | Petroleum | On road diesel | On road diesel | Retail | Single Wall, Steel | Steel | Field installed cathodic protection |  | Fiberglass reinforced plastic, Single Wall |  |  |  | Catchment Basin, Single walled catchment basin | Automatic shutoff device At 95% full, Flow Rest 90% Full | Flow Rest 90% Full |  |  | Continuous Automatic Tank Gauge |  | Automatic shutoff device (AELLD) | Automatic shutoff device (AELLD) | [5 empty] | UST Currently In Use: 4; UST Temp Close: 0; AST Currently In Use: 0; AST Temp Closed: 0 | 4 | 0 | 0 | 25066-089-004796 | OM RUDHRA, INC.
8869 | Currently in Use |  | 1979-01-01 06:00 |  | Petroleum | Kerosene | Kerosene |  | Single Wall, Steel | Steel | Field installed cathodic protection |  | Fiberglass reinforced plastic, Single Wall |  |  |  | Catchment Basin, Single walled catchment basin | Automatic shutoff device At 95% full, Flow Rest 90% Full | Flow Rest 90% Full |  |  | Continuous Automatic Tank Gauge | [8 empty] | UST Currently In Use: 4; UST Temp Close: 0; AST Currently In Use: 0; AST Temp Closed: 0 | 4 | 0 | 0 | 25066-089-004796 | OM RUDHRA, INC.
8870 | Permanently Closed | 1991-06-04 06:00 | 1970-01-01 06:00 | 1991-06-04 06:00 | Petroleum | Unleaded gasoline | Unleaded gasoline |  | Steel | Steel |  | Painted or None | Steel |  | 1901-01-01 06:00 | [15 empty] | UST Currently In Use: 0; UST Temp Close: 0; AST Currently In Use: 0; AST Temp Closed: 0 | 0 | 0 | 2 | 11329-089-004800 | D C BOONE OIL INC
8871 | Permanently Closed | 1991-06-04 06:00 | 1970-01-01 06:00 | 1991-06-04 06:00 | Petroleum | Unleaded gasoline | Unleaded gasoline |  | Steel | Steel |  | Painted or None | Steel |  | 1901-01-01 06:00 | [15 empty] | UST Currently In Use: 0; UST Temp Close: 0; AST Currently In Use: 0; AST Temp Closed: 0 | 0 | 0 | 2 | 11329-089-004800 | D C BOONE OIL INC
8872 | Permanently Closed | 1992-04-02 06:00 | 1983-01-01 06:00 | 1992-04-02 06:00 | Petroleum | Unleaded gasoline | Unleaded gasoline |  | Steel | Steel |  | Painted or None | Steel |  | 1901-01-01 06:00 | [15 empty] | UST Currently In Use: 0; UST Temp Close: 0; AST Currently In Use: 0; AST Temp Closed: 0 | 0 | 0 | 3 | 17607-089-004801 | HALL B BRYANT SR
8873 | Permanently Closed | 1992-04-02 06:00 | 1983-01-01 06:00 | 1992-04-02 06:00 | Petroleum | Unleaded gasoline | Unleaded gasoline |  | Steel | Steel |  | Painted or None | Steel |  | 1901-01-01 06:00 | [15 empty] | UST Currently In Use: 0; UST Temp Close: 0; AST Currently In Use: 0; AST Temp Closed: 0 | 0 | 0 | 3 | 17607-089-004801 | HALL B BRYANT SR
8874 | Permanently Closed | 1992-04-02 06:00 | 1983-01-01 06:00 | 1992-04-02 06:00 | Petroleum | On road diesel | On road diesel |  | Steel | Steel |  | Painted or None | Steel |  | 1901-01-01 06:00 | [15 empty] | UST Currently In Use: 0; UST Temp Close: 0; AST Currently In Use: 0; AST Temp Closed: 0 | 0 | 0 | 3 | 17607-089-004801 | HALL B BRYANT SR
8875 | Permanently Closed | 2000-08-24 06:00 | 1983-01-01 06:00 | 2001-04-23 06:00 | Petroleum | Unleaded gasoline | Unleaded gasoline | Retail | Steel | Steel | Coated & cathodic protection (sti-P3) |  | Fiberglass reinforced plastic |  | 1901-01-01 06:00 |  | Catchment Basin, Single walled catchment basin | Flow Rest 90% Full | Flow Rest 90% Full |  |  | Statistical Inventory Reconciliation (SIR) | [5 empty] | Statistical inventory reconciliation (SIR) | Statistical inventory reconciliation (SIR) |  | UST Currently In Use: 0; UST Temp Close: 0; AST Currently In Use: 0; AST Temp Closed: 0 | 0 | 0 | 3 | 21192-089-004802 | JOE & IRIS LANZ DBA LANZAS BEVERAGE
8876 | Permanently Closed | 2000-08-24 06:00 | 1983-01-01 06:00 | 2001-04-23 06:00 | Petroleum | Mid-grade gasoline | Mid-grade gasoline | Retail | Steel | Steel | Coated & cathodic protection (sti-P3) |  | Fiberglass reinforced plastic |  | 1901-01-01 06:00 |  | Catchment Basin, Single walled catchment basin | Flow Rest 90% Full | Flow Rest 90% Full |  |  | Statistical Inventory Reconciliation (SIR) | [5 empty] | Statistical inventory reconciliation (SIR) | Statistical inventory reconciliation (SIR) |  | UST Currently In Use: 0; UST Temp Close: 0; AST Currently In Use: 0; AST Temp Closed: 0 | 0 | 0 | 3 | 21192-089-004802 | JOE & IRIS LANZ DBA LANZAS BEVERAGE
8877 | Permanently Closed | 2000-08-24 06:00 | 1983-01-01 06:00 | 2001-04-23 06:00 | Petroleum | Premium gasoline | Premium gasoline | Retail | Steel | Steel | Coated & cathodic protection (sti-P3) |  | Fiberglass reinforced plastic |  | 1901-01-01 06:00 |  | Catchment Basin, Single walled catchment basin | Flow Rest 90% Full | Flow Rest 90% Full |  |  | Statistical Inventory Reconciliation (SIR) | [5 empty] | Statistical inventory reconciliation (SIR) | Statistical inventory reconciliation (SIR) |  | UST Currently In Use: 0; UST Temp Close: 0; AST Currently In Use: 0; AST Temp Closed: 0 | 0 | 0 | 3 | 21192-089-004802 | JOE & IRIS LANZ DBA LANZAS BEVERAGE
8878 | Permanently Closed | 1992-11-18 06:00 | 1964-01-01 06:00 | 1992-11-18 06:00 | Petroleum | Unleaded gasoline | Unleaded gasoline |  | Steel | Steel |  | Painted or None | Steel |  | 1901-01-01 06:00 | [15 empty] | UST Currently In Use: 0; UST Temp Close: 0; AST Currently In Use: 0; AST Temp Closed: 0 | 0 | 0 | 3 | 11329-089-004803 | D C BOONE OIL INC
8879 | Permanently Closed | 1992-11-18 06:00 | 1964-01-01 06:00 | 1992-11-18 06:00 | Petroleum | Unleaded gasoline | Unleaded gasoline |  | Steel | Steel |  | Painted or None | Steel |  | 1901-01-01 06:00 | [15 empty] | UST Currently In Use: 0; UST Temp Close: 0; AST Currently In Use: 0; AST Temp Closed: 0 | 0 | 0 | 3 | 11329-089-004803 | D C BOONE OIL INC
8880 | Permanently Closed | 1992-11-18 06:00 | 1980-01-01 06:00 | 1992-11-18 06:00 | Petroleum | Unleaded gasoline | Unleaded gasoline |  | Steel | Steel |  | Painted or None | Steel |  | 1901-01-01 06:00 | [15 empty] | UST Currently In Use: 0; UST Temp Close: 0; AST Currently In Use: 0; AST Temp Closed: 0 | 0 | 0 | 3 | 11329-089-004803 | D C BOONE OIL INC
8881 | Currently in Use |  | 1974-01-01 06:00 |  | Petroleum | Unleaded gasoline | Unleaded gasoline | Retail | Single Wall, Steel | Steel | Field installed cathodic protection |  | Double Wall, Steel, FLX 2NDARY |  |  |  | Catchment Basin, Single walled catchment basin | Flow Rest 90% Full | Flow Rest 90% Full |  |  | Continuous Automatic Tank Gauge |  | Automatic shutoff device (AELLD), Containment Sump | Containment Sump | [5 empty] | UST Currently In Use: 3; UST Temp Close: 2; AST Currently In Use: 0; AST Temp Closed: 0 | 3 | 2 | 0 | 25265-089-004804 | LGWS/CROSS AMERICA PARTNERS
8882 | Currently in Use |  | 1974-01-01 06:00 |  | Petroleum | Mid-grade gasoline | Mid-grade gasoline | Retail | Single Wall, Steel | Steel | Field installed cathodic protection |  | Double Wall, Steel, FLX 2NDARY |  |  |  | Catchment Basin, Single walled catchment basin | Flow Rest 90% Full | Flow Rest 90% Full |  |  | Continuous Automatic Tank Gauge |  | Automatic shutoff device (AELLD), Containment Sump | Containment Sump | [5 empty] | UST Currently In Use: 3; UST Temp Close: 2; AST Currently In Use: 0; AST Temp Closed: 0 | 3 | 2 | 0 | 25265-089-004804 | LGWS/CROSS AMERICA PARTNERS
8883 | Currently in Use |  | 1974-01-01 06:00 |  | Petroleum | Premium gasoline | Premium gasoline | Retail | Single Wall, Steel | Steel | Field installed cathodic protection |  | Double Wall, Steel, FLX 2NDARY |  |  |  | Catchment Basin, Single walled catchment basin | Flow Rest 90% Full | Flow Rest 90% Full |  |  | Continuous Automatic Tank Gauge |  | Automatic shutoff device (AELLD), Containment Sump | Containment Sump | [5 empty] | UST Currently In Use: 3; UST Temp Close: 2; AST Currently In Use: 0; AST Temp Closed: 0 | 3 | 2 | 0 | 25265-089-004804 | LGWS/CROSS AMERICA PARTNERS
8884 | Temporary Closed | 2023-06-02 06:00 | 1981-01-01 06:00 |  | Petroleum | On road diesel | On road diesel | Retail | Single Wall, Steel | Steel | Field installed cathodic protection |  | Double Wall, Steel, FLX 2NDARY |  |  |  | Catchment Basin, Single walled catchment basin | Automatic shutoff device At 95% full, Flow Rest 90% Full | Flow Rest 90% Full |  |  | Continuous Automatic Tank Gauge |  | Automatic shutoff device (AELLD), Containment Sump | Containment Sump | [5 empty] | UST Currently In Use: 3; UST Temp Close: 2; AST Currently In Use: 0; AST Temp Closed: 0 | 3 | 2 | 0 | 25265-089-004804 | LGWS/CROSS AMERICA PARTNERS
8885 | Temporary Closed | 2023-06-02 06:00 | 1983-01-01 06:00 |  | Petroleum | On road diesel | On road diesel | Retail | Single Wall, Steel | Steel | Coated & cathodic protection (sti-P3), Field installed cathodic protection |  | Double Wall, Steel, FLX 2NDARY |  |  |  | Catchment Basin, Single walled catchment basin | Flow Rest 90% Full | Flow Rest 90% Full |  |  | Continuous Automatic Tank Gauge |  | Automatic shutoff device (AELLD), Containment Sump | Containment Sump | [5 empty] | UST Currently In Use: 3; UST Temp Close: 2; AST Currently In Use: 0; AST Temp Closed: 0 | 3 | 2 | 0 | 25265-089-004804 | LGWS/CROSS AMERICA PARTNERS
8886 | Permanently Closed | 1990-10-11 06:00 | 1979-01-01 06:00 | 1994-10-11 06:00 | Petroleum | Unleaded gasoline | Unleaded gasoline |  | Steel | Steel |  | Painted or None | Steel |  | 1901-01-01 06:00 | [15 empty] | UST Currently In Use: 0; UST Temp Close: 0; AST Currently In Use: 0; AST Temp Closed: 0 | 0 | 0 | 2 | 11329-089-004806 | D C BOONE OIL INC
8887 | Permanently Closed | 1990-10-11 06:00 | 1979-01-01 06:00 | 1994-10-11 06:00 | Petroleum | On road diesel | On road diesel |  | Steel | Steel |  | Painted or None | Steel |  | 1901-01-01 06:00 | [15 empty] | UST Currently In Use: 0; UST Temp Close: 0; AST Currently In Use: 0; AST Temp Closed: 0 | 0 | 0 | 2 | 11329-089-004806 | D C BOONE OIL INC
8888 | Permanently Closed | 1995-07-06 06:00 | 1977-01-01 06:00 | 1995-07-06 06:00 | Petroleum | Unleaded gasoline | Unleaded gasoline |  | Steel | Steel |  | Painted or None | Steel |  | 1901-01-01 06:00 | [15 empty] | UST Currently In Use: 0; UST Temp Close: 0; AST Currently In Use: 0; AST Temp Closed: 0 | 0 | 0 | 2 | 11329-089-004807 | D C BOONE OIL INC
8889 | Permanently Closed | 1995-07-06 06:00 | 1977-01-01 06:00 | 1995-07-06 06:00 | Petroleum | On road diesel | On road diesel |  | Steel | Steel |  | Painted or None | Steel |  | 1901-01-01 06:00 | [15 empty] | UST Currently In Use: 0; UST Temp Close: 0; AST Currently In Use: 0; AST Temp Closed: 0 | 0 | 0 | 2 | 11329-089-004807 | D C BOONE OIL INC
8890 | Currently in Use |  | 1972-01-01 06:00 |  | Petroleum | Unleaded gasoline | Unleaded gasoline | Retail | Single Wall, Steel | Steel | Field installed cathodic protection |  | Single Wall, Steel |  |  | Field installed cathodic protection | Catchment Basin, Single walled catchment basin | Automatic shutoff device At 95% full | Automatic shutoff device At 95% full |  |  | Continuous Automatic Tank Gauge |  | Automatic flow restrictor (MLLD) | Automatic flow restrictor (MLLD) |  |  | Annual line testing | Annual line testing |  | UST Currently In Use: 3; UST Temp Close: 0; AST Currently In Use: 0; AST Temp Closed: 0 | 3 | 0 | 0 | 24341-089-004809 | PARAM & RUHI LLC
8892 | Currently in Use |  | 1972-01-01 06:00 |  | Petroleum | Unleaded gasoline | Unleaded gasoline | Retail | Single Wall, Steel | Steel | Field installed cathodic protection |  | Single Wall, Steel |  |  | Field installed cathodic protection | Catchment Basin, Single walled catchment basin | Automatic shutoff device At 95% full | Automatic shutoff device At 95% full |  |  | Continuous Automatic Tank Gauge |  | Automatic flow restrictor (MLLD) | Automatic flow restrictor (MLLD) |  |  | Annual line testing | Annual line testing |  | UST Currently In Use: 3; UST Temp Close: 0; AST Currently In Use: 0; AST Temp Closed: 0 | 3 | 0 | 0 | 24341-089-004809 | PARAM & RUHI LLC
8893 | Currently in Use | 2005-06-08 06:00 | 1983-01-01 06:00 |  | Petroleum | Premium gasoline | Premium gasoline |  | Steel | Steel | Coated & cathodic protection (sti-P3), Field installed cathodic protection |  | Steel |  |  | Field installed cathodic protection | Catchment Basin, Single walled catchment basin | Automatic shutoff device At 95% full | Automatic shutoff device At 95% full |  |  | Continuous Automatic Tank Gauge | [8 empty] | UST Currently In Use: 3; UST Temp Close: 0; AST Currently In Use: 0; AST Temp Closed: 0 | 3 | 0 | 0 | 24341-089-004809 | PARAM & RUHI LLC
8894 | Permanently Closed | 1991-07-03 06:00 | 1973-01-01 06:00 | 1991-07-03 06:00 | Petroleum | Unleaded gasoline | Unleaded gasoline |  | Steel | Steel |  | Painted or None | Steel |  | 1901-01-01 06:00 | [15 empty] | UST Currently In Use: 3; UST Temp Close: 1; AST Currently In Use: 0; AST Temp Closed: 0 | 3 | 1 | 3 | 22465-089-011866 | EX CORPORATION
8895 | Permanently Closed | 1991-07-03 06:00 | 1973-01-01 06:00 | 1991-07-03 06:00 | Petroleum | Unleaded gasoline | Unleaded gasoline |  | Steel | Steel |  | Painted or None | Steel |  | 1901-01-01 06:00 | [15 empty] | UST Currently In Use: 3; UST Temp Close: 1; AST Currently In Use: 0; AST Temp Closed: 0 | 3 | 1 | 3 | 22465-089-011866 | EX CORPORATION
8896 | Permanently Closed | 1991-07-03 06:00 | 1973-01-01 06:00 | 1991-07-03 06:00 | Petroleum | Unleaded gasoline | Unleaded gasoline |  | Steel | Steel |  | Painted or None | Steel |  | 1901-01-01 06:00 | [15 empty] | UST Currently In Use: 3; UST Temp Close: 1; AST Currently In Use: 0; AST Temp Closed: 0 | 3 | 1 | 3 | 22465-089-011866 | EX CORPORATION
8897 | Temporary Closed | 2013-09-04 06:00 | 1983-01-01 06:00 |  | Petroleum | Kerosene | Kerosene | Retail | Single Wall, Steel | Steel | Field installed cathodic protection |  | Double Wall, Flexible | ENVIRON |  |  | Catchment Basin, Single walled catchment basin | Flow Rest 90% Full | Flow Rest 90% Full |  |  | Automatic Tank Gauge |  | Automatic flow restrictor (MLLD) | Automatic flow restrictor (MLLD) |  |  | Annual line testing | Annual line testing |  | UST Currently In Use: 3; UST Temp Close: 1; AST Currently In Use: 0; AST Temp Closed: 0 | 3 | 1 | 3 | 22465-089-011866 | EX CORPORATION
8898 | Currently in Use |  | 1983-01-01 06:00 |  | Petroleum | Premium gasoline | Premium gasoline | Retail | Single Wall, Steel | Steel | Field installed cathodic protection |  | Double Wall, Flexible | ENVIRON |  |  | Catchment Basin, Single walled catchment basin | Flow Rest 90% Full | Flow Rest 90% Full |  |  | Automatic Tank Gauge |  | Automatic flow restrictor (MLLD) | Automatic flow restrictor (MLLD) |  |  | Annual line testing | Annual line testing |  | UST Currently In Use: 3; UST Temp Close: 1; AST Currently In Use: 0; AST Temp Closed: 0 | 3 | 1 | 3 | 22465-089-011866 | EX CORPORATION
8899 | Currently in Use |  | 1983-01-01 06:00 |  | Petroleum | On road diesel | On road diesel | Retail | Single Wall, Steel | Steel | Field installed cathodic protection |  | Double Wall, Flexible | ENVIRON |  |  | Catchment Basin, Single walled catchment basin | Flow Rest 90% Full | Flow Rest 90% Full |  |  | Automatic Tank Gauge |  | Automatic flow restrictor (MLLD) | Automatic flow restrictor (MLLD) |  |  | Annual line testing, Continuous alarm system | Continuous alarm system |  | UST Currently In Use: 3; UST Temp Close: 1; AST Currently In Use: 0; AST Temp Closed: 0 | 3 | 1 | 3 | 22465-089-011866 | EX CORPORATION
8900 | Currently in Use |  | 1983-01-01 06:00 |  | Petroleum | Unleaded gasoline | Unleaded gasoline | Retail | Single Wall, Steel | Steel | Field installed cathodic protection |  | Double Wall, Flexible | ENVIRON |  |  | Catchment Basin, Single walled catchment basin | Flow Rest 90% Full | Flow Rest 90% Full |  |  | Automatic Tank Gauge |  | Automatic flow restrictor (MLLD) | Automatic flow restrictor (MLLD) |  |  | Annual line testing, Continuous alarm system | Continuous alarm system |  | UST Currently In Use: 3; UST Temp Close: 1; AST Currently In Use: 0; AST Temp Closed: 0 | 3 | 1 | 3 | 22465-089-011866 | EX CORPORATION
8901 | Currently in Use |  | 1988-01-01 06:00 |  | Petroleum | Unleaded gasoline | Unleaded gasoline | Retail | Single Wall, Steel | Steel | Coated & cathodic protection (sti-P3) |  | Fiberglass reinforced plastic, Single Wall |  |  |  | Catchment Basin, Single walled catchment basin | Automatic shutoff device At 95% full | Automatic shutoff device At 95% full |  |  | Automatic Tank Gauge |  | Automatic flow restrictor (MLLD) | Automatic flow restrictor (MLLD) |  |  | Annual line testing | Annual line testing |  | UST Currently In Use: 3; UST Temp Close: 1; AST Currently In Use: 0; AST Temp Closed: 0 | 3 | 1 | 0 | 21908-089-012521 | HOSSEIN NIAKOSSARY
8903 | Currently in Use |  | 1988-01-01 06:00 |  | Petroleum | Premium gasoline | Premium gasoline | Retail | Single Wall, Steel | Steel | Coated & cathodic protection (sti-P3) |  | Fiberglass reinforced plastic, Single Wall |  |  |  | Catchment Basin, Single walled catchment basin | Automatic shutoff device At 95% full | Automatic shutoff device At 95% full |  |  | Automatic Tank Gauge |  | Automatic flow restrictor (MLLD) | Automatic flow restrictor (MLLD) |  |  | Annual line testing | Annual line testing |  | UST Currently In Use: 3; UST Temp Close: 1; AST Currently In Use: 0; AST Temp Closed: 0 | 3 | 1 | 0 | 21908-089-012521 | HOSSEIN NIAKOSSARY
8904 | Currently in Use |  | 1988-01-01 06:00 |  | Petroleum | On road diesel | On road diesel | Retail | Single Wall, Steel | Steel | Coated & cathodic protection (sti-P3) |  | Fiberglass reinforced plastic, Single Wall |  |  |  | Catchment Basin, Single walled catchment basin | Automatic shutoff device At 95% full | Automatic shutoff device At 95% full |  |  | Automatic Tank Gauge |  | Automatic flow restrictor (MLLD) | Automatic flow restrictor (MLLD) |  |  | Annual line testing | Annual line testing |  | UST Currently In Use: 3; UST Temp Close: 1; AST Currently In Use: 0; AST Temp Closed: 0 | 3 | 1 | 0 | 21908-089-012521 | HOSSEIN NIAKOSSARY
8905 | Temporary Closed | 2020-09-29 06:00 | 1988-01-01 06:00 |  | Petroleum | Mid-grade gasoline | Mid-grade gasoline | Retail | Single Wall, Steel | Steel | Coated & cathodic protection (sti-P3) |  | Fiberglass reinforced plastic, Single Wall |  |  |  | Catchment Basin, Single walled catchment basin | Automatic shutoff device At 95% full | Automatic shutoff device At 95% full |  |  | Automatic Tank Gauge |  | Automatic flow restrictor (MLLD) | Automatic flow restrictor (MLLD) |  |  | Annual line testing | Annual line testing |  | UST Currently In Use: 3; UST Temp Close: 1; AST Currently In Use: 0; AST Temp Closed: 0 | 3 | 1 | 0 | 21908-089-012521 | HOSSEIN NIAKOSSARY
8906 | Currently in Use |  | 1989-01-01 06:00 |  | Petroleum | On road diesel | On road diesel | Retail | Single Wall, Steel | Steel | Coated & cathodic protection (sti-P3), Field installed cathodic protection |  | Fiberglass reinforced plastic, Single Wall |  |  |  | Catchment Basin, Single walled catchment basin | Automatic shutoff device At 95% full | Automatic shutoff device At 95% full |  |  | Statistical Inventory Reconciliation (SIR) |  | Automatic flow restrictor (MLLD), MANIFOLD | Automatic flow restrictor (MLLD) |  |  | Statistical inventory reconciliation (SIR) | Statistical inventory reconciliation (SIR) |  | UST Currently In Use: 4; UST Temp Close: 0; AST Currently In Use: 0; AST Temp Closed: 0 | 4 | 0 | 0 | 17867-089-014223 | Dutch Oil Co.
8907 | Currently in Use |  | 1989-01-01 06:00 |  | Petroleum | Premium gasoline | Premium gasoline | Retail | Single Wall, Steel | Steel | Coated & cathodic protection (sti-P3), Field installed cathodic protection |  | Fiberglass reinforced plastic, Single Wall |  |  |  | Catchment Basin, Single walled catchment basin | Automatic shutoff device At 95% full | Automatic shutoff device At 95% full |  |  | Statistical Inventory Reconciliation (SIR) |  | Automatic flow restrictor (MLLD), MANIFOLD | Automatic flow restrictor (MLLD) |  |  | Statistical inventory reconciliation (SIR) | Statistical inventory reconciliation (SIR) |  | UST Currently In Use: 4; UST Temp Close: 0; AST Currently In Use: 0; AST Temp Closed: 0 | 4 | 0 | 0 | 17867-089-014223 | Dutch Oil Co.
8908 | Currently in Use |  | 1989-01-01 06:00 |  | Petroleum | Unleaded gasoline | Unleaded gasoline | Retail | Single Wall, Steel | Steel | Coated & cathodic protection (sti-P3), Field installed cathodic protection |  | Fiberglass reinforced plastic, Single Wall |  |  |  | Catchment Basin, Single walled catchment basin | Automatic shutoff device At 95% full | Automatic shutoff device At 95% full |  |  | Statistical Inventory Reconciliation (SIR) |  | Automatic flow restrictor (MLLD), MANIFOLDED | Automatic flow restrictor (MLLD) |  |  | Statistical inventory reconciliation (SIR) | Statistical inventory reconciliation (SIR) |  | UST Currently In Use: 4; UST Temp Close: 0; AST Currently In Use: 0; AST Temp Closed: 0 | 4 | 0 | 0 | 17867-089-014223 | Dutch Oil Co.
8910 | Currently in Use |  | 1989-01-01 06:00 |  | Petroleum | Kerosene | Kerosene | Retail | Single Wall, Steel | Steel | Coated & cathodic protection (sti-P3), Field installed cathodic protection |  | Fiberglass reinforced plastic, Single Wall |  |  |  | Catchment Basin, Single walled catchment basin | Automatic shutoff device At 95% full | Automatic shutoff device At 95% full |  |  | Statistical Inventory Reconciliation (SIR) |  | Automatic flow restrictor (MLLD) | Automatic flow restrictor (MLLD) |  |  | Statistical inventory reconciliation (SIR) | Statistical inventory reconciliation (SIR) |  | UST Currently In Use: 4; UST Temp Close: 0; AST Currently In Use: 0; AST Temp Closed: 0 | 4 | 0 | 0 | 17867-089-014223 | Dutch Oil Co.
8911 | Currently in Use |  | 1971-01-01 06:00 |  | Petroleum | Unleaded gasoline | Unleaded gasoline | Retail | Single Wall, Steel, MANIFOLDED | Steel | Coated & cathodic protection (sti-P3), Field installed cathodic protection |  | Double Wall, Fiberglass reinforced plastic |  |  |  | Catchment Basin, Single walled catchment basin | Flow Rest 90% Full | Flow Rest 90% Full |  |  | Continuous Automatic Tank Gauge |  | Automatic flow restrictor (MLLD), Containment Sump, Sump sensor relayed to automatically shut off submersible pump | Sump sensor relayed to automatically shut off submersible pump | Interstitial Monitoring within Secondary Containment | SENSOR TO ATG | Continuous alarm system | Continuous alarm system |  | UST Currently In Use: 2; UST Temp Close: 0; AST Currently In Use: 0; AST Temp Closed: 0 | 2 | 0 | 0 | 25265-095-004798 | LGWS/CROSS AMERICA PARTNERS
8913 | Temporary Closed | 2009-07-23 06:00 | 1983-01-01 06:00 |  | Petroleum | Unleaded gasoline | Unleaded gasoline | Retail | Single Wall, Steel | Steel | Coated & cathodic protection (sti-P3) |  | Fiberglass reinforced plastic, Single Wall |  | 1901-01-01 06:00 |  | Catchment Basin, Single walled catchment basin | Flow Rest 90% Full | Flow Rest 90% Full |  |  | Automatic Tank Gauge |  | Automatic flow restrictor (MLLD) | Automatic flow restrictor (MLLD) |  |  | Annual line testing | Annual line testing |  | UST Currently In Use: 0; UST Temp Close: 2; AST Currently In Use: 0; AST Temp Closed: 0 | 0 | 2 | 0 | 24244-103-004808 | NEW CASTLE REAL PROPERTIES, LLC
8914 | Temporary Closed | 2009-07-23 06:00 | 1983-01-01 06:00 |  | Petroleum | Premium gasoline | Premium gasoline | Retail | Single Wall, Steel | Steel | Coated & cathodic protection (sti-P3) |  | Fiberglass reinforced plastic, Single Wall |  | 1901-01-01 06:00 |  | Catchment Basin, Single walled catchment basin | Automatic shutoff device At 95% full, Flow Rest 90% Full | Flow Rest 90% Full |  |  | Automatic Tank Gauge |  | Automatic flow restrictor (MLLD) | Automatic flow restrictor (MLLD) |  |  | Annual line testing | Annual line testing |  | UST Currently In Use: 0; UST Temp Close: 2; AST Currently In Use: 0; AST Temp Closed: 0 | 0 | 2 | 0 | 24244-103-004808 | NEW CASTLE REAL PROPERTIES, LLC
8915 | Retired | 1986-04-30 06:00 | 1975-01-01 06:00 |  | Petroleum | Unleaded gasoline | Unleaded gasoline |  | Steel | Steel |  | Painted or None | Steel |  | 1901-01-01 06:00 | [15 empty] | UST Currently In Use: 0; UST Temp Close: 2; AST Currently In Use: 0; AST Temp Closed: 0 | 0 | 2 | 0 | 24244-103-004808 | NEW CASTLE REAL PROPERTIES, LLC
8916 | Retired | 1986-04-30 06:00 | 1975-01-01 06:00 |  | Petroleum | Unleaded gasoline | Unleaded gasoline |  | Steel | Steel |  | Painted or None | Steel |  | 1901-01-01 06:00 | [15 empty] | UST Currently In Use: 0; UST Temp Close: 2; AST Currently In Use: 0; AST Temp Closed: 0 | 0 | 2 | 0 | 24244-103-004808 | NEW CASTLE REAL PROPERTIES, LLC
8917 | Retired | 1988-12-21 06:00 | 1968-01-01 06:00 |  | Petroleum | On road diesel | On road diesel | [5 empty] | Steel |  | 1901-01-01 06:00 | [15 empty] | UST Currently In Use: 0; UST Temp Close: 0; AST Currently In Use: 0; AST Temp Closed: 0 | 0 | 0 | 0 | 11331-055-012959 | CLAY GLASS CO
8918 | Retired | 1988-12-21 06:00 | 1968-01-01 06:00 |  | Petroleum | Unleaded gasoline | Unleaded gasoline | [5 empty] | Steel |  | 1901-01-01 06:00 | [15 empty] | UST Currently In Use: 0; UST Temp Close: 0; AST Currently In Use: 0; AST Temp Closed: 0 | 0 | 0 | 0 | 11331-055-012959 | CLAY GLASS CO
8919 | Retired | 1988-12-21 06:00 | 1968-01-01 06:00 |  | Petroleum | Unleaded gasoline | Unleaded gasoline | [5 empty] | Steel |  | 1901-01-01 06:00 | [15 empty] | UST Currently In Use: 0; UST Temp Close: 0; AST Currently In Use: 0; AST Temp Closed: 0 | 0 | 0 | 0 | 11331-055-012959 | CLAY GLASS CO
8920 | Retired | 1988-12-21 06:00 | 1968-01-01 06:00 |  | Petroleum | Unleaded gasoline | Unleaded gasoline | [5 empty] | Steel |  | 1901-01-01 06:00 | [15 empty] | UST Currently In Use: 0; UST Temp Close: 0; AST Currently In Use: 0; AST Temp Closed: 0 | 0 | 0 | 0 | 11331-055-012959 | CLAY GLASS CO
8921 | Permanently Closed | 1997-03-18 06:00 | 1970-01-01 06:00 | 1998-11-11 06:00 | Petroleum | Unleaded gasoline | Unleaded gasoline | Retail | Steel | Steel |  | Painted or None | Steel |  | 1901-01-01 06:00 | [15 empty] | UST Currently In Use: 0; UST Temp Close: 0; AST Currently In Use: 0; AST Temp Closed: 0 | 0 | 0 | 4 | 11332-039-008011 | D P ALBRITTON OIL CO
8922 | Permanently Closed | 1997-03-18 06:00 | 1970-01-01 06:00 | 1998-11-11 06:00 | Petroleum | Unleaded gasoline | Unleaded gasoline | Retail | Steel | Steel |  | Painted or None | Steel |  | 1901-01-01 06:00 | [15 empty] | UST Currently In Use: 0; UST Temp Close: 0; AST Currently In Use: 0; AST Temp Closed: 0 | 0 | 0 | 4 | 11332-039-008011 | D P ALBRITTON OIL CO
8923 | Permanently Closed | 1997-03-18 06:00 | 1970-01-01 06:00 | 1998-11-11 06:00 | Petroleum | Unleaded gasoline | Unleaded gasoline | Retail | Steel | Steel |  | Painted or None | Steel |  | 1901-01-01 06:00 | [15 empty] | UST Currently In Use: 0; UST Temp Close: 0; AST Currently In Use: 0; AST Temp Closed: 0 | 0 | 0 | 4 | 11332-039-008011 | D P ALBRITTON OIL CO
8924 | Permanently Closed | 1997-03-18 06:00 | 1970-01-01 06:00 | 1998-11-16 06:00 | Petroleum | Used oil | Used oil | Retail | Steel | Steel |  | Painted or None | Steel |  | 1901-01-01 06:00 | [15 empty] | UST Currently In Use: 0; UST Temp Close: 0; AST Currently In Use: 0; AST Temp Closed: 0 | 0 | 0 | 4 | 11332-039-008011 | D P ALBRITTON OIL CO
8925 | Permanently Closed | 1998-11-05 06:00 | 1970-01-01 06:00 | 1998-11-05 06:00 | Petroleum | Unleaded gasoline | Unleaded gasoline |  | Steel | Steel |  | Painted or None | Steel |  | 1901-01-01 06:00 | [15 empty] | UST Currently In Use: 0; UST Temp Close: 0; AST Currently In Use: 0; AST Temp Closed: 0 | 0 | 0 | 2 | 11332-039-008012 | D P ALBRITTON OIL CO
8926 | Permanently Closed | 1998-11-05 06:00 | 1970-01-01 06:00 | 1998-11-05 06:00 | Petroleum | Unleaded gasoline | Unleaded gasoline |  | Steel | Steel |  | Painted or None | Steel |  | 1901-01-01 06:00 | [15 empty] | UST Currently In Use: 0; UST Temp Close: 0; AST Currently In Use: 0; AST Temp Closed: 0 | 0 | 0 | 2 | 11332-039-008012 | D P ALBRITTON OIL CO
8927 | Permanently Closed | 1998-12-23 06:00 | 1968-01-01 06:00 | 1998-12-23 06:00 | Petroleum | Unleaded gasoline | Unleaded gasoline | Retail | Steel | Steel |  | Painted or None | Steel |  | 1901-01-01 06:00 | None | [14 empty] | UST Currently In Use: 0; UST Temp Close: 1; AST Currently In Use: 0; AST Temp Closed: 0 | 0 | 1 | 3 | 20980-039-008013 | BLUE LAKE GROCERY
8928 | Permanently Closed | 1998-12-23 06:00 | 1968-01-01 06:00 | 1998-12-23 06:00 | Petroleum | Mid-grade gasoline | Mid-grade gasoline | Retail | Steel | Steel |  | Painted or None | Steel |  | 1901-01-01 06:00 | [15 empty] | UST Currently In Use: 0; UST Temp Close: 1; AST Currently In Use: 0; AST Temp Closed: 0 | 0 | 1 | 3 | 20980-039-008013 | BLUE LAKE GROCERY
8929 | Permanently Closed | 1998-12-23 06:00 | 1968-01-01 06:00 | 1998-12-23 06:00 | Petroleum | Premium gasoline | Premium gasoline | Retail | Steel | Steel |  | Painted or None | Steel |  | 1901-01-01 06:00 | None | [14 empty] | UST Currently In Use: 0; UST Temp Close: 1; AST Currently In Use: 0; AST Temp Closed: 0 | 0 | 1 | 3 | 20980-039-008013 | BLUE LAKE GROCERY
8930 | Temporary Closed | 2007-12-31 06:00 | 1968-01-01 06:00 |  | Petroleum | Unleaded gasoline | Unleaded gasoline | Retail | Steel | Steel | Field installed cathodic protection |  | Steel |  |  | Field installed cathodic protection | Catchment Basin, Single walled catchment basin | Automatic shutoff device At 95% full | Automatic shutoff device At 95% full | [11 empty] | UST Currently In Use: 0; UST Temp Close: 5; AST Currently In Use: 0; AST Temp Closed: 0 | 0 | 5 | 0 | 20507-039-008016 | NICK'S BP
8931 | Temporary Closed | 2007-12-31 06:00 | 1968-01-01 06:00 |  | Petroleum | Unleaded gasoline | Unleaded gasoline | Retail | Steel | Steel | Field installed cathodic protection |  | Steel |  |  | Field installed cathodic protection | Catchment Basin, Single walled catchment basin | Automatic shutoff device At 95% full | Automatic shutoff device At 95% full | [11 empty] | UST Currently In Use: 0; UST Temp Close: 5; AST Currently In Use: 0; AST Temp Closed: 0 | 0 | 5 | 0 | 20507-039-008016 | NICK'S BP
8932 | Temporary Closed | 2008-05-06 06:00 | 1968-01-01 06:00 |  | Petroleum | Premium gasoline | Premium gasoline | Retail | Steel | Steel | Field installed cathodic protection |  | Steel |  |  | Field installed cathodic protection | Catchment Basin, Single walled catchment basin | Automatic shutoff device At 95% full | Automatic shutoff device At 95% full | [11 empty] | UST Currently In Use: 0; UST Temp Close: 5; AST Currently In Use: 0; AST Temp Closed: 0 | 0 | 5 | 0 | 20507-039-008016 | NICK'S BP
8933 | Retired | 1988-12-22 06:00 | 1968-01-01 06:00 |  | Petroleum | Used oil | Used oil | Retail | Steel | Steel |  | Painted or None | Steel |  | 1901-01-01 06:00 | [15 empty] | UST Currently In Use: 0; UST Temp Close: 5; AST Currently In Use: 0; AST Temp Closed: 0 | 0 | 5 | 0 | 20507-039-008016 | NICK'S BP
8934 | Permanently Closed | 1991-08-01 06:00 | 1969-01-01 06:00 | 1992-04-09 06:00 | Petroleum | Unleaded gasoline | Unleaded gasoline |  | Steel | Steel |  | Painted or None | Steel |  | 1901-01-01 06:00 | [15 empty] | UST Currently In Use: 0; UST Temp Close: 0; AST Currently In Use: 0; AST Temp Closed: 0 | 0 | 0 | 1 | 11332-039-008017 | D P ALBRITTON OIL CO
8935 | Permanently Closed | 1997-03-18 06:00 | 1968-01-01 06:00 | 1998-12-03 06:00 | Petroleum | Unleaded gasoline | Unleaded gasoline | Retail | Steel | Steel |  | Painted or None | Steel |  | 1901-01-01 06:00 | [15 empty] | UST Currently In Use: 0; UST Temp Close: 0; AST Currently In Use: 0; AST Temp Closed: 0 | 0 | 0 | 2 | 11332-039-008018 | D P ALBRITTON OIL CO
8936 | Permanently Closed | 1997-03-18 06:00 | 1968-01-01 06:00 | 1998-12-03 06:00 | Petroleum | Unleaded gasoline | Unleaded gasoline | Retail | Steel | Steel |  | Painted or None | Steel |  | 1901-01-01 06:00 | [15 empty] | UST Currently In Use: 0; UST Temp Close: 0; AST Currently In Use: 0; AST Temp Closed: 0 | 0 | 0 | 2 | 11332-039-008018 | D P ALBRITTON OIL CO
8937 | Permanently Closed | 1998-11-09 06:00 | 1969-01-01 06:00 | 1998-11-09 06:00 | Petroleum | Unleaded gasoline | Unleaded gasoline | Retail | Steel | Steel |  | Painted or None | Steel |  | 1901-01-01 06:00 | [15 empty] | UST Currently In Use: 0; UST Temp Close: 0; AST Currently In Use: 0; AST Temp Closed: 0 | 0 | 0 | 3 | 11332-039-008019 | D P ALBRITTON OIL CO
8938 | Permanently Closed | 1998-11-09 06:00 | 1969-01-01 06:00 | 1998-11-09 06:00 | Petroleum | Unleaded gasoline | Unleaded gasoline | Retail | Steel | Steel |  | Painted or None | Steel |  | 1901-01-01 06:00 | [15 empty] | UST Currently In Use: 0; UST Temp Close: 0; AST Currently In Use: 0; AST Temp Closed: 0 | 0 | 0 | 3 | 11332-039-008019 | D P ALBRITTON OIL CO
8939 | Permanently Closed | 1998-11-09 06:00 | 1969-01-01 06:00 | 1998-11-09 06:00 | Petroleum | On road diesel | On road diesel | Retail | Steel | Steel |  | Painted or None | Steel |  | 1901-01-01 06:00 | [15 empty] | UST Currently In Use: 0; UST Temp Close: 0; AST Currently In Use: 0; AST Temp Closed: 0 | 0 | 0 | 3 | 11332-039-008019 | D P ALBRITTON OIL CO
8940 | Permanently Closed | 1995-09-30 06:00 | 1968-01-01 06:00 | 1995-09-30 06:00 | Petroleum | Unleaded gasoline | Unleaded gasoline |  | Steel | Steel |  | Painted or None | Steel |  | 1901-01-01 06:00 | [15 empty] | UST Currently In Use: 0; UST Temp Close: 0; AST Currently In Use: 0; AST Temp Closed: 0 | 0 | 0 | 4 | 11332-039-008020 | D P ALBRITTON OIL CO
8941 | Permanently Closed | 1995-09-30 06:00 | 1968-01-01 06:00 | 1995-09-30 06:00 | Petroleum | Unleaded gasoline | Unleaded gasoline |  | Steel | Steel |  | Painted or None | Steel |  | 1901-01-01 06:00 | [15 empty] | UST Currently In Use: 0; UST Temp Close: 0; AST Currently In Use: 0; AST Temp Closed: 0 | 0 | 0 | 4 | 11332-039-008020 | D P ALBRITTON OIL CO
8942 | Permanently Closed | 1995-09-30 06:00 | 1968-01-01 06:00 | 1995-09-30 06:00 | Petroleum | Unleaded gasoline | Unleaded gasoline |  | Steel | Steel |  | Painted or None | Steel |  | 1901-01-01 06:00 | [15 empty] | UST Currently In Use: 0; UST Temp Close: 0; AST Currently In Use: 0; AST Temp Closed: 0 | 0 | 0 | 4 | 11332-039-008020 | D P ALBRITTON OIL CO
8943 | Permanently Closed | 1995-09-30 06:00 | 1968-01-01 06:00 | 1995-09-30 06:00 | Petroleum | Used oil | Used oil |  | Steel | Steel |  | Painted or None | Steel |  | 1901-01-01 06:00 | [15 empty] | UST Currently In Use: 0; UST Temp Close: 0; AST Currently In Use: 0; AST Temp Closed: 0 | 0 | 0 | 4 | 11332-039-008020 | D P ALBRITTON OIL CO
8944 | Permanently Closed | 1994-07-01 06:00 | 1968-01-01 06:00 | 1994-10-22 06:00 | Petroleum | Unleaded gasoline | Unleaded gasoline |  | Steel | Steel |  | Painted or None | Steel |  | 1901-01-01 06:00 | [15 empty] | UST Currently In Use: 0; UST Temp Close: 0; AST Currently In Use: 0; AST Temp Closed: 0 | 0 | 0 | 4 | 11332-039-008021 | D P ALBRITTON OIL CO
8945 | Permanently Closed | 1994-07-01 06:00 | 1968-01-01 06:00 | 1994-10-22 06:00 | Petroleum | Unleaded gasoline | Unleaded gasoline |  | Steel | Steel |  | Painted or None | Steel |  | 1901-01-01 06:00 | [15 empty] | UST Currently In Use: 0; UST Temp Close: 0; AST Currently In Use: 0; AST Temp Closed: 0 | 0 | 0 | 4 | 11332-039-008021 | D P ALBRITTON OIL CO
8946 | Permanently Closed | 1994-07-01 06:00 | 1968-01-01 06:00 | 1994-10-22 06:00 | Petroleum | Unleaded gasoline | Unleaded gasoline |  | Steel | Steel |  | Painted or None | Steel |  | 1901-01-01 06:00 | [15 empty] | UST Currently In Use: 0; UST Temp Close: 0; AST Currently In Use: 0; AST Temp Closed: 0 | 0 | 0 | 4 | 11332-039-008021 | D P ALBRITTON OIL CO
8947 | Permanently Closed | 1994-07-01 06:00 | 1968-01-01 06:00 | 1994-10-22 06:00 | Petroleum | Used oil | Used oil |  | Steel | Steel |  | Painted or None | Steel |  | 1901-01-01 06:00 | [15 empty] | UST Currently In Use: 0; UST Temp Close: 0; AST Currently In Use: 0; AST Temp Closed: 0 | 0 | 0 | 4 | 11332-039-008021 | D P ALBRITTON OIL CO
8948 | Permanently Closed | 2002-08-15 06:00 | 1968-01-01 06:00 | 2009-04-22 06:00 | Petroleum | Unleaded gasoline | Unleaded gasoline | Retail | Steel | Steel | Field installed cathodic protection |  | Steel |  | 1901-01-01 06:00 | Field installed cathodic protection | Catchment Basin, Single walled catchment basin | Automatic shutoff device At 95% full | Automatic shutoff device At 95% full |  |  | Statistical Inventory Reconciliation (SIR) | [8 empty] | UST Currently In Use: 0; UST Temp Close: 0; AST Currently In Use: 0; AST Temp Closed: 0 | 0 | 0 | 3 | 20559-039-008022 | BENEDICDO PETER FERNANDEZ
8949 | Permanently Closed | 2002-08-15 06:00 | 1968-01-01 06:00 | 2009-04-22 06:00 | Petroleum | Unleaded gasoline | Unleaded gasoline | Retail | Steel | Steel | Field installed cathodic protection |  | Steel |  | 1901-01-01 06:00 | Field installed cathodic protection | Catchment Basin, Single walled catchment basin | Automatic shutoff device At 95% full | Automatic shutoff device At 95% full |  |  | Statistical Inventory Reconciliation (SIR) | [8 empty] | UST Currently In Use: 0; UST Temp Close: 0; AST Currently In Use: 0; AST Temp Closed: 0 | 0 | 0 | 3 | 20559-039-008022 | BENEDICDO PETER FERNANDEZ
8950 | Permanently Closed | 2002-08-15 06:00 | 1968-01-01 06:00 | 2009-04-22 06:00 | Petroleum | Premium gasoline | Premium gasoline | Retail | Steel | Steel | Field installed cathodic protection |  | Steel |  | 1901-01-01 06:00 | Field installed cathodic protection | Catchment Basin, Single walled catchment basin | Automatic shutoff device At 95% full | Automatic shutoff device At 95% full |  |  | Statistical Inventory Reconciliation (SIR) | [8 empty] | UST Currently In Use: 0; UST Temp Close: 0; AST Currently In Use: 0; AST Temp Closed: 0 | 0 | 0 | 3 | 20559-039-008022 | BENEDICDO PETER FERNANDEZ
8951 | Permanently Closed | 1998-11-05 06:00 | 1967-01-01 06:00 | 1998-11-05 06:00 | Petroleum | Unleaded gasoline | Unleaded gasoline |  | Steel | Steel |  | Painted or None | Steel |  | 1901-01-01 06:00 | [15 empty] | UST Currently In Use: 0; UST Temp Close: 0; AST Currently In Use: 0; AST Temp Closed: 0 | 0 | 0 | 4 | 11332-039-008023 | D P ALBRITTON OIL CO
8952 | Permanently Closed | 1998-11-05 06:00 | 1967-01-01 06:00 | 1998-11-05 06:00 | Petroleum | Unleaded gasoline | Unleaded gasoline |  | Steel | Steel |  | Painted or None | Steel |  | 1901-01-01 06:00 | [15 empty] | UST Currently In Use: 0; UST Temp Close: 0; AST Currently In Use: 0; AST Temp Closed: 0 | 0 | 0 | 4 | 11332-039-008023 | D P ALBRITTON OIL CO
8953 | Permanently Closed | 1998-11-05 06:00 | 1967-01-01 06:00 | 1998-11-05 06:00 | Petroleum | Unleaded gasoline | Unleaded gasoline |  | Steel | Steel |  | Painted or None | Steel |  | 1901-01-01 06:00 | [15 empty] | UST Currently In Use: 0; UST Temp Close: 0; AST Currently In Use: 0; AST Temp Closed: 0 | 0 | 0 | 4 | 11332-039-008023 | D P ALBRITTON OIL CO
8954 | Permanently Closed | 1988-08-08 06:00 | 1967-01-01 06:00 | 1998-11-05 06:00 | Petroleum | Unleaded gasoline | Unleaded gasoline |  | Steel | Steel |  | Painted or None | Steel |  | 1901-01-01 06:00 | [15 empty] | UST Currently In Use: 0; UST Temp Close: 0; AST Currently In Use: 0; AST Temp Closed: 0 | 0 | 0 | 4 | 11332-039-008023 | D P ALBRITTON OIL CO
8955 | Permanently Closed | 1901-01-01 06:00 | 1967-01-01 06:00 | 1988-12-01 06:00 | Petroleum | Unleaded gasoline | Unleaded gasoline |  | Steel | Steel |  | Painted or None | Steel |  | 1901-01-01 06:00 | [15 empty] | UST Currently In Use: 0; UST Temp Close: 0; AST Currently In Use: 0; AST Temp Closed: 6 | 0 | 0 | 1 | 11332-039-011108 | D P ALBRITTON OIL CO
8956 | Permanently Closed | 2006-05-01 06:00 | 1974-01-01 06:00 | 2016-01-07 06:00 | Petroleum | Unleaded gasoline | Unleaded gasoline |  | Steel | Steel | Field installed cathodic protection |  | Steel |  | 1901-01-01 06:00 | Field installed cathodic protection | Catchment Basin, Single walled catchment basin | Automatic shutoff device At 95% full | Automatic shutoff device At 95% full | [8 empty] | Annual line testing | Annual line testing |  | UST Currently In Use: 0; UST Temp Close: 0; AST Currently In Use: 0; AST Temp Closed: 0 | 0 | 0 | 3 | 20537-039-013419 | VINCE PIERCE
8957 | Permanently Closed | 2006-05-01 06:00 | 1974-01-01 06:00 | 2016-01-07 06:00 | Petroleum | Unleaded gasoline | Unleaded gasoline |  | Steel | Steel | Field installed cathodic protection |  | Steel |  | 1901-01-01 06:00 | Field installed cathodic protection | Catchment Basin, Single walled catchment basin | Automatic shutoff device At 95% full | Automatic shutoff device At 95% full | [8 empty] | Annual line testing | Annual line testing |  | UST Currently In Use: 0; UST Temp Close: 0; AST Currently In Use: 0; AST Temp Closed: 0 | 0 | 0 | 3 | 20537-039-013419 | VINCE PIERCE
8958 | Permanently Closed | 2007-11-05 06:00 | 1974-01-01 06:00 | 2016-01-07 06:00 | Petroleum | Unleaded gasoline | Unleaded gasoline | Retail | Steel | Steel | Field installed cathodic protection |  | Steel |  | 1901-01-01 06:00 | Field installed cathodic protection | Catchment Basin, Single walled catchment basin | Automatic shutoff device At 95% full | Automatic shutoff device At 95% full | [8 empty] | Annual line testing | Annual line testing |  | UST Currently In Use: 0; UST Temp Close: 0; AST Currently In Use: 0; AST Temp Closed: 0 | 0 | 0 | 3 | 20537-039-013419 | VINCE PIERCE
8959 | Permanently Closed | 1998-11-11 06:00 | 1969-01-01 06:00 | 1998-11-11 06:00 | Petroleum | Unleaded gasoline | Unleaded gasoline |  | Steel | Steel |  | Painted or None | Steel |  | 1901-01-01 06:00 | [15 empty] | UST Currently In Use: 0; UST Temp Close: 0; AST Currently In Use: 0; AST Temp Closed: 0 | 0 | 0 | 3 | 11332-041-008014 | D P ALBRITTON OIL CO
8960 | Permanently Closed | 1998-11-11 06:00 | 1969-01-01 06:00 | 1998-11-11 06:00 | Petroleum | Unleaded gasoline | Unleaded gasoline |  | Steel | Steel |  | Painted or None | Steel |  | 1901-01-01 06:00 | [15 empty] | UST Currently In Use: 0; UST Temp Close: 0; AST Currently In Use: 0; AST Temp Closed: 0 | 0 | 0 | 3 | 11332-041-008014 | D P ALBRITTON OIL CO
8961 | Permanently Closed | 1998-11-11 06:00 | 1969-01-01 06:00 | 1998-11-11 06:00 | Petroleum | Unleaded gasoline | Unleaded gasoline |  | Steel | Steel |  | Painted or None | Steel |  | 1901-01-01 06:00 | [15 empty] | UST Currently In Use: 0; UST Temp Close: 0; AST Currently In Use: 0; AST Temp Closed: 0 | 0 | 0 | 3 | 11332-041-008014 | D P ALBRITTON OIL CO
8962 | Permanently Closed | 1999-01-05 06:00 | 1968-01-01 06:00 | 1999-01-05 06:00 | Petroleum | Unleaded gasoline | Unleaded gasoline | Retail | Steel | Steel |  | Painted or None | Steel |  | 1901-01-01 06:00 | None | [14 empty] | UST Currently In Use: 0; UST Temp Close: 0; AST Currently In Use: 0; AST Temp Closed: 0 | 0 | 0 | 3 | 11332-053-008030 | D P ALBRITTON OIL CO
8963 | Permanently Closed | 1999-01-05 06:00 | 1968-01-01 06:00 | 1999-01-05 06:00 | Petroleum | Mid-grade gasoline | Mid-grade gasoline | Retail | Steel | Steel |  | Painted or None | Steel |  | 1901-01-01 06:00 | None | [14 empty] | UST Currently In Use: 0; UST Temp Close: 0; AST Currently In Use: 0; AST Temp Closed: 0 | 0 | 0 | 3 | 11332-053-008030 | D P ALBRITTON OIL CO
8964 | Permanently Closed | 1999-01-05 06:00 | 1968-01-01 06:00 | 1999-01-05 06:00 | Petroleum | Premium gasoline | Premium gasoline | Retail | Steel | Steel |  | Painted or None | Steel |  | 1901-01-01 06:00 | None | [14 empty] | UST Currently In Use: 0; UST Temp Close: 0; AST Currently In Use: 0; AST Temp Closed: 0 | 0 | 0 | 3 | 11332-053-008030 | D P ALBRITTON OIL CO
8965 | Permanently Closed | 1999-01-05 06:00 | 1968-01-01 06:00 | 1999-01-05 06:00 | Petroleum | Unleaded gasoline | Unleaded gasoline | Retail | Steel | Steel |  | Painted or None | Steel |  | 1901-01-01 06:00 | None | [14 empty] | UST Currently In Use: 0; UST Temp Close: 0; AST Currently In Use: 0; AST Temp Closed: 0 | 0 | 0 | 3 | 11332-053-008031 | D P ALBRITTON OIL CO
8966 | Permanently Closed | 1999-01-05 06:00 | 1968-01-01 06:00 | 1999-01-05 06:00 | Petroleum | Mid-grade gasoline | Mid-grade gasoline | Retail | Steel | Steel |  | Painted or None | Steel |  | 1901-01-01 06:00 | [15 empty] | UST Currently In Use: 0; UST Temp Close: 0; AST Currently In Use: 0; AST Temp Closed: 0 | 0 | 0 | 3 | 11332-053-008031 | D P ALBRITTON OIL CO
8967 | Permanently Closed | 1999-01-05 06:00 | 1968-01-01 06:00 | 1999-01-05 06:00 | Petroleum | Premium gasoline | Premium gasoline | Retail | Steel | Steel |  | Painted or None | Steel |  | 1901-01-01 06:00 | [15 empty] | UST Currently In Use: 0; UST Temp Close: 0; AST Currently In Use: 0; AST Temp Closed: 0 | 0 | 0 | 3 | 11332-053-008031 | D P ALBRITTON OIL CO
8968 | Permanently Closed | 1988-10-12 06:00 | 1970-01-01 06:00 | 1988-10-12 06:00 | Petroleum | Unleaded gasoline | Unleaded gasoline |  | Steel | Steel |  | Painted or None | Steel |  | 1901-01-01 06:00 | [15 empty] | UST Currently In Use: 0; UST Temp Close: 0; AST Currently In Use: 0; AST Temp Closed: 0 | 0 | 0 | 3 | 11332-053-008032 | D P ALBRITTON OIL CO
8969 | Permanently Closed | 1988-10-12 06:00 | 1970-01-01 06:00 | 1988-10-12 06:00 | Petroleum | Unleaded gasoline | Unleaded gasoline |  | Steel | Steel |  | Painted or None | Steel |  | 1901-01-01 06:00 | [15 empty] | UST Currently In Use: 0; UST Temp Close: 0; AST Currently In Use: 0; AST Temp Closed: 0 | 0 | 0 | 3 | 11332-053-008032 | D P ALBRITTON OIL CO
8970 | Permanently Closed | 1988-10-12 06:00 | 1970-01-01 06:00 | 1988-10-12 06:00 | Petroleum | Unleaded gasoline | Unleaded gasoline |  | Steel | Steel |  | Painted or None | Steel |  | 1901-01-01 06:00 | [15 empty] | UST Currently In Use: 0; UST Temp Close: 0; AST Currently In Use: 0; AST Temp Closed: 0 | 0 | 0 | 3 | 11332-053-008032 | D P ALBRITTON OIL CO
8971 | Currently in Use |  | 1982-01-01 06:00 |  | Petroleum | Unleaded gasoline | Unleaded gasoline | Retail | Steel | Steel | Coated & cathodic protection (sti-P3) |  | Steel |  |  | Galvanic Cathodic | Catchment Basin, Single walled catchment basin | Automatic shutoff device At 95% full | Automatic shutoff device At 95% full |  |  | Continuous Automatic Tank Gauge |  | Automatic flow restrictor (MLLD) | Automatic flow restrictor (MLLD) |  |  | Annual line testing | Annual line testing |  | UST Currently In Use: 3; UST Temp Close: 0; AST Currently In Use: 0; AST Temp Closed: 0 | 3 | 0 | 0 | 22713-053-008034 | SIYA INVESTMENTS INC
8972 | Currently in Use |  | 1982-01-01 06:00 |  | Petroleum | Unleaded gasoline | Unleaded gasoline | Retail | Steel | Steel | Coated & cathodic protection (sti-P3) |  | Steel |  |  | Galvanic Cathodic | Catchment Basin, Single walled catchment basin | Automatic shutoff device At 95% full | Automatic shutoff device At 95% full |  |  | Continuous Automatic Tank Gauge |  | Automatic flow restrictor (MLLD) | Automatic flow restrictor (MLLD) |  |  | Annual line testing | Annual line testing |  | UST Currently In Use: 3; UST Temp Close: 0; AST Currently In Use: 0; AST Temp Closed: 0 | 3 | 0 | 0 | 22713-053-008034 | SIYA INVESTMENTS INC
8973 | Currently in Use |  | 1982-01-01 06:00 |  | Petroleum | Premium gasoline | Premium gasoline | Retail | Steel | Steel | Coated & cathodic protection (sti-P3) |  | Steel |  |  | Galvanic Cathodic | Catchment Basin, Single walled catchment basin | Automatic shutoff device At 95% full | Automatic shutoff device At 95% full |  |  | Continuous Automatic Tank Gauge |  | Automatic flow restrictor (MLLD) | Automatic flow restrictor (MLLD) |  |  | Annual line testing | Annual line testing |  | UST Currently In Use: 3; UST Temp Close: 0; AST Currently In Use: 0; AST Temp Closed: 0 | 3 | 0 | 0 | 22713-053-008034 | SIYA INVESTMENTS INC
8974 | Permanently Closed | 1901-01-01 06:00 | 1982-01-01 06:00 | 1989-09-28 06:00 | Petroleum | Unleaded gasoline | Unleaded gasoline |  | Steel | Steel |  | Painted or None | Steel |  | 1901-01-01 06:00 | [15 empty] | UST Currently In Use: 0; UST Temp Close: 0; AST Currently In Use: 0; AST Temp Closed: 0 | 0 | 0 | 2 | 11333-115-002610 | D P CLEMENTS
8975 | Permanently Closed | 1901-01-01 06:00 | 1982-01-01 06:00 | 1989-09-28 06:00 | Petroleum | Unleaded gasoline | Unleaded gasoline |  | Steel | Steel |  | Painted or None | Steel |  | 1901-01-01 06:00 | [15 empty] | UST Currently In Use: 0; UST Temp Close: 0; AST Currently In Use: 0; AST Temp Closed: 0 | 0 | 0 | 2 | 11333-115-002610 | D P CLEMENTS
8976 | Permanently Closed | 1999-06-30 06:00 | 1968-01-01 06:00 | 1999-08-05 06:00 | Petroleum | On road diesel | On road diesel |  | Steel | Steel |  | Painted or None | Steel |  | 1901-01-01 06:00 | [15 empty] | UST Currently In Use: 0; UST Temp Close: 0; AST Currently In Use: 0; AST Temp Closed: 0 | 0 | 0 | 4 | 11334-053-000658 | D. W. MCMILLAN MEMORIAL HOSPITAL
8977 | Permanently Closed | 1999-06-30 06:00 | 1951-01-01 06:00 | 1999-08-05 06:00 | Petroleum | Unleaded gasoline | Unleaded gasoline |  | Steel | Steel |  | Painted or None | Steel |  | 1901-01-01 06:00 | [15 empty] | UST Currently In Use: 0; UST Temp Close: 0; AST Currently In Use: 0; AST Temp Closed: 0 | 0 | 0 | 4 | 11334-053-000658 | D. W. MCMILLAN MEMORIAL HOSPITAL
8978 | Permanently Closed | 1999-06-30 06:00 | 1979-01-01 06:00 | 1999-08-05 06:00 | Petroleum | On road diesel | On road diesel |  | Steel | Steel |  | Painted or None | Steel |  | 1901-01-01 06:00 | [15 empty] | UST Currently In Use: 0; UST Temp Close: 0; AST Currently In Use: 0; AST Temp Closed: 0 | 0 | 0 | 4 | 11334-053-000658 | D. W. MCMILLAN MEMORIAL HOSPITAL
8979 | Permanently Closed | 1998-12-01 06:00 | 1976-01-01 06:00 | 1998-12-01 06:00 | Petroleum | Unleaded gasoline | Unleaded gasoline |  | Steel | Steel |  | Painted or None | Steel |  | 1901-01-01 06:00 | [15 empty] | UST Currently In Use: 0; UST Temp Close: 0; AST Currently In Use: 0; AST Temp Closed: 0 | 0 | 0 | 1 | 11335-125-001719 | DAIRY FRESH CORP
8980 | Permanently Closed | 1991-08-13 06:00 | 1959-01-01 06:00 | 1991-08-13 06:00 | Petroleum | Unleaded gasoline | Unleaded gasoline |  | Steel | Steel |  | Painted or None | Steel |  | 1901-01-01 06:00 | [15 empty] | UST Currently In Use: 0; UST Temp Close: 0; AST Currently In Use: 0; AST Temp Closed: 0 | 0 | 0 | 1 | 12902-047-001861 | JONES OIL CO INC
8981 | Retired | 1979-08-01 06:00 | 1968-01-01 06:00 |  | Petroleum | Other, OTHER | Other |  | Steel | Steel |  | Painted or None | Steel |  | 1901-01-01 06:00 | [15 empty] | UST Currently In Use: 0; UST Temp Close: 0; AST Currently In Use: 0; AST Temp Closed: 0 | 0 | 0 | 0 | 11337-003-001590 | DAIRY FRESH CORP
8982 | Permanently Closed | 2010-08-18 06:00 | 1968-01-01 06:00 | 2010-08-18 06:00 | Petroleum | On road diesel | On road diesel | Industrial | Steel | Steel | Field installed cathodic protection |  | Steel |  |  | Field installed cathodic protection | Catchment Basin, Single walled catchment basin | Automatic shutoff device At 95% full, Flow Rest 90% Full | Flow Rest 90% Full |  |  | Continuous Automatic Tank Gauge | [5 empty] | Annual line testing | Annual line testing |  | UST Currently In Use: 0; UST Temp Close: 0; AST Currently In Use: 0; AST Temp Closed: 0 | 0 | 0 | 3 | 11337-097-001591 | DAIRY FRESH CORP
8983 | Permanently Closed | 2010-08-18 06:00 | 1968-01-01 06:00 | 2010-08-18 06:00 | Petroleum | On road diesel | On road diesel | Industrial | Steel | Steel | Field installed cathodic protection |  | Steel |  |  | Field installed cathodic protection | Catchment Basin, Single walled catchment basin | Flow Rest 90% Full | Flow Rest 90% Full |  |  | Continuous Automatic Tank Gauge | [5 empty] | Annual line testing | Annual line testing |  | UST Currently In Use: 0; UST Temp Close: 0; AST Currently In Use: 0; AST Temp Closed: 0 | 0 | 0 | 3 | 11337-097-001591 | DAIRY FRESH CORP
8984 | Permanently Closed | 2010-08-18 06:00 | 1968-01-01 06:00 | 2010-08-18 06:00 | Petroleum | On road diesel | On road diesel | Industrial | Steel | Steel | Field installed cathodic protection |  | Steel |  |  | Field installed cathodic protection | Catchment Basin, Single walled catchment basin | Flow Rest 90% Full | Flow Rest 90% Full |  |  | Continuous Automatic Tank Gauge | [5 empty] | Annual line testing | Annual line testing |  | UST Currently In Use: 0; UST Temp Close: 0; AST Currently In Use: 0; AST Temp Closed: 0 | 0 | 0 | 3 | 11337-097-001591 | DAIRY FRESH CORP
8985 | Permanently Closed | 1991-12-21 06:00 | 1964-01-01 06:00 | 1991-12-21 06:00 | Petroleum | Unleaded gasoline | Unleaded gasoline |  | Steel | Steel |  | Painted or None | Steel |  | 1901-01-01 06:00 | [15 empty] | UST Currently In Use: 0; UST Temp Close: 0; AST Currently In Use: 0; AST Temp Closed: 0 | 0 | 0 | 1 | 11338-039-001860 | DAIRY FRESH CORP
8986 | Permanently Closed | 1991-12-21 06:00 | 1977-01-01 06:00 | 1991-12-21 06:00 | Petroleum | Unleaded gasoline | Unleaded gasoline |  | Steel | Steel |  | Painted or None | Steel |  | 1901-01-01 06:00 | [15 empty] | UST Currently In Use: 0; UST Temp Close: 0; AST Currently In Use: 0; AST Temp Closed: 0 | 0 | 0 | 1 | 11339-031-001859 | DAIRY FRESH CORP
8987 | Retired | 1980-01-01 06:00 | 1950-01-01 06:00 |  | Petroleum | Other, OTHER | Other |  | Steel | Steel |  | Painted or None | Steel |  | 1901-01-01 06:00 | [15 empty] | UST Currently In Use: 0; UST Temp Close: 0; AST Currently In Use: 0; AST Temp Closed: 0 | 0 | 0 | 1 | 11339-031-001859 | DAIRY FRESH CORP
8988 | Retired | 1980-01-01 06:00 | 1953-01-01 06:00 |  | Petroleum | Other, OTHER | Other |  | Steel | Steel |  | Painted or None | Steel |  | 1901-01-01 06:00 | [15 empty] | UST Currently In Use: 0; UST Temp Close: 0; AST Currently In Use: 0; AST Temp Closed: 0 | 0 | 0 | 1 | 11339-031-001859 | DAIRY FRESH CORP
8989 | Permanently Closed | 1997-01-01 06:00 | 1964-01-01 06:00 | 1994-07-13 06:00 | Petroleum | Unleaded gasoline | Unleaded gasoline | Retail | Steel | Steel |  | Painted or None | Steel |  | 1901-01-01 06:00 | [15 empty] | UST Currently In Use: 0; UST Temp Close: 0; AST Currently In Use: 1; AST Temp Closed: 0 | 0 | 0 | 3 | 25833-069-001858 | NEW DAIRY ALABAMA LLC
8990 | Permanently Closed | 1994-05-18 06:00 | 1964-01-01 06:00 | 1994-07-13 06:00 | Petroleum | On road diesel | On road diesel | Retail | Steel | Steel |  | Painted or None | Steel |  | 1901-01-01 06:00 | [15 empty] | UST Currently In Use: 0; UST Temp Close: 0; AST Currently In Use: 1; AST Temp Closed: 0 | 0 | 0 | 3 | 25833-069-001858 | NEW DAIRY ALABAMA LLC
8991 | Permanently Closed | 1987-01-01 06:00 | 1969-01-01 06:00 | 1994-07-13 06:00 | Petroleum | Unleaded gasoline | Unleaded gasoline | Retail | Steel | Steel |  | Painted or None | Steel |  | 1901-01-01 06:00 | [15 empty] | UST Currently In Use: 0; UST Temp Close: 0; AST Currently In Use: 1; AST Temp Closed: 0 | 0 | 0 | 3 | 25833-069-001858 | NEW DAIRY ALABAMA LLC
8992 | Permanently Closed | 1991-03-14 06:00 | 1964-01-01 06:00 | 1991-03-14 06:00 | Petroleum | Unleaded gasoline | Unleaded gasoline |  | Steel | Steel |  | Painted or None | Steel |  | 1901-01-01 06:00 | [15 empty] | UST Currently In Use: 0; UST Temp Close: 0; AST Currently In Use: 2; AST Temp Closed: 0 | 0 | 0 | 3 | 19455-121-003565 | BLUE BELL CREAMERIES
8993 | Permanently Closed | 1991-03-14 06:00 | 1964-01-01 06:00 | 1991-03-14 06:00 | Petroleum | On road diesel | On road diesel |  | Steel | Steel |  | Painted or None | Steel |  | 1901-01-01 06:00 | [15 empty] | UST Currently In Use: 0; UST Temp Close: 0; AST Currently In Use: 2; AST Temp Closed: 0 | 0 | 0 | 3 | 19455-121-003565 | BLUE BELL CREAMERIES
8994 | Permanently Closed | 1995-05-01 06:00 | 1980-01-01 06:00 | 1995-07-26 06:00 | Petroleum | Unleaded gasoline | Unleaded gasoline | Local Government, Retail | Steel | Steel |  | Painted or None | Steel |  | 1901-01-01 06:00 | [15 empty] | UST Currently In Use: 0; UST Temp Close: 0; AST Currently In Use: 0; AST Temp Closed: 0 | 0 | 0 | 2 | 11342-045-001716 | DALE COUNTY BOARD OF EDUCATION
8995 | Permanently Closed | 1995-05-01 06:00 | 1964-01-01 06:00 | 1995-07-26 06:00 | Petroleum | On road diesel | On road diesel | Local Government, Retail | Steel | Steel |  | Painted or None | Steel |  | 1901-01-01 06:00 | [15 empty] | UST Currently In Use: 0; UST Temp Close: 0; AST Currently In Use: 0; AST Temp Closed: 0 | 0 | 0 | 2 | 11342-045-001716 | DALE COUNTY BOARD OF EDUCATION
8996 | Permanently Closed | 1995-05-01 06:00 | 1981-01-01 06:00 | 1995-08-09 06:00 | Petroleum | Unleaded gasoline | Unleaded gasoline | Local Government, Retail | Steel | Steel |  | Painted or None | Steel |  | 1901-01-01 06:00 | [15 empty] | UST Currently In Use: 0; UST Temp Close: 0; AST Currently In Use: 0; AST Temp Closed: 0 | 0 | 0 | 1 | 11342-045-001717 | DALE COUNTY BOARD OF EDUCATION
8997 | Permanently Closed | 1997-06-24 06:00 | 1979-01-01 06:00 | 1997-06-24 06:00 | Petroleum | On road diesel | On road diesel | Local Government, Retail | Steel | Steel |  | Painted or None | Steel |  | 1901-01-01 06:00 | [15 empty] | UST Currently In Use: 0; UST Temp Close: 0; AST Currently In Use: 0; AST Temp Closed: 0 | 0 | 0 | 1 | 11342-045-001718 | DALE COUNTY BOARD OF EDUCATION
8998 | Permanently Closed | 1995-05-01 06:00 | 1964-01-01 06:00 | 1995-07-19 06:00 | Petroleum | Unleaded gasoline | Unleaded gasoline | Local Government, Retail | Steel | Steel |  | Painted or None | Steel |  | 1901-01-01 06:00 | [15 empty] | UST Currently In Use: 0; UST Temp Close: 0; AST Currently In Use: 0; AST Temp Closed: 0 | 0 | 0 | 2 | 11342-045-001878 | DALE COUNTY BOARD OF EDUCATION
8999 | Permanently Closed | 1995-05-01 06:00 | 1982-01-01 06:00 | 1995-07-14 06:00 | Petroleum | On road diesel | On road diesel | Local Government, Retail | Steel | Steel |  | Painted or None | Steel |  | 1901-01-01 06:00 | [15 empty] | UST Currently In Use: 0; UST Temp Close: 0; AST Currently In Use: 0; AST Temp Closed: 0 | 0 | 0 | 2 | 11342-045-001878 | DALE COUNTY BOARD OF EDUCATION
9000 | Permanently Closed | 1990-01-01 06:00 | 1964-01-01 06:00 | 1990-01-29 06:00 | Petroleum | Unleaded gasoline | Unleaded gasoline | Local government | Steel | Steel |  | Painted or None | Steel |  | 1901-01-01 06:00 | [15 empty] | UST Currently In Use: 0; UST Temp Close: 0; AST Currently In Use: 1; AST Temp Closed: 0 | 0 | 0 | 3 | 20665-045-001879 | DALEVILLE CITY SCHOOLS
9001 | Permanently Closed | 1994-05-01 06:00 | 1964-01-01 06:00 | 1997-06-24 06:00 | Petroleum | On road diesel | On road diesel | Local government | Steel | Steel |  | Painted or None | Steel |  | 1901-01-01 06:00 | [15 empty] | UST Currently In Use: 0; UST Temp Close: 0; AST Currently In Use: 1; AST Temp Closed: 0 | 0 | 0 | 3 | 20665-045-001879 | DALEVILLE CITY SCHOOLS
9002 | Permanently Closed | 2015-07-13 06:00 | 1983-01-01 06:00 | 2015-07-13 06:00 | Petroleum | Unleaded gasoline | Unleaded gasoline | Local Government, Retail | Fiberglass coated steel | Fiberglass coated steel |  |  | Steel |  |  | Field installed cathodic protection | Catchment Basin, Single walled catchment basin | Automatic shutoff device At 95% full | Automatic shutoff device At 95% full |  |  | Statistical Inventory Reconciliation (SIR) | [5 empty] | Statistical inventory reconciliation (SIR) | Statistical inventory reconciliation (SIR) |  | UST Currently In Use: 0; UST Temp Close: 0; AST Currently In Use: 0; AST Temp Closed: 0 | 0 | 0 | 2 | 11342-045-001880 | DALE COUNTY BOARD OF EDUCATION
9003 | Permanently Closed | 2015-07-13 06:00 | 1983-01-01 06:00 | 2015-07-13 06:00 | Petroleum | On road diesel | On road diesel | Local Government, Retail | Fiberglass coated steel | Fiberglass coated steel |  |  | Steel |  |  | Field installed cathodic protection | Catchment Basin, Single walled catchment basin | Automatic shutoff device At 95% full | Automatic shutoff device At 95% full |  |  | Statistical Inventory Reconciliation (SIR) | [5 empty] | Statistical inventory reconciliation (SIR) | Statistical inventory reconciliation (SIR) |  | UST Currently In Use: 0; UST Temp Close: 0; AST Currently In Use: 0; AST Temp Closed: 0 | 0 | 0 | 2 | 11342-045-001880 | DALE COUNTY BOARD OF EDUCATION
9004 | Permanently Closed | 1993-08-12 06:00 | 1959-01-01 06:00 | 1993-08-12 06:00 | Petroleum | Unleaded gasoline | Unleaded gasoline | Local government | Steel | Steel |  | Painted or None | Steel |  | 1901-01-01 06:00 | [15 empty] | UST Currently In Use: 0; UST Temp Close: 0; AST Currently In Use: 0; AST Temp Closed: 0 | 0 | 0 | 2 | 11342-045-001881 | DALE COUNTY BOARD OF EDUCATION
9005 | Permanently Closed | 1993-08-12 06:00 | 1979-01-01 06:00 | 1993-08-12 06:00 | Petroleum | On road diesel | On road diesel | Local government | Steel | Steel |  | Painted or None | Steel |  | 1901-01-01 06:00 | [15 empty] | UST Currently In Use: 0; UST Temp Close: 0; AST Currently In Use: 0; AST Temp Closed: 0 | 0 | 0 | 2 | 11342-045-001881 | DALE COUNTY BOARD OF EDUCATION
9006 | Permanently Closed | 1990-01-01 06:00 | 1959-01-01 06:00 | 1990-01-16 06:00 | Petroleum | Unleaded gasoline | Unleaded gasoline | Local government | Steel | Steel |  | Painted or None | Steel |  | 1901-01-01 06:00 | [15 empty] | UST Currently In Use: 0; UST Temp Close: 0; AST Currently In Use: 0; AST Temp Closed: 0 | 0 | 0 | 2 | 11342-045-001882 | DALE COUNTY BOARD OF EDUCATION
9007 | Permanently Closed | 1993-08-10 06:00 | 1980-01-01 06:00 | 1993-08-10 06:00 | Petroleum | On road diesel | On road diesel | Local government | Steel | Steel |  | Painted or None | Steel |  | 1901-01-01 06:00 | [15 empty] | UST Currently In Use: 0; UST Temp Close: 0; AST Currently In Use: 0; AST Temp Closed: 0 | 0 | 0 | 2 | 11342-045-001882 | DALE COUNTY BOARD OF EDUCATION
9008 | Permanently Closed | 1991-06-01 06:00 | 1981-01-01 06:00 | 1991-06-28 06:00 | Petroleum | Unleaded gasoline | Unleaded gasoline |  | Steel | Steel |  |  | Steel |  | 1901-01-01 06:00 | [15 empty] | UST Currently In Use: 0; UST Temp Close: 0; AST Currently In Use: 0; AST Temp Closed: 0 | 0 | 0 | 2 | 11343-073-010431 | DALE FULMER
9009 | Permanently Closed | 1991-06-01 06:00 | 1981-01-01 06:00 | 1991-06-28 06:00 | Petroleum | Unleaded gasoline | Unleaded gasoline |  | Steel | Steel |  |  | Steel |  | 1901-01-01 06:00 | [15 empty] | UST Currently In Use: 0; UST Temp Close: 0; AST Currently In Use: 0; AST Temp Closed: 0 | 0 | 0 | 2 | 11343-073-010431 | DALE FULMER
9010 | Permanently Closed | 1998-12-22 06:00 | 1973-01-01 06:00 | 1999-01-12 06:00 | Petroleum | Unleaded gasoline | Unleaded gasoline |  | Steel | Steel |  | Painted or None | Steel |  | 1901-01-01 06:00 | [12 empty] | Annual line testing | Annual line testing |  | UST Currently In Use: 3; UST Temp Close: 0; AST Currently In Use: 0; AST Temp Closed: 0 | 3 | 0 | 3 | 23886-059-006593 | JAI MATAJI, INC.
9011 | Permanently Closed | 1998-12-22 06:00 | 1973-01-01 06:00 | 1999-01-12 06:00 | Petroleum | Unleaded gasoline | Unleaded gasoline |  | Steel | Steel |  | Painted or None | Steel |  | 1901-01-01 06:00 | [12 empty] | Annual line testing | Annual line testing |  | UST Currently In Use: 3; UST Temp Close: 0; AST Currently In Use: 0; AST Temp Closed: 0 | 3 | 0 | 3 | 23886-059-006593 | JAI MATAJI, INC.
9012 | Permanently Closed | 1998-12-22 06:00 | 1971-01-01 06:00 | 1999-01-12 06:00 | Petroleum | Unleaded gasoline | Unleaded gasoline |  | Steel | Steel |  | Painted or None | Steel |  | 1901-01-01 06:00 | [12 empty] | Annual line testing | Annual line testing |  | UST Currently In Use: 3; UST Temp Close: 0; AST Currently In Use: 0; AST Temp Closed: 0 | 3 | 0 | 3 | 23886-059-006593 | JAI MATAJI, INC.
9013 | Permanently Closed | 1993-01-01 06:00 | 1970-01-01 06:00 | 1993-01-01 06:00 | Petroleum | Unleaded gasoline | Unleaded gasoline | Bulk facility | Steel | Steel |  | Painted or None | Steel |  | 1901-01-01 06:00 | [15 empty] | UST Currently In Use: 0; UST Temp Close: 0; AST Currently In Use: 0; AST Temp Closed: 0 | 0 | 0 | 3 | 11347-005-006279 | EASTERLING FARMS INC
9014 | Permanently Closed | 1993-01-01 06:00 | 1970-01-01 06:00 | 1993-01-01 06:00 | Petroleum | Unleaded gasoline | Unleaded gasoline | Bulk facility | Steel | Steel |  | Painted or None | Steel |  | 1901-01-01 06:00 | [15 empty] | UST Currently In Use: 0; UST Temp Close: 0; AST Currently In Use: 0; AST Temp Closed: 0 | 0 | 0 | 3 | 11347-005-006279 | EASTERLING FARMS INC
9015 | Permanently Closed | 1993-01-01 06:00 | 1978-01-01 06:00 | 1993-01-01 06:00 | Petroleum | Unleaded gasoline | Unleaded gasoline | Bulk facility | Steel | Steel |  | Painted or None | Steel |  | 1901-01-01 06:00 | [15 empty] | UST Currently In Use: 0; UST Temp Close: 0; AST Currently In Use: 0; AST Temp Closed: 0 | 0 | 0 | 3 | 11347-005-006279 | EASTERLING FARMS INC
9016 | Currently in Use |  | 1988-01-01 06:00 |  | Petroleum | Unleaded gasoline | Unleaded gasoline | Retail | Steel | Steel | Coated & cathodic protection (sti-P3) |  | Double Wall, Fiberglass reinforced plastic |  |  | Other, FLEX ISOLA | Catchment Basin, Single walled catchment basin | Automatic shutoff device At 95% full | Automatic shutoff device At 95% full |  |  | Continuous Automatic Tank Gauge |  | Automatic shutoff device (AELLD), Containment Sump | Containment Sump | [5 empty] | UST Currently In Use: 4; UST Temp Close: 1; AST Currently In Use: 0; AST Temp Closed: 0 | 4 | 1 | 0 | 23707-125-013031 | AHMED (MIKE) BHADIGIA
9017 | Currently in Use |  | 1988-01-01 06:00 |  | Petroleum | Unleaded gasoline | Unleaded gasoline | Retail | Steel | Steel | Coated & cathodic protection (sti-P3) |  | Double Wall, Fiberglass reinforced plastic |  |  | Other, FLEX ISOLA | Catchment Basin, Single walled catchment basin | Automatic shutoff device At 95% full | Automatic shutoff device At 95% full |  |  | Continuous Automatic Tank Gauge |  | Containment Sump, MANIFOLDED | Containment Sump |  |  | Other, MANIFOLDED | Other |  | UST Currently In Use: 4; UST Temp Close: 1; AST Currently In Use: 0; AST Temp Closed: 0 | 4 | 1 | 0 | 23707-125-013031 | AHMED (MIKE) BHADIGIA
9018 | Temporary Closed | 2021-03-30 06:00 | 1988-01-01 06:00 |  | Petroleum | Premium gasoline | Premium gasoline | Retail | Steel | Steel | Coated & cathodic protection (sti-P3) |  | Double Wall, Fiberglass reinforced plastic |  |  | Other, FLEX ISOLA | Catchment Basin, Single walled catchment basin | Automatic shutoff device At 95% full | Automatic shutoff device At 95% full |  |  | Continuous Automatic Tank Gauge |  | Automatic shutoff device (AELLD), Containment Sump | Containment Sump | [5 empty] | UST Currently In Use: 4; UST Temp Close: 1; AST Currently In Use: 0; AST Temp Closed: 0 | 4 | 1 | 0 | 23707-125-013031 | AHMED (MIKE) BHADIGIA
9019 | Currently in Use |  | 1988-01-01 06:00 |  | Petroleum | On road diesel | On road diesel | Retail | Steel | Steel | Coated & cathodic protection (sti-P3) |  | Fiberglass reinforced plastic |  |  | Other, FLEX ISOLA | Catchment Basin, Single walled catchment basin | Automatic shutoff device At 95% full | Automatic shutoff device At 95% full |  |  | Continuous Automatic Tank Gauge | [8 empty] | UST Currently In Use: 4; UST Temp Close: 1; AST Currently In Use: 0; AST Temp Closed: 0 | 4 | 1 | 0 | 23707-125-013031 | AHMED (MIKE) BHADIGIA
9020 | Currently in Use |  | 1988-01-01 06:00 |  | Petroleum | Kerosene | Kerosene | Retail | Steel | Steel | Coated & cathodic protection (sti-P3) |  | Fiberglass reinforced plastic |  |  | Other, FLEX ISOLA | Catchment Basin, Single walled catchment basin | Flow Rest 90% Full | Flow Rest 90% Full |  |  | Continuous Automatic Tank Gauge | [8 empty] | UST Currently In Use: 4; UST Temp Close: 1; AST Currently In Use: 0; AST Temp Closed: 0 | 4 | 1 | 0 | 23707-125-013031 | AHMED (MIKE) BHADIGIA
9024 | Permanently Closed | 1901-01-01 06:00 | 1969-01-01 06:00 | 1989-03-14 06:00 | Petroleum | Unleaded gasoline | Unleaded gasoline |  | Steel | Steel | Other, ASPHALT |  | Steel |  | 1901-01-01 06:00 | [15 empty] | UST Currently In Use: 0; UST Temp Close: 0; AST Currently In Use: 0; AST Temp Closed: 0 | 0 | 0 | 1 | 11351-077-000517 | DANLEY OIL CO INC
9025 | Permanently Closed | 1991-07-10 06:00 | 1967-01-01 06:00 | 1991-07-10 06:00 | Petroleum | Unleaded gasoline | Unleaded gasoline |  | Steel | Steel |  | Painted or None | Steel |  | 1901-01-01 06:00 | [15 empty] | UST Currently In Use: 0; UST Temp Close: 0; AST Currently In Use: 0; AST Temp Closed: 0 | 0 | 0 | 3 | 11351-077-007930 | DANLEY OIL CO INC
9026 | Permanently Closed | 1990-11-01 06:00 | 1967-01-01 06:00 | 1991-07-10 06:00 | Petroleum | Unleaded gasoline | Unleaded gasoline |  | Steel | Steel |  | Painted or None | Steel |  | 1901-01-01 06:00 | [15 empty] | UST Currently In Use: 0; UST Temp Close: 0; AST Currently In Use: 0; AST Temp Closed: 0 | 0 | 0 | 3 | 11351-077-007930 | DANLEY OIL CO INC
9027 | Permanently Closed | 1993-07-19 06:00 | 1974-01-01 06:00 | 1993-07-26 06:00 | Petroleum | Unleaded gasoline | Unleaded gasoline |  | Steel | Steel |  | Painted or None | Steel |  | 1901-01-01 06:00 | [15 empty] | UST Currently In Use: 0; UST Temp Close: 0; AST Currently In Use: 0; AST Temp Closed: 0 | 0 | 0 | 3 | 11351-077-007930 | DANLEY OIL CO INC
9028 | Permanently Closed | 2002-09-24 06:00 | 1985-01-01 06:00 | 2003-06-16 06:00 | Petroleum | Unleaded gasoline | Unleaded gasoline | Retail | Steel | Steel | Coated & cathodic protection (sti-P3) |  | Fiberglass reinforced plastic |  | 1901-01-01 06:00 |  | Catchment Basin, Single walled catchment basin | Flow Rest 90% Full | Flow Rest 90% Full |  |  | Automatic Tank Gauge |  |  |  | Interstitial Monitoring within Secondary Containment |  | Continuous alarm system | Continuous alarm system |  | UST Currently In Use: 0; UST Temp Close: 0; AST Currently In Use: 1; AST Temp Closed: 0 | 0 | 0 | 4 | 21081-077-008024 | BRENDA CLEMMONS
9029 | Permanently Closed | 2002-09-24 06:00 | 1985-01-01 06:00 | 2003-06-16 06:00 | Petroleum | Unleaded gasoline | Unleaded gasoline | Retail | Steel | Steel | Coated & cathodic protection (sti-P3) |  | Fiberglass reinforced plastic |  | 1901-01-01 06:00 |  | Catchment Basin, Single walled catchment basin | Flow Rest 90% Full | Flow Rest 90% Full |  |  | Automatic Tank Gauge |  |  |  | Interstitial Monitoring within Secondary Containment |  | Continuous alarm system | Continuous alarm system |  | UST Currently In Use: 0; UST Temp Close: 0; AST Currently In Use: 1; AST Temp Closed: 0 | 0 | 0 | 4 | 21081-077-008024 | BRENDA CLEMMONS
9030 | Permanently Closed | 2002-09-24 06:00 | 1985-01-01 06:00 | 2003-06-16 06:00 | Petroleum | Premium gasoline | Premium gasoline | Retail | Steel | Steel | Coated & cathodic protection (sti-P3) |  | Fiberglass reinforced plastic |  | 1901-01-01 06:00 |  | Catchment Basin, Single walled catchment basin | Flow Rest 90% Full | Flow Rest 90% Full |  |  | Automatic Tank Gauge |  |  |  | Interstitial Monitoring within Secondary Containment |  | Continuous alarm system | Continuous alarm system |  | UST Currently In Use: 0; UST Temp Close: 0; AST Currently In Use: 1; AST Temp Closed: 0 | 0 | 0 | 4 | 21081-077-008024 | BRENDA CLEMMONS
9031 | Permanently Closed | 2002-09-24 06:00 | 1985-01-01 06:00 | 2003-06-16 06:00 | Petroleum | Premium gasoline | Premium gasoline | Retail | Steel | Steel | Coated & cathodic protection (sti-P3) |  | Fiberglass reinforced plastic |  | 1901-01-01 06:00 |  | Catchment Basin, Single walled catchment basin | Flow Rest 90% Full | Flow Rest 90% Full |  |  | Automatic Tank Gauge |  |  |  | Interstitial Monitoring within Secondary Containment |  | Continuous alarm system | Continuous alarm system |  | UST Currently In Use: 0; UST Temp Close: 0; AST Currently In Use: 1; AST Temp Closed: 0 | 0 | 0 | 4 | 21081-077-008024 | BRENDA CLEMMONS
9032 | Permanently Closed | 1990-11-26 06:00 | 1968-01-01 06:00 | 1990-11-26 06:00 | Petroleum | Unleaded gasoline | Unleaded gasoline |  | Steel | Steel |  | Painted or None | Steel |  | 1901-01-01 06:00 | [15 empty] | UST Currently In Use: 0; UST Temp Close: 0; AST Currently In Use: 0; AST Temp Closed: 0 | 0 | 0 | 3 | 11351-077-009911 | DANLEY OIL CO INC
9033 | Permanently Closed | 1990-11-26 06:00 | 1968-01-01 06:00 | 1990-11-26 06:00 | Petroleum | Unleaded gasoline | Unleaded gasoline |  | Steel | Steel |  | Painted or None | Steel |  | 1901-01-01 06:00 | [15 empty] | UST Currently In Use: 0; UST Temp Close: 0; AST Currently In Use: 0; AST Temp Closed: 0 | 0 | 0 | 3 | 11351-077-009911 | DANLEY OIL CO INC
9034 | Permanently Closed | 1990-11-26 06:00 | 1968-01-01 06:00 | 1990-11-26 06:00 | Petroleum | Unleaded gasoline | Unleaded gasoline |  | Steel | Steel |  | Painted or None | Steel |  | 1901-01-01 06:00 | [15 empty] | UST Currently In Use: 0; UST Temp Close: 0; AST Currently In Use: 0; AST Temp Closed: 0 | 0 | 0 | 3 | 11351-077-009911 | DANLEY OIL CO INC
9035 | Permanently Closed | 1901-01-01 06:00 | 1958-01-01 06:00 |  | Petroleum | Unleaded gasoline | Unleaded gasoline |  | Steel | Steel |  | Painted or None | Steel |  | 1901-01-01 06:00 | [15 empty] | UST Currently In Use: 0; UST Temp Close: 0; AST Currently In Use: 0; AST Temp Closed: 0 | 0 | 0 | 3 | 11351-077-009912 | DANLEY OIL CO INC
9036 | Permanently Closed | 1901-01-01 06:00 | 1958-01-01 06:00 |  | Petroleum | Unleaded gasoline | Unleaded gasoline |  | Steel | Steel |  | Painted or None | Steel |  | 1901-01-01 06:00 | [15 empty] | UST Currently In Use: 0; UST Temp Close: 0; AST Currently In Use: 0; AST Temp Closed: 0 | 0 | 0 | 3 | 11351-077-009912 | DANLEY OIL CO INC
9037 | Permanently Closed | 1901-01-01 06:00 | 1971-01-01 06:00 | 1985-08-09 06:00 | Petroleum | Unleaded gasoline | Unleaded gasoline |  | Steel | Steel |  | Painted or None | Steel |  | 1901-01-01 06:00 | [15 empty] | UST Currently In Use: 0; UST Temp Close: 0; AST Currently In Use: 0; AST Temp Closed: 0 | 0 | 0 | 3 | 11351-077-009912 | DANLEY OIL CO INC
9038 | Cannot Locate or abandoned | 1988-12-25 06:00 | 1968-01-01 06:00 |  | Petroleum | Unleaded gasoline | Unleaded gasoline |  | Fiberglass coated steel | Fiberglass coated steel |  |  | Steel |  | 1901-01-01 06:00 | [15 empty] | UST Currently In Use: 0; UST Temp Close: 0; AST Currently In Use: 0; AST Temp Closed: 0 | 0 | 0 | 2 | 17314-077-009914 | BILLY WADE
9039 | Cannot Locate or abandoned | 1988-12-25 06:00 | 1968-01-01 06:00 |  | Petroleum | Unleaded gasoline | Unleaded gasoline |  | Fiberglass coated steel | Fiberglass coated steel |  |  | Steel |  | 1901-01-01 06:00 | [15 empty] | UST Currently In Use: 0; UST Temp Close: 0; AST Currently In Use: 0; AST Temp Closed: 0 | 0 | 0 | 2 | 17314-077-009914 | BILLY WADE
9040 | Permanently Closed | 1988-01-01 06:00 | 1974-01-01 06:00 | 1988-11-01 06:00 | Petroleum | Unleaded gasoline | Unleaded gasoline |  | Fiberglass coated steel | Fiberglass coated steel |  |  | Steel |  | 1901-01-01 06:00 | [15 empty] | UST Currently In Use: 0; UST Temp Close: 0; AST Currently In Use: 0; AST Temp Closed: 0 | 0 | 0 | 2 | 17314-077-009914 | BILLY WADE
9041 | Permanently Closed | 1988-01-01 06:00 | 1975-01-01 06:00 | 1988-11-01 06:00 | Petroleum | Unleaded gasoline | Unleaded gasoline |  | Fiberglass coated steel | Fiberglass coated steel |  |  | Steel |  | 1901-01-01 06:00 | [15 empty] | UST Currently In Use: 0; UST Temp Close: 0; AST Currently In Use: 0; AST Temp Closed: 0 | 0 | 0 | 2 | 17314-077-009914 | BILLY WADE
9042 | Permanently Closed | 1901-01-01 06:00 | 1973-01-01 06:00 | 1988-12-15 06:00 | Petroleum | Unleaded gasoline | Unleaded gasoline |  | Steel | Steel |  | Painted or None | Steel |  | 1901-01-01 06:00 | [15 empty] | UST Currently In Use: 0; UST Temp Close: 0; AST Currently In Use: 0; AST Temp Closed: 0 | 0 | 0 | 2 | 11351-077-009916 | DANLEY OIL CO INC
9043 | Permanently Closed | 1901-01-01 06:00 | 1973-01-01 06:00 | 1988-12-15 06:00 | Petroleum | Unleaded gasoline | Unleaded gasoline |  | Steel | Steel |  | Painted or None | Steel |  | 1901-01-01 06:00 | [15 empty] | UST Currently In Use: 0; UST Temp Close: 0; AST Currently In Use: 0; AST Temp Closed: 0 | 0 | 0 | 2 | 11351-077-009916 | DANLEY OIL CO INC
9044 | Permanently Closed | 1991-09-06 06:00 | 1973-01-01 06:00 | 1991-09-06 06:00 | Petroleum | Unleaded gasoline | Unleaded gasoline |  | Steel | Steel |  | Painted or None | Steel |  | 1901-01-01 06:00 | [15 empty] | UST Currently In Use: 0; UST Temp Close: 0; AST Currently In Use: 2; AST Temp Closed: 0 | 0 | 0 | 1 | 19440-077-009918 | TATUM OIL, INC.
9045 | Permanently Closed | 1996-03-01 06:00 | 1972-01-01 06:00 | 1996-08-06 06:00 | Petroleum | Unleaded gasoline | Unleaded gasoline |  | Steel | Steel |  | Painted or None | Steel |  | 1901-01-01 06:00 | [15 empty] | UST Currently In Use: 0; UST Temp Close: 0; AST Currently In Use: 2; AST Temp Closed: 0 | 0 | 0 | 1 | 19440-077-009919 | TATUM OIL, INC.
9046 | Permanently Closed | 1994-12-01 06:00 | 1972-01-01 06:00 | 1996-08-06 06:00 | Petroleum | Unleaded gasoline | Unleaded gasoline |  | Steel | Steel |  | Painted or None | Steel |  | 1901-01-01 06:00 | [15 empty] | UST Currently In Use: 0; UST Temp Close: 0; AST Currently In Use: 1; AST Temp Closed: 0 | 0 | 0 | 1 | 19440-077-009920 | TATUM OIL, INC.
9047 | Permanently Closed | 1992-02-13 06:00 | 1971-01-01 06:00 | 1992-02-13 06:00 | Petroleum | Unleaded gasoline | Unleaded gasoline |  | Steel | Steel |  | Painted or None | Steel |  | 1901-01-01 06:00 | [15 empty] | UST Currently In Use: 0; UST Temp Close: 0; AST Currently In Use: 1; AST Temp Closed: 0 | 0 | 0 | 1 | 19440-077-009921 | TATUM OIL, INC.
9048 | Permanently Closed | 1994-04-01 06:00 | 1973-01-01 06:00 | 1994-10-27 06:00 | Petroleum | Unleaded gasoline | Unleaded gasoline |  | Steel | Steel |  | Painted or None | Steel |  | 1901-01-01 06:00 | [15 empty] | UST Currently In Use: 0; UST Temp Close: 0; AST Currently In Use: 1; AST Temp Closed: 0 | 0 | 0 | 1 | 19440-077-009922 | TATUM OIL, INC.
9049 | Permanently Closed | 1991-02-21 06:00 | 1968-01-01 06:00 | 1991-02-21 06:00 | Petroleum | Unleaded gasoline | Unleaded gasoline |  | Steel | Steel |  | Painted or None | Steel |  | 1901-01-01 06:00 | [15 empty] | UST Currently In Use: 0; UST Temp Close: 0; AST Currently In Use: 0; AST Temp Closed: 0 | 0 | 0 | 1 | 11351-077-009923 | DANLEY OIL CO INC
9050 | Permanently Closed | 1996-03-01 06:00 | 1979-01-01 06:00 | 1996-08-01 06:00 | Petroleum | Unleaded gasoline | Unleaded gasoline |  | Steel | Steel |  | Painted or None | Steel |  | 1901-01-01 06:00 | [15 empty] | UST Currently In Use: 0; UST Temp Close: 0; AST Currently In Use: 0; AST Temp Closed: 0 | 0 | 0 | 1 | 11351-077-009924 | DANLEY OIL CO INC
9051 | Permanently Closed | 1901-01-01 06:00 | 1968-01-01 06:00 | 1988-10-01 06:00 | Petroleum | Unleaded gasoline | Unleaded gasoline |  | Steel | Steel |  | Painted or None | Steel |  | 1901-01-01 06:00 | [15 empty] | UST Currently In Use: 0; UST Temp Close: 0; AST Currently In Use: 0; AST Temp Closed: 0 | 0 | 0 | 1 | 11351-077-009925 | DANLEY OIL CO INC
9052 | Permanently Closed | 1984-10-01 06:00 | 1968-01-01 06:00 | 1988-10-21 06:00 | Petroleum | Unleaded gasoline | Unleaded gasoline |  | Steel | Steel |  | Painted or None | Steel |  | 1901-01-01 06:00 | [15 empty] | UST Currently In Use: 0; UST Temp Close: 0; AST Currently In Use: 0; AST Temp Closed: 0 | 0 | 0 | 1 | 11351-077-009926 | DANLEY OIL CO INC
9053 | Permanently Closed | 1990-08-13 06:00 | 1974-01-01 06:00 | 1990-08-13 06:00 | Petroleum | Unleaded gasoline | Unleaded gasoline |  | Steel | Steel |  | Painted or None | Steel |  | 1901-01-01 06:00 | [15 empty] | UST Currently In Use: 0; UST Temp Close: 0; AST Currently In Use: 2; AST Temp Closed: 0 | 0 | 0 | 1 | 19440-077-009927 | TATUM OIL, INC.
9054 | Permanently Closed | 1998-12-10 06:00 | 1979-01-01 06:00 | 1998-12-10 06:00 | Petroleum | Unleaded gasoline | Unleaded gasoline |  | Steel | Steel |  | Painted or None | Steel |  | 1901-01-01 06:00 | [15 empty] | UST Currently In Use: 0; UST Temp Close: 0; AST Currently In Use: 0; AST Temp Closed: 0 | 0 | 0 | 1 | 21458-077-009928 | RAYMON LITTRELL LUMBER CO
9055 | Permanently Closed | 1901-01-01 06:00 | 1971-01-01 06:00 | 1988-11-01 06:00 | Petroleum | Unleaded gasoline | Unleaded gasoline |  | Steel | Steel |  | Painted or None | Steel |  | 1901-01-01 06:00 | [15 empty] | UST Currently In Use: 0; UST Temp Close: 0; AST Currently In Use: 0; AST Temp Closed: 0 | 0 | 0 | 2 | 11351-077-009929 | DANLEY OIL CO INC
9056 | Permanently Closed | 1901-01-01 06:00 | 1971-01-01 06:00 | 1988-11-01 06:00 | Petroleum | Unleaded gasoline | Unleaded gasoline |  | Steel | Steel |  | Painted or None | Steel |  | 1901-01-01 06:00 | [15 empty] | UST Currently In Use: 0; UST Temp Close: 0; AST Currently In Use: 0; AST Temp Closed: 0 | 0 | 0 | 2 | 11351-077-009929 | DANLEY OIL CO INC
9057 | Permanently Closed | 2001-05-23 06:00 | 1979-01-01 06:00 | 2001-11-28 06:00 | Petroleum | Mid-grade gasoline | Mid-grade gasoline | Bulk facility | Steel | Steel | Field installed cathodic protection |  | Steel |  | 1901-01-01 06:00 | Field installed cathodic protection | Catchment Basin, Single walled catchment basin | Automatic shutoff device At 95% full | Automatic shutoff device At 95% full |  |  | Automatic Tank Gauge | [8 empty] | UST Currently In Use: 0; UST Temp Close: 0; AST Currently In Use: 0; AST Temp Closed: 0 | 0 | 0 | 6 | 11351-077-009931 | DANLEY OIL CO INC
9058 | Permanently Closed | 2001-05-22 06:00 | 1981-09-01 06:00 | 2001-11-28 06:00 | Petroleum | Unleaded gasoline | Unleaded gasoline | Bulk facility | Steel | Steel | Field installed cathodic protection |  | Steel |  | 1901-01-01 06:00 | Field installed cathodic protection | Catchment Basin, Single walled catchment basin | Automatic shutoff device At 95% full | Automatic shutoff device At 95% full |  |  | Automatic Tank Gauge | [8 empty] | UST Currently In Use: 0; UST Temp Close: 0; AST Currently In Use: 0; AST Temp Closed: 0 | 0 | 0 | 6 | 11351-077-009931 | DANLEY OIL CO INC
9059 | Permanently Closed | 2001-05-23 06:00 | 1981-09-01 06:00 | 2001-11-28 06:00 | Petroleum | Premium gasoline | Premium gasoline |  | Steel | Steel | Field installed cathodic protection |  | Steel |  | 1901-01-01 06:00 | Field installed cathodic protection | Catchment Basin, Single walled catchment basin | Automatic shutoff device At 95% full | Automatic shutoff device At 95% full |  |  | Automatic Tank Gauge | [8 empty] | UST Currently In Use: 0; UST Temp Close: 0; AST Currently In Use: 0; AST Temp Closed: 0 | 0 | 0 | 6 | 11351-077-009931 | DANLEY OIL CO INC
9060 | Permanently Closed | 2001-05-23 06:00 | 1981-09-01 06:00 | 2001-11-28 06:00 | Petroleum | On road diesel | On road diesel | Bulk facility | Steel | Steel | Field installed cathodic protection |  | Steel |  | 1901-01-01 06:00 | Field installed cathodic protection | Catchment Basin, Single walled catchment basin | Automatic shutoff device At 95% full | Automatic shutoff device At 95% full |  |  | Automatic Tank Gauge | [8 empty] | UST Currently In Use: 0; UST Temp Close: 0; AST Currently In Use: 0; AST Temp Closed: 0 | 0 | 0 | 6 | 11351-077-009931 | DANLEY OIL CO INC
9061 | Permanently Closed | 1998-12-20 06:00 | 1981-09-01 06:00 | 1999-02-02 06:00 | Petroleum | Unleaded gasoline | Unleaded gasoline |  | Steel | Steel |  | Painted or None | Steel |  | 1901-01-01 06:00 | [15 empty] | UST Currently In Use: 0; UST Temp Close: 0; AST Currently In Use: 0; AST Temp Closed: 0 | 0 | 0 | 6 | 11351-077-009931 | DANLEY OIL CO INC
9062 | Permanently Closed | 1901-01-01 06:00 | 1965-01-01 06:00 | 1989-01-01 06:00 | Petroleum | Used oil | Used oil |  | Steel | Steel |  | Painted or None | Steel |  | 1901-01-01 06:00 | [15 empty] | UST Currently In Use: 0; UST Temp Close: 0; AST Currently In Use: 0; AST Temp Closed: 0 | 0 | 0 | 6 | 11351-077-009931 | DANLEY OIL CO INC
9063 | Permanently Closed | 1998-11-24 06:00 | 1981-01-01 06:00 | 1998-11-24 06:00 | Petroleum | Unleaded gasoline | Unleaded gasoline |  | Steel | Steel |  | Painted or None | Steel |  | 1901-01-01 06:00 | [15 empty] | UST Currently In Use: 0; UST Temp Close: 0; AST Currently In Use: 0; AST Temp Closed: 0 | 0 | 0 | 3 | 11351-077-009932 | DANLEY OIL CO INC
9064 | Permanently Closed | 1998-11-24 06:00 | 1983-01-01 06:00 | 1998-11-24 06:00 | Petroleum | Unleaded gasoline | Unleaded gasoline |  | Steel | Steel | Coated & cathodic protection (sti-P3) |  | Steel |  | 1901-01-01 06:00 | [15 empty] | UST Currently In Use: 0; UST Temp Close: 0; AST Currently In Use: 0; AST Temp Closed: 0 | 0 | 0 | 3 | 11351-077-009932 | DANLEY OIL CO INC
9065 | Permanently Closed | 1998-11-24 06:00 | 1988-01-01 06:00 | 1998-11-24 06:00 | Petroleum | Unleaded gasoline | Unleaded gasoline |  | Steel | Steel | Other, STI-P3 |  | Steel |  | 1901-01-01 06:00 | [15 empty] | UST Currently In Use: 0; UST Temp Close: 0; AST Currently In Use: 0; AST Temp Closed: 0 | 0 | 0 | 3 | 11351-077-009932 | DANLEY OIL CO INC
9066 | Permanently Closed | 1991-01-18 06:00 | 1968-01-01 06:00 | 1991-01-18 06:00 | Petroleum | Unleaded gasoline | Unleaded gasoline |  | Steel | Steel |  | Painted or None | Steel |  | 1901-01-01 06:00 | [15 empty] | UST Currently In Use: 0; UST Temp Close: 0; AST Currently In Use: 0; AST Temp Closed: 0 | 0 | 0 | 1 | 11351-077-009935 | DANLEY OIL CO INC
9067 | Permanently Closed | 1901-01-01 06:00 | 1977-01-01 06:00 |  | Petroleum | Unleaded gasoline | Unleaded gasoline |  | Steel | Steel |  | Painted or None | Steel |  | 1901-01-01 06:00 | [15 empty] | UST Currently In Use: 0; UST Temp Close: 0; AST Currently In Use: 0; AST Temp Closed: 0 | 0 | 0 | 2 | 11351-077-009937 | DANLEY OIL CO INC
9068 | Permanently Closed | 1901-01-01 06:00 | 1958-01-01 06:00 |  | Petroleum | Unleaded gasoline | Unleaded gasoline |  | Steel | Steel |  | Painted or None | Steel |  | 1901-01-01 06:00 | [15 empty] | UST Currently In Use: 0; UST Temp Close: 0; AST Currently In Use: 0; AST Temp Closed: 0 | 0 | 0 | 2 | 11351-077-009937 | DANLEY OIL CO INC
9069 | Permanently Closed | 1986-06-01 06:00 | 1971-01-01 06:00 | 1988-11-01 06:00 | Petroleum | Unleaded gasoline | Unleaded gasoline |  | Steel | Steel |  | Painted or None | Steel |  | 1901-01-01 06:00 | [15 empty] | UST Currently In Use: 0; UST Temp Close: 0; AST Currently In Use: 0; AST Temp Closed: 0 | 0 | 0 | 3 | 11351-077-009938 | DANLEY OIL CO INC
9070 | Permanently Closed | 1986-06-01 06:00 | 1971-01-01 06:00 | 1988-11-01 06:00 | Petroleum | Unleaded gasoline | Unleaded gasoline |  | Steel | Steel |  | Painted or None | Steel |  | 1901-01-01 06:00 | [15 empty] | UST Currently In Use: 0; UST Temp Close: 0; AST Currently In Use: 0; AST Temp Closed: 0 | 0 | 0 | 3 | 11351-077-009938 | DANLEY OIL CO INC
9071 | Permanently Closed | 1986-06-01 06:00 | 1977-01-01 06:00 | 1988-11-01 06:00 | Petroleum | Unleaded gasoline | Unleaded gasoline |  | Steel | Steel |  | Painted or None | Steel |  | 1901-01-01 06:00 | [15 empty] | UST Currently In Use: 0; UST Temp Close: 0; AST Currently In Use: 0; AST Temp Closed: 0 | 0 | 0 | 3 | 11351-077-009938 | DANLEY OIL CO INC
9072 | Permanently Closed | 1993-12-13 06:00 | 1967-01-01 06:00 | 1995-02-20 06:00 | Petroleum | Unleaded gasoline | Unleaded gasoline |  | Steel | Steel |  | Painted or None | Steel |  | 1901-01-01 06:00 | [6 empty] | Statistical Inventory Reconciliation (SIR) | [5 empty] | Annual line testing | Annual line testing |  | UST Currently In Use: 0; UST Temp Close: 0; AST Currently In Use: 0; AST Temp Closed: 0 | 0 | 0 | 3 | 11351-077-009939 | DANLEY OIL CO INC
9073 | Permanently Closed | 1993-12-13 06:00 | 1967-01-01 06:00 | 1995-02-20 06:00 | Petroleum | Unleaded gasoline | Unleaded gasoline |  | Steel | Steel |  | Painted or None | Steel |  | 1901-01-01 06:00 | [6 empty] | Statistical Inventory Reconciliation (SIR) | [5 empty] | Annual line testing | Annual line testing |  | UST Currently In Use: 0; UST Temp Close: 0; AST Currently In Use: 0; AST Temp Closed: 0 | 0 | 0 | 3 | 11351-077-009939 | DANLEY OIL CO INC
9074 | Permanently Closed | 1993-12-13 06:00 | 1967-01-01 06:00 | 1995-02-20 06:00 | Petroleum | Unleaded gasoline | Unleaded gasoline |  | Steel | Steel |  | Painted or None | Steel |  | 1901-01-01 06:00 | [6 empty] | Statistical Inventory Reconciliation (SIR) | [5 empty] | Annual line testing | Annual line testing |  | UST Currently In Use: 0; UST Temp Close: 0; AST Currently In Use: 0; AST Temp Closed: 0 | 0 | 0 | 3 | 11351-077-009939 | DANLEY OIL CO INC
9075 | Permanently Closed | 1901-01-01 06:00 | 1975-01-01 06:00 | 1988-11-01 06:00 | Petroleum | Unleaded gasoline | Unleaded gasoline |  | Steel | Steel |  | Painted or None | Steel |  | 1901-01-01 06:00 | [15 empty] | UST Currently In Use: 0; UST Temp Close: 0; AST Currently In Use: 2; AST Temp Closed: 0 | 0 | 0 | 2 | 19440-077-010233 | TATUM OIL, INC.
9076 | Permanently Closed | 1990-08-13 06:00 | 1973-01-01 06:00 | 1990-08-13 06:00 | Petroleum | Unleaded gasoline | Unleaded gasoline |  | Steel | Steel |  | Painted or None | Steel |  | 1901-01-01 06:00 | [15 empty] | UST Currently In Use: 0; UST Temp Close: 0; AST Currently In Use: 2; AST Temp Closed: 0 | 0 | 0 | 2 | 19440-077-010233 | TATUM OIL, INC.
9077 | Permanently Closed | 1988-12-25 06:00 | 1971-01-01 06:00 | 1988-12-30 06:00 | Petroleum | Unleaded gasoline | Unleaded gasoline |  | Steel | Steel |  | Painted or None | Steel |  | 1901-01-01 06:00 | [15 empty] | UST Currently In Use: 0; UST Temp Close: 0; AST Currently In Use: 0; AST Temp Closed: 0 | 0 | 0 | 3 | 11351-077-010234 | DANLEY OIL CO INC
9078 | Permanently Closed | 1988-12-25 06:00 | 1971-01-01 06:00 | 1988-12-30 06:00 | Petroleum | Unleaded gasoline | Unleaded gasoline |  | Steel | Steel |  | Painted or None | Steel |  | 1901-01-01 06:00 | [15 empty] | UST Currently In Use: 0; UST Temp Close: 0; AST Currently In Use: 0; AST Temp Closed: 0 | 0 | 0 | 3 | 11351-077-010234 | DANLEY OIL CO INC
9079 | Permanently Closed | 1988-12-25 06:00 | 1971-01-01 06:00 | 1988-12-30 06:00 | Petroleum | Unleaded gasoline | Unleaded gasoline |  | Steel | Steel |  | Painted or None | Steel |  | 1901-01-01 06:00 | [15 empty] | UST Currently In Use: 0; UST Temp Close: 0; AST Currently In Use: 0; AST Temp Closed: 0 | 0 | 0 | 3 | 11351-077-010234 | DANLEY OIL CO INC
9082 | Permanently Closed | 1990-11-07 06:00 | 1974-01-01 06:00 | 1990-11-07 06:00 | Petroleum | On road diesel | On road diesel |  | Steel | Steel |  | Painted or None | Steel |  | 1901-01-01 06:00 | [15 empty] | UST Currently In Use: 0; UST Temp Close: 0; AST Currently In Use: 0; AST Temp Closed: 0 | 0 | 0 | 1 | 11351-077-011307 | DANLEY OIL CO INC
9083 | Permanently Closed | 1991-03-14 06:00 | 1968-01-01 06:00 | 1991-03-14 06:00 | Petroleum | Unleaded gasoline | Unleaded gasoline |  | Steel | Steel |  | Painted or None | Steel |  | 1901-01-01 06:00 | [15 empty] | UST Currently In Use: 0; UST Temp Close: 0; AST Currently In Use: 0; AST Temp Closed: 0 | 0 | 0 | 3 | 11351-077-011308 | DANLEY OIL CO INC
9084 | Permanently Closed | 1991-03-14 06:00 | 1968-01-01 06:00 | 1991-03-14 06:00 | Petroleum | Unleaded gasoline | Unleaded gasoline |  | Steel | Steel |  | Painted or None | Steel |  | 1901-01-01 06:00 | [15 empty] | UST Currently In Use: 0; UST Temp Close: 0; AST Currently In Use: 0; AST Temp Closed: 0 | 0 | 0 | 3 | 11351-077-011308 | DANLEY OIL CO INC
9085 | Permanently Closed | 1991-03-14 06:00 | 1968-01-01 06:00 | 1991-03-14 06:00 | Petroleum | Unleaded gasoline | Unleaded gasoline |  | Steel | Steel |  | Painted or None | Steel |  | 1901-01-01 06:00 | [15 empty] | UST Currently In Use: 0; UST Temp Close: 0; AST Currently In Use: 0; AST Temp Closed: 0 | 0 | 0 | 3 | 11351-077-011308 | DANLEY OIL CO INC
9086 | Permanently Closed | 1997-09-18 06:00 | 1975-01-01 06:00 | 1997-09-20 06:00 | Petroleum | Unleaded gasoline | Unleaded gasoline |  | Steel | Steel |  | Painted or None | Steel |  | 1901-01-01 06:00 | [6 empty] | Statistical Inventory Reconciliation (SIR) | [5 empty] | Annual line testing | Annual line testing |  | UST Currently In Use: 0; UST Temp Close: 0; AST Currently In Use: 0; AST Temp Closed: 0 | 0 | 0 | 5 | 11351-077-011310 | DANLEY OIL CO INC
9087 | Permanently Closed | 1997-09-18 06:00 | 1977-01-01 06:00 | 1997-09-20 06:00 | Petroleum | Unleaded gasoline | Unleaded gasoline |  | Steel | Steel |  | Painted or None | Steel |  | 1901-01-01 06:00 | [6 empty] | Statistical Inventory Reconciliation (SIR) | [5 empty] | Annual line testing | Annual line testing |  | UST Currently In Use: 0; UST Temp Close: 0; AST Currently In Use: 0; AST Temp Closed: 0 | 0 | 0 | 5 | 11351-077-011310 | DANLEY OIL CO INC
9088 | Permanently Closed | 1997-09-18 06:00 | 1975-01-01 06:00 | 1997-09-20 06:00 | Petroleum | Unleaded gasoline | Unleaded gasoline |  | Steel | Steel |  | Painted or None | Steel |  | 1901-01-01 06:00 | [6 empty] | Statistical Inventory Reconciliation (SIR) | [5 empty] | Annual line testing | Annual line testing |  | UST Currently In Use: 0; UST Temp Close: 0; AST Currently In Use: 0; AST Temp Closed: 0 | 0 | 0 | 5 | 11351-077-011310 | DANLEY OIL CO INC
9089 | Permanently Closed | 1901-01-01 06:00 | 1963-01-01 06:00 |  | Petroleum | Unleaded gasoline | Unleaded gasoline |  | Steel | Steel |  | Painted or None | Steel |  | 1901-01-01 06:00 | [15 empty] | UST Currently In Use: 0; UST Temp Close: 0; AST Currently In Use: 0; AST Temp Closed: 0 | 0 | 0 | 3 | 11351-077-011311 | DANLEY OIL CO INC
9090 | Permanently Closed | 1901-01-01 06:00 | 1963-01-01 06:00 |  | Petroleum | Unleaded gasoline | Unleaded gasoline |  | Steel | Steel |  | Painted or None | Steel |  | 1901-01-01 06:00 | [15 empty] | UST Currently In Use: 0; UST Temp Close: 0; AST Currently In Use: 0; AST Temp Closed: 0 | 0 | 0 | 3 | 11351-077-011311 | DANLEY OIL CO INC
9091 | Permanently Closed | 1901-01-01 06:00 | 1963-01-01 06:00 |  | Petroleum | Unleaded gasoline | Unleaded gasoline |  | Steel | Steel |  | Painted or None | Steel |  | 1901-01-01 06:00 | [15 empty] | UST Currently In Use: 0; UST Temp Close: 0; AST Currently In Use: 0; AST Temp Closed: 0 | 0 | 0 | 3 | 11351-077-011311 | DANLEY OIL CO INC
9092 | Permanently Closed | 1901-01-01 06:00 | 1973-01-01 06:00 |  | Petroleum | Unleaded gasoline | Unleaded gasoline |  | Steel | Steel |  | Painted or None | Steel |  | 1901-01-01 06:00 | [15 empty] | UST Currently In Use: 0; UST Temp Close: 0; AST Currently In Use: 0; AST Temp Closed: 0 | 0 | 0 | 2 | 11351-077-011312 | DANLEY OIL CO INC
9093 | Permanently Closed | 1901-01-01 06:00 | 1973-01-01 06:00 |  | Petroleum | Unleaded gasoline | Unleaded gasoline |  | Steel | Steel |  | Painted or None | Steel |  | 1901-01-01 06:00 | [15 empty] | UST Currently In Use: 0; UST Temp Close: 0; AST Currently In Use: 0; AST Temp Closed: 0 | 0 | 0 | 2 | 11351-077-011312 | DANLEY OIL CO INC
9094 | Permanently Closed | 1901-01-01 06:00 | 1976-01-01 06:00 | 1988-11-01 06:00 | Petroleum | Unleaded gasoline | Unleaded gasoline |  | Steel | Steel |  | Painted or None | Steel |  | 1901-01-01 06:00 | [15 empty] | UST Currently In Use: 0; UST Temp Close: 0; AST Currently In Use: 0; AST Temp Closed: 0 | 0 | 0 | 3 | 11351-077-011313 | DANLEY OIL CO INC
9095 | Permanently Closed | 1901-01-01 06:00 | 1961-01-01 06:00 |  | Petroleum | Unleaded gasoline | Unleaded gasoline |  | Steel | Steel |  | Painted or None | Steel |  | 1901-01-01 06:00 | [15 empty] | UST Currently In Use: 0; UST Temp Close: 0; AST Currently In Use: 0; AST Temp Closed: 0 | 0 | 0 | 3 | 11351-077-011313 | DANLEY OIL CO INC
9096 | Permanently Closed | 1901-01-01 06:00 | 1961-01-01 06:00 |  | Petroleum | Unleaded gasoline | Unleaded gasoline |  | Steel | Steel |  | Painted or None | Steel |  | 1901-01-01 06:00 | [15 empty] | UST Currently In Use: 0; UST Temp Close: 0; AST Currently In Use: 0; AST Temp Closed: 0 | 0 | 0 | 3 | 11351-077-011313 | DANLEY OIL CO INC
9097 | Permanently Closed | 1901-01-01 06:00 | 1978-01-01 06:00 | 1988-01-01 06:00 | Petroleum | Unleaded gasoline | Unleaded gasoline |  | Steel | Steel |  | Painted or None | Steel |  | 1901-01-01 06:00 | [15 empty] | UST Currently In Use: 0; UST Temp Close: 0; AST Currently In Use: 1; AST Temp Closed: 0 | 0 | 0 | 2 | 19440-077-013174 | TATUM OIL, INC.
9098 | Permanently Closed | 1998-09-25 06:00 | 1985-01-01 06:00 | 1998-09-25 06:00 | Petroleum | Unleaded gasoline | Unleaded gasoline |  | Steel | Steel |  | Painted or None | Steel |  | 1901-01-01 06:00 | [15 empty] | UST Currently In Use: 0; UST Temp Close: 0; AST Currently In Use: 1; AST Temp Closed: 0 | 0 | 0 | 2 | 19440-077-013174 | TATUM OIL, INC.
9099 | Permanently Closed | 1998-09-25 06:00 | 1983-01-01 06:00 | 1998-09-25 06:00 | Petroleum | Unleaded gasoline | Unleaded gasoline |  | Steel | Steel |  | Painted or None | Steel |  | 1901-01-01 06:00 | [15 empty] | UST Currently In Use: 0; UST Temp Close: 0; AST Currently In Use: 1; AST Temp Closed: 0 | 0 | 0 | 1 | 19440-077-013175 | TATUM OIL, INC.
9100 | Permanently Closed | 1992-08-25 06:00 | 1983-01-01 06:00 | 1992-08-25 06:00 | Petroleum | Unleaded gasoline | Unleaded gasoline |  | Steel | Steel |  |  | Steel |  | 1901-01-01 06:00 | [15 empty] | UST Currently In Use: 0; UST Temp Close: 0; AST Currently In Use: 0; AST Temp Closed: 0 | 0 | 0 | 3 | 11351-077-013630 | DANLEY OIL CO INC
9101 | Permanently Closed | 1992-08-25 06:00 | 1985-01-01 06:00 | 1992-08-25 06:00 | Petroleum | Unleaded gasoline | Unleaded gasoline |  | Steel | Steel | Coated & cathodic protection (sti-P3) |  | Steel |  | 1901-01-01 06:00 | [15 empty] | UST Currently In Use: 0; UST Temp Close: 0; AST Currently In Use: 0; AST Temp Closed: 0 | 0 | 0 | 3 | 11351-077-013630 | DANLEY OIL CO INC
9102 | Permanently Closed | 1992-08-25 06:00 | 1987-01-01 06:00 | 1992-08-25 06:00 | Petroleum | Unleaded gasoline | Unleaded gasoline |  | Steel | Steel | Coated & cathodic protection (sti-P3) |  | Steel |  | 1901-01-01 06:00 | [15 empty] | UST Currently In Use: 0; UST Temp Close: 0; AST Currently In Use: 0; AST Temp Closed: 0 | 0 | 0 | 3 | 11351-077-013630 | DANLEY OIL CO INC
9103 | Permanently Closed | 1998-10-19 06:00 | 1979-01-01 06:00 | 1998-10-19 06:00 | Petroleum | Unleaded gasoline | Unleaded gasoline |  |  |  |  | Painted or None | Steel |  | 1901-01-01 06:00 | [15 empty] | UST Currently In Use: 0; UST Temp Close: 0; AST Currently In Use: 1; AST Temp Closed: 0 | 0 | 0 | 1 | 19440-077-013920 | TATUM OIL, INC.
9106 | Permanently Closed | 1994-01-15 06:00 | 1982-01-01 06:00 | 1994-01-15 06:00 | Petroleum | Unleaded gasoline | Unleaded gasoline |  | Steel | Steel |  | Painted or None | Steel |  | 1901-01-01 06:00 | [15 empty] | UST Currently In Use: 0; UST Temp Close: 0; AST Currently In Use: 0; AST Temp Closed: 0 | 0 | 0 | 1 | 11354-099-010224 | DANNY BOOKER
9107 | Permanently Closed | 1901-01-01 06:00 | 1962-01-01 06:00 | 1988-01-01 06:00 | Petroleum | Unleaded gasoline | Unleaded gasoline |  | Steel | Steel | Other, MONITORWEL |  | Steel |  | 1901-01-01 06:00 | [15 empty] | UST Currently In Use: 0; UST Temp Close: 0; AST Currently In Use: 0; AST Temp Closed: 0 | 0 | 0 | 8 | 11355-097-010535 | DANTE PICCINI
9108 | Permanently Closed | 1901-01-01 06:00 | 1962-01-01 06:00 | 1988-01-01 06:00 | Petroleum | Unleaded gasoline | Unleaded gasoline |  | Steel | Steel | Other, MONITORWEL |  | Steel |  | 1901-01-01 06:00 | [15 empty] | UST Currently In Use: 0; UST Temp Close: 0; AST Currently In Use: 0; AST Temp Closed: 0 | 0 | 0 | 8 | 11355-097-010535 | DANTE PICCINI
9109 | Permanently Closed | 1901-01-01 06:00 | 1962-01-01 06:00 | 1988-01-01 06:00 | Petroleum | Unleaded gasoline | Unleaded gasoline |  | Steel | Steel |  |  | Steel |  | 1901-01-01 06:00 | [15 empty] | UST Currently In Use: 0; UST Temp Close: 0; AST Currently In Use: 0; AST Temp Closed: 0 | 0 | 0 | 8 | 11355-097-010535 | DANTE PICCINI
9110 | Permanently Closed | 1901-01-01 06:00 | 1962-01-01 06:00 | 1988-01-01 06:00 | Petroleum | Unleaded gasoline | Unleaded gasoline |  | Steel | Steel |  |  | Steel |  | 1901-01-01 06:00 | [15 empty] | UST Currently In Use: 0; UST Temp Close: 0; AST Currently In Use: 0; AST Temp Closed: 0 | 0 | 0 | 8 | 11355-097-010535 | DANTE PICCINI
9111 | Permanently Closed | 1901-01-01 06:00 | 1962-01-01 06:00 | 1988-01-01 06:00 | Petroleum | Unleaded gasoline | Unleaded gasoline |  | Steel | Steel | Other, MONITORWEL |  | Steel |  | 1901-01-01 06:00 | [15 empty] | UST Currently In Use: 0; UST Temp Close: 0; AST Currently In Use: 0; AST Temp Closed: 0 | 0 | 0 | 8 | 11355-097-010535 | DANTE PICCINI
9112 | Permanently Closed | 2011-12-24 06:00 | 1986-01-01 06:00 | 2021-02-02 06:00 | Petroleum | Unleaded gasoline | Unleaded gasoline | Retail | Steel | Steel | Coated & cathodic protection (sti-P3) |  | Steel |  |  | Galvanic Cathodic | Catchment Basin, Single walled catchment basin | Automatic shutoff device At 95% full | Automatic shutoff device At 95% full |  |  | Statistical Inventory Reconciliation (SIR) |  | Automatic flow restrictor (MLLD) | Automatic flow restrictor (MLLD) |  |  | Annual line testing, Statistical inventory reconciliation (SIR) | Statistical inventory reconciliation (SIR) |  | UST Currently In Use: 0; UST Temp Close: 0; AST Currently In Use: 0; AST Temp Closed: 0 | 0 | 0 | 8 | 11355-097-010535 | DANTE PICCINI
9113 | Permanently Closed | 2010-01-01 06:00 | 1986-01-01 06:00 | 2021-02-02 06:00 | Petroleum | Unleaded gasoline | Unleaded gasoline | Retail | Steel | Steel | Coated & cathodic protection (sti-P3) |  | Steel |  |  | Galvanic Cathodic | Catchment Basin, Single walled catchment basin | Automatic shutoff device At 95% full | Automatic shutoff device At 95% full |  |  | Statistical Inventory Reconciliation (SIR) |  | Automatic flow restrictor (MLLD) | Automatic flow restrictor (MLLD) |  |  | Annual line testing, Statistical inventory reconciliation (SIR) | Statistical inventory reconciliation (SIR) |  | UST Currently In Use: 0; UST Temp Close: 0; AST Currently In Use: 0; AST Temp Closed: 0 | 0 | 0 | 8 | 11355-097-010535 | DANTE PICCINI
9114 | Permanently Closed | 2011-12-24 06:00 | 1986-01-01 06:00 | 2021-02-02 06:00 | Petroleum | Unleaded gasoline | Unleaded gasoline | Retail | Steel | Steel | Coated & cathodic protection (sti-P3) |  | Steel |  |  | Galvanic Cathodic | Catchment Basin, Single walled catchment basin | Automatic shutoff device At 95% full | Automatic shutoff device At 95% full |  |  | Statistical Inventory Reconciliation (SIR) |  | Automatic flow restrictor (MLLD) | Automatic flow restrictor (MLLD) |  |  | Annual line testing, Statistical inventory reconciliation (SIR) | Statistical inventory reconciliation (SIR) |  | UST Currently In Use: 0; UST Temp Close: 0; AST Currently In Use: 0; AST Temp Closed: 0 | 0 | 0 | 8 | 11355-097-010535 | DANTE PICCINI
9115 | Permanently Closed | 1901-01-01 06:00 | 1964-01-01 06:00 | 1984-06-01 06:00 | Petroleum | Used oil | Used oil |  | Steel | Steel |  | Painted or None | Steel |  | 1901-01-01 06:00 | [15 empty] | UST Currently In Use: 0; UST Temp Close: 0; AST Currently In Use: 0; AST Temp Closed: 0 | 0 | 0 | 1 | 11356-073-000469 | DANTUNE INC DBA PRECISION TUNE
9116 | Permanently Closed | 2004-10-01 06:00 | 1982-03-01 06:00 | 2008-03-12 06:00 | Petroleum | Unleaded gasoline | Unleaded gasoline | Retail | Steel | Steel | Field installed cathodic protection |  | Steel |  | 1901-01-01 06:00 | Field installed cathodic protection | Catchment Basin, Single walled catchment basin | Automatic shutoff device At 95% full | Automatic shutoff device At 95% full |  |  | Statistical Inventory Reconciliation (SIR) | [5 empty] | Statistical inventory reconciliation (SIR) | Statistical inventory reconciliation (SIR) |  | UST Currently In Use: 0; UST Temp Close: 0; AST Currently In Use: 0; AST Temp Closed: 0 | 0 | 0 | 3 | 21899-103-011977 | DONALD W. STOVER
9117 | Permanently Closed | 2008-03-12 06:00 | 1982-03-01 06:00 | 2008-03-12 06:00 | Petroleum | Premium gasoline | Premium gasoline | Retail | Steel | Steel | Field installed cathodic protection |  | Steel |  | 1901-01-01 06:00 | Field installed cathodic protection | Catchment Basin, Single walled catchment basin | Automatic shutoff device At 95% full | Automatic shutoff device At 95% full |  |  | Statistical Inventory Reconciliation (SIR) | [5 empty] | Statistical inventory reconciliation (SIR) | Statistical inventory reconciliation (SIR) |  | UST Currently In Use: 0; UST Temp Close: 0; AST Currently In Use: 0; AST Temp Closed: 0 | 0 | 0 | 3 | 21899-103-011977 | DONALD W. STOVER
9118 | Permanently Closed | 2003-02-20 06:00 | 1982-03-01 06:00 | 2003-02-20 06:00 | Petroleum | Premium gasoline | Premium gasoline | Retail | Steel | Steel | Field installed cathodic protection |  | Steel |  | 1901-01-01 06:00 | Field installed cathodic protection | Catchment Basin, Single walled catchment basin | Automatic shutoff device At 95% full | Automatic shutoff device At 95% full |  |  | Statistical Inventory Reconciliation (SIR) | [5 empty] | Annual line testing, Statistical inventory reconciliation (SIR) | Statistical inventory reconciliation (SIR) |  | UST Currently In Use: 0; UST Temp Close: 0; AST Currently In Use: 0; AST Temp Closed: 0 | 0 | 0 | 3 | 21899-103-011977 | DONALD W. STOVER
9119 | Permanently Closed | 1990-09-01 06:00 | 1969-01-01 06:00 | 1990-09-01 06:00 | Petroleum | Unleaded gasoline | Unleaded gasoline |  | Steel | Steel |  | Painted or None | Steel |  | 1901-01-01 06:00 | [15 empty] | UST Currently In Use: 0; UST Temp Close: 0; AST Currently In Use: 0; AST Temp Closed: 0 | 0 | 0 | 3 | 11358-003-000419 | DAPHNE AUTO PARTS
9120 | Permanently Closed | 1990-09-01 06:00 | 1969-01-01 06:00 | 1990-09-01 06:00 | Petroleum | Unleaded gasoline | Unleaded gasoline |  | Steel | Steel |  | Painted or None | Steel |  | 1901-01-01 06:00 | [15 empty] | UST Currently In Use: 0; UST Temp Close: 0; AST Currently In Use: 0; AST Temp Closed: 0 | 0 | 0 | 3 | 11358-003-000419 | DAPHNE AUTO PARTS
9121 | Permanently Closed | 1990-09-01 06:00 | 1969-01-01 06:00 | 1990-09-01 06:00 | Petroleum | Unleaded gasoline | Unleaded gasoline |  | Steel | Steel |  | Painted or None | Steel |  | 1901-01-01 06:00 | [15 empty] | UST Currently In Use: 0; UST Temp Close: 0; AST Currently In Use: 0; AST Temp Closed: 0 | 0 | 0 | 3 | 11358-003-000419 | DAPHNE AUTO PARTS
9122 | Permanently Closed | 1998-12-02 06:00 | 1976-07-01 06:00 | 1998-12-02 06:00 | Petroleum | Unleaded gasoline | Unleaded gasoline |  | Steel | Steel | Coated & cathodic protection (sti-P3) |  | Steel |  | 1901-01-01 06:00 |  |  | Automatic shutoff device At 95% full | Automatic shutoff device At 95% full |  |  | Statistical Inventory Reconciliation (SIR) | [8 empty] | UST Currently In Use: 0; UST Temp Close: 0; AST Currently In Use: 0; AST Temp Closed: 0 | 0 | 0 | 3 | 11359-033-009975 | DARBY AVIATION CO
9123 | Permanently Closed | 1998-12-02 06:00 | 1976-07-01 06:00 | 1998-12-02 06:00 | Petroleum | Kerosene | Kerosene |  | Steel | Steel | Coated & cathodic protection (sti-P3) |  | Steel |  | 1901-01-01 06:00 |  |  | Automatic shutoff device At 95% full | Automatic shutoff device At 95% full |  |  | Manual Tank Gauging (only tanks 1000 gal. or less and 48” or 64” in diameter) | [8 empty] | UST Currently In Use: 0; UST Temp Close: 0; AST Currently In Use: 0; AST Temp Closed: 0 | 0 | 0 | 3 | 11359-033-009975 | DARBY AVIATION CO
9124 | Permanently Closed | 1998-12-02 06:00 | 1976-07-01 06:00 | 1998-12-02 06:00 | Petroleum | Kerosene | Kerosene |  | Steel | Steel | Coated & cathodic protection (sti-P3) |  | Steel |  | 1901-01-01 06:00 |  |  | Automatic shutoff device At 95% full | Automatic shutoff device At 95% full |  |  | Statistical Inventory Reconciliation (SIR) | [8 empty] | UST Currently In Use: 0; UST Temp Close: 0; AST Currently In Use: 0; AST Temp Closed: 0 | 0 | 0 | 3 | 11359-033-009975 | DARBY AVIATION CO
9125 | Cannot Locate or abandoned |  | 1933-01-01 06:00 |  | Petroleum | On road diesel | On road diesel |  | Steel | Steel |  | Painted or None | Steel |  | 1901-01-01 06:00 | [15 empty] | UST Currently In Use: 0; UST Temp Close: 0; AST Currently In Use: 0; AST Temp Closed: 0 | 0 | 0 | 0 | 11360-083-009657 | DARDEN BRIDGEFORTH & SONS
9126 | Cannot Locate or abandoned |  | 1933-01-01 06:00 |  | Petroleum | On road diesel | On road diesel |  | Steel | Steel |  | Painted or None | Steel |  | 1901-01-01 06:00 | [15 empty] | UST Currently In Use: 0; UST Temp Close: 0; AST Currently In Use: 0; AST Temp Closed: 0 | 0 | 0 | 0 | 11360-083-009657 | DARDEN BRIDGEFORTH & SONS
9127 | Cannot Locate or abandoned |  | 1933-01-01 06:00 |  | Petroleum | On road diesel | On road diesel |  | Steel | Steel |  | Painted or None | Steel |  | 1901-01-01 06:00 | [15 empty] | UST Currently In Use: 0; UST Temp Close: 0; AST Currently In Use: 0; AST Temp Closed: 0 | 0 | 0 | 0 | 11360-083-009657 | DARDEN BRIDGEFORTH & SONS
9128 | Cannot Locate or abandoned |  | 1933-01-01 06:00 |  | Petroleum | On road diesel | On road diesel |  | Steel | Steel |  | Painted or None | Steel |  | 1901-01-01 06:00 | [15 empty] | UST Currently In Use: 0; UST Temp Close: 0; AST Currently In Use: 0; AST Temp Closed: 0 | 0 | 0 | 0 | 11360-083-009657 | DARDEN BRIDGEFORTH & SONS
9129 | Permanently Closed | 1989-12-01 06:00 | 1975-01-01 06:00 | 1995-06-05 06:00 | Petroleum | Unleaded gasoline | Unleaded gasoline |  | Steel | Steel |  | Painted or None | Steel |  | 1901-01-01 06:00 | [15 empty] | UST Currently In Use: 0; UST Temp Close: 0; AST Currently In Use: 0; AST Temp Closed: 0 | 0 | 0 | 1 | 11361-073-012308 | DARDEN CO
9130 | Cannot Locate or abandoned | 1994-12-02 06:00 | 1983-01-01 06:00 |  | Petroleum | Unleaded gasoline | Unleaded gasoline |  | Fiberglass coated steel, Fiberglass reinforced plastic | Fiberglass reinforced plastic |  |  | Steel |  | 1901-01-01 06:00 | [15 empty] | UST Currently In Use: 0; UST Temp Close: 0; AST Currently In Use: 0; AST Temp Closed: 0 | 0 | 0 | 0 | 11362-013-010181 | W P ANDERSON
9131 | Cannot Locate or abandoned | 1994-12-02 06:00 | 1983-01-01 06:00 |  | Petroleum | Unleaded gasoline | Unleaded gasoline |  | Fiberglass coated steel, Fiberglass reinforced plastic | Fiberglass reinforced plastic |  |  | Steel |  | 1901-01-01 06:00 | [15 empty] | UST Currently In Use: 0; UST Temp Close: 0; AST Currently In Use: 0; AST Temp Closed: 0 | 0 | 0 | 0 | 11362-013-010181 | W P ANDERSON
9132 | Retired | 1962-01-01 06:00 | 1963-01-01 06:00 |  | Petroleum | On road diesel | On road diesel |  | Steel | Steel |  |  |  |  | 1901-01-01 06:00 | [15 empty] | UST Currently In Use: 0; UST Temp Close: 0; AST Currently In Use: 0; AST Temp Closed: 0 | 0 | 0 | 0 | 11363-101-004697 | DARYL GREER AND DONALD GREEN
9133 | Cannot Locate or abandoned | 1995-02-17 06:00 | 1970-01-01 06:00 |  | Petroleum | Used oil | Used oil |  | Steel | Steel |  |  | Steel |  | 1901-01-01 06:00 | [15 empty] | UST Currently In Use: 0; UST Temp Close: 0; AST Currently In Use: 0; AST Temp Closed: 0 | 0 | 0 | 0 | 11364-097-010473 | DAVALCO INC
9134 | Cannot Locate or abandoned |  | 1969-01-01 06:00 |  | Petroleum | Unleaded gasoline | Unleaded gasoline |  | Steel | Steel |  | Painted or None | Steel |  | 1901-01-01 06:00 | [15 empty] | UST Currently In Use: 0; UST Temp Close: 0; AST Currently In Use: 0; AST Temp Closed: 0 | 0 | 0 | 0 | 11365-023-004756 | DAVE RICHMAN
9135 | Cannot Locate or abandoned |  | 1969-01-01 06:00 |  | Petroleum | Unleaded gasoline | Unleaded gasoline |  | Steel | Steel |  | Painted or None | Steel |  | 1901-01-01 06:00 | [15 empty] | UST Currently In Use: 0; UST Temp Close: 0; AST Currently In Use: 0; AST Temp Closed: 0 | 0 | 0 | 0 | 11365-023-004756 | DAVE RICHMAN
9136 | Cannot Locate or abandoned |  | 1969-01-01 06:00 |  | Petroleum | Unleaded gasoline | Unleaded gasoline |  | Steel | Steel |  | Painted or None | Steel |  | 1901-01-01 06:00 | [15 empty] | UST Currently In Use: 0; UST Temp Close: 0; AST Currently In Use: 0; AST Temp Closed: 0 | 0 | 0 | 0 | 11365-023-004756 | DAVE RICHMAN
9137 | Cannot Locate or abandoned |  | 1978-01-01 06:00 |  | Petroleum | Unleaded gasoline | Unleaded gasoline |  | Steel | Steel | Coated & cathodic protection (sti-P3) |  | Steel |  | 1901-01-01 06:00 | [15 empty] | UST Currently In Use: 0; UST Temp Close: 0; AST Currently In Use: 0; AST Temp Closed: 0 | 0 | 0 | 0 | 11366-097-008314 | DAVE WILLIAMS
9138 | Cannot Locate or abandoned |  | 1978-01-01 06:00 |  | Petroleum | Unleaded gasoline | Unleaded gasoline |  | Steel | Steel | Coated & cathodic protection (sti-P3) |  | Steel |  | 1901-01-01 06:00 | [15 empty] | UST Currently In Use: 0; UST Temp Close: 0; AST Currently In Use: 0; AST Temp Closed: 0 | 0 | 0 | 0 | 11366-097-008314 | DAVE WILLIAMS
9139 | Permanently Closed | 1901-01-01 06:00 | 1970-01-01 06:00 | 2011-11-11 06:00 | Petroleum | Unleaded gasoline | Unleaded gasoline |  | Steel | Steel |  | Painted or None | Steel |  | 1901-01-01 06:00 | [15 empty] | UST Currently In Use: 0; UST Temp Close: 0; AST Currently In Use: 0; AST Temp Closed: 0 | 0 | 0 | 3 | 16730-079-011218 | RICKEY JOHNSON
9140 | Permanently Closed | 1901-01-01 06:00 | 1970-01-01 06:00 | 2011-11-11 06:00 | Petroleum | Unleaded gasoline | Unleaded gasoline |  | Steel | Steel |  | Painted or None | Steel |  | 1901-01-01 06:00 | [15 empty] | UST Currently In Use: 0; UST Temp Close: 0; AST Currently In Use: 0; AST Temp Closed: 0 | 0 | 0 | 3 | 16730-079-011218 | RICKEY JOHNSON
9141 | Permanently Closed | 1901-01-01 06:00 | 1972-01-01 06:00 | 2011-11-11 06:00 | Petroleum | Unleaded gasoline | Unleaded gasoline |  | Steel | Steel |  | Painted or None | Steel |  | 1901-01-01 06:00 | [15 empty] | UST Currently In Use: 0; UST Temp Close: 0; AST Currently In Use: 0; AST Temp Closed: 0 | 0 | 0 | 3 | 16730-079-011218 | RICKEY JOHNSON
9142 | Cannot Locate or abandoned | 2002-11-17 06:00 | 1979-01-01 06:00 |  | Petroleum | Unleaded gasoline | Unleaded gasoline | Retail | Single Wall, Steel | Steel | Field installed cathodic protection |  | Single Wall, Steel |  | 1901-01-01 06:00 | Field installed cathodic protection | Catchment Basin, Single walled catchment basin | Automatic shutoff device At 95% full | Automatic shutoff device At 95% full |  |  | Statistical Inventory Reconciliation (SIR) | [8 empty] | UST Currently In Use: 0; UST Temp Close: 0; AST Currently In Use: 0; AST Temp Closed: 0 | 0 | 0 | 0 | 11370-103-004738 | DAVID BLANKENSHIP
9144 | Cannot Locate or abandoned | 2002-11-17 06:00 | 1979-01-01 06:00 |  | Petroleum | Mid-grade gasoline | Mid-grade gasoline | Retail | Single Wall, Steel | Steel | Field installed cathodic protection |  | Single Wall, Steel |  | 1901-01-01 06:00 | Field installed cathodic protection | Catchment Basin, Single walled catchment basin | Automatic shutoff device At 95% full | Automatic shutoff device At 95% full |  |  | Statistical Inventory Reconciliation (SIR) | [8 empty] | UST Currently In Use: 0; UST Temp Close: 0; AST Currently In Use: 0; AST Temp Closed: 0 | 0 | 0 | 0 | 11370-103-004738 | DAVID BLANKENSHIP
9145 | Cannot Locate or abandoned | 2002-11-17 06:00 | 1979-01-01 06:00 |  | Petroleum | Premium gasoline | Premium gasoline | Retail | Single Wall, Steel | Steel | Field installed cathodic protection |  | Single Wall, Steel |  | 1901-01-01 06:00 | Field installed cathodic protection | Catchment Basin, Single walled catchment basin | Automatic shutoff device At 95% full | Automatic shutoff device At 95% full |  |  | Statistical Inventory Reconciliation (SIR) | [8 empty] | UST Currently In Use: 0; UST Temp Close: 0; AST Currently In Use: 0; AST Temp Closed: 0 | 0 | 0 | 0 | 11370-103-004738 | DAVID BLANKENSHIP
9146 | Cannot Locate or abandoned | 2002-11-17 06:00 | 1985-01-01 06:00 |  | Petroleum | On road diesel | On road diesel | Retail | Single Wall, Steel | Steel | Field installed cathodic protection |  | Single Wall, Steel |  | 1901-01-01 06:00 | Field installed cathodic protection | Catchment Basin, Single walled catchment basin | Automatic shutoff device At 95% full | Automatic shutoff device At 95% full |  |  | Statistical Inventory Reconciliation (SIR) | [8 empty] | UST Currently In Use: 0; UST Temp Close: 0; AST Currently In Use: 0; AST Temp Closed: 0 | 0 | 0 | 0 | 11370-103-004738 | DAVID BLANKENSHIP
9147 | Cannot Locate or abandoned | 2002-11-17 06:00 | 1985-01-01 06:00 |  | Petroleum | Kerosene | Kerosene |  | Single Wall, Steel | Steel | Field installed cathodic protection |  | Single Wall, Steel |  | 1901-01-01 06:00 | Field installed cathodic protection | Catchment Basin, Single walled catchment basin | Automatic shutoff device At 95% full | Automatic shutoff device At 95% full |  |  | Statistical Inventory Reconciliation (SIR) | [8 empty] | UST Currently In Use: 0; UST Temp Close: 0; AST Currently In Use: 0; AST Temp Closed: 0 | 0 | 0 | 0 | 11370-103-004738 | DAVID BLANKENSHIP
9148 | Permanently Closed | 1995-01-11 06:00 | 1967-01-01 06:00 | 1995-01-12 06:00 | Petroleum | Unleaded gasoline | Unleaded gasoline | Retail | Steel | Steel |  | Painted or None | Steel |  | 1901-01-01 06:00 | [6 empty] | Manual Tank Gauging (only tanks 1000 gal. or less and 48” or 64” in diameter) | [8 empty] | UST Currently In Use: 1; UST Temp Close: 0; AST Currently In Use: 0; AST Temp Closed: 0 | 1 | 0 | 2 | 11372-123-010138 | HILL TOP GROCERY
9149 | Permanently Closed | 1995-01-11 06:00 | 1967-01-01 06:00 | 1995-01-12 06:00 | Petroleum | Unleaded gasoline | Unleaded gasoline | Retail | Steel | Steel |  | Painted or None | Steel |  | 1901-01-01 06:00 | [6 empty] | Manual Tank Gauging (only tanks 1000 gal. or less and 48” or 64” in diameter) | [8 empty] | UST Currently In Use: 1; UST Temp Close: 0; AST Currently In Use: 0; AST Temp Closed: 0 | 1 | 0 | 2 | 11372-123-010138 | HILL TOP GROCERY
9150 | Permanently Closed | 1998-04-06 06:00 | 1973-01-01 06:00 | 1998-04-06 06:00 | Petroleum | Unleaded gasoline | Unleaded gasoline |  | Steel | Steel |  | Painted or None | Steel |  | 1901-01-01 06:00 | [12 empty] | Annual line testing | Annual line testing |  | UST Currently In Use: 0; UST Temp Close: 0; AST Currently In Use: 0; AST Temp Closed: 0 | 0 | 0 | 6 | 20796-055-006069 | DAVID PATTERSON
9151 | Permanently Closed | 1998-04-06 06:00 | 1973-01-01 06:00 | 1998-04-06 06:00 | Petroleum | Unleaded gasoline | Unleaded gasoline |  | Steel | Steel |  | Painted or None | Steel |  | 1901-01-01 06:00 | [12 empty] | Annual line testing | Annual line testing |  | UST Currently In Use: 0; UST Temp Close: 0; AST Currently In Use: 0; AST Temp Closed: 0 | 0 | 0 | 6 | 20796-055-006069 | DAVID PATTERSON
9152 | Permanently Closed | 1998-04-06 06:00 | 1973-01-01 06:00 | 1998-04-06 06:00 | Petroleum | Unleaded gasoline | Unleaded gasoline |  | Steel | Steel |  | Painted or None | Steel |  | 1901-01-01 06:00 | [12 empty] | Annual line testing | Annual line testing |  | UST Currently In Use: 0; UST Temp Close: 0; AST Currently In Use: 0; AST Temp Closed: 0 | 0 | 0 | 6 | 20796-055-006069 | DAVID PATTERSON
9153 | Retired | 1987-03-18 06:00 | 1982-01-01 06:00 |  | Petroleum | Unleaded gasoline | Unleaded gasoline |  | Steel | Steel |  | Painted or None | Steel |  | 1901-01-01 06:00 | [15 empty] | UST Currently In Use: 0; UST Temp Close: 0; AST Currently In Use: 0; AST Temp Closed: 0 | 0 | 0 | 0 | 11374-021-009654 | DAVID DAVENPORT
9154 | Retired | 1987-03-18 06:00 | 1976-01-01 06:00 |  | Petroleum | Unleaded gasoline | Unleaded gasoline |  | Steel | Steel |  | Painted or None | Steel |  | 1901-01-01 06:00 | [15 empty] | UST Currently In Use: 0; UST Temp Close: 0; AST Currently In Use: 0; AST Temp Closed: 0 | 0 | 0 | 0 | 11374-021-009654 | DAVID DAVENPORT
9155 | Cannot Locate or abandoned | 2001-09-01 06:00 | 1968-01-01 06:00 |  | Petroleum | Unleaded gasoline | Unleaded gasoline |  | Steel | Steel |  | Painted or None | Steel |  | 1901-01-01 06:00 | [15 empty] | UST Currently In Use: 0; UST Temp Close: 0; AST Currently In Use: 0; AST Temp Closed: 0 | 0 | 0 | 0 | 11375-039-007913 | DAVID DEAN
9156 | Cannot Locate or abandoned | 2001-09-01 06:00 | 1968-01-01 06:00 |  | Petroleum | Unleaded gasoline | Unleaded gasoline |  | Steel | Steel |  | Painted or None | Steel |  | 1901-01-01 06:00 | [15 empty] | UST Currently In Use: 0; UST Temp Close: 0; AST Currently In Use: 0; AST Temp Closed: 0 | 0 | 0 | 0 | 11375-039-007913 | DAVID DEAN
9157 | Cannot Locate or abandoned | 2001-09-01 06:00 | 1980-01-01 06:00 |  | Petroleum | On road diesel | On road diesel |  | Steel | Steel |  | Painted or None | Steel |  | 1901-01-01 06:00 | [15 empty] | UST Currently In Use: 0; UST Temp Close: 0; AST Currently In Use: 0; AST Temp Closed: 0 | 0 | 0 | 0 | 11375-039-007913 | DAVID DEAN
9158 | Permanently Closed | 1992-11-16 06:00 | 1971-01-01 06:00 | 1992-11-16 06:00 | Petroleum | Unleaded gasoline | Unleaded gasoline |  | Steel | Steel |  | Painted or None | Steel |  | 1901-01-01 06:00 | [15 empty] | UST Currently In Use: 0; UST Temp Close: 0; AST Currently In Use: 0; AST Temp Closed: 0 | 0 | 0 | 2 | 11376-003-011388 | DAVID E BITTO
9159 | Permanently Closed | 1992-11-16 06:00 | 1975-01-01 06:00 | 1992-11-16 06:00 | Petroleum | On road diesel | On road diesel |  | Steel | Steel |  | Painted or None | Steel |  | 1901-01-01 06:00 | [15 empty] | UST Currently In Use: 0; UST Temp Close: 0; AST Currently In Use: 0; AST Temp Closed: 0 | 0 | 0 | 2 | 11376-003-011388 | DAVID E BITTO
9160 | Retired | 1986-04-01 06:00 | 1901-01-01 06:00 |  | Petroleum | On road diesel | On road diesel |  | Steel | Steel |  | Painted or None | Steel |  | 1901-01-01 06:00 | [15 empty] | UST Currently In Use: 0; UST Temp Close: 0; AST Currently In Use: 0; AST Temp Closed: 0 | 0 | 0 | 0 | 11377-003-006731 | DAVID HARMS
9161 | Retired | 1986-04-01 06:00 | 1901-01-01 06:00 |  | Petroleum | Unleaded gasoline | Unleaded gasoline |  | Steel | Steel |  | Painted or None | Steel |  | 1901-01-01 06:00 | [15 empty] | UST Currently In Use: 0; UST Temp Close: 0; AST Currently In Use: 0; AST Temp Closed: 0 | 0 | 0 | 0 | 11377-003-006731 | DAVID HARMS
9162 | Retired | 1987-01-01 06:00 | 1959-01-01 06:00 |  | Petroleum | Unleaded gasoline | Unleaded gasoline |  | Steel | Steel |  | Painted or None | Steel |  | 1901-01-01 06:00 | [15 empty] | UST Currently In Use: 0; UST Temp Close: 0; AST Currently In Use: 0; AST Temp Closed: 0 | 0 | 0 | 3 | 11378-025-006639 | JOHN F DUNAGAN
9163 | Retired | 1987-01-01 06:00 | 1959-01-01 06:00 |  | Petroleum | Unleaded gasoline | Unleaded gasoline |  | Steel | Steel |  | Painted or None | Steel |  | 1901-01-01 06:00 | [15 empty] | UST Currently In Use: 0; UST Temp Close: 0; AST Currently In Use: 0; AST Temp Closed: 0 | 0 | 0 | 3 | 11378-025-006639 | JOHN F DUNAGAN
9164 | Permanently Closed | 1992-01-01 06:00 | 1959-01-01 06:00 | 1988-01-01 06:00 | Petroleum | Unleaded gasoline | Unleaded gasoline |  | Steel | Steel |  | Painted or None | Steel |  | 1901-01-01 06:00 | [15 empty] | UST Currently In Use: 0; UST Temp Close: 0; AST Currently In Use: 0; AST Temp Closed: 0 | 0 | 0 | 3 | 11378-025-006639 | JOHN F DUNAGAN
9165 | Permanently Closed | 1992-01-01 06:00 | 1959-01-01 06:00 | 1988-01-01 06:00 | Petroleum | Unleaded gasoline | Unleaded gasoline |  | Steel | Steel |  | Painted or None | Steel |  | 1901-01-01 06:00 | [15 empty] | UST Currently In Use: 0; UST Temp Close: 0; AST Currently In Use: 0; AST Temp Closed: 0 | 0 | 0 | 3 | 11378-025-006639 | JOHN F DUNAGAN
9166 | Permanently Closed | 1992-01-01 06:00 | 1959-01-01 06:00 | 1988-01-01 06:00 | Petroleum | Unleaded gasoline | Unleaded gasoline |  | Steel | Steel |  | Painted or None | Steel |  | 1901-01-01 06:00 | [15 empty] | UST Currently In Use: 0; UST Temp Close: 0; AST Currently In Use: 0; AST Temp Closed: 0 | 0 | 0 | 3 | 11378-025-006639 | JOHN F DUNAGAN
9167 | Temporary Closed | 2001-02-21 06:00 | 1985-01-01 06:00 |  | Petroleum | Unleaded gasoline | Unleaded gasoline | Retail | Single Wall, Steel | Steel | Coated & cathodic protection (sti-P3), Field installed cathodic protection |  | Single Wall, Steel |  | 1901-01-01 06:00 | Field installed cathodic protection | Catchment Basin, Single walled catchment basin | Automatic shutoff device At 95% full | Automatic shutoff device At 95% full |  |  | Statistical Inventory Reconciliation (SIR) | [8 empty] | UST Currently In Use: 0; UST Temp Close: 3; AST Currently In Use: 0; AST Temp Closed: 0 | 0 | 3 | 0 | 19588-033-002288 | WADE A CLEMMONS
9168 | Temporary Closed | 2001-02-21 06:00 | 1985-01-01 06:00 |  | Petroleum | Premium gasoline | Premium gasoline | Retail | Single Wall, Steel | Steel | Coated & cathodic protection (sti-P3), Field installed cathodic protection |  | Single Wall, Steel |  | 1901-01-01 06:00 | Field installed cathodic protection | Catchment Basin, Single walled catchment basin | Automatic shutoff device At 95% full | Automatic shutoff device At 95% full |  |  | Statistical Inventory Reconciliation (SIR) | [8 empty] | UST Currently In Use: 0; UST Temp Close: 3; AST Currently In Use: 0; AST Temp Closed: 0 | 0 | 3 | 0 | 19588-033-002288 | WADE A CLEMMONS
9169 | Temporary Closed | 2001-02-21 06:00 | 1985-01-01 06:00 |  | Petroleum | On road diesel | On road diesel | Retail | Single Wall, Steel | Steel | Coated & cathodic protection (sti-P3), Field installed cathodic protection |  | Single Wall, Steel |  | 1901-01-01 06:00 | Field installed cathodic protection | Catchment Basin, Single walled catchment basin | Automatic shutoff device At 95% full | Automatic shutoff device At 95% full |  |  | Statistical Inventory Reconciliation (SIR) | [8 empty] | UST Currently In Use: 0; UST Temp Close: 3; AST Currently In Use: 0; AST Temp Closed: 0 | 0 | 3 | 0 | 19588-033-002288 | WADE A CLEMMONS
9170 | Permanently Closed | 1901-01-01 06:00 | 1966-01-01 06:00 | 1988-06-01 06:00 | Petroleum | Unleaded gasoline | Unleaded gasoline |  | Steel | Steel |  | Painted or None | Steel |  | 1901-01-01 06:00 | [15 empty] | UST Currently In Use: 3; UST Temp Close: 0; AST Currently In Use: 0; AST Temp Closed: 0 | 3 | 0 | 5 | 24613-033-005312 | SINGH-KAUR PROPERTIES LLC
9171 | Permanently Closed | 1901-01-01 06:00 | 1966-01-01 06:00 | 1988-06-01 06:00 | Petroleum | Unleaded gasoline | Unleaded gasoline |  | Steel | Steel |  | Painted or None | Steel |  | 1901-01-01 06:00 | [15 empty] | UST Currently In Use: 3; UST Temp Close: 0; AST Currently In Use: 0; AST Temp Closed: 0 | 3 | 0 | 5 | 24613-033-005312 | SINGH-KAUR PROPERTIES LLC
9172 | Permanently Closed | 1901-01-01 06:00 | 1966-01-01 06:00 | 1988-06-01 06:00 | Petroleum | Unleaded gasoline | Unleaded gasoline |  | Steel | Steel |  | Painted or None | Steel |  | 1901-01-01 06:00 | [15 empty] | UST Currently In Use: 3; UST Temp Close: 0; AST Currently In Use: 0; AST Temp Closed: 0 | 3 | 0 | 5 | 24613-033-005312 | SINGH-KAUR PROPERTIES LLC
9173 | Permanently Closed | 1901-01-01 06:00 | 1966-01-01 06:00 | 1988-06-01 06:00 | Petroleum | Used oil | Used oil |  | Steel | Steel |  | Painted or None | Steel |  | 1901-01-01 06:00 | [15 empty] | UST Currently In Use: 3; UST Temp Close: 0; AST Currently In Use: 0; AST Temp Closed: 0 | 3 | 0 | 5 | 24613-033-005312 | SINGH-KAUR PROPERTIES LLC
9174 | Currently in Use |  | 1988-01-01 06:00 |  | Petroleum | Unleaded gasoline | Unleaded gasoline | Retail | Single Wall, Steel | Steel | Coated & cathodic protection (sti-P3) |  | Double Wall, Flexible |  |  |  | Catchment Basin, Single walled catchment basin | Automatic shutoff device At 95% full | Automatic shutoff device At 95% full |  |  | Automatic Tank Gauge | Single walled submersible pump containment sump | Containment Sump, SLAVE | Containment Sump |  |  | Other, SLAVE | Other |  | UST Currently In Use: 3; UST Temp Close: 0; AST Currently In Use: 0; AST Temp Closed: 0 | 3 | 0 | 5 | 24613-033-005312 | SINGH-KAUR PROPERTIES LLC
9175 | Currently in Use |  | 1988-01-01 06:00 |  | Petroleum | Unleaded gasoline | Unleaded gasoline | Retail | Single Wall, Steel | Steel | Coated & cathodic protection (sti-P3) |  | Double Wall, Flexible |  |  |  | Catchment Basin, Single walled catchment basin | Automatic shutoff device At 95% full | Automatic shutoff device At 95% full |  |  | Automatic Tank Gauge | Single walled submersible pump containment sump | Automatic flow restrictor (MLLD), Containment Sump, MASTER | Containment Sump |  |  | Annual line testing, Other, MASTER | Other |  | UST Currently In Use: 3; UST Temp Close: 0; AST Currently In Use: 0; AST Temp Closed: 0 | 3 | 0 | 5 | 24613-033-005312 | SINGH-KAUR PROPERTIES LLC
9176 | Currently in Use |  | 1988-01-01 06:00 |  | Petroleum | Premium gasoline | Premium gasoline | Retail | Single Wall, Steel | Steel | Coated & cathodic protection (sti-P3) |  | Double Wall, Flexible |  |  |  | Catchment Basin, Single walled catchment basin | Flow Rest 90% Full | Flow Rest 90% Full |  |  | Automatic Tank Gauge | Single walled submersible pump containment sump | Automatic flow restrictor (MLLD), Containment Sump | Containment Sump |  |  | Annual line testing | Annual line testing |  | UST Currently In Use: 3; UST Temp Close: 0; AST Currently In Use: 0; AST Temp Closed: 0 | 3 | 0 | 5 | 24613-033-005312 | SINGH-KAUR PROPERTIES LLC
9177 | Permanently Closed | 1998-12-21 06:00 | 1988-01-01 06:00 | 1999-12-07 06:00 | Petroleum | Used oil | Used oil |  | Steel | Steel | Coated & cathodic protection (sti-P3) |  | Steel |  | 1901-01-01 06:00 | [15 empty] | UST Currently In Use: 3; UST Temp Close: 0; AST Currently In Use: 0; AST Temp Closed: 0 | 3 | 0 | 5 | 24613-033-005312 | SINGH-KAUR PROPERTIES LLC
9178 | Permanently Closed | 1901-01-01 06:00 | 1966-01-01 06:00 | 1987-06-01 06:00 | Petroleum | Unleaded gasoline | Unleaded gasoline |  | Steel | Steel | Coated & cathodic protection (sti-P3) |  | Steel |  | 1901-01-01 06:00 | Field installed cathodic protection | [14 empty] | UST Currently In Use: 0; UST Temp Close: 0; AST Currently In Use: 0; AST Temp Closed: 0 | 0 | 0 | 10 | 11379-033-005313 | SIBLEY OIL COMPANY
9179 | Permanently Closed | 1901-01-01 06:00 | 1966-01-01 06:00 | 1987-06-01 06:00 | Petroleum | Unleaded gasoline | Unleaded gasoline |  | Steel | Steel | Coated & cathodic protection (sti-P3) |  | Steel |  | 1901-01-01 06:00 | Field installed cathodic protection | [14 empty] | UST Currently In Use: 0; UST Temp Close: 0; AST Currently In Use: 0; AST Temp Closed: 0 | 0 | 0 | 10 | 11379-033-005313 | SIBLEY OIL COMPANY
9180 | Permanently Closed | 1901-01-01 06:00 | 1966-01-01 06:00 | 1987-06-01 06:00 | Petroleum | Unleaded gasoline | Unleaded gasoline |  | Steel | Steel | Coated & cathodic protection (sti-P3) |  | Steel |  | 1901-01-01 06:00 | Field installed cathodic protection | [14 empty] | UST Currently In Use: 0; UST Temp Close: 0; AST Currently In Use: 0; AST Temp Closed: 0 | 0 | 0 | 10 | 11379-033-005313 | SIBLEY OIL COMPANY
9181 | Permanently Closed | 1901-01-01 06:00 | 1966-01-01 06:00 | 1987-06-01 06:00 | Petroleum | Unleaded gasoline | Unleaded gasoline |  | Steel | Steel | Coated & cathodic protection (sti-P3) |  | Steel |  | 1901-01-01 06:00 | Field installed cathodic protection | [14 empty] | UST Currently In Use: 0; UST Temp Close: 0; AST Currently In Use: 0; AST Temp Closed: 0 | 0 | 0 | 10 | 11379-033-005313 | SIBLEY OIL COMPANY
9182 | Permanently Closed | 1901-01-01 06:00 | 1966-01-01 06:00 | 1987-06-01 06:00 | Petroleum | Used oil | Used oil |  | Steel | Steel | Coated & cathodic protection (sti-P3) |  | Steel |  | 1901-01-01 06:00 | Field installed cathodic protection | [14 empty] | UST Currently In Use: 0; UST Temp Close: 0; AST Currently In Use: 0; AST Temp Closed: 0 | 0 | 0 | 10 | 11379-033-005313 | SIBLEY OIL COMPANY
9183 | Permanently Closed | 2012-10-19 06:00 | 1987-01-01 06:00 | 2012-05-03 06:00 | Petroleum | Unleaded gasoline | Unleaded gasoline | Retail | Steel | Steel | Coated & cathodic protection (sti-P3) |  | Fiberglass reinforced plastic |  | 1901-01-01 06:00 |  | Catchment Basin, Single walled catchment basin | Automatic shutoff device At 95% full | Automatic shutoff device At 95% full |  |  | Statistical Inventory Reconciliation (SIR) |  |  |  | Interstitial Monitoring within Secondary Containment |  | Statistical inventory reconciliation (SIR) | Statistical inventory reconciliation (SIR) |  | UST Currently In Use: 0; UST Temp Close: 0; AST Currently In Use: 0; AST Temp Closed: 0 | 0 | 0 | 10 | 11379-033-005313 | SIBLEY OIL COMPANY
9184 | Permanently Closed | 2012-10-19 06:00 | 1987-01-01 06:00 | 2012-05-03 06:00 | Petroleum | Mid-grade gasoline | Mid-grade gasoline | Retail | Steel | Steel | Coated & cathodic protection (sti-P3) |  | Fiberglass reinforced plastic |  | 1901-01-01 06:00 |  | Catchment Basin, Single walled catchment basin | Automatic shutoff device At 95% full | Automatic shutoff device At 95% full |  |  | Statistical Inventory Reconciliation (SIR) |  |  |  | Interstitial Monitoring within Secondary Containment |  | Statistical inventory reconciliation (SIR) | Statistical inventory reconciliation (SIR) |  | UST Currently In Use: 0; UST Temp Close: 0; AST Currently In Use: 0; AST Temp Closed: 0 | 0 | 0 | 10 | 11379-033-005313 | SIBLEY OIL COMPANY
9185 | Permanently Closed | 2012-10-19 06:00 | 1987-01-01 06:00 | 2012-05-03 06:00 | Petroleum | Premium gasoline | Premium gasoline | Retail | Steel | Steel | Coated & cathodic protection (sti-P3) |  | Fiberglass reinforced plastic |  | 1901-01-01 06:00 |  | Catchment Basin, Single walled catchment basin | Automatic shutoff device At 95% full | Automatic shutoff device At 95% full |  |  | Statistical Inventory Reconciliation (SIR) |  |  |  | Interstitial Monitoring within Secondary Containment |  | Statistical inventory reconciliation (SIR) | Statistical inventory reconciliation (SIR) |  | UST Currently In Use: 0; UST Temp Close: 0; AST Currently In Use: 0; AST Temp Closed: 0 | 0 | 0 | 10 | 11379-033-005313 | SIBLEY OIL COMPANY
9186 | Permanently Closed | 2012-10-19 06:00 | 1987-01-01 06:00 | 2012-06-26 06:00 | Petroleum | Kerosene | Kerosene | Retail | Steel | Steel | Coated & cathodic protection (sti-P3) |  | Fiberglass reinforced plastic |  | 1901-01-01 06:00 |  | Catchment Basin, Single walled catchment basin | Flow Rest 90% Full | Flow Rest 90% Full |  |  | Statistical Inventory Reconciliation (SIR) | [8 empty] | UST Currently In Use: 0; UST Temp Close: 0; AST Currently In Use: 0; AST Temp Closed: 0 | 0 | 0 | 10 | 11379-033-005313 | SIBLEY OIL COMPANY
9187 | Permanently Closed | 2012-10-19 06:00 | 1987-01-01 06:00 | 2012-06-26 06:00 | Petroleum | On road diesel | On road diesel | Retail | Steel | Steel | Coated & cathodic protection (sti-P3) |  | Fiberglass reinforced plastic |  | 1901-01-01 06:00 |  | Catchment Basin, Single walled catchment basin | Flow Rest 90% Full | Flow Rest 90% Full |  |  | Statistical Inventory Reconciliation (SIR) | [8 empty] | UST Currently In Use: 0; UST Temp Close: 0; AST Currently In Use: 0; AST Temp Closed: 0 | 0 | 0 | 10 | 11379-033-005313 | SIBLEY OIL COMPANY
9188 | Currently in Use |  | 1982-01-01 06:00 |  | Petroleum | Ethanol free gasoline | Ethanol free gasoline | Retail | Single Wall, Steel | Steel | Coated & cathodic protection (sti-P3), Field installed cathodic protection |  | Single Wall, Steel |  |  | Field installed cathodic protection | Catchment Basin, Single walled catchment basin | Automatic shutoff device At 95% full | Automatic shutoff device At 95% full |  |  | Continuous Automatic Tank Gauge | Direct Bury submersible pump | [7 empty] | UST Currently In Use: 3; UST Temp Close: 0; AST Currently In Use: 0; AST Temp Closed: 0 | 3 | 0 | 2 | 11379-033-012359 | SIBLEY OIL COMPANY
9189 | Currently in Use |  | 1982-01-01 06:00 |  | Petroleum | Unleaded gasoline | Unleaded gasoline | Retail | Single Wall, Steel | Steel | Coated & cathodic protection (sti-P3), Field installed cathodic protection |  | Single Wall, Steel |  |  | Field installed cathodic protection | Catchment Basin, Single walled catchment basin | Automatic shutoff device At 95% full | Automatic shutoff device At 95% full |  |  | Continuous Automatic Tank Gauge | Direct Bury submersible pump | [7 empty] | UST Currently In Use: 3; UST Temp Close: 0; AST Currently In Use: 0; AST Temp Closed: 0 | 3 | 0 | 2 | 11379-033-012359 | SIBLEY OIL COMPANY
9190 | Currently in Use |  | 1982-01-01 06:00 |  | Petroleum | Mid-grade gasoline | Mid-grade gasoline | Retail | Single Wall, Steel | Steel | Coated & cathodic protection (sti-P3), Field installed cathodic protection |  | Single Wall, Steel |  |  | Field installed cathodic protection | Catchment Basin, Single walled catchment basin | Automatic shutoff device At 95% full | Automatic shutoff device At 95% full |  |  | Continuous Automatic Tank Gauge | Direct Bury submersible pump | [7 empty] | UST Currently In Use: 3; UST Temp Close: 0; AST Currently In Use: 0; AST Temp Closed: 0 | 3 | 0 | 2 | 11379-033-012359 | SIBLEY OIL COMPANY
9191 | Permanently Closed | 1998-11-05 06:00 | 1982-01-01 06:00 | 1998-11-05 06:00 | Petroleum | On road diesel | On road diesel | Retail | Single Wall, Steel | Steel |  | Painted or None | Single Wall, Steel |  | 1901-01-01 06:00 | [15 empty] | UST Currently In Use: 3; UST Temp Close: 0; AST Currently In Use: 0; AST Temp Closed: 0 | 3 | 0 | 2 | 11379-033-012359 | SIBLEY OIL COMPANY
9192 | Permanently Closed | 1998-11-05 06:00 | 1982-01-01 06:00 | 1998-11-05 06:00 | Petroleum | Kerosene | Kerosene | Retail | Single Wall, Steel | Steel |  | Painted or None | Single Wall, Steel |  | 1901-01-01 06:00 | [15 empty] | UST Currently In Use: 3; UST Temp Close: 0; AST Currently In Use: 0; AST Temp Closed: 0 | 3 | 0 | 2 | 11379-033-012359 | SIBLEY OIL COMPANY
9193 | Permanently Closed | 2012-05-11 06:00 | 1985-07-01 06:00 | 2012-08-17 06:00 | Petroleum | Unleaded gasoline | Unleaded gasoline | Retail | Steel | Steel | Field installed cathodic protection |  | Steel |  | 1901-01-01 06:00 | Field installed cathodic protection | Catchment Basin, Single walled catchment basin | Automatic shutoff device At 95% full | Automatic shutoff device At 95% full | [8 empty] | Annual line testing | Annual line testing |  | UST Currently In Use: 0; UST Temp Close: 0; AST Currently In Use: 0; AST Temp Closed: 0 | 0 | 0 | 5 | 11379-033-012360 | SIBLEY OIL COMPANY
9194 | Permanently Closed | 2012-05-11 06:00 | 1985-07-01 06:00 | 2012-08-17 06:00 | Petroleum | Mid-grade gasoline | Mid-grade gasoline | Retail | Steel | Steel | Field installed cathodic protection |  | Steel |  | 1901-01-01 06:00 | Field installed cathodic protection | Catchment Basin, Single walled catchment basin | Automatic shutoff device At 95% full | Automatic shutoff device At 95% full | [8 empty] | Annual line testing | Annual line testing |  | UST Currently In Use: 0; UST Temp Close: 0; AST Currently In Use: 0; AST Temp Closed: 0 | 0 | 0 | 5 | 11379-033-012360 | SIBLEY OIL COMPANY
9195 | Permanently Closed | 2012-05-11 06:00 | 1985-07-01 06:00 | 2012-08-17 06:00 | Petroleum | Premium gasoline | Premium gasoline | Retail | Steel | Steel | Field installed cathodic protection |  | Steel |  | 1901-01-01 06:00 | Field installed cathodic protection | Catchment Basin, Single walled catchment basin | Automatic shutoff device At 95% full | Automatic shutoff device At 95% full | [8 empty] | Annual line testing | Annual line testing |  | UST Currently In Use: 0; UST Temp Close: 0; AST Currently In Use: 0; AST Temp Closed: 0 | 0 | 0 | 5 | 11379-033-012360 | SIBLEY OIL COMPANY
9196 | Permanently Closed | 2012-12-06 06:00 | 1985-07-01 06:00 | 2012-08-17 06:00 | Petroleum | On road diesel | On road diesel | Retail | Steel | Steel | Field installed cathodic protection |  | Steel |  | 1901-01-01 06:00 | Field installed cathodic protection | Catchment Basin, Single walled catchment basin | [13 empty] | UST Currently In Use: 0; UST Temp Close: 0; AST Currently In Use: 0; AST Temp Closed: 0 | 0 | 0 | 5 | 11379-033-012360 | SIBLEY OIL COMPANY
9197 | Permanently Closed | 2012-12-06 06:00 | 1985-07-01 06:00 | 2012-08-17 06:00 | Petroleum | Kerosene | Kerosene | Retail | Steel | Steel | Field installed cathodic protection |  | Steel |  | 1901-01-01 06:00 | Field installed cathodic protection | Catchment Basin, Single walled catchment basin | [13 empty] | UST Currently In Use: 0; UST Temp Close: 0; AST Currently In Use: 0; AST Temp Closed: 0 | 0 | 0 | 5 | 11379-033-012360 | SIBLEY OIL COMPANY
9198 | Permanently Closed | 2011-01-01 06:00 | 1976-01-01 06:00 | 2011-01-01 06:00 | Petroleum | Unleaded gasoline | Unleaded gasoline |  | Steel | Steel |  | Painted or None | Steel |  | 1901-01-01 06:00 | [15 empty] | UST Currently In Use: 0; UST Temp Close: 0; AST Currently In Use: 0; AST Temp Closed: 0 | 0 | 0 | 3 | 11379-033-012362 | SIBLEY OIL COMPANY
9199 | Permanently Closed | 2011-01-01 06:00 | 1976-01-01 06:00 | 2011-01-01 06:00 | Petroleum | Unleaded gasoline | Unleaded gasoline |  | Steel | Steel |  | Painted or None | Steel |  | 1901-01-01 06:00 | [15 empty] | UST Currently In Use: 0; UST Temp Close: 0; AST Currently In Use: 0; AST Temp Closed: 0 | 0 | 0 | 3 | 11379-033-012362 | SIBLEY OIL COMPANY
9200 | Permanently Closed | 2011-01-01 06:00 | 1976-01-01 06:00 | 2011-01-01 06:00 | Petroleum | Unleaded gasoline | Unleaded gasoline |  | Steel | Steel |  | Painted or None | Steel |  | 1901-01-01 06:00 | [15 empty] | UST Currently In Use: 0; UST Temp Close: 0; AST Currently In Use: 0; AST Temp Closed: 0 | 0 | 0 | 3 | 11379-033-012362 | SIBLEY OIL COMPANY
9201 | Permanently Closed | 1901-01-01 06:00 | 1978-01-01 06:00 | 1988-12-21 06:00 | Petroleum | Unleaded gasoline | Unleaded gasoline |  | Steel | Steel |  | Painted or None | Steel |  | 1901-01-01 06:00 | [15 empty] | UST Currently In Use: 0; UST Temp Close: 0; AST Currently In Use: 0; AST Temp Closed: 0 | 0 | 0 | 4 | 11379-033-012363 | SIBLEY OIL COMPANY
9202 | Permanently Closed | 1901-01-01 06:00 | 1978-01-01 06:00 | 1988-12-21 06:00 | Petroleum | Unleaded gasoline | Unleaded gasoline |  | Steel | Steel |  | Painted or None | Steel |  | 1901-01-01 06:00 | [15 empty] | UST Currently In Use: 0; UST Temp Close: 0; AST Currently In Use: 0; AST Temp Closed: 0 | 0 | 0 | 4 | 11379-033-012363 | SIBLEY OIL COMPANY
9203 | Permanently Closed | 1901-01-01 06:00 | 1978-01-01 06:00 | 1988-12-21 06:00 | Petroleum | Unleaded gasoline | Unleaded gasoline |  | Steel | Steel |  | Painted or None | Steel |  | 1901-01-01 06:00 | [15 empty] | UST Currently In Use: 0; UST Temp Close: 0; AST Currently In Use: 0; AST Temp Closed: 0 | 0 | 0 | 4 | 11379-033-012363 | SIBLEY OIL COMPANY
9204 | Permanently Closed | 1901-01-01 06:00 | 1978-01-01 06:00 | 1988-12-21 06:00 | Petroleum | On road diesel | On road diesel |  | Steel | Steel |  | Painted or None | Steel |  | 1901-01-01 06:00 | [15 empty] | UST Currently In Use: 0; UST Temp Close: 0; AST Currently In Use: 0; AST Temp Closed: 0 | 0 | 0 | 4 | 11379-033-012363 | SIBLEY OIL COMPANY
9205 | Permanently Closed | 1994-09-01 06:00 | 1979-01-01 06:00 | 1994-09-21 06:00 | Petroleum | Unleaded gasoline | Unleaded gasoline |  | Steel | Steel |  | Painted or None | Steel |  | 1901-01-01 06:00 | [12 empty] | Annual line testing | Annual line testing |  | UST Currently In Use: 0; UST Temp Close: 0; AST Currently In Use: 0; AST Temp Closed: 0 | 0 | 0 | 5 | 11379-033-012364 | SIBLEY OIL COMPANY
9206 | Permanently Closed | 1994-09-01 06:00 | 1979-01-01 06:00 | 1994-09-21 06:00 | Petroleum | Unleaded gasoline | Unleaded gasoline |  | Steel | Steel |  | Painted or None | Steel |  | 1901-01-01 06:00 | [12 empty] | Annual line testing | Annual line testing |  | UST Currently In Use: 0; UST Temp Close: 0; AST Currently In Use: 0; AST Temp Closed: 0 | 0 | 0 | 5 | 11379-033-012364 | SIBLEY OIL COMPANY
9207 | Permanently Closed | 1994-09-01 06:00 | 1979-01-01 06:00 | 1994-09-21 06:00 | Petroleum | Unleaded gasoline | Unleaded gasoline |  | Steel | Steel |  | Painted or None | Steel |  | 1901-01-01 06:00 | [12 empty] | Annual line testing | Annual line testing |  | UST Currently In Use: 0; UST Temp Close: 0; AST Currently In Use: 0; AST Temp Closed: 0 | 0 | 0 | 5 | 11379-033-012364 | SIBLEY OIL COMPANY
9208 | Permanently Closed | 1994-09-01 06:00 | 1979-01-01 06:00 | 1994-09-21 06:00 | Petroleum | On road diesel | On road diesel |  | Steel | Steel |  | Painted or None | Steel |  | 1901-01-01 06:00 | [12 empty] | Annual line testing | Annual line testing |  | UST Currently In Use: 0; UST Temp Close: 0; AST Currently In Use: 0; AST Temp Closed: 0 | 0 | 0 | 5 | 11379-033-012364 | SIBLEY OIL COMPANY
9209 | Permanently Closed | 1994-09-01 06:00 | 1979-01-01 06:00 | 1994-09-21 06:00 | Petroleum | Kerosene | Kerosene |  | Steel | Steel |  | Painted or None | Steel |  | 1901-01-01 06:00 | [15 empty] | UST Currently In Use: 0; UST Temp Close: 0; AST Currently In Use: 0; AST Temp Closed: 0 | 0 | 0 | 5 | 11379-033-012364 | SIBLEY OIL COMPANY
9210 | Permanently Closed | 1901-01-01 06:00 | 1971-01-01 06:00 | 1988-12-21 06:00 | Petroleum | Unleaded gasoline | Unleaded gasoline |  | Steel | Steel |  | Painted or None | Steel |  | 1901-01-01 06:00 | [15 empty] | UST Currently In Use: 0; UST Temp Close: 0; AST Currently In Use: 0; AST Temp Closed: 0 | 0 | 0 | 3 | 11379-033-012368 | SIBLEY OIL COMPANY
9211 | Permanently Closed | 1901-01-01 06:00 | 1971-01-01 06:00 | 1988-12-21 06:00 | Petroleum | Unleaded gasoline | Unleaded gasoline |  | Steel | Steel |  | Painted or None | Steel |  | 1901-01-01 06:00 | [15 empty] | UST Currently In Use: 0; UST Temp Close: 0; AST Currently In Use: 0; AST Temp Closed: 0 | 0 | 0 | 3 | 11379-033-012368 | SIBLEY OIL COMPANY
9212 | Permanently Closed | 1901-01-01 06:00 | 1971-01-01 06:00 | 1988-12-21 06:00 | Petroleum | Unleaded gasoline | Unleaded gasoline |  | Steel | Steel |  | Painted or None | Steel |  | 1901-01-01 06:00 | [15 empty] | UST Currently In Use: 0; UST Temp Close: 0; AST Currently In Use: 0; AST Temp Closed: 0 | 0 | 0 | 3 | 11379-033-012368 | SIBLEY OIL COMPANY
9213 | Permanently Closed | 1901-01-01 06:00 | 1974-01-01 06:00 | 2011-11-11 06:00 | Petroleum | Unleaded gasoline | Unleaded gasoline |  | Steel | Steel |  | Painted or None | Steel |  | 1901-01-01 06:00 | [15 empty] | UST Currently In Use: 0; UST Temp Close: 0; AST Currently In Use: 0; AST Temp Closed: 0 | 0 | 0 | 2 | 11379-033-012380 | SIBLEY OIL COMPANY
9214 | Permanently Closed | 1901-01-01 06:00 | 1958-01-01 06:00 | 2011-11-11 06:00 | Petroleum | Unleaded gasoline | Unleaded gasoline |  | Steel | Steel |  | Painted or None | Steel |  | 1901-01-01 06:00 | [15 empty] | UST Currently In Use: 0; UST Temp Close: 0; AST Currently In Use: 0; AST Temp Closed: 0 | 0 | 0 | 2 | 11379-033-012380 | SIBLEY OIL COMPANY
9215 | Permanently Closed | 1901-01-01 06:00 | 1976-01-01 06:00 | 1988-12-13 06:00 | Petroleum | Unleaded gasoline | Unleaded gasoline |  | Steel | Steel |  | Painted or None | Steel |  | 1901-01-01 06:00 | [15 empty] | UST Currently In Use: 1; UST Temp Close: 0; AST Currently In Use: 0; AST Temp Closed: 0 | 1 | 0 | 6 | 11379-033-012382 | SIBLEY OIL COMPANY
9216 | Permanently Closed | 1901-01-01 06:00 | 1968-01-01 06:00 | 1988-12-13 06:00 | Petroleum | Unleaded gasoline | Unleaded gasoline |  | Steel | Steel |  | Painted or None | Steel |  | 1901-01-01 06:00 | [15 empty] | UST Currently In Use: 1; UST Temp Close: 0; AST Currently In Use: 0; AST Temp Closed: 0 | 1 | 0 | 6 | 11379-033-012382 | SIBLEY OIL COMPANY
9217 | Permanently Closed | 1901-01-01 06:00 | 1968-01-01 06:00 | 1988-12-13 06:00 | Petroleum | Unleaded gasoline | Unleaded gasoline |  | Steel | Steel |  | Painted or None | Steel |  | 1901-01-01 06:00 | [15 empty] | UST Currently In Use: 1; UST Temp Close: 0; AST Currently In Use: 0; AST Temp Closed: 0 | 1 | 0 | 6 | 11379-033-012382 | SIBLEY OIL COMPANY
9218 | Permanently Closed | 2001-10-28 06:00 | 1988-01-01 06:00 | 2001-10-31 06:00 | Petroleum | Unleaded gasoline | Unleaded gasoline | Retail | Fiberglass coated steel | Fiberglass coated steel |  |  | Fiberglass reinforced plastic |  | 1901-01-01 06:00 |  | Catchment Basin, Single walled catchment basin | Flow Rest 90% Full | Flow Rest 90% Full | [11 empty] | UST Currently In Use: 1; UST Temp Close: 0; AST Currently In Use: 0; AST Temp Closed: 0 | 1 | 0 | 6 | 11379-033-012382 | SIBLEY OIL COMPANY
9219 | Permanently Closed | 2001-10-28 06:00 | 1988-01-01 06:00 | 2001-10-31 06:00 | Petroleum | Unleaded gasoline | Unleaded gasoline | Retail | Fiberglass coated steel | Fiberglass coated steel |  |  | Fiberglass reinforced plastic |  | 1901-01-01 06:00 |  | Catchment Basin, Single walled catchment basin | Flow Rest 90% Full | Flow Rest 90% Full | [11 empty] | UST Currently In Use: 1; UST Temp Close: 0; AST Currently In Use: 0; AST Temp Closed: 0 | 1 | 0 | 6 | 11379-033-012382 | SIBLEY OIL COMPANY
9220 | Permanently Closed | 2001-10-28 06:00 | 1988-01-01 06:00 | 2001-10-31 06:00 | Petroleum | Unleaded gasoline | Unleaded gasoline | Retail | Fiberglass coated steel | Fiberglass coated steel |  |  | Fiberglass reinforced plastic |  | 1901-01-01 06:00 |  | Catchment Basin, Single walled catchment basin | Flow Rest 90% Full | Flow Rest 90% Full | [11 empty] | UST Currently In Use: 1; UST Temp Close: 0; AST Currently In Use: 0; AST Temp Closed: 0 | 1 | 0 | 6 | 11379-033-012382 | SIBLEY OIL COMPANY
9221 | Permanently Closed | 1901-01-01 06:00 | 1968-01-01 06:00 | 2011-11-11 06:00 | Petroleum | Unleaded gasoline | Unleaded gasoline |  | Steel | Steel |  | Painted or None | Steel |  | 1901-01-01 06:00 | [15 empty] | UST Currently In Use: 0; UST Temp Close: 0; AST Currently In Use: 0; AST Temp Closed: 0 | 0 | 0 | 3 | 11379-033-012387 | SIBLEY OIL COMPANY
9222 | Permanently Closed | 1901-01-01 06:00 | 1968-01-01 06:00 | 2011-11-11 06:00 | Petroleum | Unleaded gasoline | Unleaded gasoline |  | Steel | Steel |  | Painted or None | Steel |  | 1901-01-01 06:00 | [15 empty] | UST Currently In Use: 0; UST Temp Close: 0; AST Currently In Use: 0; AST Temp Closed: 0 | 0 | 0 | 3 | 11379-033-012387 | SIBLEY OIL COMPANY
9223 | Permanently Closed | 1901-01-01 06:00 | 1968-01-01 06:00 | 2011-11-11 06:00 | Petroleum | Unleaded gasoline | Unleaded gasoline |  | Steel | Steel |  | Painted or None | Steel |  | 1901-01-01 06:00 | [15 empty] | UST Currently In Use: 0; UST Temp Close: 0; AST Currently In Use: 0; AST Temp Closed: 0 | 0 | 0 | 3 | 11379-033-012387 | SIBLEY OIL COMPANY
9224 | Currently in Use |  | 1987-01-01 06:00 |  | Petroleum | Unleaded gasoline | Unleaded gasoline | Retail | Single Wall, Steel | Steel | Coated & cathodic protection (sti-P3) |  | Double Wall, Fiberglass reinforced plastic |  |  | Other, FLXS ISOLA | Catchment Basin, Single walled catchment basin | Automatic shutoff device At 95% full | Automatic shutoff device At 95% full |  |  | Continuous Automatic Tank Gauge | Single walled submersible pump containment sump | Automatic flow restrictor (MLLD), Containment Sump | Containment Sump |  |  | Annual line testing | Annual line testing |  | UST Currently In Use: 3; UST Temp Close: 0; AST Currently In Use: 0; AST Temp Closed: 0 | 3 | 0 | 1 | 11379-033-012389 | SIBLEY OIL COMPANY
9225 | Currently in Use |  | 1987-01-01 06:00 |  | Petroleum | Unleaded gasoline | Unleaded gasoline | Retail | Single Wall, Steel | Steel | Coated & cathodic protection (sti-P3) |  | Double Wall, Fiberglass reinforced plastic |  |  | Other, FLXS ISOLA | Catchment Basin, Single walled catchment basin | Automatic shutoff device At 95% full | Automatic shutoff device At 95% full |  |  | Continuous Automatic Tank Gauge | Single walled submersible pump containment sump | Automatic flow restrictor (MLLD), Containment Sump | Containment Sump |  |  | Annual line testing | Annual line testing |  | UST Currently In Use: 3; UST Temp Close: 0; AST Currently In Use: 0; AST Temp Closed: 0 | 3 | 0 | 1 | 11379-033-012389 | SIBLEY OIL COMPANY
9226 | Currently in Use |  | 1987-01-01 06:00 |  | Petroleum | Premium gasoline | Premium gasoline | Retail | Single Wall, Steel | Steel | Coated & cathodic protection (sti-P3) |  | Double Wall, Fiberglass reinforced plastic |  |  | Other, FLXS ISOLA | Catchment Basin, Single walled catchment basin | Automatic shutoff device At 95% full | Automatic shutoff device At 95% full |  |  | Continuous Automatic Tank Gauge | Single walled submersible pump containment sump | Automatic flow restrictor (MLLD), Containment Sump | Containment Sump |  |  | Annual line testing | Annual line testing |  | UST Currently In Use: 3; UST Temp Close: 0; AST Currently In Use: 0; AST Temp Closed: 0 | 3 | 0 | 1 | 11379-033-012389 | SIBLEY OIL COMPANY
9227 | Permanently Closed | 1987-01-01 06:00 | 1968-01-01 06:00 | 1998-11-05 06:00 | Petroleum | On road diesel | On road diesel | Retail | Single Wall, Steel | Steel |  | Painted or None | Single Wall, Steel |  | 1901-01-01 06:00 |  | Catchment Basin, Single walled catchment basin | Automatic shutoff device At 95% full | Automatic shutoff device At 95% full |  |  | Continuous Automatic Tank Gauge | [8 empty] | UST Currently In Use: 3; UST Temp Close: 0; AST Currently In Use: 0; AST Temp Closed: 0 | 3 | 0 | 1 | 11379-033-012389 | SIBLEY OIL COMPANY
9228 | Permanently Closed | 2005-03-23 06:00 | 1968-06-01 06:00 | 2005-03-23 06:00 | Petroleum | Unleaded gasoline | Unleaded gasoline | Retail | Steel | Steel | Interior lined (not allowed as a standalone method of corrosion protection) |  | Fiberglass reinforced plastic |  | 1901-01-01 06:00 |  | Catchment Basin, Single walled catchment basin | Automatic shutoff device At 95% full | Automatic shutoff device At 95% full | [11 empty] | UST Currently In Use: 1; UST Temp Close: 0; AST Currently In Use: 0; AST Temp Closed: 0 | 1 | 0 | 4 | 11379-033-012390 | SIBLEY OIL COMPANY
9229 | Permanently Closed | 2005-03-23 06:00 | 1968-06-01 06:00 | 2005-03-23 06:00 | Petroleum | Mid-grade gasoline | Mid-grade gasoline | Retail | Steel | Steel | Interior lined (not allowed as a standalone method of corrosion protection) |  | Fiberglass reinforced plastic |  | 1901-01-01 06:00 |  | Catchment Basin, Single walled catchment basin | Automatic shutoff device At 95% full | Automatic shutoff device At 95% full | [11 empty] | UST Currently In Use: 1; UST Temp Close: 0; AST Currently In Use: 0; AST Temp Closed: 0 | 1 | 0 | 4 | 11379-033-012390 | SIBLEY OIL COMPANY
9230 | Permanently Closed | 2005-03-23 06:00 | 1968-06-01 06:00 | 2005-03-23 06:00 | Petroleum | Premium gasoline | Premium gasoline | Retail | Steel | Steel | Interior lined (not allowed as a standalone method of corrosion protection) |  | Fiberglass reinforced plastic |  | 1901-01-01 06:00 |  | Catchment Basin, Single walled catchment basin | Automatic shutoff device At 95% full | Automatic shutoff device At 95% full | [11 empty] | UST Currently In Use: 1; UST Temp Close: 0; AST Currently In Use: 0; AST Temp Closed: 0 | 1 | 0 | 4 | 11379-033-012390 | SIBLEY OIL COMPANY
9231 | Permanently Closed | 2005-03-23 06:00 | 1968-06-01 06:00 | 2005-03-23 06:00 | Petroleum | On road diesel | On road diesel | Retail | Steel | Steel | Interior lined (not allowed as a standalone method of corrosion protection) |  | Fiberglass reinforced plastic |  | 1901-01-01 06:00 |  | Catchment Basin, Single walled catchment basin | Automatic shutoff device At 95% full | Automatic shutoff device At 95% full | [11 empty] | UST Currently In Use: 1; UST Temp Close: 0; AST Currently In Use: 0; AST Temp Closed: 0 | 1 | 0 | 4 | 11379-033-012390 | SIBLEY OIL COMPANY
9232 | Permanently Closed | 1901-01-01 06:00 | 1971-01-01 06:00 | 2011-11-11 06:00 | Petroleum | Unleaded gasoline | Unleaded gasoline |  | Steel | Steel |  | Painted or None | Steel |  | 1901-01-01 06:00 | [15 empty] | UST Currently In Use: 0; UST Temp Close: 0; AST Currently In Use: 0; AST Temp Closed: 0 | 0 | 0 | 3 | 11379-033-012396 | SIBLEY OIL COMPANY
9233 | Permanently Closed | 1901-01-01 06:00 | 1971-01-01 06:00 | 2011-11-11 06:00 | Petroleum | Unleaded gasoline | Unleaded gasoline |  | Steel | Steel |  | Painted or None | Steel |  | 1901-01-01 06:00 | [15 empty] | UST Currently In Use: 0; UST Temp Close: 0; AST Currently In Use: 0; AST Temp Closed: 0 | 0 | 0 | 3 | 11379-033-012396 | SIBLEY OIL COMPANY
9234 | Permanently Closed | 1901-01-01 06:00 | 1971-01-01 06:00 | 2011-11-11 06:00 | Petroleum | Unleaded gasoline | Unleaded gasoline |  | Steel | Steel |  | Painted or None | Steel |  | 1901-01-01 06:00 | [15 empty] | UST Currently In Use: 0; UST Temp Close: 0; AST Currently In Use: 0; AST Temp Closed: 0 | 0 | 0 | 3 | 11379-033-012396 | SIBLEY OIL COMPANY
9235 | Permanently Closed | 1901-01-01 06:00 | 1967-01-01 06:00 | 2011-11-11 06:00 | Petroleum | Unleaded gasoline | Unleaded gasoline |  | Steel | Steel |  | Painted or None | Steel |  | 1901-01-01 06:00 | [15 empty] | UST Currently In Use: 0; UST Temp Close: 0; AST Currently In Use: 0; AST Temp Closed: 0 | 0 | 0 | 6 | 11379-059-012354 | SIBLEY OIL COMPANY
9236 | Permanently Closed | 1901-01-01 06:00 | 1967-01-01 06:00 | 2011-11-11 06:00 | Petroleum | Unleaded gasoline | Unleaded gasoline |  | Steel | Steel |  | Painted or None | Steel |  | 1901-01-01 06:00 | [15 empty] | UST Currently In Use: 0; UST Temp Close: 0; AST Currently In Use: 0; AST Temp Closed: 0 | 0 | 0 | 6 | 11379-059-012354 | SIBLEY OIL COMPANY
9237 | Permanently Closed | 1901-01-01 06:00 | 1967-01-01 06:00 | 2011-11-11 06:00 | Petroleum | Unleaded gasoline | Unleaded gasoline |  | Steel | Steel |  | Painted or None | Steel |  | 1901-01-01 06:00 | [15 empty] | UST Currently In Use: 0; UST Temp Close: 0; AST Currently In Use: 0; AST Temp Closed: 0 | 0 | 0 | 6 | 11379-059-012354 | SIBLEY OIL COMPANY
9238 | Permanently Closed | 2012-01-22 06:00 | 1986-01-01 06:00 | 2012-09-26 06:00 | Petroleum | Unleaded gasoline | Unleaded gasoline | Retail | Steel | Steel | Coated & cathodic protection (sti-P3) |  | Fiberglass reinforced plastic |  | 1901-01-01 06:00 |  | Catchment Basin, Single walled catchment basin | Flow Rest 90% Full | Flow Rest 90% Full |  |  | Statistical Inventory Reconciliation (SIR) | [8 empty] | UST Currently In Use: 0; UST Temp Close: 0; AST Currently In Use: 0; AST Temp Closed: 0 | 0 | 0 | 6 | 11379-059-012354 | SIBLEY OIL COMPANY
9239 | Permanently Closed | 2012-01-22 06:00 | 1986-01-01 06:00 | 2012-09-26 06:00 | Petroleum | Mid-grade gasoline | Mid-grade gasoline | Retail | Steel | Steel | Coated & cathodic protection (sti-P3) |  | Fiberglass reinforced plastic |  | 1901-01-01 06:00 |  | Catchment Basin, Single walled catchment basin | Flow Rest 90% Full | Flow Rest 90% Full |  |  | Statistical Inventory Reconciliation (SIR) | [8 empty] | UST Currently In Use: 0; UST Temp Close: 0; AST Currently In Use: 0; AST Temp Closed: 0 | 0 | 0 | 6 | 11379-059-012354 | SIBLEY OIL COMPANY
9240 | Permanently Closed | 2012-01-22 06:00 | 1986-01-01 06:00 | 2012-09-26 06:00 | Petroleum | Premium gasoline | Premium gasoline | Retail | Steel | Steel | Coated & cathodic protection (sti-P3) |  | Fiberglass reinforced plastic |  | 1901-01-01 06:00 |  | Catchment Basin, Single walled catchment basin | Flow Rest 90% Full | Flow Rest 90% Full |  |  | Statistical Inventory Reconciliation (SIR) | [8 empty] | UST Currently In Use: 0; UST Temp Close: 0; AST Currently In Use: 0; AST Temp Closed: 0 | 0 | 0 | 6 | 11379-059-012354 | SIBLEY OIL COMPANY
9241 | Permanently Closed | 1901-01-01 06:00 | 1917-01-01 06:00 | 1988-11-30 06:00 | Petroleum | Unleaded gasoline | Unleaded gasoline |  | Steel | Steel |  | Painted or None | Steel |  | 1901-01-01 06:00 | [15 empty] | UST Currently In Use: 0; UST Temp Close: 0; AST Currently In Use: 0; AST Temp Closed: 0 | 0 | 0 | 2 | 11379-059-012355 | SIBLEY OIL COMPANY
9242 | Permanently Closed | 1901-01-01 06:00 | 1917-01-01 06:00 | 1988-11-30 06:00 | Petroleum | Unleaded gasoline | Unleaded gasoline |  | Steel | Steel |  | Painted or None | Steel |  | 1901-01-01 06:00 | [15 empty] | UST Currently In Use: 0; UST Temp Close: 0; AST Currently In Use: 0; AST Temp Closed: 0 | 0 | 0 | 2 | 11379-059-012355 | SIBLEY OIL COMPANY
9243 | Permanently Closed | 1901-01-01 06:00 | 1968-01-01 06:00 | 2011-11-11 06:00 | Petroleum | Unleaded gasoline | Unleaded gasoline |  | Steel | Steel |  | Painted or None | Steel |  | 1901-01-01 06:00 | [15 empty] | UST Currently In Use: 0; UST Temp Close: 0; AST Currently In Use: 0; AST Temp Closed: 0 | 0 | 0 | 3 | 11379-059-012356 | SIBLEY OIL COMPANY
9244 | Permanently Closed | 1901-01-01 06:00 | 1968-01-01 06:00 | 2011-11-11 06:00 | Petroleum | Unleaded gasoline | Unleaded gasoline |  | Steel | Steel |  | Painted or None | Steel |  | 1901-01-01 06:00 | [15 empty] | UST Currently In Use: 0; UST Temp Close: 0; AST Currently In Use: 0; AST Temp Closed: 0 | 0 | 0 | 3 | 11379-059-012356 | SIBLEY OIL COMPANY
9245 | Permanently Closed | 1901-01-01 06:00 | 1968-01-01 06:00 | 2011-11-11 06:00 | Petroleum | Unleaded gasoline | Unleaded gasoline |  | Steel | Steel |  | Painted or None | Steel |  | 1901-01-01 06:00 | [15 empty] | UST Currently In Use: 0; UST Temp Close: 0; AST Currently In Use: 0; AST Temp Closed: 0 | 0 | 0 | 3 | 11379-059-012356 | SIBLEY OIL COMPANY
9246 | Permanently Closed | 1997-11-01 06:00 | 1980-01-01 06:00 | 1997-11-04 06:00 | Petroleum | Unleaded gasoline | Unleaded gasoline | Retail | Steel | Steel |  | Painted or None | Steel |  | 1901-01-01 06:00 |  | Catchment Basin, Single walled catchment basin | [13 empty] | UST Currently In Use: 2; UST Temp Close: 0; AST Currently In Use: 1; AST Temp Closed: 0 | 2 | 0 | 7 | 11379-059-012357 | SIBLEY OIL COMPANY
9247 | Permanently Closed | 1997-11-01 06:00 | 1982-01-01 06:00 | 1997-11-04 06:00 | Petroleum | Unleaded gasoline | Unleaded gasoline | Retail | Steel | Steel |  | Painted or None | Steel |  | 1901-01-01 06:00 |  | Catchment Basin, Single walled catchment basin | [13 empty] | UST Currently In Use: 2; UST Temp Close: 0; AST Currently In Use: 1; AST Temp Closed: 0 | 2 | 0 | 7 | 11379-059-012357 | SIBLEY OIL COMPANY
9248 | Permanently Closed | 1901-01-01 06:00 | 1964-01-01 06:00 | 1988-12-21 06:00 | Petroleum | Unleaded gasoline | Unleaded gasoline |  | Steel | Steel |  | Painted or None | Steel |  | 1901-01-01 06:00 | [15 empty] | UST Currently In Use: 2; UST Temp Close: 0; AST Currently In Use: 1; AST Temp Closed: 0 | 2 | 0 | 7 | 11379-059-012357 | SIBLEY OIL COMPANY
9249 | Permanently Closed | 1901-01-01 06:00 | 1964-01-01 06:00 | 1988-12-21 06:00 | Petroleum | Unleaded gasoline | Unleaded gasoline |  | Steel | Steel |  | Painted or None | Steel |  | 1901-01-01 06:00 | [15 empty] | UST Currently In Use: 2; UST Temp Close: 0; AST Currently In Use: 1; AST Temp Closed: 0 | 2 | 0 | 7 | 11379-059-012357 | SIBLEY OIL COMPANY
9250 | Permanently Closed | 1997-11-01 06:00 | 1980-01-01 06:00 | 1997-11-04 06:00 | Petroleum | On road diesel | On road diesel | Retail | Steel | Steel |  | Painted or None | Steel |  | 1901-01-01 06:00 |  | Catchment Basin, Single walled catchment basin | [13 empty] | UST Currently In Use: 2; UST Temp Close: 0; AST Currently In Use: 1; AST Temp Closed: 0 | 2 | 0 | 7 | 11379-059-012357 | SIBLEY OIL COMPANY
9251 | Permanently Closed | 2013-11-01 06:00 | 1986-01-01 06:00 |  | Petroleum | Mid-grade gasoline | Mid-grade gasoline | Retail | Single Wall, Steel | Steel | Coated & cathodic protection (sti-P3), Field installed cathodic protection |  | Single Wall, Steel |  | 1901-01-01 06:00 | Field installed cathodic protection | Catchment Basin, Single walled catchment basin | Automatic shutoff device At 95% full | Automatic shutoff device At 95% full |  |  | Statistical Inventory Reconciliation (SIR) | [8 empty] | UST Currently In Use: 2; UST Temp Close: 0; AST Currently In Use: 1; AST Temp Closed: 0 | 2 | 0 | 7 | 11379-059-012357 | SIBLEY OIL COMPANY
9252 | Permanently Closed | 2017-03-01 06:00 | 1986-01-01 06:00 |  | Petroleum | Premium gasoline | Premium gasoline | Retail | Single Wall, Steel | Steel | Coated & cathodic protection (sti-P3), Field installed cathodic protection |  | Single Wall, Steel |  | 1901-01-01 06:00 | Field installed cathodic protection | Catchment Basin, Single walled catchment basin | Automatic shutoff device At 95% full | Automatic shutoff device At 95% full |  |  | Statistical Inventory Reconciliation (SIR) | [8 empty] | UST Currently In Use: 2; UST Temp Close: 0; AST Currently In Use: 1; AST Temp Closed: 0 | 2 | 0 | 7 | 11379-059-012357 | SIBLEY OIL COMPANY
9253 | Permanently Closed | 1991-02-11 06:00 | 1974-01-01 06:00 | 1991-02-11 06:00 | Petroleum | Unleaded gasoline | Unleaded gasoline |  | Steel | Steel |  | Painted or None | Steel |  | 1901-01-01 06:00 | [15 empty] | UST Currently In Use: 0; UST Temp Close: 3; AST Currently In Use: 0; AST Temp Closed: 0 | 0 | 3 | 4 | 25926-059-012365 | LINDA F SEAY
9254 | Permanently Closed | 1991-02-11 06:00 | 1974-01-01 06:00 | 1991-02-11 06:00 | Petroleum | Unleaded gasoline | Unleaded gasoline |  | Steel | Steel |  | Painted or None | Steel |  | 1901-01-01 06:00 | [15 empty] | UST Currently In Use: 0; UST Temp Close: 3; AST Currently In Use: 0; AST Temp Closed: 0 | 0 | 3 | 4 | 25926-059-012365 | LINDA F SEAY
9255 | Permanently Closed | 1991-02-11 06:00 | 1974-01-01 06:00 | 1991-02-11 06:00 | Petroleum | Unleaded gasoline | Unleaded gasoline |  | Steel | Steel |  | Painted or None | Steel |  | 1901-01-01 06:00 | [15 empty] | UST Currently In Use: 0; UST Temp Close: 3; AST Currently In Use: 0; AST Temp Closed: 0 | 0 | 3 | 4 | 25926-059-012365 | LINDA F SEAY
9256 | Permanently Closed | 1991-02-11 06:00 | 1974-01-01 06:00 | 1991-02-11 06:00 | Petroleum | Unleaded gasoline | Unleaded gasoline |  | Steel | Steel |  | Painted or None | Steel |  | 1901-01-01 06:00 | [15 empty] | UST Currently In Use: 0; UST Temp Close: 3; AST Currently In Use: 0; AST Temp Closed: 0 | 0 | 3 | 4 | 25926-059-012365 | LINDA F SEAY
9257 | Permanently Closed | 1901-01-01 06:00 | 1973-01-01 06:00 | 1988-10-12 06:00 | Petroleum | Unleaded gasoline | Unleaded gasoline |  | Steel | Steel |  | Painted or None | Steel |  | 1901-01-01 06:00 | [12 empty] | Annual line testing | Annual line testing |  | UST Currently In Use: 0; UST Temp Close: 0; AST Currently In Use: 0; AST Temp Closed: 0 | 0 | 0 | 7 | 11379-059-012369 | SIBLEY OIL COMPANY
9258 | Permanently Closed | 1901-01-01 06:00 | 1973-01-01 06:00 | 1988-10-12 06:00 | Petroleum | Unleaded gasoline | Unleaded gasoline |  | Steel | Steel |  | Painted or None | Steel |  | 1901-01-01 06:00 | [12 empty] | Annual line testing | Annual line testing |  | UST Currently In Use: 0; UST Temp Close: 0; AST Currently In Use: 0; AST Temp Closed: 0 | 0 | 0 | 7 | 11379-059-012369 | SIBLEY OIL COMPANY
9259 | Permanently Closed | 1901-01-01 06:00 | 1973-01-01 06:00 | 1988-12-10 06:00 | Petroleum | Unleaded gasoline | Unleaded gasoline |  | Steel | Steel |  | Painted or None | Steel |  | 1901-01-01 06:00 | [12 empty] | Annual line testing | Annual line testing |  | UST Currently In Use: 0; UST Temp Close: 0; AST Currently In Use: 0; AST Temp Closed: 0 | 0 | 0 | 7 | 11379-059-012369 | SIBLEY OIL COMPANY
9260 | Permanently Closed | 1901-01-01 06:00 | 1973-01-01 06:00 | 1988-12-10 06:00 | Petroleum | Unleaded gasoline | Unleaded gasoline |  | Steel | Steel |  | Painted or None | Steel |  | 1901-01-01 06:00 | [15 empty] | UST Currently In Use: 0; UST Temp Close: 0; AST Currently In Use: 0; AST Temp Closed: 0 | 0 | 0 | 7 | 11379-059-012369 | SIBLEY OIL COMPANY
9261 | Permanently Closed | 2011-10-01 06:00 | 1988-01-01 06:00 | 2012-11-15 06:00 | Petroleum | Unleaded gasoline | Unleaded gasoline | Retail | Steel | Steel | Coated & cathodic protection (sti-P3) |  | Fiberglass reinforced plastic |  | 1901-01-01 06:00 |  | Catchment Basin, Single walled catchment basin | Flow Rest 90% Full | Flow Rest 90% Full |  |  | Statistical Inventory Reconciliation (SIR) | [5 empty] | Annual line testing, Statistical inventory reconciliation (SIR) | Statistical inventory reconciliation (SIR) |  | UST Currently In Use: 0; UST Temp Close: 0; AST Currently In Use: 0; AST Temp Closed: 0 | 0 | 0 | 7 | 11379-059-012369 | SIBLEY OIL COMPANY
9262 | Permanently Closed | 2011-10-01 06:00 | 1988-01-01 06:00 | 2012-11-15 06:00 | Petroleum | Unleaded gasoline | Unleaded gasoline | Retail | Steel | Steel | Coated & cathodic protection (sti-P3) |  | Fiberglass reinforced plastic |  | 1901-01-01 06:00 |  | Catchment Basin, Single walled catchment basin | Flow Rest 90% Full | Flow Rest 90% Full |  |  | Statistical Inventory Reconciliation (SIR) | [5 empty] | Annual line testing, Statistical inventory reconciliation (SIR) | Statistical inventory reconciliation (SIR) |  | UST Currently In Use: 0; UST Temp Close: 0; AST Currently In Use: 0; AST Temp Closed: 0 | 0 | 0 | 7 | 11379-059-012369 | SIBLEY OIL COMPANY
9263 | Permanently Closed | 2012-01-01 06:00 | 1988-01-01 06:00 | 2012-11-15 06:00 | Petroleum | Unleaded gasoline | Unleaded gasoline | Retail | Steel | Steel | Coated & cathodic protection (sti-P3) |  | Fiberglass reinforced plastic |  | 1901-01-01 06:00 |  | Catchment Basin, Single walled catchment basin | Flow Rest 90% Full | Flow Rest 90% Full |  |  | Statistical Inventory Reconciliation (SIR) | [5 empty] | Annual line testing, Statistical inventory reconciliation (SIR) | Statistical inventory reconciliation (SIR) |  | UST Currently In Use: 0; UST Temp Close: 0; AST Currently In Use: 0; AST Temp Closed: 0 | 0 | 0 | 7 | 11379-059-012369 | SIBLEY OIL COMPANY
9264 | Permanently Closed | 1993-07-26 06:00 | 1973-01-01 06:00 | 1993-07-26 06:00 | Petroleum | Unleaded gasoline | Unleaded gasoline |  | Steel | Steel |  | Painted or None | Steel |  | 1901-01-01 06:00 | [15 empty] | UST Currently In Use: 0; UST Temp Close: 0; AST Currently In Use: 0; AST Temp Closed: 0 | 0 | 0 | 3 | 17458-059-012370 | E E KEETON
9265 | Permanently Closed | 1993-07-26 06:00 | 1973-01-01 06:00 | 1993-07-26 06:00 | Petroleum | Unleaded gasoline | Unleaded gasoline |  | Steel | Steel |  | Painted or None | Steel |  | 1901-01-01 06:00 | [15 empty] | UST Currently In Use: 0; UST Temp Close: 0; AST Currently In Use: 0; AST Temp Closed: 0 | 0 | 0 | 3 | 17458-059-012370 | E E KEETON
9266 | Permanently Closed | 1993-07-26 06:00 | 1973-01-01 06:00 | 1993-07-26 06:00 | Petroleum | Unleaded gasoline | Unleaded gasoline |  | Steel | Steel |  | Painted or None | Steel |  | 1901-01-01 06:00 | [15 empty] | UST Currently In Use: 0; UST Temp Close: 0; AST Currently In Use: 0; AST Temp Closed: 0 | 0 | 0 | 3 | 17458-059-012370 | E E KEETON
9267 | Permanently Closed | 1901-01-01 06:00 | 1964-01-01 06:00 | 2011-11-11 06:00 | Petroleum | Unleaded gasoline | Unleaded gasoline |  | Steel | Steel |  | Painted or None | Steel |  | 1901-01-01 06:00 | [15 empty] | UST Currently In Use: 0; UST Temp Close: 0; AST Currently In Use: 0; AST Temp Closed: 0 | 0 | 0 | 4 | 11379-059-012371 | SIBLEY OIL COMPANY
9268 | Permanently Closed | 1901-01-01 06:00 | 1964-01-01 06:00 | 2011-11-11 06:00 | Petroleum | Unleaded gasoline | Unleaded gasoline |  | Steel | Steel |  | Painted or None | Steel |  | 1901-01-01 06:00 | [15 empty] | UST Currently In Use: 0; UST Temp Close: 0; AST Currently In Use: 0; AST Temp Closed: 0 | 0 | 0 | 4 | 11379-059-012371 | SIBLEY OIL COMPANY
9269 | Permanently Closed | 1901-01-01 06:00 | 1964-01-01 06:00 | 2011-11-11 06:00 | Petroleum | Unleaded gasoline | Unleaded gasoline |  | Steel | Steel |  | Painted or None | Steel |  | 1901-01-01 06:00 | [15 empty] | UST Currently In Use: 0; UST Temp Close: 0; AST Currently In Use: 0; AST Temp Closed: 0 | 0 | 0 | 4 | 11379-059-012371 | SIBLEY OIL COMPANY
9270 | Permanently Closed | 1901-01-01 06:00 | 1964-01-01 06:00 | 2011-11-11 06:00 | Petroleum | On road diesel | On road diesel |  | Steel | Steel |  | Painted or None | Steel |  | 1901-01-01 06:00 | [15 empty] | UST Currently In Use: 0; UST Temp Close: 0; AST Currently In Use: 0; AST Temp Closed: 0 | 0 | 0 | 4 | 11379-059-012371 | SIBLEY OIL COMPANY
9271 | Permanently Closed | 1901-01-01 06:00 | 1964-01-01 06:00 | 2011-11-11 06:00 | Petroleum | Unleaded gasoline | Unleaded gasoline |  | Steel | Steel |  | Painted or None | Steel |  | 1901-01-01 06:00 | [15 empty] | UST Currently In Use: 0; UST Temp Close: 0; AST Currently In Use: 0; AST Temp Closed: 0 | 0 | 0 | 3 | 11379-059-012373 | SIBLEY OIL COMPANY
9272 | Permanently Closed | 1901-01-01 06:00 | 1964-01-01 06:00 | 2011-11-11 06:00 | Petroleum | Unleaded gasoline | Unleaded gasoline |  | Steel | Steel |  | Painted or None | Steel |  | 1901-01-01 06:00 | [15 empty] | UST Currently In Use: 0; UST Temp Close: 0; AST Currently In Use: 0; AST Temp Closed: 0 | 0 | 0 | 3 | 11379-059-012373 | SIBLEY OIL COMPANY
9273 | Permanently Closed | 1901-01-01 06:00 | 1964-01-01 06:00 | 2011-11-11 06:00 | Petroleum | Unleaded gasoline | Unleaded gasoline |  | Steel | Steel |  | Painted or None | Steel |  | 1901-01-01 06:00 | [15 empty] | UST Currently In Use: 0; UST Temp Close: 0; AST Currently In Use: 0; AST Temp Closed: 0 | 0 | 0 | 3 | 11379-059-012373 | SIBLEY OIL COMPANY
9274 | Permanently Closed | 1901-01-01 06:00 | 1974-01-01 06:00 | 2011-11-11 06:00 | Petroleum | Unleaded gasoline | Unleaded gasoline |  | Steel | Steel |  | Painted or None | Steel |  | 1901-01-01 06:00 | [15 empty] | UST Currently In Use: 0; UST Temp Close: 0; AST Currently In Use: 0; AST Temp Closed: 0 | 0 | 0 | 3 | 11379-059-012374 | SIBLEY OIL COMPANY
9275 | Permanently Closed | 1901-01-01 06:00 | 1974-01-01 06:00 | 2011-11-11 06:00 | Petroleum | Unleaded gasoline | Unleaded gasoline |  | Steel | Steel |  | Painted or None | Steel |  | 1901-01-01 06:00 | [15 empty] | UST Currently In Use: 0; UST Temp Close: 0; AST Currently In Use: 0; AST Temp Closed: 0 | 0 | 0 | 3 | 11379-059-012374 | SIBLEY OIL COMPANY
9276 | Permanently Closed | 1901-01-01 06:00 | 1974-01-01 06:00 | 2011-11-11 06:00 | Petroleum | Unleaded gasoline | Unleaded gasoline |  | Steel | Steel |  | Painted or None | Steel |  | 1901-01-01 06:00 | [15 empty] | UST Currently In Use: 0; UST Temp Close: 0; AST Currently In Use: 0; AST Temp Closed: 0 | 0 | 0 | 3 | 11379-059-012374 | SIBLEY OIL COMPANY
9277 | Permanently Closed | 1901-01-01 06:00 | 1961-01-01 06:00 | 2011-11-11 06:00 | Petroleum | Unleaded gasoline | Unleaded gasoline |  | Steel | Steel |  | Painted or None | Steel |  | 1901-01-01 06:00 | [15 empty] | UST Currently In Use: 0; UST Temp Close: 0; AST Currently In Use: 0; AST Temp Closed: 0 | 0 | 0 | 2 | 11379-059-012375 | SIBLEY OIL COMPANY
9278 | Permanently Closed | 1901-01-01 06:00 | 1961-01-01 06:00 | 2011-11-11 06:00 | Petroleum | Unleaded gasoline | Unleaded gasoline |  | Steel | Steel |  | Painted or None | Steel |  | 1901-01-01 06:00 | [15 empty] | UST Currently In Use: 0; UST Temp Close: 0; AST Currently In Use: 0; AST Temp Closed: 0 | 0 | 0 | 2 | 11379-059-012375 | SIBLEY OIL COMPANY
9279 | Permanently Closed | 1901-01-01 06:00 | 1958-01-01 06:00 | 2011-11-11 06:00 | Petroleum | Unleaded gasoline | Unleaded gasoline |  | Steel | Steel |  | Painted or None | Steel |  | 1901-01-01 06:00 | [15 empty] | UST Currently In Use: 0; UST Temp Close: 0; AST Currently In Use: 0; AST Temp Closed: 0 | 0 | 0 | 1 | 11379-059-012378 | SIBLEY OIL COMPANY
9280 | Permanently Closed | 1901-01-01 06:00 | 1979-01-01 06:00 | 2011-11-11 06:00 | Petroleum | Unleaded gasoline | Unleaded gasoline |  | Steel | Steel |  | Painted or None | Steel |  | 1901-01-01 06:00 | [15 empty] | UST Currently In Use: 0; UST Temp Close: 0; AST Currently In Use: 0; AST Temp Closed: 0 | 0 | 0 | 1 | 11379-059-012381 | SIBLEY OIL COMPANY
9281 | Permanently Closed | 2006-01-18 06:00 | 1975-06-30 06:00 |  | Petroleum | Unleaded gasoline | Unleaded gasoline | Retail | Steel | Steel | Field installed cathodic protection, Interior lined (not allowed as a standalone method of corrosion protection) |  | Steel |  | 1901-01-01 06:00 | Field installed cathodic protection | Catchment Basin, Single walled catchment basin | Automatic shutoff device At 95% full | Automatic shutoff device At 95% full | [11 empty] | UST Currently In Use: 1; UST Temp Close: 0; AST Currently In Use: 0; AST Temp Closed: 0 | 1 | 0 | 4 | 25340-059-012383 | JAY RAJA INC
9282 | Permanently Closed | 2006-01-18 06:00 | 1968-04-01 06:00 |  | Petroleum | Unleaded gasoline | Unleaded gasoline | Retail | Steel | Steel | Field installed cathodic protection, Interior lined (not allowed as a standalone method of corrosion protection) |  | Steel |  | 1901-01-01 06:00 | Field installed cathodic protection | Catchment Basin, Single walled catchment basin | Automatic shutoff device At 95% full | Automatic shutoff device At 95% full | [11 empty] | UST Currently In Use: 1; UST Temp Close: 0; AST Currently In Use: 0; AST Temp Closed: 0 | 1 | 0 | 4 | 25340-059-012383 | JAY RAJA INC
9283 | Permanently Closed | 2006-01-18 06:00 | 1968-04-01 06:00 |  | Petroleum | Unleaded gasoline | Unleaded gasoline | Retail | Steel | Steel | Field installed cathodic protection, Interior lined (not allowed as a standalone method of corrosion protection) |  | Steel |  | 1901-01-01 06:00 | Field installed cathodic protection | Catchment Basin, Single walled catchment basin | Automatic shutoff device At 95% full | Automatic shutoff device At 95% full | [11 empty] | UST Currently In Use: 1; UST Temp Close: 0; AST Currently In Use: 0; AST Temp Closed: 0 | 1 | 0 | 4 | 25340-059-012383 | JAY RAJA INC
9284 | Permanently Closed | 2006-01-18 06:00 | 1968-04-01 06:00 |  | Petroleum | Unleaded gasoline | Unleaded gasoline | Retail | Steel | Steel | Field installed cathodic protection, Interior lined (not allowed as a standalone method of corrosion protection) |  | Steel |  | 1901-01-01 06:00 | Field installed cathodic protection | Catchment Basin, Single walled catchment basin | Automatic shutoff device At 95% full | Automatic shutoff device At 95% full | [11 empty] | UST Currently In Use: 1; UST Temp Close: 0; AST Currently In Use: 0; AST Temp Closed: 0 | 1 | 0 | 4 | 25340-059-012383 | JAY RAJA INC
9285 | Permanently Closed | 1991-08-11 06:00 | 1974-01-01 06:00 | 1991-08-11 06:00 | Petroleum | Unleaded gasoline | Unleaded gasoline |  | Steel | Steel |  | Painted or None | Steel |  | 1901-01-01 06:00 | [15 empty] | UST Currently In Use: 2; UST Temp Close: 0; AST Currently In Use: 0; AST Temp Closed: 0 | 2 | 0 | 8 | 11379-059-012660 | SIBLEY OIL COMPANY
9286 | Permanently Closed | 1991-08-11 06:00 | 1974-01-01 06:00 | 1991-08-11 06:00 | Petroleum | Unleaded gasoline | Unleaded gasoline |  | Steel | Steel |  | Painted or None | Steel |  | 1901-01-01 06:00 | [15 empty] | UST Currently In Use: 2; UST Temp Close: 0; AST Currently In Use: 0; AST Temp Closed: 0 | 2 | 0 | 8 | 11379-059-012660 | SIBLEY OIL COMPANY
9287 | Permanently Closed | 1991-08-11 06:00 | 1974-01-01 06:00 | 1991-08-11 06:00 | Petroleum | Unleaded gasoline | Unleaded gasoline |  | Steel | Steel |  | Painted or None | Steel |  | 1901-01-01 06:00 | [15 empty] | UST Currently In Use: 2; UST Temp Close: 0; AST Currently In Use: 0; AST Temp Closed: 0 | 2 | 0 | 8 | 11379-059-012660 | SIBLEY OIL COMPANY
9288 | Permanently Closed | 1901-01-01 06:00 | 1974-01-01 06:00 | 1988-11-20 06:00 | Petroleum | On road diesel | On road diesel |  | Steel | Steel |  | Painted or None | Steel |  | 1901-01-01 06:00 | [15 empty] | UST Currently In Use: 2; UST Temp Close: 0; AST Currently In Use: 0; AST Temp Closed: 0 | 2 | 0 | 8 | 11379-059-012660 | SIBLEY OIL COMPANY
9289 | Permanently Closed | 1901-01-01 06:00 | 1974-01-01 06:00 | 1988-11-20 06:00 | Petroleum | Kerosene | Kerosene |  | Steel | Steel |  | Painted or None | Steel |  | 1901-01-01 06:00 | [15 empty] | UST Currently In Use: 2; UST Temp Close: 0; AST Currently In Use: 0; AST Temp Closed: 0 | 2 | 0 | 8 | 11379-059-012660 | SIBLEY OIL COMPANY
9290 | Permanently Closed | 1991-09-26 06:00 | 1977-01-01 06:00 | 1991-09-26 06:00 | Petroleum | Unleaded gasoline | Unleaded gasoline |  | Steel | Steel |  | Painted or None | Steel |  | 1901-01-01 06:00 | [15 empty] | UST Currently In Use: 0; UST Temp Close: 0; AST Currently In Use: 0; AST Temp Closed: 0 | 0 | 0 | 3 | 11379-059-013874 | SIBLEY OIL COMPANY
9291 | Permanently Closed | 1991-09-26 06:00 | 1977-01-01 06:00 | 1991-09-26 06:00 | Petroleum | Unleaded gasoline | Unleaded gasoline |  | Steel | Steel |  | Painted or None | Steel |  | 1901-01-01 06:00 | [15 empty] | UST Currently In Use: 0; UST Temp Close: 0; AST Currently In Use: 0; AST Temp Closed: 0 | 0 | 0 | 3 | 11379-059-013874 | SIBLEY OIL COMPANY
9292 | Permanently Closed | 1991-09-26 06:00 | 1977-01-01 06:00 | 1991-09-26 06:00 | Petroleum | Unleaded gasoline | Unleaded gasoline |  | Steel | Steel |  | Painted or None | Steel |  | 1901-01-01 06:00 | [15 empty] | UST Currently In Use: 0; UST Temp Close: 0; AST Currently In Use: 0; AST Temp Closed: 0 | 0 | 0 | 3 | 11379-059-013874 | SIBLEY OIL COMPANY
9293 | Permanently Closed | 2016-01-01 06:00 | 1987-01-01 06:00 | 2016-01-20 06:00 | Petroleum | Unleaded gasoline | Unleaded gasoline | Retail | Single Wall, Steel | Steel | Coated & cathodic protection (sti-P3), Field installed cathodic protection |  | Single Wall, Steel |  | 1901-01-01 06:00 | Field installed cathodic protection | Catchment Basin, Single walled catchment basin |  |  |  |  | Statistical Inventory Reconciliation (SIR) | [5 empty] | Statistical inventory reconciliation (SIR) | Statistical inventory reconciliation (SIR) |  | UST Currently In Use: 0; UST Temp Close: 0; AST Currently In Use: 0; AST Temp Closed: 0 | 0 | 0 | 5 | 11379-059-013875 | SIBLEY OIL COMPANY
9294 | Permanently Closed | 2009-08-11 06:00 | 1987-01-01 06:00 | 2016-01-20 06:00 | Petroleum | Mid-grade gasoline | Mid-grade gasoline | Retail | Single Wall, Steel | Steel | Coated & cathodic protection (sti-P3), Field installed cathodic protection |  | Single Wall, Steel |  | 1901-01-01 06:00 | Field installed cathodic protection | Catchment Basin, Single walled catchment basin |  |  |  |  | Statistical Inventory Reconciliation (SIR) | [5 empty] | Statistical inventory reconciliation (SIR) | Statistical inventory reconciliation (SIR) |  | UST Currently In Use: 0; UST Temp Close: 0; AST Currently In Use: 0; AST Temp Closed: 0 | 0 | 0 | 5 | 11379-059-013875 | SIBLEY OIL COMPANY
9295 | Permanently Closed | 2016-01-01 06:00 | 1987-01-01 06:00 | 2016-01-20 06:00 | Petroleum | Premium gasoline | Premium gasoline | Retail | Single Wall, Steel | Steel | Coated & cathodic protection (sti-P3), Field installed cathodic protection |  | Single Wall, Steel |  | 1901-01-01 06:00 | Field installed cathodic protection | Catchment Basin, Single walled catchment basin |  |  |  |  | Statistical Inventory Reconciliation (SIR) | [5 empty] | Statistical inventory reconciliation (SIR) | Statistical inventory reconciliation (SIR) |  | UST Currently In Use: 0; UST Temp Close: 0; AST Currently In Use: 0; AST Temp Closed: 0 | 0 | 0 | 5 | 11379-059-013875 | SIBLEY OIL COMPANY
9296 | Permanently Closed | 2014-12-31 06:00 | 1987-01-01 06:00 | 2016-01-20 06:00 | Petroleum | Kerosene | Kerosene | Retail | Single Wall, Steel | Steel | Coated & cathodic protection (sti-P3), Field installed cathodic protection |  | Single Wall, Steel |  | 1901-01-01 06:00 | Field installed cathodic protection | Catchment Basin, Single walled catchment basin | Automatic shutoff device At 95% full | Automatic shutoff device At 95% full |  |  | Statistical Inventory Reconciliation (SIR) | [5 empty] | Statistical inventory reconciliation (SIR) | Statistical inventory reconciliation (SIR) |  | UST Currently In Use: 0; UST Temp Close: 0; AST Currently In Use: 0; AST Temp Closed: 0 | 0 | 0 | 5 | 11379-059-013875 | SIBLEY OIL COMPANY
9297 | Permanently Closed | 2016-01-01 06:00 | 1987-01-01 06:00 | 2016-01-20 06:00 | Petroleum | On road diesel | On road diesel | Retail | Single Wall, Steel | Steel | Coated & cathodic protection (sti-P3), Field installed cathodic protection |  | Single Wall, Steel |  | 1901-01-01 06:00 | Field installed cathodic protection | Catchment Basin, Single walled catchment basin | Automatic shutoff device At 95% full | Automatic shutoff device At 95% full |  |  | Statistical Inventory Reconciliation (SIR) | [5 empty] | Statistical inventory reconciliation (SIR) | Statistical inventory reconciliation (SIR) |  | UST Currently In Use: 0; UST Temp Close: 0; AST Currently In Use: 0; AST Temp Closed: 0 | 0 | 0 | 5 | 11379-059-013875 | SIBLEY OIL COMPANY
9298 | Permanently Closed | 2005-07-13 06:00 | 1990-01-05 06:00 | 2006-04-27 06:00 | Petroleum | Premium gasoline | Premium gasoline | Retail, State/Federal Government | Fiberglass reinforced plastic | Fiberglass reinforced plastic |  |  | Fiberglass reinforced plastic |  | 1901-01-01 06:00 |  | Catchment Basin, Single walled catchment basin | Flow Rest 90% Full | Flow Rest 90% Full | [8 empty] | Annual line testing | Annual line testing |  | UST Currently In Use: 0; UST Temp Close: 0; AST Currently In Use: 0; AST Temp Closed: 0 | 0 | 0 | 3 | 14658-077-015336 | DEPARTMENT OF TRANSPORTATION HIGHWAY
9299 | Permanently Closed | 2005-07-13 06:00 | 1990-01-05 06:00 | 2006-04-27 06:00 | Petroleum | Mid-grade gasoline | Mid-grade gasoline | Retail, State/Federal Government | Fiberglass reinforced plastic | Fiberglass reinforced plastic |  |  | Fiberglass reinforced plastic |  | 1901-01-01 06:00 |  | Catchment Basin, Single walled catchment basin | Flow Rest 90% Full | Flow Rest 90% Full | [7 empty] | INTERSTITIAL BARRIER | Annual line testing | Annual line testing |  | UST Currently In Use: 0; UST Temp Close: 0; AST Currently In Use: 0; AST Temp Closed: 0 | 0 | 0 | 3 | 14658-077-015336 | DEPARTMENT OF TRANSPORTATION HIGHWAY
9300 | Permanently Closed | 2005-07-13 06:00 | 1990-01-05 06:00 | 2006-04-27 06:00 | Petroleum | Unleaded gasoline | Unleaded gasoline | Retail, State/Federal Government | Fiberglass reinforced plastic | Fiberglass reinforced plastic |  |  | Fiberglass reinforced plastic |  | 1901-01-01 06:00 |  | Catchment Basin, Single walled catchment basin | Flow Rest 90% Full | Flow Rest 90% Full | [7 empty] | INTERSTITIAL BARRIER | Annual line testing | Annual line testing |  | UST Currently In Use: 0; UST Temp Close: 0; AST Currently In Use: 0; AST Temp Closed: 0 | 0 | 0 | 3 | 14658-077-015336 | DEPARTMENT OF TRANSPORTATION HIGHWAY
9301 | Permanently Closed | 1992-07-20 06:00 | 1977-01-01 06:00 | 1992-07-20 06:00 | Petroleum | Unleaded gasoline | Unleaded gasoline |  | Steel | Steel |  | Painted or None | Steel |  | 1901-01-01 06:00 | [15 empty] | UST Currently In Use: 0; UST Temp Close: 0; AST Currently In Use: 0; AST Temp Closed: 0 | 0 | 0 | 5 | 23947-079-012376 | OSCAR AND KIM LYBRAND
9302 | Permanently Closed | 1992-07-20 06:00 | 1973-01-01 06:00 | 1992-07-20 06:00 | Petroleum | Unleaded gasoline | Unleaded gasoline |  | Steel | Steel |  | Painted or None | Steel |  | 1901-01-01 06:00 | [15 empty] | UST Currently In Use: 0; UST Temp Close: 0; AST Currently In Use: 0; AST Temp Closed: 0 | 0 | 0 | 5 | 23947-079-012376 | OSCAR AND KIM LYBRAND
9303 | Permanently Closed | 1992-07-20 06:00 | 1973-01-01 06:00 | 1992-07-20 06:00 | Petroleum | Unleaded gasoline | Unleaded gasoline |  | Steel | Steel |  | Painted or None | Steel |  | 1901-01-01 06:00 | [15 empty] | UST Currently In Use: 0; UST Temp Close: 0; AST Currently In Use: 0; AST Temp Closed: 0 | 0 | 0 | 5 | 23947-079-012376 | OSCAR AND KIM LYBRAND
9304 | Permanently Closed | 1992-07-20 06:00 | 1967-06-01 06:00 | 1992-07-20 06:00 | Petroleum | Unleaded gasoline | Unleaded gasoline |  | Steel | Steel |  | Painted or None | Steel |  | 1901-01-01 06:00 | [15 empty] | UST Currently In Use: 0; UST Temp Close: 0; AST Currently In Use: 0; AST Temp Closed: 0 | 0 | 0 | 5 | 23947-079-012376 | OSCAR AND KIM LYBRAND
9305 | Permanently Closed | 1992-07-20 06:00 | 1967-06-01 06:00 | 1992-07-20 06:00 | Petroleum | Unleaded gasoline | Unleaded gasoline |  | Steel | Steel |  | Painted or None | Steel |  | 1901-01-01 06:00 | [15 empty] | UST Currently In Use: 0; UST Temp Close: 0; AST Currently In Use: 0; AST Temp Closed: 0 | 0 | 0 | 5 | 23947-079-012376 | OSCAR AND KIM LYBRAND
9306 | Permanently Closed | 1992-10-01 06:00 | 1978-01-01 06:00 | 1994-09-22 06:00 | Petroleum | Unleaded gasoline | Unleaded gasoline |  | Steel | Steel |  | Painted or None | Steel |  | 1901-01-01 06:00 | [15 empty] | UST Currently In Use: 0; UST Temp Close: 0; AST Currently In Use: 0; AST Temp Closed: 0 | 0 | 0 | 3 | 11379-093-012358 | SIBLEY OIL COMPANY
9307 | Permanently Closed | 1992-10-01 06:00 | 1978-01-01 06:00 | 1994-09-22 06:00 | Petroleum | Unleaded gasoline | Unleaded gasoline |  | Steel | Steel |  | Painted or None | Steel |  | 1901-01-01 06:00 | [15 empty] | UST Currently In Use: 0; UST Temp Close: 0; AST Currently In Use: 0; AST Temp Closed: 0 | 0 | 0 | 3 | 11379-093-012358 | SIBLEY OIL COMPANY
9308 | Permanently Closed | 1992-10-01 06:00 | 1978-01-01 06:00 | 1994-09-22 06:00 | Petroleum | On road diesel | On road diesel |  | Steel | Steel |  | Painted or None | Steel |  | 1901-01-01 06:00 | [15 empty] | UST Currently In Use: 0; UST Temp Close: 0; AST Currently In Use: 0; AST Temp Closed: 0 | 0 | 0 | 3 | 11379-093-012358 | SIBLEY OIL COMPANY
9309 | Permanently Closed | 1992-09-08 06:00 | 1978-01-01 06:00 | 1992-09-08 06:00 | Petroleum | Unleaded gasoline | Unleaded gasoline |  | Steel | Steel |  | Painted or None | Steel |  | 1901-01-01 06:00 | [15 empty] | UST Currently In Use: 0; UST Temp Close: 0; AST Currently In Use: 0; AST Temp Closed: 0 | 0 | 0 | 3 | 11379-093-012385 | SIBLEY OIL COMPANY
9310 | Permanently Closed | 1992-09-08 06:00 | 1968-01-01 06:00 | 1992-09-08 06:00 | Petroleum | Unleaded gasoline | Unleaded gasoline |  | Steel | Steel |  | Painted or None | Steel |  | 1901-01-01 06:00 | [15 empty] | UST Currently In Use: 0; UST Temp Close: 0; AST Currently In Use: 0; AST Temp Closed: 0 | 0 | 0 | 3 | 11379-093-012385 | SIBLEY OIL COMPANY
9311 | Permanently Closed | 1992-09-08 06:00 | 1968-01-01 06:00 | 1992-09-08 06:00 | Petroleum | Unleaded gasoline | Unleaded gasoline |  | Steel | Steel |  | Painted or None | Steel |  | 1901-01-01 06:00 | [15 empty] | UST Currently In Use: 0; UST Temp Close: 0; AST Currently In Use: 0; AST Temp Closed: 0 | 0 | 0 | 3 | 11379-093-012385 | SIBLEY OIL COMPANY
9312 | Permanently Closed | 1901-01-01 06:00 | 1968-01-01 06:00 | 1988-09-01 06:00 | Petroleum | Unleaded gasoline | Unleaded gasoline |  | Steel | Steel |  | Painted or None | Steel |  | 1901-01-01 06:00 | [12 empty] | Annual line testing | Annual line testing |  | UST Currently In Use: 2; UST Temp Close: 0; AST Currently In Use: 0; AST Temp Closed: 0 | 2 | 0 | 3 | 11379-093-012386 | SIBLEY OIL COMPANY
9313 | Permanently Closed | 1901-01-01 06:00 | 1961-01-01 06:00 | 1988-09-01 06:00 | Petroleum | Unleaded gasoline | Unleaded gasoline |  | Steel | Steel |  | Painted or None | Steel |  | 1901-01-01 06:00 | [15 empty] | UST Currently In Use: 2; UST Temp Close: 0; AST Currently In Use: 0; AST Temp Closed: 0 | 2 | 0 | 3 | 11379-093-012386 | SIBLEY OIL COMPANY
9314 | Permanently Closed | 1901-01-01 06:00 | 1961-01-01 06:00 | 1988-09-01 06:00 | Petroleum | Unleaded gasoline | Unleaded gasoline |  | Steel | Steel |  | Painted or None | Steel |  | 1901-01-01 06:00 | [15 empty] | UST Currently In Use: 2; UST Temp Close: 0; AST Currently In Use: 0; AST Temp Closed: 0 | 2 | 0 | 3 | 11379-093-012386 | SIBLEY OIL COMPANY
9315 | Currently in Use |  | 1988-01-01 06:00 |  | Petroleum | Unleaded gasoline | Unleaded gasoline | Retail | Single Wall, Steel | Steel | Coated & cathodic protection (sti-P3) |  | Fiberglass reinforced plastic, Single Wall |  |  |  | Catchment Basin, Single walled catchment basin | Automatic shutoff device At 95% full | Automatic shutoff device At 95% full |  |  | Continuous Automatic Tank Gauge | Direct Bury submersible pump | Automatic flow restrictor (MLLD) | Automatic flow restrictor (MLLD) |  |  | Annual line testing | Annual line testing |  | UST Currently In Use: 2; UST Temp Close: 0; AST Currently In Use: 0; AST Temp Closed: 0 | 2 | 0 | 3 | 11379-093-012386 | SIBLEY OIL COMPANY
9317 | Currently in Use |  | 1988-01-01 06:00 |  | Petroleum | Premium gasoline | Premium gasoline | Retail | Single Wall, Steel | Steel | Coated & cathodic protection (sti-P3) |  | Fiberglass reinforced plastic, Single Wall |  |  |  | Catchment Basin, Single walled catchment basin | Automatic shutoff device At 95% full | Automatic shutoff device At 95% full |  |  | Continuous Automatic Tank Gauge | Direct Bury submersible pump | Automatic flow restrictor (MLLD) | Automatic flow restrictor (MLLD) |  |  | Annual line testing | Annual line testing |  | UST Currently In Use: 2; UST Temp Close: 0; AST Currently In Use: 0; AST Temp Closed: 0 | 2 | 0 | 3 | 11379-093-012386 | SIBLEY OIL COMPANY
9318 | Permanently Closed | 1994-01-03 06:00 | 1976-01-01 06:00 | 1994-02-01 06:00 | Petroleum | Unleaded gasoline | Unleaded gasoline |  | Steel | Steel |  | Painted or None | Steel |  | 1901-01-01 06:00 | [12 empty] | Annual line testing | Annual line testing |  | UST Currently In Use: 1; UST Temp Close: 0; AST Currently In Use: 2; AST Temp Closed: 0 | 1 | 0 | 4 | 11379-059-012366 | SIBLEY OIL COMPANY
9319 | Permanently Closed | 1994-01-03 06:00 | 1976-01-01 06:00 | 1994-02-01 06:00 | Petroleum | Unleaded gasoline | Unleaded gasoline |  | Steel | Steel |  | Painted or None | Steel |  | 1901-01-01 06:00 | [12 empty] | Annual line testing | Annual line testing |  | UST Currently In Use: 1; UST Temp Close: 0; AST Currently In Use: 2; AST Temp Closed: 0 | 1 | 0 | 4 | 11379-059-012366 | SIBLEY OIL COMPANY
9320 | Permanently Closed | 1994-01-03 06:00 | 1976-01-01 06:00 | 1994-02-01 06:00 | Petroleum | Unleaded gasoline | Unleaded gasoline |  | Steel | Steel |  | Painted or None | Steel |  | 1901-01-01 06:00 | [12 empty] | Annual line testing | Annual line testing |  | UST Currently In Use: 1; UST Temp Close: 0; AST Currently In Use: 2; AST Temp Closed: 0 | 1 | 0 | 4 | 11379-059-012366 | SIBLEY OIL COMPANY
9321 | Permanently Closed | 1994-01-03 06:00 | 1976-01-01 06:00 | 1994-02-01 06:00 | Petroleum | On road diesel | On road diesel |  | Steel | Steel |  | Painted or None | Steel |  | 1901-01-01 06:00 | [15 empty] | UST Currently In Use: 1; UST Temp Close: 0; AST Currently In Use: 2; AST Temp Closed: 0 | 1 | 0 | 4 | 11379-059-012366 | SIBLEY OIL COMPANY
9322 | Permanently Closed | 1988-11-01 06:00 | 1974-01-01 06:00 | 1991-08-21 06:00 | Petroleum | On road diesel | On road diesel |  | Steel | Steel |  | Painted or None | Steel |  | 1901-01-01 06:00 | [15 empty] | UST Currently In Use: 0; UST Temp Close: 0; AST Currently In Use: 0; AST Temp Closed: 0 | 0 | 0 | 3 | 11382-025-000604 | DAVID NORWOOD D/B/A JACKSON TARGET
9323 | Permanently Closed | 1988-11-01 06:00 | 1974-01-01 06:00 | 1991-08-21 06:00 | Petroleum | On road diesel | On road diesel |  | Steel | Steel |  | Painted or None | Steel |  | 1901-01-01 06:00 | [15 empty] | UST Currently In Use: 0; UST Temp Close: 0; AST Currently In Use: 0; AST Temp Closed: 0 | 0 | 0 | 3 | 11382-025-000604 | DAVID NORWOOD D/B/A JACKSON TARGET
9324 | Permanently Closed | 1988-11-01 06:00 | 1983-01-01 06:00 | 1991-08-21 06:00 | Petroleum | On road diesel | On road diesel |  | Steel | Steel |  | Painted or None | Steel |  | 1901-01-01 06:00 | [15 empty] | UST Currently In Use: 0; UST Temp Close: 0; AST Currently In Use: 0; AST Temp Closed: 0 | 0 | 0 | 3 | 11382-025-000604 | DAVID NORWOOD D/B/A JACKSON TARGET
9325 | Permanently Closed | 1993-09-22 06:00 | 1968-01-01 06:00 | 1993-09-22 06:00 | Petroleum | Unleaded gasoline | Unleaded gasoline |  | Steel | Steel |  | Painted or None | Steel |  | 1901-01-01 06:00 | [15 empty] | UST Currently In Use: 0; UST Temp Close: 0; AST Currently In Use: 0; AST Temp Closed: 0 | 0 | 0 | 2 | 11383-099-008622 | DAVID RANKIN
9326 | Permanently Closed | 1993-09-22 06:00 | 1968-01-01 06:00 | 1993-09-22 06:00 | Petroleum | Unleaded gasoline | Unleaded gasoline |  | Steel | Steel |  | Painted or None | Steel |  | 1901-01-01 06:00 | [15 empty] | UST Currently In Use: 0; UST Temp Close: 0; AST Currently In Use: 0; AST Temp Closed: 0 | 0 | 0 | 2 | 11383-099-008622 | DAVID RANKIN
9327 | Permanently Closed | 2007-12-18 06:00 | 1985-01-01 06:00 | 2007-12-18 06:00 | Petroleum | Unleaded gasoline | Unleaded gasoline | Retail | Steel | Steel | Coated & cathodic protection (sti-P3) |  | Fiberglass reinforced plastic |  | 1901-01-01 06:00 | None | Catchment Basin, Single walled catchment basin | Flow Rest 90% Full | Flow Rest 90% Full |  |  | Statistical Inventory Reconciliation (SIR) | [5 empty] | Statistical inventory reconciliation (SIR) | Statistical inventory reconciliation (SIR) |  | UST Currently In Use: 0; UST Temp Close: 0; AST Currently In Use: 0; AST Temp Closed: 0 | 0 | 0 | 3 | 10037-069-000250 | A. W. HERNDON OIL COMPANY, INC.
9328 | Permanently Closed | 2007-12-18 06:00 | 1985-01-01 06:00 | 2007-12-18 06:00 | Petroleum | Unleaded gasoline | Unleaded gasoline | Retail | Steel | Steel | Coated & cathodic protection (sti-P3) |  | Fiberglass reinforced plastic |  | 1901-01-01 06:00 | None | Catchment Basin, Single walled catchment basin | Flow Rest 90% Full | Flow Rest 90% Full |  |  | Statistical Inventory Reconciliation (SIR) | [5 empty] | Statistical inventory reconciliation (SIR) | Statistical inventory reconciliation (SIR) |  | UST Currently In Use: 0; UST Temp Close: 0; AST Currently In Use: 0; AST Temp Closed: 0 | 0 | 0 | 3 | 10037-069-000250 | A. W. HERNDON OIL COMPANY, INC.
9329 | Permanently Closed | 2007-12-18 06:00 | 1985-01-01 06:00 | 2007-12-18 06:00 | Petroleum | Unleaded gasoline | Unleaded gasoline | Retail | Steel | Steel | Coated & cathodic protection (sti-P3) |  | Fiberglass reinforced plastic |  | 1901-01-01 06:00 | None | Catchment Basin, Single walled catchment basin | Flow Rest 90% Full | Flow Rest 90% Full |  |  | Statistical Inventory Reconciliation (SIR) | [5 empty] | Statistical inventory reconciliation (SIR) | Statistical inventory reconciliation (SIR) |  | UST Currently In Use: 0; UST Temp Close: 0; AST Currently In Use: 0; AST Temp Closed: 0 | 0 | 0 | 3 | 10037-069-000250 | A. W. HERNDON OIL COMPANY, INC.
9330 | Permanently Closed | 2002-01-29 06:00 | 1985-01-01 06:00 | 2015-07-02 06:00 | Petroleum | Unleaded gasoline | Unleaded gasoline | Retail | Steel | Steel | Coated & cathodic protection (sti-P3) |  | Fiberglass reinforced plastic |  |  | None | Catchment Basin, Single walled catchment basin | Automatic shutoff device At 95% full | Automatic shutoff device At 95% full |  |  | Statistical Inventory Reconciliation (SIR) | [5 empty] | Statistical inventory reconciliation (SIR) | Statistical inventory reconciliation (SIR) |  | UST Currently In Use: 0; UST Temp Close: 0; AST Currently In Use: 0; AST Temp Closed: 0 | 0 | 0 | 4 | 10037-069-000251 | A. W. HERNDON OIL COMPANY, INC.
9331 | Permanently Closed | 2002-01-29 06:00 | 1985-01-01 06:00 | 2015-07-02 06:00 | Petroleum | Unleaded gasoline | Unleaded gasoline | Retail | Steel | Steel | Coated & cathodic protection (sti-P3) |  | Fiberglass reinforced plastic |  |  | None | [5 empty] | Statistical Inventory Reconciliation (SIR) | [5 empty] | Statistical inventory reconciliation (SIR) | Statistical inventory reconciliation (SIR) |  | UST Currently In Use: 0; UST Temp Close: 0; AST Currently In Use: 0; AST Temp Closed: 0 | 0 | 0 | 4 | 10037-069-000251 | A. W. HERNDON OIL COMPANY, INC.
9332 | Permanently Closed | 2002-01-29 06:00 | 1985-01-01 06:00 | 2015-07-02 06:00 | Petroleum | Unleaded gasoline | Unleaded gasoline | Retail | Steel | Steel | Coated & cathodic protection (sti-P3) |  | Fiberglass reinforced plastic |  |  | None | [5 empty] | Statistical Inventory Reconciliation (SIR) | [5 empty] | Statistical inventory reconciliation (SIR) | Statistical inventory reconciliation (SIR) |  | UST Currently In Use: 0; UST Temp Close: 0; AST Currently In Use: 0; AST Temp Closed: 0 | 0 | 0 | 4 | 10037-069-000251 | A. W. HERNDON OIL COMPANY, INC.
9333 | Permanently Closed | 2002-01-29 06:00 | 1985-01-01 06:00 | 2015-07-02 06:00 | Petroleum | Unleaded gasoline | Unleaded gasoline | Retail | Steel | Steel | Coated & cathodic protection (sti-P3) |  | Fiberglass reinforced plastic |  |  | None | [5 empty] | Statistical Inventory Reconciliation (SIR) | [5 empty] | Statistical inventory reconciliation (SIR) | Statistical inventory reconciliation (SIR) |  | UST Currently In Use: 0; UST Temp Close: 0; AST Currently In Use: 0; AST Temp Closed: 0 | 0 | 0 | 4 | 10037-069-000251 | A. W. HERNDON OIL COMPANY, INC.
9334 | Permanently Closed | 1996-12-01 06:00 | 1985-01-01 06:00 | 1996-12-16 06:00 | Petroleum | Unleaded gasoline | Unleaded gasoline | Bulk facility | Steel | Steel | Coated & cathodic protection (sti-P3) |  | Fiberglass reinforced plastic |  | 1901-01-01 06:00 | None | [5 empty] | Statistical Inventory Reconciliation (SIR) | [5 empty] | Statistical inventory reconciliation (SIR) | Statistical inventory reconciliation (SIR) |  | UST Currently In Use: 0; UST Temp Close: 0; AST Currently In Use: 0; AST Temp Closed: 0 | 0 | 0 | 3 | 11386-069-000252 | HARP OIL CO INC
9335 | Permanently Closed | 1996-12-01 06:00 | 1985-01-01 06:00 | 1996-12-16 06:00 | Petroleum | Unleaded gasoline | Unleaded gasoline | Bulk facility | Steel | Steel | Coated & cathodic protection (sti-P3) |  | Fiberglass reinforced plastic |  | 1901-01-01 06:00 | None | [5 empty] | Statistical Inventory Reconciliation (SIR) | [5 empty] | Statistical inventory reconciliation (SIR) | Statistical inventory reconciliation (SIR) |  | UST Currently In Use: 0; UST Temp Close: 0; AST Currently In Use: 0; AST Temp Closed: 0 | 0 | 0 | 3 | 11386-069-000252 | HARP OIL CO INC
9336 | Permanently Closed | 1996-12-01 06:00 | 1985-01-01 06:00 | 1996-12-16 06:00 | Petroleum | Unleaded gasoline | Unleaded gasoline | Bulk facility | Steel | Steel | Coated & cathodic protection (sti-P3) |  | Fiberglass reinforced plastic |  | 1901-01-01 06:00 | None | [5 empty] | Statistical Inventory Reconciliation (SIR) | [5 empty] | Statistical inventory reconciliation (SIR) | Statistical inventory reconciliation (SIR) |  | UST Currently In Use: 0; UST Temp Close: 0; AST Currently In Use: 0; AST Temp Closed: 0 | 0 | 0 | 3 | 11386-069-000252 | HARP OIL CO INC
9337 | Currently in Use |  | 1985-01-01 06:00 |  | Petroleum | Unleaded gasoline | Unleaded gasoline | Retail | Steel | Steel | Coated & cathodic protection (sti-P3) |  | Fiberglass reinforced plastic |  |  |  | Catchment Basin, Single walled catchment basin | Automatic shutoff device At 95% full | Automatic shutoff device At 95% full |  |  | Statistical Inventory Reconciliation (SIR) |  | Automatic flow restrictor (MLLD) | Automatic flow restrictor (MLLD) |  |  | Statistical inventory reconciliation (SIR) | Statistical inventory reconciliation (SIR) |  | UST Currently In Use: 3; UST Temp Close: 0; AST Currently In Use: 0; AST Temp Closed: 0 | 3 | 0 | 0 | 12409-069-000253 | Tim Shirley
9338 | Currently in Use |  | 1985-01-01 06:00 |  | Petroleum | Premium gasoline | Premium gasoline | Retail | Steel | Steel | Coated & cathodic protection (sti-P3) |  | Fiberglass reinforced plastic |  |  | None | Catchment Basin, Single walled catchment basin | Automatic shutoff device At 95% full | Automatic shutoff device At 95% full |  |  | Statistical Inventory Reconciliation (SIR) |  | Automatic flow restrictor (MLLD) | Automatic flow restrictor (MLLD) |  |  | Statistical inventory reconciliation (SIR) | Statistical inventory reconciliation (SIR) |  | UST Currently In Use: 3; UST Temp Close: 0; AST Currently In Use: 0; AST Temp Closed: 0 | 3 | 0 | 0 | 12409-069-000253 | Tim Shirley
9339 | Currently in Use |  | 1985-01-01 06:00 |  | Petroleum | On road diesel | On road diesel | Retail | Steel | Steel | Coated & cathodic protection (sti-P3) |  | Fiberglass reinforced plastic |  |  | None | Catchment Basin, Single walled catchment basin | Automatic shutoff device At 95% full | Automatic shutoff device At 95% full |  |  | Statistical Inventory Reconciliation (SIR) |  | Automatic flow restrictor (MLLD) | Automatic flow restrictor (MLLD) |  |  | Statistical inventory reconciliation (SIR) | Statistical inventory reconciliation (SIR) |  | UST Currently In Use: 3; UST Temp Close: 0; AST Currently In Use: 0; AST Temp Closed: 0 | 3 | 0 | 0 | 12409-069-000253 | Tim Shirley
9340 | Permanently Closed | 1996-12-01 06:00 | 1980-01-01 06:00 | 1996-12-16 06:00 | Petroleum | Unleaded gasoline | Unleaded gasoline | Retail | Steel | Steel |  | Painted or None | Steel |  | 1901-01-01 06:00 | [6 empty] | Statistical Inventory Reconciliation (SIR) | [5 empty] | Statistical inventory reconciliation (SIR) | Statistical inventory reconciliation (SIR) |  | UST Currently In Use: 0; UST Temp Close: 0; AST Currently In Use: 0; AST Temp Closed: 0 | 0 | 0 | 3 | 11386-069-000254 | HARP OIL CO INC
9341 | Permanently Closed | 1996-12-01 06:00 | 1980-01-01 06:00 | 1996-12-16 06:00 | Petroleum | Unleaded gasoline | Unleaded gasoline | Retail | Steel | Steel |  | Painted or None | Steel |  | 1901-01-01 06:00 | [6 empty] | Statistical Inventory Reconciliation (SIR) | [5 empty] | Statistical inventory reconciliation (SIR) | Statistical inventory reconciliation (SIR) |  | UST Currently In Use: 0; UST Temp Close: 0; AST Currently In Use: 0; AST Temp Closed: 0 | 0 | 0 | 3 | 11386-069-000254 | HARP OIL CO INC
9342 | Permanently Closed | 1996-12-01 06:00 | 1980-01-01 06:00 | 1996-12-16 06:00 | Petroleum | Unleaded gasoline | Unleaded gasoline | Retail | Steel | Steel |  | Painted or None | Steel |  | 1901-01-01 06:00 | [6 empty] | Statistical Inventory Reconciliation (SIR) | [5 empty] | Statistical inventory reconciliation (SIR) | Statistical inventory reconciliation (SIR) |  | UST Currently In Use: 0; UST Temp Close: 0; AST Currently In Use: 0; AST Temp Closed: 0 | 0 | 0 | 3 | 11386-069-000254 | HARP OIL CO INC
9343 | Permanently Closed | 1997-03-01 06:00 | 1979-01-01 06:00 | 1997-03-03 06:00 | Petroleum | Unleaded gasoline | Unleaded gasoline | Retail | Steel | Steel |  | Painted or None | Steel |  | 1901-01-01 06:00 | [6 empty] | Statistical Inventory Reconciliation (SIR) | [8 empty] | UST Currently In Use: 0; UST Temp Close: 0; AST Currently In Use: 0; AST Temp Closed: 0 | 0 | 0 | 5 | 25028-069-000255 | DONNIE DEAN
9344 | Permanently Closed | 1997-03-01 06:00 | 1979-01-01 06:00 | 1997-03-03 06:00 | Petroleum | Unleaded gasoline | Unleaded gasoline | Retail | Steel | Steel |  | Painted or None | Steel |  | 1901-01-01 06:00 | [6 empty] | Statistical Inventory Reconciliation (SIR) | [8 empty] | UST Currently In Use: 0; UST Temp Close: 0; AST Currently In Use: 0; AST Temp Closed: 0 | 0 | 0 | 5 | 25028-069-000255 | DONNIE DEAN
9345 | Permanently Closed | 1997-03-01 06:00 | 1979-01-01 06:00 | 1997-03-03 06:00 | Petroleum | Unleaded gasoline | Unleaded gasoline | Retail | Steel | Steel |  | Painted or None | Steel |  | 1901-01-01 06:00 | [6 empty] | Statistical Inventory Reconciliation (SIR) | [8 empty] | UST Currently In Use: 0; UST Temp Close: 0; AST Currently In Use: 0; AST Temp Closed: 0 | 0 | 0 | 5 | 25028-069-000255 | DONNIE DEAN
9346 | Permanently Closed | 1993-06-01 06:00 | 1974-01-01 06:00 | 1993-10-12 06:00 | Petroleum | Unleaded gasoline | Unleaded gasoline |  | Steel | Steel |  | Painted or None | Steel |  | 1901-01-01 06:00 | [15 empty] | UST Currently In Use: 0; UST Temp Close: 0; AST Currently In Use: 0; AST Temp Closed: 0 | 0 | 0 | 1 | 11386-069-008415 | HARP OIL CO INC
9347 | Permanently Closed | 1901-01-01 06:00 | 1983-01-01 06:00 | 1988-08-08 06:00 | Petroleum | Unleaded gasoline | Unleaded gasoline |  | Steel | Steel |  | Painted or None | Steel |  | 1901-01-01 06:00 | [15 empty] | UST Currently In Use: 0; UST Temp Close: 0; AST Currently In Use: 0; AST Temp Closed: 0 | 0 | 0 | 1 | 11386-069-008416 | HARP OIL CO INC
9348 | Permanently Closed | 1996-04-01 06:00 | 1981-01-01 06:00 | 1996-04-04 06:00 | Petroleum | Unleaded gasoline | Unleaded gasoline | Retail | Steel | Steel |  | Painted or None | Steel |  | 1901-01-01 06:00 | [6 empty] | Statistical Inventory Reconciliation (SIR) | [8 empty] | UST Currently In Use: 2; UST Temp Close: 0; AST Currently In Use: 0; AST Temp Closed: 0 | 2 | 0 | 3 | 25829-069-008417 | PARI LLC
9349 | Permanently Closed | 1996-04-01 06:00 | 1981-01-01 06:00 | 1996-04-04 06:00 | Petroleum | Unleaded gasoline | Unleaded gasoline | Retail | Steel | Steel |  | Painted or None | Steel |  | 1901-01-01 06:00 | [6 empty] | Statistical Inventory Reconciliation (SIR) | [8 empty] | UST Currently In Use: 2; UST Temp Close: 0; AST Currently In Use: 0; AST Temp Closed: 0 | 2 | 0 | 3 | 25829-069-008417 | PARI LLC
9350 | Permanently Closed | 1996-04-01 06:00 | 1981-01-01 06:00 | 1996-04-04 06:00 | Petroleum | Unleaded gasoline | Unleaded gasoline | Retail | Steel | Steel |  | Painted or None | Steel |  | 1901-01-01 06:00 | [6 empty] | Statistical Inventory Reconciliation (SIR) | [8 empty] | UST Currently In Use: 2; UST Temp Close: 0; AST Currently In Use: 0; AST Temp Closed: 0 | 2 | 0 | 3 | 25829-069-008417 | PARI LLC
9351 | Currently in Use |  | 1971-01-01 06:00 |  | Petroleum | Unleaded gasoline | Unleaded gasoline | Retail | Steel | Steel | Field installed cathodic protection |  | Flexible |  |  |  | Catchment Basin, Single walled catchment basin | Automatic shutoff device At 95% full | Automatic shutoff device At 95% full |  |  | Continuous Automatic Tank Gauge |  | Automatic flow restrictor (MLLD) | Automatic flow restrictor (MLLD) | Interstitial Monitoring within Secondary Containment | MANUAL/VISUAL CHECK | Continuous alarm system | Continuous alarm system |  | UST Currently In Use: 3; UST Temp Close: 0; AST Currently In Use: 0; AST Temp Closed: 0 | 3 | 0 | 0 | 12409-069-008418 | Tim Shirley
9353 | Currently in Use |  | 1971-01-01 06:00 |  | Petroleum | Ethanol free gasoline | Ethanol free gasoline | Retail | Steel | Steel | Field installed cathodic protection |  | Flexible |  |  |  | Catchment Basin, Single walled catchment basin | Automatic shutoff device At 95% full | Automatic shutoff device At 95% full |  |  | Continuous Automatic Tank Gauge |  | Automatic flow restrictor (MLLD) | Automatic flow restrictor (MLLD) | Interstitial Monitoring within Secondary Containment |  | Continuous alarm system | Continuous alarm system |  | UST Currently In Use: 3; UST Temp Close: 0; AST Currently In Use: 0; AST Temp Closed: 0 | 3 | 0 | 0 | 12409-069-008418 | Tim Shirley
9357 | Currently in Use |  | 1971-01-01 06:00 |  | Petroleum | On road diesel | On road diesel | Retail | Steel | Steel | Field installed cathodic protection |  | Steel |  |  | Field installed cathodic protection | Catchment Basin, Single walled catchment basin | Automatic shutoff device At 95% full | Automatic shutoff device At 95% full |  |  | Continuous Automatic Tank Gauge |  | Automatic flow restrictor (MLLD) | Automatic flow restrictor (MLLD) | Interstitial Monitoring within Secondary Containment | MANUAL/VISUAL CHECK | Continuous alarm system | Continuous alarm system |  | UST Currently In Use: 3; UST Temp Close: 0; AST Currently In Use: 0; AST Temp Closed: 0 | 3 | 0 | 0 | 12409-069-008418 | Tim Shirley
9358 | Permanently Closed | 1901-01-01 06:00 | 1969-01-01 06:00 | 1988-12-01 06:00 | Petroleum | Unleaded gasoline | Unleaded gasoline |  | Steel | Steel |  | Painted or None | Steel |  | 1901-01-01 06:00 | [15 empty] | UST Currently In Use: 0; UST Temp Close: 0; AST Currently In Use: 0; AST Temp Closed: 0 | 0 | 0 | 4 | 11386-069-008419 | HARP OIL CO INC
9359 | Permanently Closed | 1901-01-01 06:00 | 1969-01-01 06:00 | 1988-12-01 06:00 | Petroleum | Unleaded gasoline | Unleaded gasoline |  | Steel | Steel |  | Painted or None | Steel |  | 1901-01-01 06:00 | [15 empty] | UST Currently In Use: 0; UST Temp Close: 0; AST Currently In Use: 0; AST Temp Closed: 0 | 0 | 0 | 4 | 11386-069-008419 | HARP OIL CO INC
9360 | Permanently Closed | 1901-01-01 06:00 | 1969-01-01 06:00 | 1988-12-01 06:00 | Petroleum | Unleaded gasoline | Unleaded gasoline |  | Steel | Steel |  | Painted or None | Steel |  | 1901-01-01 06:00 | [15 empty] | UST Currently In Use: 0; UST Temp Close: 0; AST Currently In Use: 0; AST Temp Closed: 0 | 0 | 0 | 4 | 11386-069-008419 | HARP OIL CO INC
9361 | Permanently Closed | 1901-01-01 06:00 | 1969-01-01 06:00 | 1988-12-01 06:00 | Petroleum | On road diesel | On road diesel |  | Steel | Steel |  | Painted or None | Steel |  | 1901-01-01 06:00 | [15 empty] | UST Currently In Use: 0; UST Temp Close: 0; AST Currently In Use: 0; AST Temp Closed: 0 | 0 | 0 | 4 | 11386-069-008419 | HARP OIL CO INC
9362 | Permanently Closed | 1997-09-01 06:00 | 1985-01-01 06:00 | 1997-09-03 06:00 | Petroleum | Unleaded gasoline | Unleaded gasoline | Retail | Steel | Steel |  | Painted or None | Steel |  | 1901-01-01 06:00 | [6 empty] | Statistical Inventory Reconciliation (SIR) | [5 empty] | Annual line testing, Statistical inventory reconciliation (SIR) | Statistical inventory reconciliation (SIR) |  | UST Currently In Use: 0; UST Temp Close: 0; AST Currently In Use: 0; AST Temp Closed: 0 | 0 | 0 | 4 | 11386-069-008420 | HARP OIL CO INC
9363 | Permanently Closed | 1997-09-01 06:00 | 1985-01-01 06:00 | 1997-09-03 06:00 | Petroleum | Unleaded gasoline | Unleaded gasoline | Retail | Steel | Steel |  | Painted or None | Steel |  | 1901-01-01 06:00 | [6 empty] | Statistical Inventory Reconciliation (SIR) | [5 empty] | Annual line testing, Statistical inventory reconciliation (SIR) | Statistical inventory reconciliation (SIR) |  | UST Currently In Use: 0; UST Temp Close: 0; AST Currently In Use: 0; AST Temp Closed: 0 | 0 | 0 | 4 | 11386-069-008420 | HARP OIL CO INC
9364 | Permanently Closed | 1997-09-01 06:00 | 1985-01-01 06:00 | 1997-09-03 06:00 | Petroleum | Unleaded gasoline | Unleaded gasoline | Retail | Steel | Steel |  | Painted or None | Steel |  | 1901-01-01 06:00 | [6 empty] | Statistical Inventory Reconciliation (SIR) | [5 empty] | Annual line testing, Statistical inventory reconciliation (SIR) | Statistical inventory reconciliation (SIR) |  | UST Currently In Use: 0; UST Temp Close: 0; AST Currently In Use: 0; AST Temp Closed: 0 | 0 | 0 | 4 | 11386-069-008420 | HARP OIL CO INC
9365 | Permanently Closed | 1997-09-01 06:00 | 1985-01-01 06:00 | 1997-09-03 06:00 | Petroleum | Unleaded gasoline | Unleaded gasoline | Retail | Steel | Steel |  | Painted or None | Steel |  | 1901-01-01 06:00 | [6 empty] | Statistical Inventory Reconciliation (SIR) | [5 empty] | Annual line testing, Statistical inventory reconciliation (SIR) | Statistical inventory reconciliation (SIR) |  | UST Currently In Use: 0; UST Temp Close: 0; AST Currently In Use: 0; AST Temp Closed: 0 | 0 | 0 | 4 | 11386-069-008420 | HARP OIL CO INC
9366 | Currently in Use |  | 1974-01-01 06:00 |  | Petroleum | Unleaded gasoline | Unleaded gasoline | Retail | Steel | Steel | Field installed cathodic protection |  | Fiberglass reinforced plastic |  |  |  | Catchment Basin, Single walled catchment basin | Automatic shutoff device At 95% full | Automatic shutoff device At 95% full |  |  | Automatic Tank Gauge, Other |  | Automatic flow restrictor (MLLD) | Automatic flow restrictor (MLLD) |  |  | Annual line testing | Annual line testing |  | UST Currently In Use: 2; UST Temp Close: 0; AST Currently In Use: 0; AST Temp Closed: 0 | 2 | 0 | 0 | 25492-069-008423 | TRI STAR ENERGY
9368 | Currently in Use |  | 1974-01-01 06:00 |  | Petroleum | Premium gasoline | Premium gasoline | Retail | Steel | Steel | Field installed cathodic protection |  | Fiberglass reinforced plastic |  |  |  | Catchment Basin, Single walled catchment basin | Automatic shutoff device At 95% full | Automatic shutoff device At 95% full |  |  | Automatic Tank Gauge, Other |  | Automatic flow restrictor (MLLD) | Automatic flow restrictor (MLLD) |  |  | Annual line testing | Annual line testing |  | UST Currently In Use: 2; UST Temp Close: 0; AST Currently In Use: 0; AST Temp Closed: 0 | 2 | 0 | 0 | 25492-069-008423 | TRI STAR ENERGY
9369 | Permanently Closed | 1992-07-23 06:00 | 1972-01-01 06:00 | 1992-07-23 06:00 | Petroleum | On road diesel | On road diesel |  | Steel | Steel |  | Painted or None | Steel |  | 1901-01-01 06:00 | [15 empty] | UST Currently In Use: 0; UST Temp Close: 0; AST Currently In Use: 0; AST Temp Closed: 0 | 0 | 0 | 2 | 11386-069-009404 | HARP OIL CO INC
9370 | Permanently Closed | 1992-06-01 06:00 | 1972-01-01 06:00 | 1993-10-12 06:00 | Petroleum | Unleaded gasoline | Unleaded gasoline |  | Steel | Steel |  | Painted or None | Steel |  | 1901-01-01 06:00 | [15 empty] | UST Currently In Use: 0; UST Temp Close: 0; AST Currently In Use: 0; AST Temp Closed: 0 | 0 | 0 | 2 | 11386-069-009404 | HARP OIL CO INC
9371 | Permanently Closed | 1901-01-01 06:00 | 1961-01-01 06:00 | 1988-12-31 06:00 | Petroleum | Unleaded gasoline | Unleaded gasoline |  | Steel | Steel |  |  | Steel |  | 1901-01-01 06:00 | [15 empty] | UST Currently In Use: 0; UST Temp Close: 0; AST Currently In Use: 0; AST Temp Closed: 0 | 0 | 0 | 3 | 11388-101-004956 | DAVIS G HENRY JR
9372 | Permanently Closed | 1901-01-01 06:00 | 1961-01-01 06:00 | 1988-12-31 06:00 | Petroleum | Unleaded gasoline | Unleaded gasoline |  | Steel | Steel |  |  | Steel |  | 1901-01-01 06:00 | [15 empty] | UST Currently In Use: 0; UST Temp Close: 0; AST Currently In Use: 0; AST Temp Closed: 0 | 0 | 0 | 3 | 11388-101-004956 | DAVIS G HENRY JR
9373 | Permanently Closed | 1901-01-01 06:00 | 1973-01-01 06:00 | 1988-12-31 06:00 | Petroleum | Unleaded gasoline | Unleaded gasoline |  | Steel | Steel |  |  | Steel |  | 1901-01-01 06:00 | [15 empty] | UST Currently In Use: 0; UST Temp Close: 0; AST Currently In Use: 0; AST Temp Closed: 0 | 0 | 0 | 3 | 11388-101-004956 | DAVIS G HENRY JR
9374 | Permanently Closed | 1993-09-01 06:00 | 1973-01-01 06:00 | 1993-09-08 06:00 | Petroleum | Unleaded gasoline | Unleaded gasoline | Retail | Steel | Steel |  | Painted or None | Steel |  | 1901-01-01 06:00 | [15 empty] | UST Currently In Use: 0; UST Temp Close: 0; AST Currently In Use: 0; AST Temp Closed: 0 | 0 | 0 | 2 | 11389-057-010928 | DAVIS GROCERY
9375 | Permanently Closed | 1993-09-01 06:00 | 1973-01-01 06:00 | 1993-09-08 06:00 | Petroleum | Unleaded gasoline | Unleaded gasoline | Retail | Steel | Steel |  | Painted or None | Steel |  | 1901-01-01 06:00 | [15 empty] | UST Currently In Use: 0; UST Temp Close: 0; AST Currently In Use: 0; AST Temp Closed: 0 | 0 | 0 | 2 | 11389-057-010928 | DAVIS GROCERY
9376 | Permanently Closed | 1901-01-01 06:00 | 1963-01-01 06:00 | 1988-12-09 06:00 | Petroleum | Unleaded gasoline | Unleaded gasoline |  | Steel | Steel |  | Painted or None | Steel |  | 1901-01-01 06:00 | [15 empty] | UST Currently In Use: 0; UST Temp Close: 0; AST Currently In Use: 0; AST Temp Closed: 0 | 0 | 0 | 1 | 11390-045-006935 | DAVIS OIL CO OF DOTHAN INC
9377 | Permanently Closed | 1989-06-21 06:00 | 1969-01-01 06:00 | 1989-06-21 06:00 | Petroleum | Unleaded gasoline | Unleaded gasoline |  | Steel | Steel |  | Painted or None | Steel |  | 1901-01-01 06:00 | [15 empty] | UST Currently In Use: 0; UST Temp Close: 0; AST Currently In Use: 0; AST Temp Closed: 0 | 0 | 0 | 2 | 11390-067-006934 | DAVIS OIL CO OF DOTHAN INC
9378 | Permanently Closed | 1989-06-21 06:00 | 1956-01-01 06:00 | 1989-06-21 06:00 | Petroleum | Unleaded gasoline | Unleaded gasoline |  | Steel | Steel |  | Painted or None | Steel |  | 1901-01-01 06:00 | [15 empty] | UST Currently In Use: 0; UST Temp Close: 0; AST Currently In Use: 0; AST Temp Closed: 0 | 0 | 0 | 2 | 11390-067-006934 | DAVIS OIL CO OF DOTHAN INC
9379 | Permanently Closed | 1987-04-01 06:00 | 1964-01-01 06:00 | 1987-12-12 06:00 | Petroleum | Unleaded gasoline | Unleaded gasoline |  | Steel | Steel |  |  | Steel |  | 1901-01-01 06:00 | [15 empty] | UST Currently In Use: 0; UST Temp Close: 0; AST Currently In Use: 0; AST Temp Closed: 0 | 0 | 0 | 3 | 11390-067-006937 | DAVIS OIL CO OF DOTHAN INC
9380 | Permanently Closed | 1989-06-12 06:00 | 1954-01-01 06:00 | 1989-06-12 06:00 | Petroleum | Unleaded gasoline | Unleaded gasoline |  | Steel | Steel |  | Painted or None | Steel |  | 1901-01-01 06:00 | [15 empty] | UST Currently In Use: 0; UST Temp Close: 0; AST Currently In Use: 0; AST Temp Closed: 0 | 0 | 0 | 3 | 11390-067-006937 | DAVIS OIL CO OF DOTHAN INC
9381 | Permanently Closed | 1989-06-12 06:00 | 1973-01-01 06:00 | 1989-06-12 06:00 | Petroleum | Unleaded gasoline | Unleaded gasoline |  | Steel | Steel |  | Painted or None | Steel |  | 1901-01-01 06:00 | [15 empty] | UST Currently In Use: 0; UST Temp Close: 0; AST Currently In Use: 0; AST Temp Closed: 0 | 0 | 0 | 3 | 11390-067-006937 | DAVIS OIL CO OF DOTHAN INC
9382 | Permanently Closed | 1991-10-16 06:00 | 1976-01-01 06:00 | 1991-10-16 06:00 | Petroleum | Unleaded gasoline | Unleaded gasoline |  | Steel | Steel |  | Painted or None | Steel |  | 1901-01-01 06:00 | [15 empty] | UST Currently In Use: 0; UST Temp Close: 0; AST Currently In Use: 0; AST Temp Closed: 0 | 0 | 0 | 1 | 11390-067-006938 | DAVIS OIL CO OF DOTHAN INC