51900 | Currently in Use |  | 2012-07-16 06:00 |  | Petroleum | Unleaded gasoline | Unleaded gasoline | Retail | Double Wall, Fiberglass coated steel | Fiberglass coated steel |  |  | Double Wall, Fiberglass reinforced plastic |  |  |  | Catchment Basin, Single walled catchment basin | Automatic shutoff device At 95% full | Automatic shutoff device At 95% full | Interstitial Monitoring within Secondary Containment |  |  |  | Automatic flow restrictor (MLLD), Containment Sump | Containment Sump | Interstitial Monitoring within Secondary Containment |  | Continuous alarm system | Continuous alarm system |  | UST Currently In Use: 2; UST Temp Close: 0; AST Currently In Use: 0; AST Temp Closed: 0 | 2 | 0 | 3 | 24028-101-008399 | HARJINDER SUCHDEVA
51901 | Currently in Use |  | 2000-11-23 06:00 |  | Petroleum | On road diesel | On road diesel | Local government | Fiberglass coated steel, Single Wall | Single Wall |  |  | Fiberglass reinforced plastic |  |  |  | Catchment Basin, Single walled catchment basin | Automatic shutoff device At 95% full | Automatic shutoff device At 95% full |  |  | Statistical Inventory Reconciliation (SIR) | [8 empty] | UST Currently In Use: 1; UST Temp Close: 0; AST Currently In Use: 0; AST Temp Closed: 0 | 1 | 0 | 1 | 11271-039-002039 | COVINGTON COUNTY BOARD OF EDUCATION
51902 | Currently in Use |  | 2012-02-22 06:00 |  | Petroleum | Unleaded gasoline | Unleaded gasoline | Retail | Double Wall, Fiberglass coated steel | Fiberglass coated steel |  |  | Double Wall, Fiberglass reinforced plastic |  |  |  | Catchment Basin, Single walled catchment basin | Flow Rest 90% Full | Flow Rest 90% Full | Interstitial Monitoring within Secondary Containment |  |  |  | Automatic flow restrictor (MLLD), Containment Sump | Containment Sump | Interstitial Monitoring within Secondary Containment |  | Continuous alarm system | Continuous alarm system |  | UST Currently In Use: 3; UST Temp Close: 0; AST Currently In Use: 0; AST Temp Closed: 0 | 3 | 0 | 0 | 24033-113-020752 | 165 PPL LLC
51903 | Currently in Use |  | 2012-02-22 06:00 |  | Petroleum | Unleaded gasoline | Unleaded gasoline | Retail | Double Wall, Fiberglass coated steel | Fiberglass coated steel |  |  | Double Wall, Fiberglass reinforced plastic |  |  |  | Catchment Basin, Single walled catchment basin | Flow Rest 90% Full | Flow Rest 90% Full | Interstitial Monitoring within Secondary Containment |  |  |  | Automatic flow restrictor (MLLD), Containment Sump | Containment Sump | Interstitial Monitoring within Secondary Containment |  | Continuous alarm system | Continuous alarm system |  | UST Currently In Use: 3; UST Temp Close: 0; AST Currently In Use: 0; AST Temp Closed: 0 | 3 | 0 | 0 | 24033-113-020752 | 165 PPL LLC
51904 | Currently in Use |  | 2012-02-22 06:00 |  | Petroleum | On road diesel | On road diesel | Retail | Double Wall, Fiberglass coated steel, Fiberglass reinforced plastic | Fiberglass reinforced plastic |  |  | Double Wall, Fiberglass reinforced plastic |  |  |  | Catchment Basin, Single walled catchment basin | Flow Rest 90% Full | Flow Rest 90% Full | Interstitial Monitoring within Secondary Containment |  |  |  | Automatic flow restrictor (MLLD), Containment Sump | Containment Sump | Interstitial Monitoring within Secondary Containment |  | Continuous alarm system | Continuous alarm system |  | UST Currently In Use: 3; UST Temp Close: 0; AST Currently In Use: 0; AST Temp Closed: 0 | 3 | 0 | 0 | 24033-113-020752 | 165 PPL LLC
51905 | Currently in Use |  | 2012-04-01 06:00 |  | Petroleum | Unleaded gasoline | Unleaded gasoline | Retail | Double Wall, Fiberglass coated steel | Fiberglass coated steel |  |  | Double Wall, Fiberglass reinforced plastic |  |  |  | Catchment Basin, Single walled catchment basin | Automatic shutoff device At 95% full | Automatic shutoff device At 95% full | Interstitial Monitoring within Secondary Containment | SENSOR TO ATG |  | Double walled submersible pump containment sump | Automatic shutoff device (AELLD), Containment Sump | Containment Sump |  | SENSOR TO ATG | Continuous alarm system | Continuous alarm system |  | UST Currently In Use: 2; UST Temp Close: 0; AST Currently In Use: 0; AST Temp Closed: 0 | 2 | 0 | 2 | 13343-127-015143 | MCCULLOUGH OIL COMPANY, INC.
51906 | Currently in Use |  | 2012-04-01 06:00 |  | Petroleum | Premium gasoline | Premium gasoline | Retail | Double Wall, Fiberglass coated steel | Fiberglass coated steel |  |  | Double Wall, Fiberglass reinforced plastic |  |  |  | Catchment Basin, Single walled catchment basin | Automatic shutoff device At 95% full | Automatic shutoff device At 95% full | Interstitial Monitoring within Secondary Containment | SENSOR TO ATG |  | Double walled submersible pump containment sump | Automatic shutoff device (AELLD), Containment Sump | Containment Sump |  | SENSOR TO ATG | Continuous alarm system | Continuous alarm system |  | UST Currently In Use: 2; UST Temp Close: 0; AST Currently In Use: 0; AST Temp Closed: 0 | 2 | 0 | 2 | 13343-127-015143 | MCCULLOUGH OIL COMPANY, INC.
51907 | Currently in Use |  | 2011-09-06 06:00 |  | Petroleum | Unleaded gasoline | Unleaded gasoline | Retail | Double Wall, Fiberglass coated steel, ACT-100 | Fiberglass coated steel |  |  | Double Wall, Flexible |  | 2011-09-06 06:00 |  | Catchment Basin, Single walled catchment basin | Automatic shutoff device At 95% full | Automatic shutoff device At 95% full | Interstitial Monitoring within Secondary Containment | SENSOR TO ATG |  | Single walled submersible pump containment sump | Automatic flow restrictor (MLLD), Containment Sump | Containment Sump | Interstitial Monitoring within Secondary Containment | SENSOR TO ATG | Continuous alarm system, Other, INTMON REQ | Other |  | UST Currently In Use: 2; UST Temp Close: 0; AST Currently In Use: 0; AST Temp Closed: 0 | 2 | 0 | 6 | 11379-079-006606 | SIBLEY OIL COMPANY
51908 | Currently in Use |  | 1998-06-15 06:00 |  | Petroleum | Unleaded gasoline | Unleaded gasoline | Local government | Fiberglass coated steel | Fiberglass coated steel |  |  | Fiberglass reinforced plastic |  |  |  | Catchment Basin, Single walled catchment basin | Flow Rest 90% Full | Flow Rest 90% Full |  |  | Continuous Automatic Tank Gauge | [8 empty] | UST Currently In Use: 1; UST Temp Close: 0; AST Currently In Use: 0; AST Temp Closed: 0 | 1 | 0 | 4 | 12237-065-013188 | HALE COUNTY BOARD OF EDUCATION
51909 | Currently in Use |  | 2001-08-30 06:00 |  | Petroleum | Unleaded gasoline | Unleaded gasoline | Retail | Fiberglass coated steel, Single Wall | Single Wall |  |  | Double Wall, Flexible |  |  |  | Catchment Basin, Single walled catchment basin | Flow Rest 90% Full | Flow Rest 90% Full |  |  | Continuous Automatic Tank Gauge |  | Automatic shutoff device (AELLD) | Automatic shutoff device (AELLD) | [5 empty] | UST Currently In Use: 3; UST Temp Close: 0; AST Currently In Use: 0; AST Temp Closed: 0 | 3 | 0 | 0 | 24041-125-020753 | TRADEMART INC
51910 | Currently in Use |  | 2001-08-30 06:00 |  | Petroleum | Premium gasoline | Premium gasoline | Retail | Fiberglass coated steel | Fiberglass coated steel |  |  | Double Wall, Flexible |  |  |  | Catchment Basin, Single walled catchment basin | Flow Rest 90% Full | Flow Rest 90% Full |  |  | Continuous Automatic Tank Gauge |  | Automatic shutoff device (AELLD) | Automatic shutoff device (AELLD) | [5 empty] | UST Currently In Use: 3; UST Temp Close: 0; AST Currently In Use: 0; AST Temp Closed: 0 | 3 | 0 | 0 | 24041-125-020753 | TRADEMART INC
51911 | Currently in Use |  | 2001-08-30 06:00 |  | Petroleum | On road diesel | On road diesel | Retail | Fiberglass coated steel | Fiberglass coated steel |  |  | Double Wall, Flexible | OPW |  |  | Catchment Basin, Single walled catchment basin | Flow Rest 90% Full | Flow Rest 90% Full |  |  | Continuous Automatic Tank Gauge |  | Automatic shutoff device (AELLD) | Automatic shutoff device (AELLD) | [5 empty] | UST Currently In Use: 3; UST Temp Close: 0; AST Currently In Use: 0; AST Temp Closed: 0 | 3 | 0 | 0 | 24041-125-020753 | TRADEMART INC
51912 | Temporary Closed | 2013-09-13 06:00 | 1998-04-15 06:00 |  | Petroleum | Unleaded gasoline | Unleaded gasoline | Local government | Double Wall, Fiberglass coated steel | Fiberglass coated steel |  |  | Double Wall, Flexible |  |  |  | Catchment Basin, Single walled catchment basin | Flow Rest 90% Full | Flow Rest 90% Full | Interstitial Monitoring within Secondary Containment |  |  |  | Automatic flow restrictor (MLLD) | Automatic flow restrictor (MLLD) | Interstitial Monitoring within Secondary Containment |  |  |  |  | UST Currently In Use: 0; UST Temp Close: 1; AST Currently In Use: 0; AST Temp Closed: 0 | 0 | 1 | 2 | 10983-067-000993 | CITY OF ABBEVILLE
51916 | Currently in Use |  | 2012-04-30 06:00 |  | Petroleum | Unleaded gasoline | Unleaded gasoline | Retail | Double Wall, Fiberglass coated steel | Fiberglass coated steel |  |  | Double Wall, Fiberglass reinforced plastic |  | 2012-04-30 06:00 |  | Catchment Basin, Single walled catchment basin | Automatic shutoff device At 95% full | Automatic shutoff device At 95% full | Interstitial Monitoring within Secondary Containment |  | Automatic Tank Gauge |  | Automatic flow restrictor (MLLD), Containment Sump | Containment Sump | Interstitial Monitoring within Secondary Containment | SENSOR TO ATG | Annual line testing, Continuous alarm system | Continuous alarm system |  | UST Currently In Use: 1; UST Temp Close: 0; AST Currently In Use: 0; AST Temp Closed: 0 | 1 | 0 | 4 | 23848-097-000134 | SWEE CHIN PANG
51917 | Currently in Use |  | 2012-01-27 06:00 |  | Petroleum | Unleaded gasoline | Unleaded gasoline | Retail | Double Wall, Fiberglass coated steel | Fiberglass coated steel |  |  | Double Wall, Fiberglass reinforced plastic |  | 2012-01-27 06:00 |  | Catchment Basin, Single walled catchment basin | Automatic shutoff device At 95% full | Automatic shutoff device At 95% full | Interstitial Monitoring within Secondary Containment | SENSOR TO ATG |  |  | Automatic shutoff device (AELLD), Containment Sump | Containment Sump | Interstitial Monitoring within Secondary Containment | SENSOR TO ATG | Continuous alarm system | Continuous alarm system |  | UST Currently In Use: 3; UST Temp Close: 0; AST Currently In Use: 0; AST Temp Closed: 0 | 3 | 0 | 0 | 24055-053-020757 | CEIDA DBA CREEK TRAVEL PLAZA
51918 | Currently in Use |  | 2012-01-27 06:00 |  | Petroleum | On road diesel | On road diesel | Retail | Double Wall, Fiberglass coated steel | Fiberglass coated steel |  |  | Double Wall, Fiberglass reinforced plastic |  | 2012-01-27 06:00 |  | Catchment Basin, Single walled catchment basin | Automatic shutoff device At 95% full | Automatic shutoff device At 95% full | Interstitial Monitoring within Secondary Containment | SENSOR TO ATG |  |  | Automatic shutoff device (AELLD), Containment Sump | Containment Sump | Interstitial Monitoring within Secondary Containment | SENSOR TO ATG | Continuous alarm system | Continuous alarm system |  | UST Currently In Use: 3; UST Temp Close: 0; AST Currently In Use: 0; AST Temp Closed: 0 | 3 | 0 | 0 | 24055-053-020757 | CEIDA DBA CREEK TRAVEL PLAZA
51919 | Currently in Use |  | 2012-01-27 06:00 |  | Petroleum | On road diesel | On road diesel |  | Double Wall, Fiberglass coated steel | Fiberglass coated steel |  |  | Double Wall, Fiberglass reinforced plastic, Flexible |  | 2012-01-27 06:00 |  | Catchment Basin, Single walled catchment basin | Automatic shutoff device At 95% full | Automatic shutoff device At 95% full | Interstitial Monitoring within Secondary Containment | SENSOR TO ATG |  |  | Automatic shutoff device (AELLD), Containment Sump | Containment Sump | Interstitial Monitoring within Secondary Containment | SENSOR TO ATG | Continuous alarm system | Continuous alarm system |  | UST Currently In Use: 3; UST Temp Close: 0; AST Currently In Use: 0; AST Temp Closed: 0 | 3 | 0 | 0 | 24055-053-020757 | CEIDA DBA CREEK TRAVEL PLAZA
51920 | Currently in Use |  | 2012-02-08 06:00 |  | Petroleum | Unleaded gasoline | Unleaded gasoline | Retail | Double Wall, Fiberglass coated steel | Fiberglass coated steel |  |  | Double Wall, Fiberglass reinforced plastic |  |  |  | Catchment Basin, Single walled catchment basin | Flow Rest 90% Full | Flow Rest 90% Full | Interstitial Monitoring within Secondary Containment |  | Continuous Automatic Tank Gauge | Single walled submersible pump containment sump | Automatic shutoff device (AELLD), Containment Sump | Containment Sump | Interstitial Monitoring within Secondary Containment |  | Continuous alarm system | Continuous alarm system |  | UST Currently In Use: 2; UST Temp Close: 0; AST Currently In Use: 0; AST Temp Closed: 0 | 2 | 0 | 0 | 20760-081-020758 | LAKE MARTIN, INC
51921 | Currently in Use |  | 2012-02-08 06:00 |  | Petroleum | Premium gasoline | Premium gasoline | Retail | Double Wall, Fiberglass coated steel | Fiberglass coated steel |  |  | Double Wall, Fiberglass reinforced plastic |  |  |  | Catchment Basin, Single walled catchment basin | Flow Rest 90% Full | Flow Rest 90% Full | Interstitial Monitoring within Secondary Containment |  | Continuous Automatic Tank Gauge | Single walled submersible pump containment sump | Automatic shutoff device (AELLD), Containment Sump | Containment Sump | Interstitial Monitoring within Secondary Containment |  | Continuous alarm system, Vapor monitoring | Vapor monitoring |  | UST Currently In Use: 2; UST Temp Close: 0; AST Currently In Use: 0; AST Temp Closed: 0 | 2 | 0 | 0 | 20760-081-020758 | LAKE MARTIN, INC
51922 | Currently in Use |  | 2012-07-27 06:00 |  | Petroleum | Unleaded gasoline | Unleaded gasoline | Retail | Double Wall, Fiberglass coated steel | Fiberglass coated steel |  |  | Double Wall, Fiberglass reinforced plastic |  | 2012-07-27 06:00 |  | Catchment Basin, Single walled catchment basin | Audible high level alarm At 90% full, Flow Rest 90% Full | Flow Rest 90% Full | Interstitial Monitoring within Secondary Containment | SENSOR TO ATG | Automatic Tank Gauge | Single walled submersible pump containment sump | Automatic shutoff device (AELLD), Containment Sump | Containment Sump | Interstitial Monitoring within Secondary Containment | SENSOR TO ATG | Continuous alarm system, Other, INTMON REQ | Other |  | UST Currently In Use: 3; UST Temp Close: 0; AST Currently In Use: 0; AST Temp Closed: 0 | 3 | 0 | 0 | 14001-089-020759 | RaceTrac, Inc.
51923 | Currently in Use |  | 2012-07-27 06:00 |  | Petroleum | Premium gasoline | Premium gasoline | Retail | Double Wall, Fiberglass coated steel | Fiberglass coated steel |  |  | Double Wall, Fiberglass reinforced plastic |  | 2012-07-27 06:00 |  | Catchment Basin, Single walled catchment basin | Audible high level alarm At 90% full, Flow Rest 90% Full | Flow Rest 90% Full | Interstitial Monitoring within Secondary Containment | SENSOR TO ATG | Automatic Tank Gauge | Single walled submersible pump containment sump | Automatic shutoff device (AELLD), Containment Sump | Containment Sump | Interstitial Monitoring within Secondary Containment | SENSOR TO ATG | Continuous alarm system, Other, INTMON REQ | Other |  | UST Currently In Use: 3; UST Temp Close: 0; AST Currently In Use: 0; AST Temp Closed: 0 | 3 | 0 | 0 | 14001-089-020759 | RaceTrac, Inc.
51924 | Currently in Use |  | 2012-07-27 06:00 |  | Petroleum | On road diesel | On road diesel | Retail | Double Wall, Fiberglass coated steel | Fiberglass coated steel |  |  | Double Wall, Fiberglass reinforced plastic |  | 2012-07-27 06:00 |  | Catchment Basin, Single walled catchment basin | Audible high level alarm At 90% full, Flow Rest 90% Full | Flow Rest 90% Full | Interstitial Monitoring within Secondary Containment | SENSOR TO ATG | Automatic Tank Gauge | Single walled submersible pump containment sump | Automatic shutoff device (AELLD), Containment Sump | Containment Sump | Interstitial Monitoring within Secondary Containment | SENSOR TO ATG | Continuous alarm system, Other, INTMON REQ | Other |  | UST Currently In Use: 3; UST Temp Close: 0; AST Currently In Use: 0; AST Temp Closed: 0 | 3 | 0 | 0 | 14001-089-020759 | RaceTrac, Inc.
51925 | Currently in Use |  | 2012-06-18 06:00 |  | Petroleum | Unleaded gasoline | Unleaded gasoline | Retail | Double Wall, Fiberglass reinforced plastic | Fiberglass reinforced plastic |  |  | Double Wall, Fiberglass reinforced plastic |  | 2012-06-18 06:00 |  | Catchment Basin, Single walled catchment basin | Flow Rest 90% Full | Flow Rest 90% Full | Interstitial Monitoring within Secondary Containment | SENSOR TO ATG | Automatic Tank Gauge |  | Automatic flow restrictor (MLLD), Containment Sump | Containment Sump | Interstitial Monitoring within Secondary Containment | SENSOR TO ATG | Continuous alarm system | Continuous alarm system |  | UST Currently In Use: 2; UST Temp Close: 0; AST Currently In Use: 0; AST Temp Closed: 0 | 2 | 0 | 4 | 25265-003-002223 | LGWS/CROSS AMERICA PARTNERS
51926 | Currently in Use |  | 2012-06-18 06:00 |  | Petroleum | Premium gasoline | Premium gasoline | Retail | Double Wall, Fiberglass reinforced plastic | Fiberglass reinforced plastic |  |  | Double Wall, Fiberglass reinforced plastic |  | 2012-06-18 06:00 |  | Catchment Basin, Single walled catchment basin | Flow Rest 90% Full | Flow Rest 90% Full | Interstitial Monitoring within Secondary Containment | SENSOR TO ATG | Automatic Tank Gauge |  | Automatic flow restrictor (MLLD), Containment Sump | Containment Sump | Interstitial Monitoring within Secondary Containment | SENSOR TO ATG | Continuous alarm system | Continuous alarm system |  | UST Currently In Use: 2; UST Temp Close: 0; AST Currently In Use: 0; AST Temp Closed: 0 | 2 | 0 | 4 | 25265-003-002223 | LGWS/CROSS AMERICA PARTNERS
51927 | Currently in Use |  | 2012-08-24 06:00 |  | Petroleum | Unleaded gasoline | Unleaded gasoline | Retail | Double Wall, Fiberglass coated steel | Fiberglass coated steel |  |  | Fiberglass reinforced plastic, Single Wall |  |  |  | Catchment Basin, Single walled catchment basin | Automatic shutoff device At 95% full | Automatic shutoff device At 95% full | Interstitial Monitoring within Secondary Containment | [10 empty] | UST Currently In Use: 1; UST Temp Close: 0; AST Currently In Use: 0; AST Temp Closed: 0 | 1 | 0 | 3 | 24060-125-017415 | HUSSAIN MEGHANI
51928 | Currently in Use |  | 2011-11-26 06:00 |  | Petroleum | Unleaded gasoline | Unleaded gasoline | Retail | Double Wall, Fiberglass reinforced plastic | Fiberglass reinforced plastic |  |  | Double Wall, Fiberglass reinforced plastic |  | 2011-11-26 06:00 |  | Catchment Basin, Single walled catchment basin | Flow Rest 90% Full | Flow Rest 90% Full | Interstitial Monitoring within Secondary Containment |  | Continuous Automatic Tank Gauge |  | Automatic flow restrictor (MLLD), Containment Sump | Containment Sump | Interstitial Monitoring within Secondary Containment | SENSOR TO ATG | Continuous alarm system, Other, INTMON REQ | Other |  | UST Currently In Use: 3; UST Temp Close: 0; AST Currently In Use: 0; AST Temp Closed: 0 | 3 | 0 | 0 | 24079-083-020783 | BOB PATEL
51929 | Currently in Use |  | 2011-11-26 06:00 |  | Petroleum | Premium gasoline | Premium gasoline | Retail | Double Wall, Fiberglass reinforced plastic | Fiberglass reinforced plastic |  |  | Double Wall, Fiberglass reinforced plastic |  | 2011-11-26 06:00 |  | Catchment Basin, Single walled catchment basin | Flow Rest 90% Full | Flow Rest 90% Full | Interstitial Monitoring within Secondary Containment |  | Continuous Automatic Tank Gauge |  | Automatic flow restrictor (MLLD), Containment Sump | Containment Sump | Interstitial Monitoring within Secondary Containment | SENSOR TO ATG | Continuous alarm system, Other, INTMON REQ | Other |  | UST Currently In Use: 3; UST Temp Close: 0; AST Currently In Use: 0; AST Temp Closed: 0 | 3 | 0 | 0 | 24079-083-020783 | BOB PATEL
51930 | Currently in Use |  | 2011-11-26 06:00 |  | Petroleum | Unleaded gasoline | Unleaded gasoline | Retail | Double Wall, Fiberglass reinforced plastic | Fiberglass reinforced plastic |  |  | Double Wall, Fiberglass reinforced plastic |  | 2011-11-26 06:00 |  | Catchment Basin, Single walled catchment basin | Automatic shutoff device At 95% full, Flow Rest 90% Full | Flow Rest 90% Full | Interstitial Monitoring within Secondary Containment |  | Continuous Automatic Tank Gauge |  | Automatic flow restrictor (MLLD), Containment Sump | Containment Sump | Interstitial Monitoring within Secondary Containment | SENSOR TO ATG | Continuous alarm system, Other, INTMON REQ | Other |  | UST Currently In Use: 3; UST Temp Close: 0; AST Currently In Use: 0; AST Temp Closed: 0 | 3 | 0 | 0 | 24079-083-020783 | BOB PATEL
51933 | Currently in Use |  | 2011-08-01 06:00 |  | Petroleum | On road diesel | On road diesel | Emergency Power Generator | Double Wall, Fiberglass reinforced plastic | Fiberglass reinforced plastic |  |  | Double Wall, Fiberglass reinforced plastic |  | 2011-08-01 06:00 |  | Catchment Basin, Single walled catchment basin | Automatic shutoff device At 95% full | Automatic shutoff device At 95% full | Interstitial Monitoring within Secondary Containment |  | Continuous Automatic Tank Gauge |  |  |  | Interstitial Monitoring within Secondary Containment | SENSOR TO ATG | Continuous alarm system | Continuous alarm system |  | UST Currently In Use: 1; UST Temp Close: 0; AST Currently In Use: 0; AST Temp Closed: 0 | 1 | 0 | 0 | 24080-115-020784 | ST. VINCENT'S ST. CLAIR
51934 | Currently in Use |  | 2012-10-08 06:00 |  | Petroleum | Unleaded gasoline | Unleaded gasoline | Retail | Double Wall, Fiberglass coated steel | Fiberglass coated steel |  |  | Double Wall, Fiberglass reinforced plastic |  | 2012-10-08 06:00 |  | Catchment Basin, Single walled catchment basin | Automatic shutoff device At 95% full | Automatic shutoff device At 95% full | Interstitial Monitoring within Secondary Containment | SENSOR TO ATG | Continuous Automatic Tank Gauge |  | Automatic flow restrictor (MLLD), Containment Sump | Containment Sump | Interstitial Monitoring within Secondary Containment | MANUAL/VISUAL CHECK | Annual line testing, Other, INTMON RQ | Other |  | UST Currently In Use: 2; UST Temp Close: 0; AST Currently In Use: 0; AST Temp Closed: 0 | 2 | 0 | 3 | 20445-071-018003 | REEDS GROCERY
51935 | Currently in Use |  | 2012-04-30 06:00 |  | Petroleum | 100% biodiesel (Not Regulated) | 100% biodiesel (Not Regulated) | Retail | Double Wall, Fiberglass reinforced plastic | Fiberglass reinforced plastic |  |  | Double Wall, Fiberglass reinforced plastic |  | 2012-04-30 06:00 |  | Catchment Basin, Single walled catchment basin | Audible high level alarm At 90% full, Flow Rest 90% Full | Flow Rest 90% Full | Interstitial Monitoring within Secondary Containment | SENSOR TO ATG |  | Single walled submersible pump containment sump | Automatic shutoff device (AELLD), Containment Sump | Containment Sump | Interstitial Monitoring within Secondary Containment | SENSOR TO ATG | Continuous alarm system | Continuous alarm system |  | UST Currently In Use: 4; UST Temp Close: 0; AST Currently In Use: 0; AST Temp Closed: 0 | 4 | 0 | 0 | 21090-103-019318 | LOVES COUNTRY STORES
51936 | Permanently Closed | 1901-01-01 06:00 | 1964-01-01 06:00 |  | Petroleum | On road diesel | On road diesel | Industrial | Steel | Steel | [20 empty] | UST Currently In Use: 0; UST Temp Close: 0; AST Currently In Use: 1; AST Temp Closed: 0 | 0 | 0 | 3 | 23472-089-000385 | SANMINA
51937 | Permanently Closed | 1901-01-01 06:00 | 1964-01-01 06:00 |  | Petroleum | On road diesel | On road diesel | Industrial | Steel | Steel | [20 empty] | UST Currently In Use: 0; UST Temp Close: 0; AST Currently In Use: 1; AST Temp Closed: 0 | 0 | 0 | 3 | 23472-089-000385 | SANMINA
51938 | Currently in Use |  | 2012-11-09 06:00 |  | Petroleum | Unleaded gasoline | Unleaded gasoline | Retail | Double Wall, Fiberglass coated steel | Fiberglass coated steel |  |  | Double Wall, Fiberglass reinforced plastic |  | 2012-11-09 06:00 |  | Catchment Basin, Double walled catchment basin | Audible high level alarm At 90% full, Flow Rest 90% Full | Flow Rest 90% Full | Interstitial Monitoring within Secondary Containment | SENSOR TO ATG |  | Single walled submersible pump containment sump | Automatic shutoff device (AELLD), Containment Sump | Containment Sump | Interstitial Monitoring within Secondary Containment | SENSOR TO ATG | Continuous alarm system | Continuous alarm system |  | UST Currently In Use: 3; UST Temp Close: 0; AST Currently In Use: 0; AST Temp Closed: 0 | 3 | 0 | 0 | 14001-103-020800 | RaceTrac, Inc.
51939 | Currently in Use |  | 2012-11-09 06:00 |  | Petroleum | Premium gasoline | Premium gasoline | Retail | Double Wall, Fiberglass coated steel | Fiberglass coated steel |  |  | Double Wall, Fiberglass reinforced plastic |  | 2012-11-09 06:00 |  | Catchment Basin, Double walled catchment basin | Audible high level alarm At 90% full, Flow Rest 90% Full | Flow Rest 90% Full | Interstitial Monitoring within Secondary Containment | SENSOR TO ATG |  | Single walled submersible pump containment sump | Automatic shutoff device (AELLD), Containment Sump | Containment Sump | Interstitial Monitoring within Secondary Containment | SENSOR TO ATG | Continuous alarm system | Continuous alarm system |  | UST Currently In Use: 3; UST Temp Close: 0; AST Currently In Use: 0; AST Temp Closed: 0 | 3 | 0 | 0 | 14001-103-020800 | RaceTrac, Inc.
51940 | Currently in Use |  | 2012-11-09 06:00 |  | Petroleum | On road diesel | On road diesel | Retail | Double Wall, Fiberglass coated steel | Fiberglass coated steel |  |  | Double Wall, Fiberglass reinforced plastic |  | 2012-11-09 06:00 |  | Catchment Basin, Double walled catchment basin | Audible high level alarm At 90% full, Flow Rest 90% Full | Flow Rest 90% Full | Interstitial Monitoring within Secondary Containment | SENSOR TO ATG |  | Single walled submersible pump containment sump | Automatic shutoff device (AELLD), Containment Sump | Containment Sump | Interstitial Monitoring within Secondary Containment | SENSOR TO ATG | Continuous alarm system | Continuous alarm system |  | UST Currently In Use: 3; UST Temp Close: 0; AST Currently In Use: 0; AST Temp Closed: 0 | 3 | 0 | 0 | 14001-103-020800 | RaceTrac, Inc.
51941 | Currently in Use |  | 2012-08-17 06:00 |  | Petroleum | On road diesel | On road diesel | Emergency Power Generator, Industrial | Double Wall, Fiberglass reinforced plastic | Fiberglass reinforced plastic |  |  | Double Wall, Fiberglass reinforced plastic |  | 2012-08-17 06:00 |  | Catchment Basin, Single walled catchment basin | Automatic shutoff device At 95% full | Automatic shutoff device At 95% full | Interstitial Monitoring within Secondary Containment | SENSOR TO ATG |  | Single walled submersible pump containment sump | Containment Sump | Containment Sump | [5 empty] | UST Currently In Use: 1; UST Temp Close: 0; AST Currently In Use: 0; AST Temp Closed: 0 | 1 | 0 | 2 | 14462-103-012148 | BELLSOUTH TELECOMM. DBA AT&T ALA.
51942 | Currently in Use |  | 2012-10-17 06:00 |  | Petroleum | Premium gasoline | Premium gasoline | Retail | Double Wall, Fiberglass coated steel | Fiberglass coated steel |  |  | Double Wall, Fiberglass reinforced plastic |  |  |  | Catchment Basin, Single walled catchment basin | Automatic shutoff device At 95% full | Automatic shutoff device At 95% full | Interstitial Monitoring within Secondary Containment |  | Continuous Automatic Tank Gauge |  | Automatic flow restrictor (MLLD), Containment Sump, Sump sensor relayed to automatically shut off submersible pump | Sump sensor relayed to automatically shut off submersible pump | Interstitial Monitoring within Secondary Containment |  | Continuous alarm system | Continuous alarm system |  | UST Currently In Use: 2; UST Temp Close: 0; AST Currently In Use: 0; AST Temp Closed: 0 | 2 | 0 | 5 | 24231-101-004597 | SAI AARYA INC
51943 | Currently in Use |  | 2012-12-17 06:00 |  | Petroleum | On road diesel | On road diesel | Retail | Double Wall, Fiberglass coated steel | Fiberglass coated steel |  |  | Double Wall, Flexible |  |  |  | Catchment Basin, Single walled catchment basin | Audible high level alarm At 90% full | Audible high level alarm At 90% full | Interstitial Monitoring within Secondary Containment |  |  |  | Automatic flow restrictor (MLLD), Containment Sump | Containment Sump | Interstitial Monitoring within Secondary Containment |  |  |  |  | UST Currently In Use: 2; UST Temp Close: 0; AST Currently In Use: 0; AST Temp Closed: 0 | 2 | 0 | 0 | 11390-069-020809 | DAVIS OIL CO OF DOTHAN INC
51944 | Currently in Use |  | 2012-12-17 06:00 |  | Petroleum | Unleaded gasoline | Unleaded gasoline | Retail | Double Wall, Fiberglass coated steel | Fiberglass coated steel |  |  | Double Wall, Flexible |  |  |  | Catchment Basin, Single walled catchment basin | Audible high level alarm At 90% full | Audible high level alarm At 90% full | Interstitial Monitoring within Secondary Containment |  |  |  | Automatic flow restrictor (MLLD), Containment Sump | Containment Sump | Interstitial Monitoring within Secondary Containment |  |  |  |  | UST Currently In Use: 2; UST Temp Close: 0; AST Currently In Use: 0; AST Temp Closed: 0 | 2 | 0 | 0 | 11390-069-020809 | DAVIS OIL CO OF DOTHAN INC
51945 | Currently in Use |  | 2012-08-09 06:00 |  | Petroleum | Mid-grade gasoline | Mid-grade gasoline | Local government | Double Wall, Fiberglass reinforced plastic, ACT-100 | Fiberglass reinforced plastic |  |  | Double Wall, Fiberglass reinforced plastic |  | 2012-08-09 06:00 |  | Catchment Basin, Single walled catchment basin | Flow Rest 90% Full | Flow Rest 90% Full | Interstitial Monitoring within Secondary Containment |  | Continuous Automatic Tank Gauge |  | Automatic flow restrictor (MLLD), Containment Sump | Containment Sump | Interstitial Monitoring within Secondary Containment |  | Continuous alarm system | Continuous alarm system |  | UST Currently In Use: 1; UST Temp Close: 0; AST Currently In Use: 0; AST Temp Closed: 0 | 1 | 0 | 0 | 15028-125-020811 | TUSCALOOSA CO. COMMISSION PUB. WORKS
51946 | Currently in Use |  | 2012-10-04 06:00 |  | Petroleum | Unleaded gasoline | Unleaded gasoline | Retail | Double Wall, Fiberglass reinforced plastic | Fiberglass reinforced plastic |  |  | Double Wall, Flexible |  | 2012-10-04 06:00 |  | Catchment Basin, Single walled catchment basin | Audible high level alarm At 90% full, Flow Rest 90% Full | Flow Rest 90% Full | Interstitial Monitoring within Secondary Containment | SENSOR TO ATG | Other |  | Automatic shutoff device (AELLD), Containment Sump | Containment Sump | Interstitial Monitoring within Secondary Containment | SENSOR TO ATG | Other, INTMON REQ | Other |  | UST Currently In Use: 2; UST Temp Close: 0; AST Currently In Use: 0; AST Temp Closed: 0 | 2 | 0 | 0 | 21257-103-020813 | KROGER BUSINESS LICENSES
51947 | Currently in Use |  | 2012-10-04 06:00 |  | Petroleum | Premium gasoline | Premium gasoline | Retail | Double Wall, Fiberglass reinforced plastic | Fiberglass reinforced plastic |  |  | Double Wall, Flexible |  | 2012-10-04 06:00 |  | Catchment Basin, Single walled catchment basin | Audible high level alarm At 90% full, Flow Rest 90% Full | Flow Rest 90% Full | Interstitial Monitoring within Secondary Containment | SENSOR TO ATG | Other |  | Automatic shutoff device (AELLD), Containment Sump | Containment Sump | Interstitial Monitoring within Secondary Containment | SENSOR TO ATG | Other, INTMON REQ | Other |  | UST Currently In Use: 2; UST Temp Close: 0; AST Currently In Use: 0; AST Temp Closed: 0 | 2 | 0 | 0 | 21257-103-020813 | KROGER BUSINESS LICENSES
51948 | Currently in Use |  | 2013-01-31 06:00 |  | Petroleum | Unleaded gasoline | Unleaded gasoline | Retail | Double Wall, Fiberglass reinforced plastic | Fiberglass reinforced plastic |  |  | Double Wall, Flexible |  | 2013-01-31 06:00 |  | Catchment Basin, Single walled catchment basin | Audible high level alarm At 90% full | Audible high level alarm At 90% full | Interstitial Monitoring within Secondary Containment | SENSOR TO ATG | Continuous Automatic Tank Gauge |  | Automatic shutoff device (AELLD), Containment Sump | Containment Sump | Interstitial Monitoring within Secondary Containment | SENSOR TO ATG | Continuous alarm system, Other, INTMON REQ | Other |  | UST Currently In Use: 4; UST Temp Close: 0; AST Currently In Use: 0; AST Temp Closed: 0 | 4 | 0 | 0 | 15420-089-020814 | MAPCO EXPRESS, LLC
51949 | Currently in Use |  | 2013-01-31 06:00 |  | Petroleum | Premium gasoline | Premium gasoline | Retail | Double Wall, Fiberglass reinforced plastic | Fiberglass reinforced plastic |  |  | Double Wall, Flexible |  | 2013-01-31 06:00 |  | Catchment Basin, Single walled catchment basin | Audible high level alarm At 90% full | Audible high level alarm At 90% full | Interstitial Monitoring within Secondary Containment | SENSOR TO ATG | Continuous Automatic Tank Gauge |  | Automatic shutoff device (AELLD), Containment Sump | Containment Sump | Interstitial Monitoring within Secondary Containment | SENSOR TO ATG | Continuous alarm system, Other, INTMON REQ | Other |  | UST Currently In Use: 4; UST Temp Close: 0; AST Currently In Use: 0; AST Temp Closed: 0 | 4 | 0 | 0 | 15420-089-020814 | MAPCO EXPRESS, LLC
51950 | Currently in Use |  | 2013-01-31 06:00 |  | Petroleum | On road diesel | On road diesel | Retail | Double Wall, Fiberglass reinforced plastic | Fiberglass reinforced plastic |  |  | Double Wall, Flexible |  | 2013-01-31 06:00 |  | Catchment Basin, Single walled catchment basin | Audible high level alarm At 90% full | Audible high level alarm At 90% full | Interstitial Monitoring within Secondary Containment | SENSOR TO ATG | Continuous Automatic Tank Gauge |  | Automatic shutoff device (AELLD), Containment Sump | Containment Sump | Interstitial Monitoring within Secondary Containment | SENSOR TO ATG | Continuous alarm system, Other, INTMON REQ | Other |  | UST Currently In Use: 4; UST Temp Close: 0; AST Currently In Use: 0; AST Temp Closed: 0 | 4 | 0 | 0 | 15420-089-020814 | MAPCO EXPRESS, LLC
51951 | Currently in Use |  | 2013-01-31 06:00 |  | Petroleum | E85 | E85 | Retail | Double Wall, Fiberglass reinforced plastic | Fiberglass reinforced plastic |  |  | Double Wall, Flexible |  | 2013-01-31 06:00 |  | Catchment Basin, Single walled catchment basin | Audible high level alarm At 90% full | Audible high level alarm At 90% full | Interstitial Monitoring within Secondary Containment |  |  |  | Automatic shutoff device (AELLD), Containment Sump | Containment Sump | Interstitial Monitoring within Secondary Containment | SENSOR TO ATG | Continuous alarm system, Other, INTMON REQ | Other |  | UST Currently In Use: 4; UST Temp Close: 0; AST Currently In Use: 0; AST Temp Closed: 0 | 4 | 0 | 0 | 15420-089-020814 | MAPCO EXPRESS, LLC
51952 | Currently in Use |  | 2012-10-30 06:00 |  | Petroleum | Unleaded gasoline | Unleaded gasoline | Retail | Double Wall, Fiberglass reinforced plastic | Fiberglass reinforced plastic |  |  | Double Wall, NUPI SMFLX |  | 2012-10-30 06:00 |  | Catchment Basin, Single walled catchment basin | Automatic shutoff device At 95% full | Automatic shutoff device At 95% full | Interstitial Monitoring within Secondary Containment |  |  |  | Automatic shutoff device (AELLD), Containment Sump | Containment Sump | Interstitial Monitoring within Secondary Containment |  | Continuous alarm system | Continuous alarm system |  | UST Currently In Use: 3; UST Temp Close: 0; AST Currently In Use: 0; AST Temp Closed: 0 | 3 | 0 | 0 | 15420-125-020815 | MAPCO EXPRESS, LLC
51953 | Currently in Use |  | 2012-10-30 06:00 |  | Petroleum | Premium gasoline | Premium gasoline | Retail | Double Wall, Fiberglass reinforced plastic | Fiberglass reinforced plastic |  |  | Double Wall, NUPI SMFLX |  | 2012-10-30 06:00 |  | Catchment Basin, Single walled catchment basin | Automatic shutoff device At 95% full | Automatic shutoff device At 95% full | Interstitial Monitoring within Secondary Containment |  |  |  | Automatic shutoff device (AELLD), Containment Sump | Containment Sump | Interstitial Monitoring within Secondary Containment |  | Continuous alarm system | Continuous alarm system |  | UST Currently In Use: 3; UST Temp Close: 0; AST Currently In Use: 0; AST Temp Closed: 0 | 3 | 0 | 0 | 15420-125-020815 | MAPCO EXPRESS, LLC
51954 | Currently in Use |  | 2012-10-30 06:00 |  | Petroleum | E85 | E85 | Retail | Double Wall, Fiberglass reinforced plastic | Fiberglass reinforced plastic |  |  | Double Wall, NUPI SMFLX |  | 2012-10-30 06:00 |  | Catchment Basin, Single walled catchment basin | Automatic shutoff device At 95% full | Automatic shutoff device At 95% full | Interstitial Monitoring within Secondary Containment |  |  |  | Automatic shutoff device (AELLD), Containment Sump | Containment Sump | Interstitial Monitoring within Secondary Containment |  | Continuous alarm system | Continuous alarm system |  | UST Currently In Use: 3; UST Temp Close: 0; AST Currently In Use: 0; AST Temp Closed: 0 | 3 | 0 | 0 | 15420-125-020815 | MAPCO EXPRESS, LLC
51955 | Currently in Use |  | 2012-12-21 06:00 |  | Petroleum | Unleaded gasoline | Unleaded gasoline | Retail | Double Wall, Fiberglass coated steel | Fiberglass coated steel |  |  | Double Wall, Fiberglass reinforced plastic |  | 2012-12-21 06:00 |  | Catchment Basin, Single walled catchment basin | Automatic shutoff device At 95% full | Automatic shutoff device At 95% full | Interstitial Monitoring within Secondary Containment | SENSOR TO ATG | Continuous Automatic Tank Gauge |  | Automatic shutoff device (AELLD), Containment Sump | Containment Sump | Interstitial Monitoring within Secondary Containment |  | Continuous alarm system, Other, INTMON REQ | Other |  | UST Currently In Use: 3; UST Temp Close: 0; AST Currently In Use: 0; AST Temp Closed: 0 | 3 | 0 | 0 | 24134-089-020816 | VINCENT E. FORD
51956 | Currently in Use |  | 2012-12-21 06:00 |  | Petroleum | Premium gasoline | Premium gasoline | Retail | Double Wall, Fiberglass coated steel | Fiberglass coated steel |  |  | Double Wall, Fiberglass reinforced plastic |  | 2012-12-21 06:00 |  | Catchment Basin, Single walled catchment basin | Automatic shutoff device At 95% full | Automatic shutoff device At 95% full | Interstitial Monitoring within Secondary Containment | SENSOR TO ATG | Continuous Automatic Tank Gauge |  | Automatic shutoff device (AELLD), Containment Sump | Containment Sump | Interstitial Monitoring within Secondary Containment |  | Continuous alarm system, Other, INTMON REQ | Other |  | UST Currently In Use: 3; UST Temp Close: 0; AST Currently In Use: 0; AST Temp Closed: 0 | 3 | 0 | 0 | 24134-089-020816 | VINCENT E. FORD
51957 | Currently in Use |  | 2012-12-21 06:00 |  | Petroleum | On road diesel | On road diesel | Retail | Double Wall, Fiberglass coated steel | Fiberglass coated steel |  |  | Double Wall, Fiberglass reinforced plastic |  | 2012-12-21 06:00 |  | Catchment Basin, Single walled catchment basin | Automatic shutoff device At 95% full | Automatic shutoff device At 95% full | Interstitial Monitoring within Secondary Containment | SENSOR TO ATG | Continuous Automatic Tank Gauge |  | Automatic shutoff device (AELLD), Containment Sump | Containment Sump | Interstitial Monitoring within Secondary Containment |  | Continuous alarm system, Other, INTMON REQ | Other |  | UST Currently In Use: 3; UST Temp Close: 0; AST Currently In Use: 0; AST Temp Closed: 0 | 3 | 0 | 0 | 24134-089-020816 | VINCENT E. FORD
51958 | Currently in Use |  | 2013-01-30 06:00 |  | Petroleum | Unleaded gasoline | Unleaded gasoline | Retail | Double Wall, Fiberglass reinforced plastic | Fiberglass reinforced plastic |  |  | Double Wall, Flexible |  | 2013-01-30 06:00 |  | Catchment Basin, Single walled catchment basin | Audible high level alarm At 90% full, Flow Rest 90% Full | Flow Rest 90% Full | Interstitial Monitoring within Secondary Containment |  |  |  | Automatic shutoff device (AELLD), Containment Sump | Containment Sump | Interstitial Monitoring within Secondary Containment | SENSOR TO ATG | Continuous alarm system | Continuous alarm system |  | UST Currently In Use: 2; UST Temp Close: 0; AST Currently In Use: 0; AST Temp Closed: 0 | 2 | 0 | 0 | 21257-017-020817 | KROGER BUSINESS LICENSES
51959 | Currently in Use |  | 2013-01-30 06:00 |  | Petroleum | Premium gasoline | Premium gasoline | Retail | Double Wall, Fiberglass reinforced plastic | Fiberglass reinforced plastic |  |  | Double Wall, Flexible |  | 2013-01-30 06:00 |  | Catchment Basin, Single walled catchment basin | Audible high level alarm At 90% full, Flow Rest 90% Full | Flow Rest 90% Full | Interstitial Monitoring within Secondary Containment |  |  |  | Automatic shutoff device (AELLD), Containment Sump | Containment Sump | Interstitial Monitoring within Secondary Containment | SENSOR TO ATG | Continuous alarm system | Continuous alarm system |  | UST Currently In Use: 2; UST Temp Close: 0; AST Currently In Use: 0; AST Temp Closed: 0 | 2 | 0 | 0 | 21257-017-020817 | KROGER BUSINESS LICENSES
51960 | Currently in Use |  | 2012-10-21 06:00 |  | Petroleum | Unleaded gasoline | Unleaded gasoline | Retail | Double Wall, Fiberglass coated steel | Fiberglass coated steel |  |  | Double Wall, Flexible |  | 2012-10-21 06:00 |  | Catchment Basin, Single walled catchment basin |  |  | Interstitial Monitoring within Secondary Containment | SENSOR TO ATG | Continuous Automatic Tank Gauge, Other | Single walled submersible pump containment sump | Containment Sump, Sump sensor relayed to automatically shut off submersible pump | Sump sensor relayed to automatically shut off submersible pump | Interstitial Monitoring within Secondary Containment | SENSOR TO ATG | Continuous alarm system, Other, INTMON REQ | Other |  | UST Currently In Use: 2; UST Temp Close: 0; AST Currently In Use: 0; AST Temp Closed: 0 | 2 | 0 | 0 | 24061-089-020818 | BHARAT (KUMAR) DARJI
51961 | Currently in Use |  | 2012-10-21 06:00 |  | Petroleum | Premium gasoline | Premium gasoline | Retail | Double Wall, Fiberglass coated steel | Fiberglass coated steel |  |  | Double Wall, Flexible |  | 2012-10-21 06:00 |  | Catchment Basin, Single walled catchment basin |  |  | Interstitial Monitoring within Secondary Containment | SENSOR TO ATG | Continuous Automatic Tank Gauge, Other | Single walled submersible pump containment sump | Containment Sump, Sump sensor relayed to automatically shut off submersible pump | Sump sensor relayed to automatically shut off submersible pump | Interstitial Monitoring within Secondary Containment | SENSOR TO ATG | Continuous alarm system, Other, INTMON REQ | Other |  | UST Currently In Use: 2; UST Temp Close: 0; AST Currently In Use: 0; AST Temp Closed: 0 | 2 | 0 | 0 | 24061-089-020818 | BHARAT (KUMAR) DARJI
51962 | Temporary Closed | 2014-01-01 06:00 | 2013-01-05 06:00 |  | Petroleum | Unleaded gasoline | Unleaded gasoline | Retail | Double Wall, Fiberglass coated steel | Fiberglass coated steel |  |  | Double Wall, Fiberglass reinforced plastic |  |  |  | Catchment Basin, Single walled catchment basin | Automatic shutoff device At 95% full | Automatic shutoff device At 95% full |  |  | Automatic Tank Gauge | [8 empty] | UST Currently In Use: 0; UST Temp Close: 1; AST Currently In Use: 0; AST Temp Closed: 0 | 0 | 1 | 3 | 25774-117-017272 | SONIA BERTOLONE
51963 | Currently in Use |  | 2013-01-17 06:00 |  | Petroleum | Unleaded gasoline | Unleaded gasoline | Industrial | Double Wall, Fiberglass reinforced plastic | Fiberglass reinforced plastic |  |  | Double Wall, Fiberglass reinforced plastic |  |  |  | Catchment Basin, Single walled catchment basin | Audible high level alarm At 90% full, Automatic shutoff device At 95% full | Automatic shutoff device At 95% full | Interstitial Monitoring within Secondary Containment |  | Continuous Automatic Tank Gauge |  | Automatic shutoff device (AELLD), Containment Sump | Containment Sump | Interstitial Monitoring within Secondary Containment | SENSOR TO ATG | Continuous alarm system | Continuous alarm system |  | UST Currently In Use: 1; UST Temp Close: 0; AST Currently In Use: 0; AST Temp Closed: 0 | 1 | 0 | 0 | 10146-067-020819 | ALABAMA POWER COMPANY
51964 | Currently in Use |  | 2012-09-13 06:00 |  | Petroleum | Unleaded gasoline | Unleaded gasoline | Retail | Double Wall, Fiberglass coated steel | Fiberglass coated steel |  |  | Double Wall, Fiberglass reinforced plastic |  |  |  | Catchment Basin, Single walled catchment basin | Flow Rest 90% Full | Flow Rest 90% Full | Interstitial Monitoring within Secondary Containment |  | Continuous Automatic Tank Gauge |  | Automatic shutoff device (AELLD), Containment Sump | Containment Sump | Interstitial Monitoring within Secondary Containment |  | Continuous alarm system | Continuous alarm system |  | UST Currently In Use: 1; UST Temp Close: 0; AST Currently In Use: 0; AST Temp Closed: 0 | 1 | 0 | 3 | 25893-125-003102 | SKYLAND HOLDINGS
51965 | Currently in Use |  | 2012-10-01 06:00 |  | Petroleum | Unleaded gasoline | Unleaded gasoline |  | Double Wall, Fiberglass coated steel | Fiberglass coated steel |  |  | Double Wall, Fiberglass reinforced plastic |  | 2012-10-01 06:00 |  | Catchment Basin, Single walled catchment basin | Flow Rest 90% Full | Flow Rest 90% Full | Interstitial Monitoring within Secondary Containment |  | Automatic Tank Gauge |  | Automatic flow restrictor (MLLD), Containment Sump | Containment Sump | Interstitial Monitoring within Secondary Containment | SENSOR TO ATG | Continuous alarm system | Continuous alarm system |  | UST Currently In Use: 2; UST Temp Close: 0; AST Currently In Use: 0; AST Temp Closed: 0 | 2 | 0 | 0 | 25598-101-020825 | NIRVA 19 LLC
51966 | Currently in Use |  | 2012-09-06 06:00 |  | Petroleum | Premium gasoline | Premium gasoline | Retail | Double Wall, Fiberglass coated steel | Fiberglass coated steel |  |  | Double Wall, Fiberglass reinforced plastic |  | 2012-09-06 06:00 |  | Catchment Basin, Single walled catchment basin | Flow Rest 90% Full | Flow Rest 90% Full | Interstitial Monitoring within Secondary Containment |  | Automatic Tank Gauge |  | Automatic flow restrictor (MLLD), Containment Sump | Containment Sump | Interstitial Monitoring within Secondary Containment | SENSOR TO ATG | Continuous alarm system | Continuous alarm system |  | UST Currently In Use: 2; UST Temp Close: 0; AST Currently In Use: 0; AST Temp Closed: 0 | 2 | 0 | 0 | 25598-101-020825 | NIRVA 19 LLC
51967 | Currently in Use |  | 2012-12-20 06:00 |  | Petroleum | Unleaded gasoline | Unleaded gasoline | Retail | Double Wall, Fiberglass coated steel | Fiberglass coated steel |  |  | Double Wall, Fiberglass reinforced plastic |  |  |  | Catchment Basin, Single walled catchment basin | Flow Rest 90% Full | Flow Rest 90% Full | Interstitial Monitoring within Secondary Containment |  |  | Single walled submersible pump containment sump | Automatic shutoff device (AELLD), Containment Sump | Containment Sump | Interstitial Monitoring within Secondary Containment | SENSOR TO ATG | Annual line testing, Continuous alarm system | Continuous alarm system |  | UST Currently In Use: 3; UST Temp Close: 0; AST Currently In Use: 0; AST Temp Closed: 0 | 3 | 0 | 0 | 14001-069-020828 | RaceTrac, Inc.
51968 | Currently in Use |  | 2012-12-20 06:00 |  | Petroleum | Premium gasoline | Premium gasoline | Retail | Double Wall, Fiberglass coated steel | Fiberglass coated steel |  |  | Double Wall, Fiberglass reinforced plastic |  |  |  | Catchment Basin, Single walled catchment basin | Audible high level alarm At 90% full | Audible high level alarm At 90% full | Interstitial Monitoring within Secondary Containment |  |  | Single walled submersible pump containment sump | Automatic shutoff device (AELLD), Containment Sump | Containment Sump | Interstitial Monitoring within Secondary Containment | SENSOR TO ATG | Annual line testing, Continuous alarm system | Continuous alarm system |  | UST Currently In Use: 3; UST Temp Close: 0; AST Currently In Use: 0; AST Temp Closed: 0 | 3 | 0 | 0 | 14001-069-020828 | RaceTrac, Inc.
51969 | Currently in Use |  | 2012-12-20 06:00 |  | Petroleum | On road diesel | On road diesel | Retail | Double Wall, Fiberglass coated steel | Fiberglass coated steel |  |  | Double Wall, Fiberglass reinforced plastic |  |  |  | Catchment Basin, Single walled catchment basin | Flow Rest 90% Full | Flow Rest 90% Full | Interstitial Monitoring within Secondary Containment |  |  | Single walled submersible pump containment sump | Automatic shutoff device (AELLD), Containment Sump | Containment Sump | Interstitial Monitoring within Secondary Containment | SENSOR TO ATG | Annual line testing, Continuous alarm system | Continuous alarm system |  | UST Currently In Use: 3; UST Temp Close: 0; AST Currently In Use: 0; AST Temp Closed: 0 | 3 | 0 | 0 | 14001-069-020828 | RaceTrac, Inc.
51970 | Currently in Use |  | 2012-12-20 06:00 |  | Petroleum | On road diesel | On road diesel | Industrial | Double Wall, Fiberglass reinforced plastic | Fiberglass reinforced plastic |  |  | Double Wall, Fiberglass reinforced plastic, 1-PIECE |  | 2018-01-13 06:00 |  | Catchment Basin, Single walled catchment basin | Automatic shutoff device At 95% full | Automatic shutoff device At 95% full | Interstitial Monitoring within Secondary Containment | SENSOR TO ATG | Automatic Tank Gauge |  | Automatic flow restrictor (MLLD), Containment Sump | Containment Sump | Interstitial Monitoring within Secondary Containment | SENSOR TO ATG | Continuous alarm system | Continuous alarm system |  | UST Currently In Use: 1; UST Temp Close: 0; AST Currently In Use: 1; AST Temp Closed: 0 | 1 | 0 | 7 | 10038-073-000850 | AAA COOPER TRANSPORTATION ATTN JOYA
51971 | Currently in Use |  | 2013-02-20 06:00 |  | Petroleum | Unleaded gasoline | Unleaded gasoline | Local government | Double Wall, Fiberglass coated steel | Fiberglass coated steel |  |  | Double Wall, Fiberglass reinforced plastic |  | 2013-02-20 06:00 |  | Catchment Basin, Single walled catchment basin | Automatic shutoff device At 95% full | Automatic shutoff device At 95% full | Interstitial Monitoring within Secondary Containment | SENSOR TO ATG | Automatic Tank Gauge |  | Automatic flow restrictor (MLLD), Containment Sump | Containment Sump | Interstitial Monitoring within Secondary Containment | SENSOR TO ATG | Annual line testing, Continuous alarm system | Continuous alarm system |  | UST Currently In Use: 1; UST Temp Close: 0; AST Currently In Use: 0; AST Temp Closed: 0 | 1 | 0 | 3 | 14109-003-001646 | RIVIERA UTILITIES
51972 | Currently in Use |  | 2013-03-28 06:00 |  | Petroleum | Unleaded gasoline | Unleaded gasoline | Local government | Double Wall, Fiberglass coated steel | Fiberglass coated steel |  |  | Double Wall, Fiberglass reinforced plastic |  | 2013-03-28 06:00 |  | Catchment Basin, Single walled catchment basin | Automatic shutoff device At 95% full | Automatic shutoff device At 95% full | Interstitial Monitoring within Secondary Containment | SENSOR TO ATG |  |  | Automatic flow restrictor (MLLD), Containment Sump | Containment Sump | Interstitial Monitoring within Secondary Containment | SENSOR TO ATG | Continuous alarm system | Continuous alarm system |  | UST Currently In Use: 1; UST Temp Close: 0; AST Currently In Use: 0; AST Temp Closed: 0 | 1 | 0 | 3 | 14109-003-001647 | RIVIERA UTILITIES
51973 | Currently in Use |  | 1992-01-01 06:00 |  | Petroleum | Unleaded gasoline | Unleaded gasoline | Retail | Single Wall, Steel | Steel | Coated & cathodic protection (sti-P3) |  | Fiberglass reinforced plastic, Single Wall |  |  |  | Catchment Basin, Single walled catchment basin | Audible high level alarm At 90% full, Automatic shutoff device At 95% full | Automatic shutoff device At 95% full |  |  | Automatic Tank Gauge | [8 empty] | UST Currently In Use: 2; UST Temp Close: 0; AST Currently In Use: 0; AST Temp Closed: 0 | 2 | 0 | 4 | 16401-061-014290 | HARRY WILSON
51974 | Currently in Use |  | 1992-01-01 06:00 |  | Petroleum | On road diesel | On road diesel | Retail | Single Wall, Steel | Steel | Coated & cathodic protection (sti-P3) |  | Fiberglass reinforced plastic, Single Wall |  |  |  | Catchment Basin, Single walled catchment basin | Audible high level alarm At 90% full, Automatic shutoff device At 95% full | Automatic shutoff device At 95% full |  |  | Automatic Tank Gauge | [8 empty] | UST Currently In Use: 2; UST Temp Close: 0; AST Currently In Use: 0; AST Temp Closed: 0 | 2 | 0 | 4 | 16401-061-014290 | HARRY WILSON
51975 | Currently in Use |  | 2013-02-09 06:00 |  | Petroleum | Unleaded gasoline | Unleaded gasoline | Retail | Double Wall, Fiberglass coated steel | Fiberglass coated steel |  |  | Double Wall, Fiberglass reinforced plastic |  | 2013-02-09 06:00 |  | Catchment Basin, Single walled catchment basin | Automatic shutoff device At 95% full | Automatic shutoff device At 95% full | Interstitial Monitoring within Secondary Containment | SENSOR TO ATG |  | Single walled submersible pump containment sump | Automatic shutoff device (AELLD), Containment Sump | Containment Sump | Interstitial Monitoring within Secondary Containment | SENSOR TO ATG | Continuous alarm system, Other, INTMONTREQ | Other |  | UST Currently In Use: 2; UST Temp Close: 0; AST Currently In Use: 0; AST Temp Closed: 0 | 2 | 0 | 0 | 11616-043-020836 | GREG BLACK
51976 | Currently in Use |  | 2013-02-09 06:00 |  | Petroleum | Premium gasoline | Premium gasoline | Retail | Double Wall, Fiberglass coated steel | Fiberglass coated steel |  |  | Double Wall, Fiberglass reinforced plastic |  | 2013-02-09 06:00 |  | Catchment Basin, Single walled catchment basin | Automatic shutoff device At 95% full | Automatic shutoff device At 95% full | Interstitial Monitoring within Secondary Containment | SENSOR TO ATG |  | Single walled submersible pump containment sump | Automatic shutoff device (AELLD), Containment Sump | Containment Sump | Interstitial Monitoring within Secondary Containment | SENSOR TO ATG | Continuous alarm system, Other, INTMONTREQ | Other |  | UST Currently In Use: 2; UST Temp Close: 0; AST Currently In Use: 0; AST Temp Closed: 0 | 2 | 0 | 0 | 11616-043-020836 | GREG BLACK
51977 | Currently in Use |  | 2013-03-28 06:00 |  | Petroleum | Unleaded gasoline | Unleaded gasoline | Retail | Double Wall, Fiberglass reinforced plastic | Fiberglass reinforced plastic |  |  | Double Wall, Flexible |  | 2013-03-28 06:00 |  | Catchment Basin, Single walled catchment basin |  |  | Interstitial Monitoring within Secondary Containment |  |  |  | Automatic flow restrictor (MLLD), Containment Sump | Containment Sump | Interstitial Monitoring within Secondary Containment | SENSOR TO ATG | Continuous alarm system | Continuous alarm system |  | UST Currently In Use: 2; UST Temp Close: 0; AST Currently In Use: 0; AST Temp Closed: 0 | 2 | 0 | 0 | 13579-101-020839 | MURPHY OIL USA, INC.
51978 | Currently in Use |  | 2013-03-28 06:00 |  | Petroleum | Premium gasoline | Premium gasoline | Retail | Double Wall, Fiberglass reinforced plastic | Fiberglass reinforced plastic |  |  | Double Wall, Flexible |  | 2013-03-28 06:00 |  | Catchment Basin, Single walled catchment basin |  |  | Interstitial Monitoring within Secondary Containment |  |  |  | Automatic flow restrictor (MLLD), Containment Sump | Containment Sump | Interstitial Monitoring within Secondary Containment | SENSOR TO ATG | Continuous alarm system | Continuous alarm system |  | UST Currently In Use: 2; UST Temp Close: 0; AST Currently In Use: 0; AST Temp Closed: 0 | 2 | 0 | 0 | 13579-101-020839 | MURPHY OIL USA, INC.
51979 | Currently in Use |  | 2013-04-01 06:00 |  | Petroleum | Unleaded gasoline | Unleaded gasoline | Retail | Double Wall, Fiberglass coated steel | Fiberglass coated steel |  |  | Double Wall, Flexible | OPW | 2002-05-15 06:00 |  | Catchment Basin, Single walled catchment basin | Automatic shutoff device At 95% full | Automatic shutoff device At 95% full | Interstitial Monitoring within Secondary Containment | SENSOR TO ATG | Continuous Automatic Tank Gauge |  | Automatic shutoff device (AELLD), Containment Sump | Containment Sump |  |  | Automatic electronic line leak detector (AELLD) | Automatic electronic line leak detector (AELLD) |  | UST Currently In Use: 3; UST Temp Close: 0; AST Currently In Use: 0; AST Temp Closed: 0 | 3 | 0 | 2 | 13343-073-018745 | MCCULLOUGH OIL COMPANY, INC.
51980 | Currently in Use |  | 2013-04-01 06:00 |  | Petroleum | Premium gasoline | Premium gasoline | Retail | Double Wall, Fiberglass coated steel, 4M/6P | Fiberglass coated steel |  |  | Double Wall, Flexible | OPW | 2002-05-15 06:00 |  | Catchment Basin, Single walled catchment basin | Automatic shutoff device At 95% full | Automatic shutoff device At 95% full | Interstitial Monitoring within Secondary Containment | SENSOR TO ATG | Continuous Automatic Tank Gauge |  | Automatic shutoff device (AELLD), Containment Sump | Containment Sump |  |  | Automatic electronic line leak detector (AELLD) | Automatic electronic line leak detector (AELLD) |  | UST Currently In Use: 3; UST Temp Close: 0; AST Currently In Use: 0; AST Temp Closed: 0 | 3 | 0 | 2 | 13343-073-018745 | MCCULLOUGH OIL COMPANY, INC.
51983 | Temporary Closed | 2020-01-15 06:00 | 2012-07-31 06:00 |  | Petroleum | Unleaded gasoline | Unleaded gasoline | Retail | Double Wall, Fiberglass coated steel | Fiberglass coated steel |  |  | Double Wall, Fiberglass reinforced plastic |  | 2012-07-31 06:00 |  | Catchment Basin, Single walled catchment basin | Automatic shutoff device At 95% full | Automatic shutoff device At 95% full | Interstitial Monitoring within Secondary Containment | SENSOR TO ATG | Other |  | Automatic flow restrictor (MLLD), Containment Sump | Containment Sump | Interstitial Monitoring within Secondary Containment | SENSOR TO ATG | Continuous alarm system, Other, INT MON | Other |  | UST Currently In Use: 0; UST Temp Close: 2; AST Currently In Use: 0; AST Temp Closed: 0 | 0 | 2 | 0 | 24207-083-020841 | CHEVA ASSOCIATES LLC
51984 | Temporary Closed | 2020-01-15 06:00 | 2012-07-31 06:00 |  | Petroleum | Premium gasoline | Premium gasoline | Retail | Double Wall, Fiberglass coated steel | Fiberglass coated steel |  |  | Double Wall, Fiberglass reinforced plastic |  | 2012-07-31 06:00 |  | Catchment Basin, Single walled catchment basin | Automatic shutoff device At 95% full | Automatic shutoff device At 95% full | Interstitial Monitoring within Secondary Containment | SENSOR TO ATG | Other |  | Automatic flow restrictor (MLLD), Containment Sump | Containment Sump | Interstitial Monitoring within Secondary Containment | SENSOR TO ATG | Continuous alarm system, Other, INT MON | Other |  | UST Currently In Use: 0; UST Temp Close: 2; AST Currently In Use: 0; AST Temp Closed: 0 | 0 | 2 | 0 | 24207-083-020841 | CHEVA ASSOCIATES LLC
51986 | Currently in Use |  | 2013-06-19 06:00 |  | Petroleum | Unleaded gasoline | Unleaded gasoline | Retail | Double Wall, Fiberglass reinforced plastic | Fiberglass reinforced plastic |  |  | Double Wall, Flexible |  |  |  | Catchment Basin, Single walled catchment basin | Automatic shutoff device At 95% full | Automatic shutoff device At 95% full | Interstitial Monitoring within Secondary Containment | SENSOR TO ATG |  |  | Automatic flow restrictor (MLLD), Containment Sump | Containment Sump | Interstitial Monitoring within Secondary Containment | SENSOR TO ATG | Continuous alarm system | Continuous alarm system |  | UST Currently In Use: 2; UST Temp Close: 0; AST Currently In Use: 0; AST Temp Closed: 0 | 2 | 0 | 0 | 13579-051-020843 | MURPHY OIL USA, INC.
51987 | Currently in Use |  | 2013-04-02 06:00 |  | Petroleum | Premium gasoline | Premium gasoline | Retail | Double Wall, Fiberglass reinforced plastic | Fiberglass reinforced plastic |  |  | Double Wall, Flexible |  |  |  | Catchment Basin, Single walled catchment basin | Automatic shutoff device At 95% full | Automatic shutoff device At 95% full | Interstitial Monitoring within Secondary Containment | SENSOR TO ATG |  |  | Automatic flow restrictor (MLLD), Containment Sump | Containment Sump | Interstitial Monitoring within Secondary Containment | SENSOR TO ATG | Continuous alarm system | Continuous alarm system |  | UST Currently In Use: 2; UST Temp Close: 0; AST Currently In Use: 0; AST Temp Closed: 0 | 2 | 0 | 0 | 13579-051-020843 | MURPHY OIL USA, INC.
51988 | Currently in Use |  | 2010-09-01 06:00 |  | Petroleum | Other, HEXANE | Other | Industrial | Double Wall, Steel | Steel | Coated & cathodic protection (sti-P3) |  | Single Wall, Steel |  | 2010-09-01 06:00 | Other, ABOVE GRND | Catchment Basin, Single walled catchment basin | Audible high level alarm At 90% full | Audible high level alarm At 90% full | Interstitial Monitoring within Secondary Containment | MANUAL/VISUAL CHECK | Other | [8 empty] | UST Currently In Use: 1; UST Temp Close: 0; AST Currently In Use: 2; AST Temp Closed: 0 | 1 | 0 | 5 | 10840-095-000316 | CARGILL INC
51989 | Temporary Closed | 2010-01-01 06:00 | 2000-08-01 06:00 |  | Petroleum | On road diesel | On road diesel | Industrial | Double Wall, Fiberglass coated steel | Fiberglass coated steel |  |  | Fiberglass reinforced plastic |  |  |  | Catchment Basin, Single walled catchment basin | Flow Rest 90% Full | Flow Rest 90% Full |  |  | Automatic Tank Gauge |  | Automatic flow restrictor (MLLD) | Automatic flow restrictor (MLLD) |  |  | Annual line testing | Annual line testing |  | UST Currently In Use: 0; UST Temp Close: 1; AST Currently In Use: 0; AST Temp Closed: 0 | 0 | 1 | 0 | 24509-001-020844 | SWP PROPERTIES LLC
51990 | Currently in Use |  | 2013-07-01 06:00 |  | Petroleum | On road diesel | On road diesel | Emergency power generator | Double Wall, Fiberglass reinforced plastic | Fiberglass reinforced plastic |  |  | Double Wall, Fiberglass reinforced plastic |  |  |  | Catchment Basin, Single walled catchment basin | Audible high level alarm At 90% full, Automatic shutoff device At 95% full | Automatic shutoff device At 95% full | Interstitial Monitoring within Secondary Containment |  | Other | [5 empty] | Continuous alarm system | Continuous alarm system |  | UST Currently In Use: 1; UST Temp Close: 0; AST Currently In Use: 0; AST Temp Closed: 0 | 1 | 0 | 3 | 14462-049-012123 | BELLSOUTH TELECOMM. DBA AT&T ALA.
51991 | Currently in Use |  | 2013-03-01 06:00 |  | Petroleum | On road diesel | On road diesel | Emergency power generator | Double Wall, Fiberglass reinforced plastic | Fiberglass reinforced plastic |  |  | Double Wall, Fiberglass reinforced plastic |  | 2013-03-01 06:00 |  | Catchment Basin, Single walled catchment basin | Audible high level alarm At 90% full, Automatic shutoff device At 95% full | Automatic shutoff device At 95% full | Interstitial Monitoring within Secondary Containment | SENSOR TO ATG | Other | [5 empty] | Continuous alarm system | Continuous alarm system |  | UST Currently In Use: 1; UST Temp Close: 0; AST Currently In Use: 0; AST Temp Closed: 0 | 1 | 0 | 2 | 14462-083-012042 | BELLSOUTH TELECOMM. DBA AT&T ALA.
51992 | Currently in Use |  | 2013-01-07 06:00 |  | Petroleum | Unleaded gasoline | Unleaded gasoline | Retail | Double Wall, Fiberglass reinforced plastic | Fiberglass reinforced plastic |  |  | Double Wall, Fiberglass reinforced plastic |  | 2013-01-07 06:00 |  | Catchment Basin, Single walled catchment basin | Automatic shutoff device At 95% full | Automatic shutoff device At 95% full | Interstitial Monitoring within Secondary Containment | SENSOR TO ATG | [9 empty] | UST Currently In Use: 2; UST Temp Close: 0; AST Currently In Use: 0; AST Temp Closed: 0 | 2 | 0 | 0 | 24555-049-020866 | URVASHI PATEL
51993 | Currently in Use |  | 2013-01-07 06:00 |  | Petroleum | On road diesel | On road diesel | Retail | Double Wall, Fiberglass reinforced plastic | Fiberglass reinforced plastic |  |  | Double Wall, Fiberglass reinforced plastic |  | 2013-01-07 06:00 |  | Catchment Basin, Single walled catchment basin | Automatic shutoff device At 95% full | Automatic shutoff device At 95% full | Interstitial Monitoring within Secondary Containment | SENSOR TO ATG | [9 empty] | UST Currently In Use: 2; UST Temp Close: 0; AST Currently In Use: 0; AST Temp Closed: 0 | 2 | 0 | 0 | 24555-049-020866 | URVASHI PATEL
51994 | Currently in Use |  | 2013-07-14 06:00 |  | Petroleum | Unleaded gasoline | Unleaded gasoline | Retail | Double Wall, Fiberglass coated steel | Fiberglass coated steel |  |  | Double Wall, Fiberglass reinforced plastic |  |  |  | Catchment Basin, Single walled catchment basin | Automatic shutoff device At 95% full | Automatic shutoff device At 95% full | Interstitial Monitoring within Secondary Containment |  |  |  | Automatic shutoff device (AELLD), Containment Sump, Sump sensor relayed to automatically shut off submersible pump | Sump sensor relayed to automatically shut off submersible pump | Interstitial Monitoring within Secondary Containment | SENSOR TO ATG |  |  |  | UST Currently In Use: 1; UST Temp Close: 0; AST Currently In Use: 0; AST Temp Closed: 0 | 1 | 0 | 4 | 23997-051-010650 | EHSON JAN KOCHI
51995 | Currently in Use |  | 2013-06-15 06:00 |  | Petroleum | Virgin oil | Virgin oil | Retail | Double Wall, Fiberglass reinforced plastic | Fiberglass reinforced plastic |  |  | Double Wall, Fiberglass reinforced plastic |  | 2013-06-15 06:00 |  | Catchment Basin, Single walled catchment basin | Flow Rest 90% Full | Flow Rest 90% Full | Interstitial Monitoring within Secondary Containment | SENSOR TO ATG | [8 empty] | Suction Piping | UST Currently In Use: 8; UST Temp Close: 0; AST Currently In Use: 0; AST Temp Closed: 0 | 8 | 0 | 4 | 12300-043-013409 | HAYS AND SON OIL COMPANY, INC.
51996 | Currently in Use |  | 2013-06-15 06:00 |  | Petroleum | Virgin oil | Virgin oil | Retail | Double Wall, Fiberglass reinforced plastic | Fiberglass reinforced plastic |  |  | Double Wall, Fiberglass reinforced plastic |  | 2013-06-15 06:00 |  | Catchment Basin, Single walled catchment basin | Flow Rest 90% Full | Flow Rest 90% Full | Interstitial Monitoring within Secondary Containment | SENSOR TO ATG | [8 empty] | Suction Piping | UST Currently In Use: 8; UST Temp Close: 0; AST Currently In Use: 0; AST Temp Closed: 0 | 8 | 0 | 4 | 12300-043-013409 | HAYS AND SON OIL COMPANY, INC.
51998 | Currently in Use |  | 2013-06-15 06:00 |  | Petroleum | Used oil | Used oil | Retail | Double Wall, Fiberglass reinforced plastic | Fiberglass reinforced plastic |  |  | Double Wall, Fiberglass reinforced plastic |  | 2013-06-15 06:00 |  | Catchment Basin, Single walled catchment basin, EXEMPT | Other, EXEMPT | Other | Interstitial Monitoring within Secondary Containment | SENSOR TO ATG | [8 empty] | Suction Piping | UST Currently In Use: 8; UST Temp Close: 0; AST Currently In Use: 0; AST Temp Closed: 0 | 8 | 0 | 4 | 12300-043-013409 | HAYS AND SON OIL COMPANY, INC.
51999 | Currently in Use |  | 2013-08-20 06:00 |  | Petroleum | Unleaded gasoline | Unleaded gasoline | Retail | Double Wall, Fiberglass coated steel, ELUTRON | Fiberglass coated steel |  |  | Double Wall, Fiberglass reinforced plastic |  | 2013-08-20 06:00 |  | Catchment Basin, Single walled catchment basin | Flow Rest 90% Full | Flow Rest 90% Full | Interstitial Monitoring within Secondary Containment | MANUAL/VISUAL CHECK | Automatic Tank Gauge |  | Automatic flow restrictor (MLLD), Automatic shutoff device (AELLD) | Automatic shutoff device (AELLD) | Interstitial Monitoring within Secondary Containment |  | Continuous alarm system | Continuous alarm system |  | UST Currently In Use: 1; UST Temp Close: 0; AST Currently In Use: 0; AST Temp Closed: 0 | 1 | 0 | 0 | 24258-069-019521 | AMERIBANGLA INC
52000 | Temporary Closed | 2012-12-31 06:00 | 2013-07-24 06:00 |  | Petroleum | Unleaded gasoline | Unleaded gasoline | Retail | Double Wall, Fiberglass coated steel | Fiberglass coated steel |  |  | Double Wall, Fiberglass reinforced plastic |  |  |  | Catchment Basin, Single walled catchment basin |  |  | Interstitial Monitoring within Secondary Containment |  | Continuous Automatic Tank Gauge |  | Automatic flow restrictor (MLLD), Containment Sump, Sump sensor relayed to automatically shut off submersible pump | Sump sensor relayed to automatically shut off submersible pump | Interstitial Monitoring within Secondary Containment | SENSOR TO ATG |  |  |  | UST Currently In Use: 0; UST Temp Close: 2; AST Currently In Use: 0; AST Temp Closed: 0 | 0 | 2 | 3 | 24260-113-009817 | AVIJES LLC
52001 | Temporary Closed | 2012-12-31 06:00 | 2013-07-24 06:00 |  | Petroleum | Unleaded gasoline | Unleaded gasoline | Retail | Double Wall, Fiberglass coated steel | Fiberglass coated steel |  |  | Double Wall, Fiberglass reinforced plastic |  |  |  | Catchment Basin, Single walled catchment basin | Flow Rest 90% Full | Flow Rest 90% Full | Interstitial Monitoring within Secondary Containment |  | Continuous Automatic Tank Gauge |  | Automatic flow restrictor (MLLD), Containment Sump, Sump sensor relayed to automatically shut off submersible pump | Sump sensor relayed to automatically shut off submersible pump | Interstitial Monitoring within Secondary Containment | SENSOR TO ATG | Continuous alarm system | Continuous alarm system |  | UST Currently In Use: 0; UST Temp Close: 2; AST Currently In Use: 0; AST Temp Closed: 0 | 0 | 2 | 3 | 24260-113-009817 | AVIJES LLC
52003 | Currently in Use |  | 2013-05-28 06:00 |  | Petroleum | Unleaded gasoline | Unleaded gasoline | Industrial | Double Wall, Fiberglass reinforced plastic | Fiberglass reinforced plastic |  |  | Double Wall, Fiberglass reinforced plastic |  | 2013-05-28 06:00 |  | Catchment Basin, Single walled catchment basin | Audible high level alarm At 90% full, Automatic shutoff device At 95% full | Automatic shutoff device At 95% full | Interstitial Monitoring within Secondary Containment |  | Continuous Automatic Tank Gauge |  | Automatic shutoff device (AELLD), Containment Sump | Containment Sump | Interstitial Monitoring within Secondary Containment | SENSOR TO ATG | Continuous alarm system | Continuous alarm system |  | UST Currently In Use: 1; UST Temp Close: 0; AST Currently In Use: 0; AST Temp Closed: 0 | 1 | 0 | 1 | 10146-099-011539 | ALABAMA POWER COMPANY
52004 | Currently in Use |  | 2013-01-15 06:00 |  | Petroleum | Unleaded gasoline | Unleaded gasoline | Retail | Double Wall, Fiberglass reinforced plastic | Fiberglass reinforced plastic |  |  | Double Wall, OTHER |  | 2013-01-15 06:00 |  | Catchment Basin, Single walled catchment basin | Audible high level alarm At 90% full, Flow Rest 90% Full | Flow Rest 90% Full | Interstitial Monitoring within Secondary Containment | SENSOR TO ATG | Continuous Automatic Tank Gauge, Other | Single walled submersible pump containment sump | Automatic flow restrictor (MLLD), Containment Sump | Containment Sump | Interstitial Monitoring within Secondary Containment | SENSOR TO ATG | Continuous alarm system, Other, INTMON REQ | Other |  | UST Currently In Use: 3; UST Temp Close: 0; AST Currently In Use: 0; AST Temp Closed: 0 | 3 | 0 | 0 | 15420-089-020878 | MAPCO EXPRESS, LLC
52005 | Currently in Use |  | 2013-01-15 06:00 |  | Petroleum | Premium gasoline | Premium gasoline | Retail | Double Wall, Fiberglass reinforced plastic | Fiberglass reinforced plastic |  |  | Double Wall |  | 2013-01-15 06:00 | Other, OTHER | Catchment Basin, Single walled catchment basin | Audible high level alarm At 90% full, Flow Rest 90% Full | Flow Rest 90% Full | Interstitial Monitoring within Secondary Containment | SENSOR TO ATG | Continuous Automatic Tank Gauge, Other | Single walled submersible pump containment sump | Automatic flow restrictor (MLLD), Containment Sump | Containment Sump | Interstitial Monitoring within Secondary Containment | SENSOR TO ATG | Annual line testing, Continuous alarm system, Other, INTMON REQ | Other |  | UST Currently In Use: 3; UST Temp Close: 0; AST Currently In Use: 0; AST Temp Closed: 0 | 3 | 0 | 0 | 15420-089-020878 | MAPCO EXPRESS, LLC
52006 | Currently in Use |  | 2013-01-15 06:00 |  | Petroleum | E85 | E85 | Retail | Double Wall, Fiberglass reinforced plastic | Fiberglass reinforced plastic |  |  | Double Wall, OTHER |  | 2013-01-15 06:00 |  | Catchment Basin, Single walled catchment basin | Audible high level alarm At 90% full, Flow Rest 90% Full | Flow Rest 90% Full | Interstitial Monitoring within Secondary Containment | SENSOR TO ATG | Continuous Automatic Tank Gauge, Other | Single walled submersible pump containment sump | Automatic flow restrictor (MLLD), Containment Sump | Containment Sump | Interstitial Monitoring within Secondary Containment | SENSOR TO ATG | Annual line testing, Continuous alarm system, Other, INTMON REQ | Other |  | UST Currently In Use: 3; UST Temp Close: 0; AST Currently In Use: 0; AST Temp Closed: 0 | 3 | 0 | 0 | 15420-089-020878 | MAPCO EXPRESS, LLC
52007 | Currently in Use |  | 2013-09-24 06:00 |  | Petroleum | Unleaded gasoline | Unleaded gasoline | Retail | Double Wall, Fiberglass reinforced plastic | Fiberglass reinforced plastic |  |  | Double Wall, Flexible |  | 2013-09-24 06:00 |  | Catchment Basin, Single walled catchment basin | Audible high level alarm At 90% full, Flow Rest 90% Full | Flow Rest 90% Full | Interstitial Monitoring within Secondary Containment |  |  |  | Automatic flow restrictor (MLLD), Containment Sump, Sump sensor relayed to automatically shut off submersible pump | Sump sensor relayed to automatically shut off submersible pump | Interstitial Monitoring within Secondary Containment |  | Continuous alarm system | Continuous alarm system |  | UST Currently In Use: 3; UST Temp Close: 0; AST Currently In Use: 0; AST Temp Closed: 0 | 3 | 0 | 0 | 15420-101-020879 | MAPCO EXPRESS, LLC
52008 | Currently in Use |  | 2013-09-24 06:00 |  | Petroleum | Premium gasoline | Premium gasoline | Retail | Double Wall, Fiberglass reinforced plastic | Fiberglass reinforced plastic |  |  | Double Wall, Flexible |  | 2013-09-24 06:00 |  | Catchment Basin, Single walled catchment basin | Audible high level alarm At 90% full, Flow Rest 90% Full | Flow Rest 90% Full | Interstitial Monitoring within Secondary Containment |  |  |  | Automatic shutoff device (AELLD), Containment Sump, Sump sensor relayed to automatically shut off submersible pump | Sump sensor relayed to automatically shut off submersible pump | Interstitial Monitoring within Secondary Containment |  | Continuous alarm system | Continuous alarm system |  | UST Currently In Use: 3; UST Temp Close: 0; AST Currently In Use: 0; AST Temp Closed: 0 | 3 | 0 | 0 | 15420-101-020879 | MAPCO EXPRESS, LLC
52009 | Currently in Use |  | 2013-05-15 06:00 |  | Petroleum | Unleaded gasoline | Unleaded gasoline | Retail | Double Wall, Fiberglass reinforced plastic | Fiberglass reinforced plastic |  |  | Double Wall, Flexible |  | 2013-05-15 06:00 |  | Catchment Basin, Single walled catchment basin | Audible high level alarm At 90% full, Flow Rest 90% Full | Flow Rest 90% Full | Interstitial Monitoring within Secondary Containment |  |  |  | Automatic shutoff device (AELLD), Containment Sump, Sump sensor relayed to automatically shut off submersible pump | Sump sensor relayed to automatically shut off submersible pump | Interstitial Monitoring within Secondary Containment |  | Continuous alarm system | Continuous alarm system |  | UST Currently In Use: 3; UST Temp Close: 0; AST Currently In Use: 0; AST Temp Closed: 0 | 3 | 0 | 0 | 15420-101-020880 | MAPCO EXPRESS, LLC
52010 | Currently in Use |  | 2013-05-15 06:00 |  | Petroleum | Premium gasoline | Premium gasoline | Retail | Double Wall, Fiberglass reinforced plastic | Fiberglass reinforced plastic |  |  | Double Wall, Flexible |  | 2013-05-15 06:00 |  | Catchment Basin, Single walled catchment basin | Audible high level alarm At 90% full, Flow Rest 90% Full | Flow Rest 90% Full | Interstitial Monitoring within Secondary Containment |  |  |  | Automatic shutoff device (AELLD), Containment Sump, Sump sensor relayed to automatically shut off submersible pump | Sump sensor relayed to automatically shut off submersible pump | Interstitial Monitoring within Secondary Containment |  | Continuous alarm system | Continuous alarm system |  | UST Currently In Use: 3; UST Temp Close: 0; AST Currently In Use: 0; AST Temp Closed: 0 | 3 | 0 | 0 | 15420-101-020880 | MAPCO EXPRESS, LLC
52011 | Currently in Use |  | 2013-05-15 06:00 |  | Petroleum | E85 | E85 | Retail | Double Wall, Fiberglass reinforced plastic | Fiberglass reinforced plastic |  |  | Double Wall, Fiberglass reinforced plastic |  | 2013-05-15 06:00 |  | Catchment Basin, Single walled catchment basin | Audible high level alarm At 90% full, Flow Rest 90% Full | Flow Rest 90% Full | Interstitial Monitoring within Secondary Containment |  |  |  | Automatic shutoff device (AELLD), Containment Sump, Sump sensor relayed to automatically shut off submersible pump | Sump sensor relayed to automatically shut off submersible pump | Interstitial Monitoring within Secondary Containment |  | Continuous alarm system | Continuous alarm system |  | UST Currently In Use: 3; UST Temp Close: 0; AST Currently In Use: 0; AST Temp Closed: 0 | 3 | 0 | 0 | 15420-101-020880 | MAPCO EXPRESS, LLC
52012 | Currently in Use |  | 2013-08-28 06:00 |  | Petroleum | Unleaded gasoline | Unleaded gasoline | Retail | Double Wall, Fiberglass reinforced plastic | Fiberglass reinforced plastic |  |  | Double Wall, Flexible |  | 2013-08-28 06:00 |  | Catchment Basin, Single walled catchment basin | Audible high level alarm At 90% full, Automatic shutoff device At 95% full | Automatic shutoff device At 95% full | Interstitial Monitoring within Secondary Containment | SENSOR TO ATG | Automatic Tank Gauge | Single walled submersible pump containment sump | Automatic shutoff device (AELLD), Containment Sump | Containment Sump | Interstitial Monitoring within Secondary Containment | SENSOR TO ATG | Continuous alarm system | Continuous alarm system |  | UST Currently In Use: 1; UST Temp Close: 0; AST Currently In Use: 0; AST Temp Closed: 0 | 1 | 0 | 0 | 24960-043-020881 | DOLGENCORP, LLC.
52013 | Currently in Use |  | 2013-08-07 06:00 |  | Petroleum | Unleaded gasoline | Unleaded gasoline | Retail | Double Wall, Fiberglass reinforced plastic | Fiberglass reinforced plastic |  |  | Double Wall, Fiberglass reinforced plastic |  | 2013-08-07 06:00 |  | Catchment Basin, Single walled catchment basin | Automatic shutoff device At 95% full | Automatic shutoff device At 95% full | Interstitial Monitoring within Secondary Containment | SENSOR TO ATG |  | Single walled submersible pump containment sump | Automatic shutoff device (AELLD), Containment Sump | Containment Sump | Interstitial Monitoring within Secondary Containment | SENSOR TO ATG | Continuous alarm system | Continuous alarm system |  | UST Currently In Use: 2; UST Temp Close: 0; AST Currently In Use: 0; AST Temp Closed: 0 | 2 | 0 | 0 | 21373-059-020883 | LINECO, INC. DBA YOGI'S QUIK MART
52014 | Currently in Use |  | 2013-08-07 06:00 |  | Petroleum | Premium gasoline | Premium gasoline | Retail | Double Wall, Fiberglass reinforced plastic | Fiberglass reinforced plastic |  |  | Double Wall, Fiberglass reinforced plastic |  | 2013-08-07 06:00 |  | Catchment Basin, Single walled catchment basin | Flow Rest 90% Full | Flow Rest 90% Full | Interstitial Monitoring within Secondary Containment | SENSOR TO ATG |  | Single walled submersible pump containment sump | Automatic shutoff device (AELLD), Containment Sump | Containment Sump | Interstitial Monitoring within Secondary Containment | SENSOR TO ATG | Continuous alarm system | Continuous alarm system |  | UST Currently In Use: 2; UST Temp Close: 0; AST Currently In Use: 0; AST Temp Closed: 0 | 2 | 0 | 0 | 21373-059-020883 | LINECO, INC. DBA YOGI'S QUIK MART
52015 | Currently in Use |  | 2013-05-02 06:00 |  | Petroleum | Unleaded gasoline | Unleaded gasoline | Retail | Double Wall, Fiberglass reinforced plastic | Fiberglass reinforced plastic |  |  | Double Wall, Fiberglass reinforced plastic |  | 2013-05-02 06:00 |  | Catchment Basin, Single walled catchment basin | Automatic shutoff device At 95% full | Automatic shutoff device At 95% full | Interstitial Monitoring within Secondary Containment |  | Continuous Automatic Tank Gauge |  | Automatic shutoff device (AELLD), Containment Sump | Containment Sump | Interstitial Monitoring within Secondary Containment |  | Annual line testing, Continuous alarm system | Continuous alarm system |  | UST Currently In Use: 4; UST Temp Close: 0; AST Currently In Use: 0; AST Temp Closed: 0 | 4 | 0 | 0 | 25736-117-020882 | MM ALABAMA LEASING
52016 | Currently in Use |  | 2013-05-02 06:00 |  | Petroleum | Premium gasoline | Premium gasoline | Retail | Double Wall, Fiberglass reinforced plastic | Fiberglass reinforced plastic |  |  | Double Wall, Fiberglass reinforced plastic |  | 2013-05-02 06:00 |  | Catchment Basin, Single walled catchment basin | Automatic shutoff device At 95% full | Automatic shutoff device At 95% full | Interstitial Monitoring within Secondary Containment |  | Continuous Automatic Tank Gauge |  | Automatic shutoff device (AELLD), Containment Sump | Containment Sump | Interstitial Monitoring within Secondary Containment |  | Annual line testing, Continuous alarm system | Continuous alarm system |  | UST Currently In Use: 4; UST Temp Close: 0; AST Currently In Use: 0; AST Temp Closed: 0 | 4 | 0 | 0 | 25736-117-020882 | MM ALABAMA LEASING
52017 | Currently in Use |  | 2013-05-02 06:00 |  | Petroleum | On road diesel | On road diesel | Retail | Double Wall, Fiberglass reinforced plastic | Fiberglass reinforced plastic |  |  | Double Wall, Fiberglass reinforced plastic |  | 2013-05-02 06:00 |  | Catchment Basin, Single walled catchment basin | Automatic shutoff device At 95% full | Automatic shutoff device At 95% full | Interstitial Monitoring within Secondary Containment |  | Continuous Automatic Tank Gauge |  | Automatic shutoff device (AELLD), Containment Sump | Containment Sump | Interstitial Monitoring within Secondary Containment |  | Annual line testing, Continuous alarm system | Continuous alarm system |  | UST Currently In Use: 4; UST Temp Close: 0; AST Currently In Use: 0; AST Temp Closed: 0 | 4 | 0 | 0 | 25736-117-020882 | MM ALABAMA LEASING
52018 | Currently in Use |  | 2013-05-02 06:00 |  | Petroleum | E85 | E85 | Retail | Double Wall, Fiberglass reinforced plastic | Fiberglass reinforced plastic |  |  | Double Wall, Fiberglass reinforced plastic |  | 2013-05-02 06:00 |  | Catchment Basin, Single walled catchment basin | Automatic shutoff device At 95% full | Automatic shutoff device At 95% full | Interstitial Monitoring within Secondary Containment |  | Continuous Automatic Tank Gauge |  | Automatic shutoff device (AELLD), Containment Sump | Containment Sump | Interstitial Monitoring within Secondary Containment |  | Annual line testing, Continuous alarm system | Continuous alarm system |  | UST Currently In Use: 4; UST Temp Close: 0; AST Currently In Use: 0; AST Temp Closed: 0 | 4 | 0 | 0 | 25736-117-020882 | MM ALABAMA LEASING
52019 | Currently in Use |  | 2013-09-21 06:00 |  | Petroleum | Unleaded gasoline | Unleaded gasoline | Retail | Double Wall, Fiberglass reinforced plastic | Fiberglass reinforced plastic |  |  | Double Wall, Fiberglass reinforced plastic |  | 2013-09-21 06:00 |  | Catchment Basin, Single walled catchment basin | Automatic shutoff device At 95% full | Automatic shutoff device At 95% full | Interstitial Monitoring within Secondary Containment | SENSOR TO ATG | Continuous Automatic Tank Gauge |  | Automatic shutoff device (AELLD), Containment Sump | Containment Sump | Interstitial Monitoring within Secondary Containment | SENSOR TO ATG | Continuous alarm system | Continuous alarm system |  | UST Currently In Use: 3; UST Temp Close: 0; AST Currently In Use: 0; AST Temp Closed: 0 | 3 | 0 | 0 | 22285-115-020884 | HIGH TIDE OIL COMPANY, INC.
52020 | Currently in Use |  | 2013-09-21 06:00 |  | Petroleum | On road diesel | On road diesel | Retail | Double Wall, Fiberglass reinforced plastic | Fiberglass reinforced plastic |  |  | Double Wall, Fiberglass reinforced plastic |  | 2013-09-21 06:00 |  | Catchment Basin, Single walled catchment basin | Automatic shutoff device At 95% full | Automatic shutoff device At 95% full | Interstitial Monitoring within Secondary Containment | SENSOR TO ATG | Continuous Automatic Tank Gauge |  | Automatic shutoff device (AELLD), Containment Sump | Containment Sump | Interstitial Monitoring within Secondary Containment | SENSOR TO ATG | Continuous alarm system | Continuous alarm system |  | UST Currently In Use: 3; UST Temp Close: 0; AST Currently In Use: 0; AST Temp Closed: 0 | 3 | 0 | 0 | 22285-115-020884 | HIGH TIDE OIL COMPANY, INC.
52021 | Currently in Use |  | 2013-09-21 06:00 |  | Petroleum | Premium gasoline | Premium gasoline | Retail | Double Wall, Fiberglass reinforced plastic | Fiberglass reinforced plastic |  |  | Double Wall, Fiberglass reinforced plastic |  | 2013-09-21 06:00 |  | Catchment Basin, Single walled catchment basin | Automatic shutoff device At 95% full | Automatic shutoff device At 95% full | Interstitial Monitoring within Secondary Containment | SENSOR TO ATG | Continuous Automatic Tank Gauge |  | Automatic shutoff device (AELLD), Containment Sump | Containment Sump | Interstitial Monitoring within Secondary Containment | SENSOR TO ATG | Continuous alarm system | Continuous alarm system |  | UST Currently In Use: 3; UST Temp Close: 0; AST Currently In Use: 0; AST Temp Closed: 0 | 3 | 0 | 0 | 22285-115-020884 | HIGH TIDE OIL COMPANY, INC.
52024 | Temporary Closed | 2013-10-28 06:00 | 1994-01-01 06:00 |  | Petroleum | Unleaded gasoline | Unleaded gasoline | Industrial | Fiberglass reinforced plastic | Fiberglass reinforced plastic |  |  | Double Wall, Fiberglass reinforced plastic |  |  |  | Catchment Basin, Single walled catchment basin | Flow Rest 90% Full | Flow Rest 90% Full |  |  | Continuous Automatic Tank Gauge |  | Automatic flow restrictor (MLLD), Containment Sump | Containment Sump |  |  | Annual line testing | Annual line testing |  | UST Currently In Use: 1; UST Temp Close: 1; AST Currently In Use: 0; AST Temp Closed: 0 | 1 | 1 | 0 | 23736-073-020885 | AZIN, LLC
52025 | Currently in Use |  | 1994-01-01 06:00 |  | Petroleum | On road diesel | On road diesel | Industrial | Fiberglass reinforced plastic | Fiberglass reinforced plastic |  |  | Double Wall, Fiberglass reinforced plastic |  |  |  | Catchment Basin, Single walled catchment basin | Flow Rest 90% Full | Flow Rest 90% Full |  |  | Continuous Automatic Tank Gauge |  | Automatic flow restrictor (MLLD), Containment Sump | Containment Sump |  |  | Annual line testing | Annual line testing |  | UST Currently In Use: 1; UST Temp Close: 1; AST Currently In Use: 0; AST Temp Closed: 0 | 1 | 1 | 0 | 23736-073-020885 | AZIN, LLC
52027 | Currently in Use |  | 2013-09-12 06:00 |  | Petroleum | Unleaded gasoline | Unleaded gasoline | Retail | Double Wall, Fiberglass coated steel | Fiberglass coated steel |  |  | Double Wall, Fiberglass reinforced plastic |  | 2013-09-12 06:00 |  | Catchment Basin, Single walled catchment basin | Automatic shutoff device At 95% full | Automatic shutoff device At 95% full | Interstitial Monitoring within Secondary Containment | SENSOR TO ATG | Continuous Automatic Tank Gauge |  | Automatic shutoff device (AELLD), Containment Sump | Containment Sump | Interstitial Monitoring within Secondary Containment | SENSOR TO ATG | Annual line testing, Continuous alarm system | Continuous alarm system |  | UST Currently In Use: 3; UST Temp Close: 0; AST Currently In Use: 0; AST Temp Closed: 0 | 3 | 0 | 0 | 24298-015-013984 | QUINTARD AT SNOW LLC
52028 | Currently in Use |  | 2013-09-12 06:00 |  | Petroleum | On road diesel | On road diesel | Retail | Double Wall, Fiberglass coated steel | Fiberglass coated steel |  |  | Double Wall, Fiberglass reinforced plastic |  | 2013-09-12 06:00 |  | Catchment Basin, Single walled catchment basin | Automatic shutoff device At 95% full | Automatic shutoff device At 95% full | Interstitial Monitoring within Secondary Containment | SENSOR TO ATG | Continuous Automatic Tank Gauge |  | Automatic shutoff device (AELLD), Containment Sump | Containment Sump | Interstitial Monitoring within Secondary Containment | SENSOR TO ATG | Annual line testing, Continuous alarm system | Continuous alarm system |  | UST Currently In Use: 3; UST Temp Close: 0; AST Currently In Use: 0; AST Temp Closed: 0 | 3 | 0 | 0 | 24298-015-013984 | QUINTARD AT SNOW LLC
52029 | Currently in Use |  | 2013-09-12 06:00 |  | Petroleum | Premium gasoline | Premium gasoline | Retail | Double Wall, Fiberglass coated steel | Fiberglass coated steel |  |  | Double Wall, Fiberglass reinforced plastic |  | 2013-09-12 06:00 |  | Catchment Basin, Single walled catchment basin | Automatic shutoff device At 95% full | Automatic shutoff device At 95% full | Interstitial Monitoring within Secondary Containment | SENSOR TO ATG | Continuous Automatic Tank Gauge |  | Automatic shutoff device (AELLD), Containment Sump | Containment Sump | Interstitial Monitoring within Secondary Containment | SENSOR TO ATG | Annual line testing, Continuous alarm system | Continuous alarm system |  | UST Currently In Use: 3; UST Temp Close: 0; AST Currently In Use: 0; AST Temp Closed: 0 | 3 | 0 | 0 | 24298-015-013984 | QUINTARD AT SNOW LLC
52030 | Currently in Use |  | 2013-07-25 06:00 |  | Petroleum | Unleaded gasoline | Unleaded gasoline | Retail | Double Wall, Fiberglass coated steel | Fiberglass coated steel |  |  | Double Wall, Fiberglass reinforced plastic |  | 2013-07-25 06:00 |  | Catchment Basin, Single walled catchment basin | Automatic shutoff device At 95% full | Automatic shutoff device At 95% full | Interstitial Monitoring within Secondary Containment |  | Continuous Automatic Tank Gauge, Other |  | Automatic shutoff device (AELLD), Containment Sump | Containment Sump | Interstitial Monitoring within Secondary Containment | MANUAL/VISUAL CHECK | Continuous alarm system | Continuous alarm system |  | UST Currently In Use: 2; UST Temp Close: 0; AST Currently In Use: 0; AST Temp Closed: 0 | 2 | 0 | 0 | 13929-097-020889 | PRINCE OIL COMPANY, INC.
52031 | Currently in Use |  | 2013-07-25 06:00 |  | Petroleum | Premium gasoline | Premium gasoline | Retail | Double Wall, Fiberglass coated steel | Fiberglass coated steel |  |  | Double Wall, Fiberglass reinforced plastic |  | 2013-07-25 06:00 |  | Catchment Basin, Single walled catchment basin | Automatic shutoff device At 95% full | Automatic shutoff device At 95% full | Interstitial Monitoring within Secondary Containment |  | Continuous Automatic Tank Gauge, Other |  | Automatic shutoff device (AELLD), Containment Sump | Containment Sump | Interstitial Monitoring within Secondary Containment | MANUAL/VISUAL CHECK | Continuous alarm system | Continuous alarm system |  | UST Currently In Use: 2; UST Temp Close: 0; AST Currently In Use: 0; AST Temp Closed: 0 | 2 | 0 | 0 | 13929-097-020889 | PRINCE OIL COMPANY, INC.
52033 | Currently in Use |  | 2013-09-10 06:00 |  | Petroleum | Unleaded gasoline | Unleaded gasoline | Retail | Double Wall, Fiberglass coated steel | Fiberglass coated steel |  |  | Double Wall, Fiberglass reinforced plastic |  | 2013-09-11 06:00 |  | Catchment Basin, Single walled catchment basin | Audible high level alarm At 90% full, Automatic shutoff device At 95% full, Flow Rest 90% Full | Flow Rest 90% Full | Interstitial Monitoring within Secondary Containment | SENSOR TO ATG | Continuous Automatic Tank Gauge | Single walled submersible pump containment sump | Automatic shutoff device (AELLD), Containment Sump | Containment Sump | Interstitial Monitoring within Secondary Containment | SENSOR TO ATG | Continuous alarm system, Other, INTMON REQ | Other |  | UST Currently In Use: 3; UST Temp Close: 0; AST Currently In Use: 0; AST Temp Closed: 0 | 3 | 0 | 0 | 14001-089-020891 | RaceTrac, Inc.
52034 | Currently in Use |  | 2013-09-10 06:00 |  | Petroleum | Premium gasoline | Premium gasoline | Retail | Double Wall, Fiberglass coated steel | Fiberglass coated steel |  |  | Double Wall, Fiberglass reinforced plastic |  | 2013-09-11 06:00 |  | Catchment Basin, Single walled catchment basin | Audible high level alarm At 90% full, Automatic shutoff device At 95% full, Flow Rest 90% Full | Flow Rest 90% Full | Interstitial Monitoring within Secondary Containment | SENSOR TO ATG | Continuous Automatic Tank Gauge | Single walled submersible pump containment sump | Automatic shutoff device (AELLD), Containment Sump | Containment Sump | Interstitial Monitoring within Secondary Containment | SENSOR TO ATG | Continuous alarm system, Other, INTMON REQ | Other |  | UST Currently In Use: 3; UST Temp Close: 0; AST Currently In Use: 0; AST Temp Closed: 0 | 3 | 0 | 0 | 14001-089-020891 | RaceTrac, Inc.
52035 | Currently in Use |  | 2013-09-10 06:00 |  | Petroleum | Unleaded gasoline | Unleaded gasoline | Retail | Double Wall, Fiberglass coated steel | Fiberglass coated steel |  |  | Double Wall, Fiberglass reinforced plastic |  | 2013-09-11 06:00 |  | Catchment Basin, Single walled catchment basin | Audible high level alarm At 90% full, Automatic shutoff device At 95% full, Flow Rest 90% Full | Flow Rest 90% Full | Interstitial Monitoring within Secondary Containment | SENSOR TO ATG | Continuous Automatic Tank Gauge | Single walled submersible pump containment sump | Automatic shutoff device (AELLD), Containment Sump | Containment Sump | Interstitial Monitoring within Secondary Containment | SENSOR TO ATG | Continuous alarm system, Other, INTMON REQ | Other |  | UST Currently In Use: 3; UST Temp Close: 0; AST Currently In Use: 0; AST Temp Closed: 0 | 3 | 0 | 0 | 14001-089-020891 | RaceTrac, Inc.
52036 | Currently in Use |  | 2013-12-20 06:00 |  | Petroleum | Unleaded gasoline | Unleaded gasoline | Retail | Double Wall, Fiberglass coated steel | Fiberglass coated steel |  |  | Double Wall, Fiberglass reinforced plastic |  | 2013-12-20 06:00 |  | Catchment Basin, Single walled catchment basin | Automatic shutoff device At 95% full | Automatic shutoff device At 95% full | Interstitial Monitoring within Secondary Containment | SENSOR TO ATG |  |  | Automatic shutoff device (AELLD), Containment Sump | Containment Sump | Interstitial Monitoring within Secondary Containment | SENSOR TO ATG | Continuous alarm system | Continuous alarm system |  | UST Currently In Use: 2; UST Temp Close: 0; AST Currently In Use: 0; AST Temp Closed: 0 | 2 | 0 | 0 | 24336-073-020893 | SINH TAN NGUYEN
52037 | Currently in Use |  | 2013-12-20 06:00 |  | Petroleum | Premium gasoline | Premium gasoline | Retail | Double Wall, Fiberglass coated steel, 4P/4D | Fiberglass coated steel |  |  | Double Wall, Fiberglass reinforced plastic |  | 2013-12-20 06:00 |  | Catchment Basin, Single walled catchment basin | Automatic shutoff device At 95% full | Automatic shutoff device At 95% full | Interstitial Monitoring within Secondary Containment | SENSOR TO ATG |  |  | Automatic shutoff device (AELLD), Containment Sump | Containment Sump | Interstitial Monitoring within Secondary Containment | SENSOR TO ATG | Continuous alarm system | Continuous alarm system |  | UST Currently In Use: 2; UST Temp Close: 0; AST Currently In Use: 0; AST Temp Closed: 0 | 2 | 0 | 0 | 24336-073-020893 | SINH TAN NGUYEN
52038 | Currently in Use |  | 2009-11-12 06:00 |  | Petroleum | Unleaded gasoline | Unleaded gasoline | Retail | Double Wall, Fiberglass reinforced plastic | Fiberglass reinforced plastic |  |  | Double Wall, Fiberglass reinforced plastic |  | 2009-11-12 06:00 |  | Catchment Basin, Single walled catchment basin | Automatic shutoff device At 95% full | Automatic shutoff device At 95% full | Interstitial Monitoring within Secondary Containment | SENSOR TO ATG |  | Single walled submersible pump containment sump | Automatic shutoff device (AELLD), Containment Sump | Containment Sump | Interstitial Monitoring within Secondary Containment | SENSOR TO ATG | Continuous alarm system | Continuous alarm system |  | UST Currently In Use: 2; UST Temp Close: 0; AST Currently In Use: 0; AST Temp Closed: 0 | 2 | 0 | 8 | 11379-059-012660 | SIBLEY OIL COMPANY
52039 | Currently in Use |  | 2009-11-12 06:00 |  | Petroleum | Premium gasoline | Premium gasoline | Retail | Double Wall, Fiberglass reinforced plastic | Fiberglass reinforced plastic |  |  | Double Wall, Fiberglass reinforced plastic |  | 2009-11-12 06:00 |  | Catchment Basin, Single walled catchment basin | Automatic shutoff device At 95% full | Automatic shutoff device At 95% full | Interstitial Monitoring within Secondary Containment | SENSOR TO ATG |  | Single walled submersible pump containment sump | Automatic shutoff device (AELLD), Containment Sump | Containment Sump | Interstitial Monitoring within Secondary Containment | SENSOR TO ATG | Continuous alarm system | Continuous alarm system |  | UST Currently In Use: 2; UST Temp Close: 0; AST Currently In Use: 0; AST Temp Closed: 0 | 2 | 0 | 8 | 11379-059-012660 | SIBLEY OIL COMPANY
52040 | Currently in Use |  | 2013-09-15 06:00 |  | Petroleum | Unleaded gasoline | Unleaded gasoline | Retail | Double Wall, Fiberglass coated steel | Fiberglass coated steel |  |  | Double Wall, Fiberglass reinforced plastic |  | 2013-09-15 06:00 |  | Catchment Basin, Single walled catchment basin | Automatic shutoff device At 95% full | Automatic shutoff device At 95% full | Interstitial Monitoring within Secondary Containment | SENSOR TO ATG |  |  | Automatic shutoff device (AELLD), Containment Sump | Containment Sump | Interstitial Monitoring within Secondary Containment | SENSOR TO ATG | Continuous alarm system, Other, REQUIRED | Other |  | UST Currently In Use: 2; UST Temp Close: 0; AST Currently In Use: 0; AST Temp Closed: 0 | 2 | 0 | 0 | 21308-073-020895 | PETRO AMERICA LLC
52041 | Currently in Use |  | 2013-09-15 06:00 |  | Petroleum | Premium gasoline | Premium gasoline |  | Double Wall, Fiberglass coated steel, 2P/2D | Fiberglass coated steel |  |  | Double Wall, Fiberglass reinforced plastic |  | 2013-09-15 06:00 |  | Catchment Basin, Single walled catchment basin | Automatic shutoff device At 95% full | Automatic shutoff device At 95% full | Interstitial Monitoring within Secondary Containment | SENSOR TO ATG |  |  | Automatic shutoff device (AELLD), Containment Sump | Containment Sump | Interstitial Monitoring within Secondary Containment | SENSOR TO ATG | Continuous alarm system, Other, REQUIRED | Other |  | UST Currently In Use: 2; UST Temp Close: 0; AST Currently In Use: 0; AST Temp Closed: 0 | 2 | 0 | 0 | 21308-073-020895 | PETRO AMERICA LLC
52042 | Currently in Use |  | 2013-12-19 06:00 |  | Petroleum | Unleaded gasoline | Unleaded gasoline | Retail | Double Wall, Fiberglass coated steel | Fiberglass coated steel |  |  | Double Wall, Fiberglass reinforced plastic |  | 2013-12-19 06:00 |  | Catchment Basin, Single walled catchment basin | Automatic shutoff device At 95% full | Automatic shutoff device At 95% full | Interstitial Monitoring within Secondary Containment |  |  |  | Automatic flow restrictor (MLLD), Containment Sump | Containment Sump | Interstitial Monitoring within Secondary Containment |  | Annual line testing, Continuous alarm system | Continuous alarm system |  | UST Currently In Use: 2; UST Temp Close: 0; AST Currently In Use: 0; AST Temp Closed: 0 | 2 | 0 | 3 | 23413-097-011480 | CIRCLE K STORES, INC.
52043 | Currently in Use |  | 2013-12-19 06:00 |  | Petroleum | Premium gasoline | Premium gasoline | Retail | Double Wall, Fiberglass coated steel | Fiberglass coated steel |  |  | Double Wall, Fiberglass reinforced plastic |  | 2013-12-19 06:00 |  | Catchment Basin, Single walled catchment basin | Automatic shutoff device At 95% full | Automatic shutoff device At 95% full | Interstitial Monitoring within Secondary Containment | SENSOR TO ATG |  |  | Automatic flow restrictor (MLLD), Containment Sump | Containment Sump | Interstitial Monitoring within Secondary Containment |  | Annual line testing, Continuous alarm system | Continuous alarm system |  | UST Currently In Use: 2; UST Temp Close: 0; AST Currently In Use: 0; AST Temp Closed: 0 | 2 | 0 | 3 | 23413-097-011480 | CIRCLE K STORES, INC.
52045 | Currently in Use |  | 2013-12-18 06:00 |  | Petroleum | Unleaded gasoline | Unleaded gasoline | Retail | Double Wall, Fiberglass reinforced plastic | Fiberglass reinforced plastic |  |  | Double Wall, Fiberglass reinforced plastic |  | 2013-12-18 06:00 |  | Catchment Basin, Single walled catchment basin | Audible high level alarm At 90% full, Automatic shutoff device At 95% full | Automatic shutoff device At 95% full | Interstitial Monitoring within Secondary Containment |  |  |  | Automatic flow restrictor (MLLD), Containment Sump | Containment Sump | Interstitial Monitoring within Secondary Containment | SENSOR TO ATG | Continuous alarm system | Continuous alarm system |  | UST Currently In Use: 2; UST Temp Close: 0; AST Currently In Use: 0; AST Temp Closed: 0 | 2 | 0 | 6 | 23413-003-011995 | CIRCLE K STORES, INC.
52046 | Currently in Use |  | 2013-12-18 06:00 |  | Petroleum | Premium gasoline | Premium gasoline | Retail | Double Wall, Fiberglass coated steel | Fiberglass coated steel |  |  | Double Wall, Fiberglass reinforced plastic |  | 2013-12-18 06:00 |  | Catchment Basin, Single walled catchment basin | Audible high level alarm At 90% full, Automatic shutoff device At 95% full | Automatic shutoff device At 95% full | Interstitial Monitoring within Secondary Containment |  |  |  | Automatic flow restrictor (MLLD), Containment Sump | Containment Sump | Interstitial Monitoring within Secondary Containment | SENSOR TO ATG | Continuous alarm system | Continuous alarm system |  | UST Currently In Use: 2; UST Temp Close: 0; AST Currently In Use: 0; AST Temp Closed: 0 | 2 | 0 | 6 | 23413-003-011995 | CIRCLE K STORES, INC.
52047 | Currently in Use |  | 2013-09-30 06:00 |  | Petroleum | Unleaded gasoline | Unleaded gasoline | Retail | Double Wall, Fiberglass reinforced plastic | Fiberglass reinforced plastic |  |  | Double Wall, Fiberglass reinforced plastic |  | 2013-09-30 06:00 |  | Catchment Basin, Single walled catchment basin | Automatic shutoff device At 95% full | Automatic shutoff device At 95% full | Interstitial Monitoring within Secondary Containment |  | Continuous Automatic Tank Gauge, Other |  | Automatic shutoff device (AELLD), Containment Sump | Containment Sump | Interstitial Monitoring within Secondary Containment | SENSOR TO ATG | Continuous alarm system, Other, INTMON REQ | Other |  | UST Currently In Use: 1; UST Temp Close: 0; AST Currently In Use: 0; AST Temp Closed: 0 | 1 | 0 | 0 | 24205-089-020896 | AAFES
52050 | Currently in Use |  | 2013-09-11 06:00 |  | Petroleum | Unleaded gasoline | Unleaded gasoline | Retail | Double Wall, Fiberglass coated steel | Fiberglass coated steel |  |  | Double Wall, Flexible |  | 2013-09-11 06:00 |  | Catchment Basin, Single walled catchment basin | Automatic shutoff device At 95% full | Automatic shutoff device At 95% full | Interstitial Monitoring within Secondary Containment |  | Continuous Automatic Tank Gauge |  | Automatic shutoff device (AELLD), Containment Sump | Containment Sump | Interstitial Monitoring within Secondary Containment |  | Continuous alarm system | Continuous alarm system |  | UST Currently In Use: 2; UST Temp Close: 0; AST Currently In Use: 0; AST Temp Closed: 0 | 2 | 0 | 0 | 11576-125-020897 | DUTCH OIL COMPANY
52051 | Currently in Use |  | 2013-09-11 06:00 |  | Petroleum | Premium gasoline | Premium gasoline | Retail | Double Wall, Fiberglass coated steel | Fiberglass coated steel |  |  | Double Wall, Flexible |  | 2013-09-11 06:00 |  | Catchment Basin, Single walled catchment basin | Automatic shutoff device At 95% full | Automatic shutoff device At 95% full | Interstitial Monitoring within Secondary Containment |  | Continuous Automatic Tank Gauge |  | Automatic shutoff device (AELLD), Containment Sump | Containment Sump | Interstitial Monitoring within Secondary Containment |  | Continuous alarm system | Continuous alarm system |  | UST Currently In Use: 2; UST Temp Close: 0; AST Currently In Use: 0; AST Temp Closed: 0 | 2 | 0 | 0 | 11576-125-020897 | DUTCH OIL COMPANY
52052 | Currently in Use |  | 2012-06-27 06:00 |  | Petroleum | Unleaded gasoline | Unleaded gasoline | Retail | Double Wall, Fiberglass reinforced plastic | Fiberglass reinforced plastic |  |  | Double Wall, Flexible |  | 2012-06-27 06:00 |  | Catchment Basin, Single walled catchment basin | Automatic shutoff device At 95% full | Automatic shutoff device At 95% full | Interstitial Monitoring within Secondary Containment | SENSOR TO ATG |  | Single walled submersible pump containment sump | Automatic flow restrictor (MLLD), Containment Sump | Containment Sump | Interstitial Monitoring within Secondary Containment | SENSOR TO ATG | Continuous alarm system, Other, INTMON REQ | Other |  | UST Currently In Use: 2; UST Temp Close: 0; AST Currently In Use: 0; AST Temp Closed: 0 | 2 | 0 | 0 | 21237-077-020898 | SAM'S EAST, INC. C/O APTIM
52053 | Currently in Use |  | 2012-06-27 06:00 |  | Petroleum | Premium gasoline | Premium gasoline | Retail | Double Wall, Fiberglass reinforced plastic | Fiberglass reinforced plastic |  |  | Double Wall, Flexible |  | 2012-06-27 06:00 |  | Catchment Basin, Single walled catchment basin | Automatic shutoff device At 95% full | Automatic shutoff device At 95% full | Interstitial Monitoring within Secondary Containment | SENSOR TO ATG |  | Single walled submersible pump containment sump | Automatic flow restrictor (MLLD), Containment Sump | Containment Sump | Interstitial Monitoring within Secondary Containment | SENSOR TO ATG | Continuous alarm system, Other, INTMON REQ | Other |  | UST Currently In Use: 2; UST Temp Close: 0; AST Currently In Use: 0; AST Temp Closed: 0 | 2 | 0 | 0 | 21237-077-020898 | SAM'S EAST, INC. C/O APTIM
52054 | Currently in Use |  | 2013-05-24 06:00 |  | Petroleum | Unleaded gasoline | Unleaded gasoline | Local Government | Double Wall, Fiberglass reinforced plastic | Fiberglass reinforced plastic |  |  | Double Wall, Fiberglass reinforced plastic |  |  |  | Catchment Basin, Single walled catchment basin | Automatic shutoff device At 95% full | Automatic shutoff device At 95% full | Interstitial Monitoring within Secondary Containment | SENSOR TO ATG | Continuous Automatic Tank Gauge | Single walled submersible pump containment sump | Automatic flow restrictor (MLLD), Containment Sump | Containment Sump | Interstitial Monitoring within Secondary Containment | SENSOR TO ATG | Continuous alarm system, Other, INTMON REQ | Other |  | UST Currently In Use: 2; UST Temp Close: 0; AST Currently In Use: 0; AST Temp Closed: 0 | 2 | 0 | 6 | 19997-089-017598 | MADISON COUNTY COMMISSION
52055 | Currently in Use |  | 2013-05-24 06:00 |  | Petroleum | On road diesel | On road diesel | Local Government | Double Wall, Fiberglass reinforced plastic | Fiberglass reinforced plastic |  |  | Double Wall, Fiberglass reinforced plastic |  |  |  | Catchment Basin, Single walled catchment basin | Automatic shutoff device At 95% full | Automatic shutoff device At 95% full | Interstitial Monitoring within Secondary Containment | SENSOR TO ATG | Continuous Automatic Tank Gauge | Single walled submersible pump containment sump | Automatic flow restrictor (MLLD), Containment Sump | Containment Sump | Interstitial Monitoring within Secondary Containment | SENSOR TO ATG | Continuous alarm system, Other, INTMON REQ | Other |  | UST Currently In Use: 2; UST Temp Close: 0; AST Currently In Use: 0; AST Temp Closed: 0 | 2 | 0 | 6 | 19997-089-017598 | MADISON COUNTY COMMISSION
52056 | Currently in Use |  | 2014-10-01 06:00 |  | Petroleum | Unleaded gasoline | Unleaded gasoline | Retail | Double Wall, Fiberglass reinforced plastic | Fiberglass reinforced plastic |  |  | Double Wall, Fiberglass reinforced plastic |  | 2014-10-01 06:00 |  | Catchment Basin, Single walled catchment basin | Automatic shutoff device At 95% full, Flow Rest 90% Full | Flow Rest 90% Full | Interstitial Monitoring within Secondary Containment | SENSOR TO ATG | Other | Single walled submersible pump containment sump | Automatic flow restrictor (MLLD), Containment Sump | Containment Sump | Interstitial Monitoring within Secondary Containment | SENSOR TO ATG | Continuous alarm system, Other, INTMON REQ | Other |  | UST Currently In Use: 2; UST Temp Close: 0; AST Currently In Use: 0; AST Temp Closed: 0 | 2 | 0 | 0 | 13579-079-020900 | MURPHY OIL USA, INC.
52057 | Currently in Use |  | 2014-10-01 06:00 |  | Petroleum | Premium gasoline | Premium gasoline | Retail | Double Wall, Fiberglass reinforced plastic | Fiberglass reinforced plastic |  |  | Double Wall, Fiberglass reinforced plastic |  | 2014-10-01 06:00 |  | Catchment Basin, Single walled catchment basin | Automatic shutoff device At 95% full, Flow Rest 90% Full | Flow Rest 90% Full | Interstitial Monitoring within Secondary Containment | SENSOR TO ATG | Other | Single walled submersible pump containment sump | Automatic flow restrictor (MLLD), Containment Sump | Containment Sump | Interstitial Monitoring within Secondary Containment | SENSOR TO ATG | Continuous alarm system, Other, INTMON REQ | Other |  | UST Currently In Use: 2; UST Temp Close: 0; AST Currently In Use: 0; AST Temp Closed: 0 | 2 | 0 | 0 | 13579-079-020900 | MURPHY OIL USA, INC.
52058 | Currently in Use |  | 2013-08-01 06:00 |  | Petroleum | Other, B100 | Other | Retail | Double Wall, Fiberglass reinforced plastic | Fiberglass reinforced plastic |  |  | Double Wall, Fiberglass reinforced plastic |  | 2013-08-01 06:00 |  | Catchment Basin, Single walled catchment basin | Audible high level alarm At 90% full, Automatic shutoff device At 95% full | Automatic shutoff device At 95% full | Interstitial Monitoring within Secondary Containment |  |  |  | Automatic shutoff device (AELLD), Containment Sump | Containment Sump | Interstitial Monitoring within Secondary Containment |  | Continuous alarm system, Other, INTMON REQ | Other |  | UST Currently In Use: 6; UST Temp Close: 0; AST Currently In Use: 0; AST Temp Closed: 0 | 6 | 0 | 0 | 21090-125-019498 | LOVES COUNTRY STORES
52059 | Currently in Use |  | 2014-02-18 06:00 |  | Petroleum | Unleaded gasoline | Unleaded gasoline | Retail | Double Wall, Fiberglass reinforced plastic | Fiberglass reinforced plastic |  |  | Double Wall, Fiberglass reinforced plastic |  | 2014-02-18 06:00 |  | Catchment Basin, Double walled catchment basin | Automatic shutoff device At 95% full | Automatic shutoff device At 95% full | Interstitial Monitoring within Secondary Containment | SENSOR TO ATG |  | Single walled submersible pump containment sump | Automatic flow restrictor (MLLD), Containment Sump | Containment Sump | Interstitial Monitoring within Secondary Containment | SENSOR TO ATG | Other, INTMON REQ | Other |  | UST Currently In Use: 6; UST Temp Close: 0; AST Currently In Use: 0; AST Temp Closed: 0 | 6 | 0 | 0 | 19984-043-020901 | PILOT TRAVEL CENTERS, LLC
52060 | Currently in Use |  | 2014-02-18 06:00 |  | Petroleum | Premium gasoline | Premium gasoline | Retail | Double Wall, Fiberglass reinforced plastic | Fiberglass reinforced plastic |  |  | Double Wall, Fiberglass reinforced plastic |  | 2014-02-18 06:00 |  | Catchment Basin, Double walled catchment basin | Automatic shutoff device At 95% full | Automatic shutoff device At 95% full | Interstitial Monitoring within Secondary Containment | SENSOR TO ATG |  | Single walled submersible pump containment sump | Automatic flow restrictor (MLLD), Containment Sump | Containment Sump | Interstitial Monitoring within Secondary Containment | SENSOR TO ATG | Other, INTMON REQ | Other |  | UST Currently In Use: 6; UST Temp Close: 0; AST Currently In Use: 0; AST Temp Closed: 0 | 6 | 0 | 0 | 19984-043-020901 | PILOT TRAVEL CENTERS, LLC
52061 | Currently in Use |  | 2014-02-18 06:00 |  | Petroleum | Off road diesel | Off road diesel | Retail | Double Wall, Fiberglass reinforced plastic | Fiberglass reinforced plastic |  |  | Double Wall, Fiberglass reinforced plastic |  | 2014-02-18 06:00 |  | Catchment Basin, Double walled catchment basin | Automatic shutoff device At 95% full | Automatic shutoff device At 95% full | Interstitial Monitoring within Secondary Containment | SENSOR TO ATG |  | Single walled submersible pump containment sump | Automatic flow restrictor (MLLD), Containment Sump | Containment Sump | Interstitial Monitoring within Secondary Containment | SENSOR TO ATG | Other, INTMON REQ | Other |  | UST Currently In Use: 6; UST Temp Close: 0; AST Currently In Use: 0; AST Temp Closed: 0 | 6 | 0 | 0 | 19984-043-020901 | PILOT TRAVEL CENTERS, LLC
52062 | Currently in Use |  | 2014-02-18 06:00 |  | Petroleum | On road diesel | On road diesel | Retail | Double Wall, Fiberglass reinforced plastic | Fiberglass reinforced plastic |  |  | Double Wall, Fiberglass reinforced plastic |  | 2014-02-18 06:00 |  | Catchment Basin, Double walled catchment basin, SEE COMENT | Automatic shutoff device At 95% full, SEE COMENT | Automatic shutoff device At 95% full | Interstitial Monitoring within Secondary Containment | SENSOR TO ATG |  | Single walled submersible pump containment sump | Automatic flow restrictor (MLLD), Containment Sump | Containment Sump | Interstitial Monitoring within Secondary Containment | SENSOR TO ATG | Other, INTMON REQ | Other |  | UST Currently In Use: 6; UST Temp Close: 0; AST Currently In Use: 0; AST Temp Closed: 0 | 6 | 0 | 0 | 19984-043-020901 | PILOT TRAVEL CENTERS, LLC
52063 | Currently in Use |  | 2014-02-18 06:00 |  | Petroleum | On road diesel | On road diesel | Retail | Double Wall, Fiberglass reinforced plastic | Fiberglass reinforced plastic |  |  | Double Wall, Fiberglass reinforced plastic |  | 2014-02-18 06:00 |  | Catchment Basin, Double walled catchment basin, SEE COMENT | Automatic shutoff device At 95% full, SEE COMENT | Automatic shutoff device At 95% full | Interstitial Monitoring within Secondary Containment | SENSOR TO ATG |  | Single walled submersible pump containment sump | Automatic flow restrictor (MLLD), Containment Sump | Containment Sump | Interstitial Monitoring within Secondary Containment | SENSOR TO ATG | Other, INTMON REQ | Other |  | UST Currently In Use: 6; UST Temp Close: 0; AST Currently In Use: 0; AST Temp Closed: 0 | 6 | 0 | 0 | 19984-043-020901 | PILOT TRAVEL CENTERS, LLC
52064 | Currently in Use |  | 2014-01-16 06:00 |  | Petroleum | Premium gasoline | Premium gasoline | Retail | Double Wall, Fiberglass reinforced plastic | Fiberglass reinforced plastic |  |  | Double Wall, Flexible |  | 2014-01-16 06:00 |  | Catchment Basin, Single walled catchment basin | Automatic shutoff device At 95% full, Flow Rest 90% Full | Flow Rest 90% Full | Interstitial Monitoring within Secondary Containment | SENSOR TO ATG | Other | Single walled submersible pump containment sump | Automatic flow restrictor (MLLD), Containment Sump | Containment Sump | Interstitial Monitoring within Secondary Containment | SENSOR TO ATG | Continuous alarm system, Other, INTMON REQ | Other |  | UST Currently In Use: 2; UST Temp Close: 0; AST Currently In Use: 0; AST Temp Closed: 0 | 2 | 0 | 4 | 11661-079-002561 | EDWARDS OIL COMPANY
52065 | Currently in Use |  | 2014-01-01 06:00 |  | Petroleum | Unleaded gasoline | Unleaded gasoline | Retail | Double Wall, Fiberglass reinforced plastic | Fiberglass reinforced plastic |  |  | Double Wall, Flexible |  |  |  | Catchment Basin, Single walled catchment basin | Flow Rest 90% Full | Flow Rest 90% Full | Interstitial Monitoring within Secondary Containment |  |  |  | Automatic flow restrictor (MLLD), Sump sensor relayed to automatically shut off submersible pump | Sump sensor relayed to automatically shut off submersible pump | Interstitial Monitoring within Secondary Containment | SENSOR TO ATG | Annual line testing | Annual line testing |  | UST Currently In Use: 3; UST Temp Close: 0; AST Currently In Use: 0; AST Temp Closed: 0 | 3 | 0 | 0 | 15420-081-020903 | MAPCO EXPRESS, LLC
52066 | Currently in Use |  | 2014-01-01 06:00 |  | Petroleum | Premium gasoline | Premium gasoline | Retail | Double Wall, Fiberglass reinforced plastic | Fiberglass reinforced plastic |  |  | Double Wall, Flexible |  |  |  | Catchment Basin, Single walled catchment basin | Flow Rest 90% Full | Flow Rest 90% Full | Interstitial Monitoring within Secondary Containment |  |  |  | Automatic shutoff device (AELLD) | Automatic shutoff device (AELLD) | Interstitial Monitoring within Secondary Containment | SENSOR TO ATG |  |  |  | UST Currently In Use: 3; UST Temp Close: 0; AST Currently In Use: 0; AST Temp Closed: 0 | 3 | 0 | 0 | 15420-081-020903 | MAPCO EXPRESS, LLC
52067 | Currently in Use |  | 2014-01-01 06:00 |  | Petroleum | E85 | E85 | Retail | Double Wall, Fiberglass reinforced plastic | Fiberglass reinforced plastic |  |  | Double Wall, Fiberglass reinforced plastic |  |  |  | Catchment Basin, Single walled catchment basin | Flow Rest 90% Full | Flow Rest 90% Full | Interstitial Monitoring within Secondary Containment |  |  |  | Automatic shutoff device (AELLD) | Automatic shutoff device (AELLD) | Interstitial Monitoring within Secondary Containment | SENSOR TO ATG |  |  |  | UST Currently In Use: 3; UST Temp Close: 0; AST Currently In Use: 0; AST Temp Closed: 0 | 3 | 0 | 0 | 15420-081-020903 | MAPCO EXPRESS, LLC
52068 | Currently in Use |  | 2014-01-15 06:00 |  | Petroleum | Unleaded gasoline | Unleaded gasoline | Retail | Double Wall, Fiberglass reinforced plastic | Fiberglass reinforced plastic |  |  | Double Wall, Flexible |  | 2014-01-15 06:00 |  | Catchment Basin, Single walled catchment basin | Automatic shutoff device At 95% full | Automatic shutoff device At 95% full | Interstitial Monitoring within Secondary Containment | SENSOR TO ATG |  |  | Automatic flow restrictor (MLLD), Containment Sump | Containment Sump | Interstitial Monitoring within Secondary Containment | SENSOR TO ATG | Continuous alarm system | Continuous alarm system |  | UST Currently In Use: 2; UST Temp Close: 0; AST Currently In Use: 0; AST Temp Closed: 0 | 2 | 0 | 0 | 13579-003-020904 | MURPHY OIL USA, INC.
52069 | Currently in Use |  | 2014-01-15 06:00 |  | Petroleum | Premium gasoline | Premium gasoline | Retail | Double Wall, Fiberglass reinforced plastic | Fiberglass reinforced plastic |  |  | Double Wall, Flexible |  | 2014-01-15 06:00 |  | Catchment Basin, Single walled catchment basin | Automatic shutoff device At 95% full | Automatic shutoff device At 95% full | Interstitial Monitoring within Secondary Containment | SENSOR TO ATG |  |  | Automatic flow restrictor (MLLD), Containment Sump | Containment Sump | Interstitial Monitoring within Secondary Containment | SENSOR TO ATG | Continuous alarm system | Continuous alarm system |  | UST Currently In Use: 2; UST Temp Close: 0; AST Currently In Use: 0; AST Temp Closed: 0 | 2 | 0 | 0 | 13579-003-020904 | MURPHY OIL USA, INC.
52071 | Currently in Use |  | 2013-05-31 06:00 |  | Petroleum | Unleaded gasoline | Unleaded gasoline | Retail | Double Wall, Fiberglass coated steel | Fiberglass coated steel |  |  | Double Wall, Fiberglass reinforced plastic |  |  |  | Catchment Basin, Single walled catchment basin | Automatic shutoff device At 95% full | Automatic shutoff device At 95% full | Interstitial Monitoring within Secondary Containment |  | Continuous Automatic Tank Gauge |  | Automatic flow restrictor (MLLD) | Automatic flow restrictor (MLLD) | Interstitial Monitoring within Secondary Containment | SENSOR TO ATG | Continuous alarm system | Continuous alarm system |  | UST Currently In Use: 2; UST Temp Close: 0; AST Currently In Use: 0; AST Temp Closed: 0 | 2 | 0 | 3 | 22406-109-011354 | KEISHA REALTY
52072 | Currently in Use |  | 2013-05-31 06:00 |  | Petroleum | Premium gasoline | Premium gasoline | Retail | Double Wall, Fiberglass coated steel | Fiberglass coated steel |  |  | Double Wall, Fiberglass reinforced plastic |  |  |  | Catchment Basin, Single walled catchment basin | Automatic shutoff device At 95% full | Automatic shutoff device At 95% full | Interstitial Monitoring within Secondary Containment |  | Continuous Automatic Tank Gauge |  | Automatic flow restrictor (MLLD), Containment Sump | Containment Sump | Interstitial Monitoring within Secondary Containment | SENSOR TO ATG | Continuous alarm system | Continuous alarm system |  | UST Currently In Use: 2; UST Temp Close: 0; AST Currently In Use: 0; AST Temp Closed: 0 | 2 | 0 | 3 | 22406-109-011354 | KEISHA REALTY
52073 | Currently in Use |  | 2014-05-13 06:00 |  | Petroleum | Unleaded gasoline | Unleaded gasoline | Retail | Double Wall, Fiberglass coated steel | Fiberglass coated steel |  |  | Double Wall, Fiberglass reinforced plastic |  | 2014-05-13 06:00 |  | Catchment Basin, Single walled catchment basin | Automatic shutoff device At 95% full | Automatic shutoff device At 95% full | Interstitial Monitoring within Secondary Containment |  | Automatic Tank Gauge, Continuous Automatic Tank Gauge |  | Automatic shutoff device (AELLD), Containment Sump | Containment Sump | Interstitial Monitoring within Secondary Containment |  | Continuous alarm system | Continuous alarm system |  | UST Currently In Use: 3; UST Temp Close: 0; AST Currently In Use: 0; AST Temp Closed: 0 | 3 | 0 | 0 | 13343-007-020911 | MCCULLOUGH OIL COMPANY, INC.
52074 | Currently in Use |  | 2014-05-13 06:00 |  | Petroleum | Premium gasoline | Premium gasoline | Retail | Double Wall, Fiberglass coated steel | Fiberglass coated steel |  |  | Double Wall, Fiberglass reinforced plastic |  | 2014-05-13 06:00 |  | Catchment Basin, Single walled catchment basin | Automatic shutoff device At 95% full | Automatic shutoff device At 95% full | Interstitial Monitoring within Secondary Containment |  | Automatic Tank Gauge, Continuous Automatic Tank Gauge |  | Automatic shutoff device (AELLD), Containment Sump | Containment Sump | Interstitial Monitoring within Secondary Containment |  | Continuous alarm system | Continuous alarm system |  | UST Currently In Use: 3; UST Temp Close: 0; AST Currently In Use: 0; AST Temp Closed: 0 | 3 | 0 | 0 | 13343-007-020911 | MCCULLOUGH OIL COMPANY, INC.
52099 | Currently in Use |  | 2014-04-04 06:00 |  | Petroleum | Unleaded gasoline | Unleaded gasoline | Retail | Double Wall, Fiberglass reinforced plastic | Fiberglass reinforced plastic |  |  | Double Wall, Fiberglass reinforced plastic |  | 2014-04-04 06:00 |  | Catchment Basin, Single walled catchment basin | Flow Rest 90% Full | Flow Rest 90% Full | Interstitial Monitoring within Secondary Containment | SENSOR TO ATG | Continuous Automatic Tank Gauge |  | Automatic shutoff device (AELLD), Containment Sump | Containment Sump | Interstitial Monitoring within Secondary Containment | SENSOR TO ATG | Continuous alarm system | Continuous alarm system |  | UST Currently In Use: 2; UST Temp Close: 0; AST Currently In Use: 0; AST Temp Closed: 0 | 2 | 0 | 3 | 25265-003-017335 | LGWS/CROSS AMERICA PARTNERS
52100 | Currently in Use |  | 2014-04-01 06:00 |  | Petroleum | Premium gasoline | Premium gasoline | Retail | Double Wall, Fiberglass reinforced plastic | Fiberglass reinforced plastic |  |  | Double Wall, Fiberglass reinforced plastic |  | 2014-04-01 06:00 |  | Catchment Basin, Single walled catchment basin | Flow Rest 90% Full | Flow Rest 90% Full | Interstitial Monitoring within Secondary Containment |  | Continuous Automatic Tank Gauge |  | Automatic shutoff device (AELLD), Containment Sump | Containment Sump | Interstitial Monitoring within Secondary Containment | SENSOR TO ATG | Continuous alarm system | Continuous alarm system |  | UST Currently In Use: 2; UST Temp Close: 0; AST Currently In Use: 0; AST Temp Closed: 0 | 2 | 0 | 3 | 25265-003-017335 | LGWS/CROSS AMERICA PARTNERS
52107 | Currently in Use |  | 2013-12-06 06:00 |  | Petroleum | Unleaded gasoline | Unleaded gasoline | Industrial | Double Wall, Fiberglass reinforced plastic | Fiberglass reinforced plastic |  |  | Double Wall, Fiberglass reinforced plastic |  |  |  | Catchment Basin, Single walled catchment basin | Automatic shutoff device At 95% full | Automatic shutoff device At 95% full | Interstitial Monitoring within Secondary Containment |  | Automatic Tank Gauge, Continuous Automatic Tank Gauge |  | Automatic shutoff device (AELLD), Containment Sump | Containment Sump | Interstitial Monitoring within Secondary Containment | MANUAL/VISUAL CHECK | Continuous alarm system | Continuous alarm system |  | UST Currently In Use: 1; UST Temp Close: 0; AST Currently In Use: 0; AST Temp Closed: 0 | 1 | 0 | 1 | 11472-011-003792 | DIXIE ELECTRIC COOPERATIVE
52110 | Currently in Use |  | 2014-03-01 06:00 |  | Petroleum | Premium gasoline | Premium gasoline | Retail | Double Wall, Fiberglass coated steel, 9 G, 3 D | Fiberglass coated steel |  |  | Double Wall, Flexible |  | 2014-03-01 06:00 |  | Catchment Basin, Single walled catchment basin | Automatic shutoff device At 95% full, Flow Rest 90% Full | Flow Rest 90% Full | Interstitial Monitoring within Secondary Containment | SENSOR TO ATG |  | Single walled submersible pump containment sump | Automatic shutoff device (AELLD), Containment Sump | Containment Sump | Interstitial Monitoring within Secondary Containment | SENSOR TO ATG | Continuous alarm system | Continuous alarm system |  | UST Currently In Use: 1; UST Temp Close: 0; AST Currently In Use: 0; AST Temp Closed: 0 | 1 | 0 | 0 | 24436-077-020923 | WATER FRONT MARINA
52111 | Currently in Use |  | 2014-01-23 06:00 |  | Petroleum | On road diesel | On road diesel | Retail | Double Wall, Fiberglass reinforced plastic | Fiberglass reinforced plastic |  |  | Double Wall, Fiberglass reinforced plastic |  | 2014-01-23 06:00 |  | Catchment Basin, Single walled catchment basin | Audible high level alarm At 90% full | Audible high level alarm At 90% full | Interstitial Monitoring within Secondary Containment |  |  |  | Automatic shutoff device (AELLD), Containment Sump, MANIFOLDED | Containment Sump | Interstitial Monitoring within Secondary Containment | SENSOR TO ATG | Continuous alarm system | Continuous alarm system |  | UST Currently In Use: 6; UST Temp Close: 0; AST Currently In Use: 0; AST Temp Closed: 0 | 6 | 0 | 0 | 21090-115-020924 | LOVES COUNTRY STORES
52112 | Currently in Use |  | 2014-01-23 06:00 |  | Petroleum | On road diesel | On road diesel | Retail | Double Wall, Fiberglass reinforced plastic | Fiberglass reinforced plastic |  |  | Double Wall, Fiberglass reinforced plastic |  | 2014-01-23 06:00 |  | Catchment Basin, Single walled catchment basin | Audible high level alarm At 90% full | Audible high level alarm At 90% full | Interstitial Monitoring within Secondary Containment |  |  |  | Automatic shutoff device (AELLD), Containment Sump, MANIFOLDED | Containment Sump | Interstitial Monitoring within Secondary Containment | SENSOR TO ATG | Continuous alarm system | Continuous alarm system |  | UST Currently In Use: 6; UST Temp Close: 0; AST Currently In Use: 0; AST Temp Closed: 0 | 6 | 0 | 0 | 21090-115-020924 | LOVES COUNTRY STORES
52113 | Currently in Use |  | 2014-01-23 06:00 |  | Petroleum | On road diesel | On road diesel | Retail | Double Wall, Fiberglass reinforced plastic | Fiberglass reinforced plastic |  |  | Double Wall, Fiberglass reinforced plastic |  | 2014-01-23 06:00 |  | Catchment Basin, Single walled catchment basin | Audible high level alarm At 90% full | Audible high level alarm At 90% full | Interstitial Monitoring within Secondary Containment |  |  |  | Automatic shutoff device (AELLD), Containment Sump, MANIFOLDED | Containment Sump | Interstitial Monitoring within Secondary Containment | SENSOR TO ATG | Continuous alarm system | Continuous alarm system |  | UST Currently In Use: 6; UST Temp Close: 0; AST Currently In Use: 0; AST Temp Closed: 0 | 6 | 0 | 0 | 21090-115-020924 | LOVES COUNTRY STORES
52114 | Currently in Use |  | 2014-01-23 06:00 |  | Petroleum | Unleaded gasoline | Unleaded gasoline | Retail | Double Wall, Fiberglass reinforced plastic | Fiberglass reinforced plastic |  |  | Double Wall, Fiberglass reinforced plastic |  | 2014-01-23 06:00 |  | Catchment Basin, Single walled catchment basin | Flow Rest 90% Full | Flow Rest 90% Full | Interstitial Monitoring within Secondary Containment |  |  |  | Automatic shutoff device (AELLD), Containment Sump | Containment Sump | Interstitial Monitoring within Secondary Containment | SENSOR TO ATG | Continuous alarm system | Continuous alarm system |  | UST Currently In Use: 6; UST Temp Close: 0; AST Currently In Use: 0; AST Temp Closed: 0 | 6 | 0 | 0 | 21090-115-020924 | LOVES COUNTRY STORES
52115 | Currently in Use |  | 2014-01-23 06:00 |  | Petroleum | Unleaded gasoline | Unleaded gasoline | Retail | Double Wall, Fiberglass reinforced plastic | Fiberglass reinforced plastic |  |  | Double Wall, Fiberglass reinforced plastic |  | 2014-01-23 06:00 |  | Catchment Basin, Single walled catchment basin | Flow Rest 90% Full | Flow Rest 90% Full | Interstitial Monitoring within Secondary Containment |  |  |  | Automatic shutoff device (AELLD), Containment Sump | Containment Sump | Interstitial Monitoring within Secondary Containment | SENSOR TO ATG | Continuous alarm system | Continuous alarm system |  | UST Currently In Use: 6; UST Temp Close: 0; AST Currently In Use: 0; AST Temp Closed: 0 | 6 | 0 | 0 | 21090-115-020924 | LOVES COUNTRY STORES
52118 | Currently in Use |  | 2014-01-07 06:00 |  | Petroleum | Unleaded gasoline | Unleaded gasoline | Retail | Double Wall, Fiberglass reinforced plastic | Fiberglass reinforced plastic |  |  | Double Wall, Flexible |  | 2014-01-07 06:00 |  | Catchment Basin, Single walled catchment basin | Flow Rest 90% Full | Flow Rest 90% Full | Interstitial Monitoring within Secondary Containment |  |  |  | Automatic flow restrictor (MLLD), Containment Sump | Containment Sump | Interstitial Monitoring within Secondary Containment |  | Annual line testing, Continuous alarm system | Continuous alarm system |  | UST Currently In Use: 2; UST Temp Close: 0; AST Currently In Use: 0; AST Temp Closed: 0 | 2 | 0 | 0 | 13579-115-020925 | MURPHY OIL USA, INC.
52120 | Currently in Use |  | 2014-01-07 06:00 |  | Petroleum | Premium gasoline | Premium gasoline | Retail | Double Wall, Fiberglass reinforced plastic | Fiberglass reinforced plastic |  |  | Double Wall, Flexible |  | 2014-01-07 06:00 |  | Catchment Basin, Single walled catchment basin | Flow Rest 90% Full | Flow Rest 90% Full | Interstitial Monitoring within Secondary Containment |  |  |  | Automatic flow restrictor (MLLD), Containment Sump | Containment Sump | Interstitial Monitoring within Secondary Containment |  | Annual line testing, Continuous alarm system | Continuous alarm system |  | UST Currently In Use: 2; UST Temp Close: 0; AST Currently In Use: 0; AST Temp Closed: 0 | 2 | 0 | 0 | 13579-115-020925 | MURPHY OIL USA, INC.
52121 | Currently in Use |  | 2014-02-28 06:00 |  | Petroleum | Premium gasoline | Premium gasoline | Retail | Double Wall, Fiberglass reinforced plastic, 6P/4D | Fiberglass reinforced plastic |  |  | Double Wall, Fiberglass reinforced plastic |  | 2014-02-28 06:00 |  | Catchment Basin, BELOW | Automatic shutoff device At 95% full | Automatic shutoff device At 95% full | Interstitial Monitoring within Secondary Containment | SENSOR TO ATG |  |  | Automatic shutoff device (AELLD), Containment Sump, Sump sensor relayed to automatically shut off submersible pump | Sump sensor relayed to automatically shut off submersible pump | Interstitial Monitoring within Secondary Containment | SENSOR TO ATG | Continuous alarm system | Continuous alarm system |  | UST Currently In Use: 2; UST Temp Close: 0; AST Currently In Use: 0; AST Temp Closed: 0 | 2 | 0 | 8 | 20072-073-011521 | A & M OIL CO LLC
52122 | Currently in Use |  | 2014-02-28 06:00 |  | Petroleum | Unleaded gasoline | Unleaded gasoline | Retail | Double Wall, Fiberglass reinforced plastic, 10K/10K | Fiberglass reinforced plastic |  |  | Double Wall, Fiberglass reinforced plastic |  | 2014-02-28 06:00 |  | Catchment Basin, BELOW | Automatic shutoff device At 95% full | Automatic shutoff device At 95% full | Interstitial Monitoring within Secondary Containment | SENSOR TO ATG |  |  | Automatic shutoff device (AELLD), Containment Sump, Sump sensor relayed to automatically shut off submersible pump | Sump sensor relayed to automatically shut off submersible pump | Interstitial Monitoring within Secondary Containment | SENSOR TO ATG | Continuous alarm system | Continuous alarm system |  | UST Currently In Use: 2; UST Temp Close: 0; AST Currently In Use: 0; AST Temp Closed: 0 | 2 | 0 | 8 | 20072-073-011521 | A & M OIL CO LLC
52126 | Currently in Use |  | 2013-11-15 06:00 |  | Petroleum | Unleaded gasoline | Unleaded gasoline | Retail | Double Wall, Fiberglass coated steel | Fiberglass coated steel |  |  | Double Wall, Fiberglass reinforced plastic |  | 2013-11-15 06:00 |  | Catchment Basin, Single walled catchment basin | Flow Rest 90% Full | Flow Rest 90% Full | Interstitial Monitoring within Secondary Containment |  | Continuous Automatic Tank Gauge |  | Automatic shutoff device (AELLD), Containment Sump | Containment Sump | Interstitial Monitoring within Secondary Containment |  |  |  |  | UST Currently In Use: 2; UST Temp Close: 0; AST Currently In Use: 0; AST Temp Closed: 0 | 2 | 0 | 0 | 24359-125-020928 | STAR INVESTMENTS, LLC
52127 | Currently in Use |  | 2013-11-15 06:00 |  | Petroleum | Premium gasoline | Premium gasoline | Retail | Double Wall, Fiberglass coated steel | Fiberglass coated steel |  |  | Double Wall, Fiberglass reinforced plastic |  | 2013-11-15 06:00 |  | Catchment Basin, Single walled catchment basin | Flow Rest 90% Full | Flow Rest 90% Full | Interstitial Monitoring within Secondary Containment |  | Continuous Automatic Tank Gauge |  | Automatic shutoff device (AELLD), Containment Sump | Containment Sump | Interstitial Monitoring within Secondary Containment |  |  |  |  | UST Currently In Use: 2; UST Temp Close: 0; AST Currently In Use: 0; AST Temp Closed: 0 | 2 | 0 | 0 | 24359-125-020928 | STAR INVESTMENTS, LLC
52130 | Currently in Use |  | 2013-08-14 06:00 |  | Petroleum | Unleaded gasoline | Unleaded gasoline | Retail | Double Wall, Fiberglass coated steel | Fiberglass coated steel |  |  | Double Wall, Fiberglass reinforced plastic |  | 2013-08-14 06:00 |  | Catchment Basin, Single walled catchment basin | Flow Rest 90% Full | Flow Rest 90% Full | Interstitial Monitoring within Secondary Containment | SENSOR TO ATG | Continuous Automatic Tank Gauge, Other, Statistical Inventory Reconciliation (SIR) |  | Automatic flow restrictor (MLLD), Containment Sump | Containment Sump |  | SENSOR TO ATG | Continuous alarm system, Other, INTMON REQ | Other |  | UST Currently In Use: 1; UST Temp Close: 0; AST Currently In Use: 0; AST Temp Closed: 0 | 1 | 0 | 0 | 24376-055-020929 | ASEM KHRAISAT
52132 | Currently in Use |  | 2014-02-10 06:00 |  | Petroleum | On road diesel | On road diesel | Retail | Double Wall, Fiberglass coated steel | Fiberglass coated steel |  |  | Double Wall, Flexible |  | 2014-02-10 06:00 |  | Catchment Basin, Single walled catchment basin | Automatic shutoff device At 95% full | Automatic shutoff device At 95% full | Interstitial Monitoring within Secondary Containment | SENSOR TO ATG | Continuous Automatic Tank Gauge |  | Automatic flow restrictor (MLLD), Containment Sump | Containment Sump | Interstitial Monitoring within Secondary Containment | SENSOR TO ATG | Continuous alarm system | Continuous alarm system |  | UST Currently In Use: 3; UST Temp Close: 0; AST Currently In Use: 0; AST Temp Closed: 0 | 3 | 0 | 0 | 23982-039-017637 | CENERGY OIL AND GAS
52138 | Temporary Closed | 2021-07-22 06:00 | 1981-10-01 06:00 |  | Petroleum | On road diesel | On road diesel | Emergency Power Generator, Local Government | Fiberglass coated steel, Single Wall | Single Wall |  |  | Single Wall, Steel |  |  |  | Catchment Basin, Single walled catchment basin | [13 empty] | UST Currently In Use: 1; UST Temp Close: 1; AST Currently In Use: 0; AST Temp Closed: 0 | 1 | 1 | 1 | 10994-073-004185 | CITY OF BIRMINGHAM
52142 | Currently in Use |  | 2012-01-10 06:00 |  | Petroleum | Unleaded gasoline | Unleaded gasoline |  | Double Wall, Fiberglass coated steel, 12R/4P | Fiberglass coated steel |  |  | Double Wall, Fiberglass reinforced plastic |  | 2012-01-10 06:00 |  | Catchment Basin, Single walled catchment basin | Automatic shutoff device At 95% full | Automatic shutoff device At 95% full | Interstitial Monitoring within Secondary Containment | SENSOR TO ATG |  |  | Automatic shutoff device (AELLD), Containment Sump | Containment Sump | Interstitial Monitoring within Secondary Containment | SENSOR TO ATG | Continuous alarm system | Continuous alarm system |  | UST Currently In Use: 1; UST Temp Close: 0; AST Currently In Use: 0; AST Temp Closed: 0 | 1 | 0 | 0 | 24480-073-020934 | MOHAMMED (CJ) NAEEM
52146 | Currently in Use |  | 2013-10-18 06:00 |  | Petroleum | Unleaded gasoline | Unleaded gasoline | Retail | Double Wall, Fiberglass reinforced plastic | Fiberglass reinforced plastic |  |  | Double Wall, Flexible |  | 2013-10-18 06:00 |  | Catchment Basin, Single walled catchment basin | Automatic shutoff device At 95% full | Automatic shutoff device At 95% full | Interstitial Monitoring within Secondary Containment |  |  |  | Automatic flow restrictor (MLLD), Containment Sump | Containment Sump | Interstitial Monitoring within Secondary Containment |  | Continuous alarm system | Continuous alarm system |  | UST Currently In Use: 3; UST Temp Close: 0; AST Currently In Use: 0; AST Temp Closed: 0 | 3 | 0 | 0 | 21237-015-020935 | SAM'S EAST, INC. C/O APTIM
52147 | Currently in Use |  | 2013-10-18 06:00 |  | Petroleum | Unleaded gasoline | Unleaded gasoline | Retail | Double Wall, Fiberglass reinforced plastic | Fiberglass reinforced plastic |  |  | Double Wall, Flexible |  | 2013-10-18 06:00 |  | Catchment Basin, Single walled catchment basin | Automatic shutoff device At 95% full | Automatic shutoff device At 95% full | Interstitial Monitoring within Secondary Containment |  |  |  | Automatic flow restrictor (MLLD), Containment Sump | Containment Sump | Interstitial Monitoring within Secondary Containment |  | Continuous alarm system | Continuous alarm system |  | UST Currently In Use: 3; UST Temp Close: 0; AST Currently In Use: 0; AST Temp Closed: 0 | 3 | 0 | 0 | 21237-015-020935 | SAM'S EAST, INC. C/O APTIM
52148 | Currently in Use |  | 2013-10-18 06:00 |  | Petroleum | Premium gasoline | Premium gasoline | Retail | Double Wall, Fiberglass reinforced plastic | Fiberglass reinforced plastic |  |  | Double Wall, Flexible |  | 2013-10-18 06:00 |  | Catchment Basin, Single walled catchment basin | Automatic shutoff device At 95% full | Automatic shutoff device At 95% full | Interstitial Monitoring within Secondary Containment |  |  |  | Automatic flow restrictor (MLLD), Containment Sump | Containment Sump | Interstitial Monitoring within Secondary Containment |  | Continuous alarm system | Continuous alarm system |  | UST Currently In Use: 3; UST Temp Close: 0; AST Currently In Use: 0; AST Temp Closed: 0 | 3 | 0 | 0 | 21237-015-020935 | SAM'S EAST, INC. C/O APTIM
52151 | Currently in Use |  | 2014-06-01 06:00 |  | Petroleum | Unleaded gasoline | Unleaded gasoline | Retail | Double Wall, Fiberglass coated steel | Fiberglass coated steel |  |  | Double Wall, Fiberglass reinforced plastic |  | 2014-06-01 06:00 |  | Catchment Basin, Single walled catchment basin | Automatic shutoff device At 95% full | Automatic shutoff device At 95% full | Interstitial Monitoring within Secondary Containment |  | Continuous Automatic Tank Gauge |  | Automatic flow restrictor (MLLD), Sump sensor relayed to automatically shut off submersible pump | Sump sensor relayed to automatically shut off submersible pump | Interstitial Monitoring within Secondary Containment |  | Annual line testing, Continuous alarm system | Continuous alarm system |  | UST Currently In Use: 3; UST Temp Close: 0; AST Currently In Use: 0; AST Temp Closed: 0 | 3 | 0 | 0 | 21511-125-014783 | MANJIT I. S. SODHI
52153 | Currently in Use |  | 2014-03-25 06:00 |  | Petroleum | On road diesel | On road diesel | Retail | Double Wall, Fiberglass coated steel | Fiberglass coated steel |  |  | Double Wall, Fiberglass reinforced plastic |  |  |  | Catchment Basin, Single walled catchment basin | Flow Rest 90% Full | Flow Rest 90% Full | Interstitial Monitoring within Secondary Containment | SENSOR TO ATG |  | Single walled submersible pump containment sump | Automatic shutoff device (AELLD), Containment Sump | Containment Sump | Interstitial Monitoring within Secondary Containment | SENSOR TO ATG | Continuous alarm system | Continuous alarm system |  | UST Currently In Use: 4; UST Temp Close: 1; AST Currently In Use: 0; AST Temp Closed: 0 | 4 | 1 | 1 | 25994-043-013846 | RAJESH PATEL
52155 | Currently in Use |  | 2013-11-01 06:00 |  | Petroleum | Unleaded gasoline | Unleaded gasoline | Retail | Double Wall, Fiberglass reinforced plastic | Fiberglass reinforced plastic |  |  | Double Wall, Flexible | UPP |  |  | Catchment Basin, Single walled catchment basin | Audible high level alarm At 90% full, Flow Rest 90% Full | Flow Rest 90% Full | Interstitial Monitoring within Secondary Containment |  |  |  | Automatic shutoff device (AELLD) | Automatic shutoff device (AELLD) | Interstitial Monitoring within Secondary Containment |  |  |  |  | UST Currently In Use: 3; UST Temp Close: 0; AST Currently In Use: 0; AST Temp Closed: 0 | 3 | 0 | 0 | 15420-081-020941 | MAPCO EXPRESS, LLC
52156 | Currently in Use |  | 2013-11-01 06:00 |  | Petroleum | Premium gasoline | Premium gasoline | Retail | Double Wall, Fiberglass reinforced plastic | Fiberglass reinforced plastic |  |  | Double Wall, Flexible | UPP |  |  | Catchment Basin, Single walled catchment basin | Audible high level alarm At 90% full, Flow Rest 90% Full | Flow Rest 90% Full | Interstitial Monitoring within Secondary Containment |  |  |  | Automatic shutoff device (AELLD) | Automatic shutoff device (AELLD) | Interstitial Monitoring within Secondary Containment |  |  |  |  | UST Currently In Use: 3; UST Temp Close: 0; AST Currently In Use: 0; AST Temp Closed: 0 | 3 | 0 | 0 | 15420-081-020941 | MAPCO EXPRESS, LLC
52157 | Currently in Use |  | 2013-11-01 06:00 |  | Petroleum | E85 | E85 |  | Double Wall, Fiberglass reinforced plastic | Fiberglass reinforced plastic |  |  | Double Wall, Flexible | UPP |  |  | Catchment Basin, Single walled catchment basin | Audible high level alarm At 90% full, Flow Rest 90% Full | Flow Rest 90% Full | Interstitial Monitoring within Secondary Containment |  |  |  | Automatic shutoff device (AELLD) | Automatic shutoff device (AELLD) | Interstitial Monitoring within Secondary Containment |  |  |  |  | UST Currently In Use: 3; UST Temp Close: 0; AST Currently In Use: 0; AST Temp Closed: 0 | 3 | 0 | 0 | 15420-081-020941 | MAPCO EXPRESS, LLC
52159 | Currently in Use |  | 2014-06-12 06:00 |  | Petroleum | Unleaded gasoline | Unleaded gasoline |  | Double Wall, Fiberglass reinforced plastic | Fiberglass reinforced plastic |  |  | Double Wall, Flexible |  |  |  | Catchment Basin, Single walled catchment basin | Automatic shutoff device At 95% full | Automatic shutoff device At 95% full | Interstitial Monitoring within Secondary Containment |  |  |  | Automatic flow restrictor (MLLD), Containment Sump | Containment Sump | Interstitial Monitoring within Secondary Containment | MANUAL/VISUAL CHECK | Annual line testing | Annual line testing |  | UST Currently In Use: 2; UST Temp Close: 0; AST Currently In Use: 0; AST Temp Closed: 0 | 2 | 0 | 0 | 20759-067-020942 | SOUTHWEST GEORGIA OIL COMPANY
52161 | Currently in Use |  | 2014-06-12 06:00 |  | Petroleum | Premium gasoline | Premium gasoline |  | Double Wall, Fiberglass reinforced plastic | Fiberglass reinforced plastic |  |  | Double Wall, Flexible |  |  |  | Catchment Basin, Single walled catchment basin | Automatic shutoff device At 95% full | Automatic shutoff device At 95% full | Interstitial Monitoring within Secondary Containment |  |  |  | Automatic flow restrictor (MLLD), Containment Sump | Containment Sump | Interstitial Monitoring within Secondary Containment | MANUAL/VISUAL CHECK | Annual line testing | Annual line testing |  | UST Currently In Use: 2; UST Temp Close: 0; AST Currently In Use: 0; AST Temp Closed: 0 | 2 | 0 | 0 | 20759-067-020942 | SOUTHWEST GEORGIA OIL COMPANY
52162 | Currently in Use |  | 2013-12-10 06:00 |  | Petroleum | Unleaded gasoline | Unleaded gasoline | Retail | Double Wall, Fiberglass coated steel | Fiberglass coated steel |  |  | Double Wall, Flexible |  | 2013-12-10 06:00 |  | Catchment Basin, Single walled catchment basin | Automatic shutoff device At 95% full | Automatic shutoff device At 95% full | Interstitial Monitoring within Secondary Containment |  | Continuous Automatic Tank Gauge |  | Automatic shutoff device (AELLD), Containment Sump | Containment Sump | Interstitial Monitoring within Secondary Containment | SENSOR TO ATG | Continuous alarm system | Continuous alarm system |  | UST Currently In Use: 1; UST Temp Close: 0; AST Currently In Use: 0; AST Temp Closed: 0 | 1 | 0 | 0 | 23115-125-020943 | NAJIB KASIM
52165 | Currently in Use |  | 2014-06-17 06:00 |  | Petroleum | Unleaded gasoline | Unleaded gasoline | Retail | Double Wall, Fiberglass coated steel | Fiberglass coated steel |  |  | Double Wall, Fiberglass reinforced plastic |  | 2014-06-17 06:00 |  | Catchment Basin, Single walled catchment basin | Automatic shutoff device At 95% full | Automatic shutoff device At 95% full | Interstitial Monitoring within Secondary Containment | SENSOR TO ATG | Continuous Automatic Tank Gauge, Other |  | Automatic shutoff device (AELLD), Containment Sump | Containment Sump | Interstitial Monitoring within Secondary Containment | SENSOR TO ATG | Continuous alarm system, Other, INT MON RQ | Other |  | UST Currently In Use: 3; UST Temp Close: 0; AST Currently In Use: 0; AST Temp Closed: 0 | 3 | 0 | 4 | 13284-089-011688 | H.L. MARTIN DISTRIBUTING CO.
52166 | Currently in Use |  | 2014-06-17 06:00 |  | Petroleum | Premium gasoline | Premium gasoline | Retail | Double Wall, Fiberglass coated steel | Fiberglass coated steel |  |  | Double Wall, Fiberglass reinforced plastic |  | 2014-06-17 06:00 |  | Catchment Basin, Single walled catchment basin | Automatic shutoff device At 95% full | Automatic shutoff device At 95% full | Interstitial Monitoring within Secondary Containment | SENSOR TO ATG | Continuous Automatic Tank Gauge, Other |  | Automatic shutoff device (AELLD), Containment Sump | Containment Sump | Interstitial Monitoring within Secondary Containment | SENSOR TO ATG | Continuous alarm system, Other, INT MON RQ | Other |  | UST Currently In Use: 3; UST Temp Close: 0; AST Currently In Use: 0; AST Temp Closed: 0 | 3 | 0 | 4 | 13284-089-011688 | H.L. MARTIN DISTRIBUTING CO.
52167 | Currently in Use |  | 2014-06-17 06:00 |  | Petroleum | On road diesel | On road diesel | Retail | Double Wall, Fiberglass coated steel | Fiberglass coated steel |  |  | Double Wall, Fiberglass reinforced plastic |  | 2014-06-17 06:00 |  | Catchment Basin, Single walled catchment basin | Automatic shutoff device At 95% full | Automatic shutoff device At 95% full | Interstitial Monitoring within Secondary Containment | SENSOR TO ATG | Continuous Automatic Tank Gauge, Other |  | Automatic shutoff device (AELLD), Containment Sump | Containment Sump | Interstitial Monitoring within Secondary Containment | SENSOR TO ATG | Continuous alarm system, Other, INT MON RQ | Other |  | UST Currently In Use: 3; UST Temp Close: 0; AST Currently In Use: 0; AST Temp Closed: 0 | 3 | 0 | 4 | 13284-089-011688 | H.L. MARTIN DISTRIBUTING CO.
52168 | Currently in Use |  | 2014-04-02 06:00 |  | Petroleum | 100% biodiesel (Not Regulated) | 100% biodiesel (Not Regulated) | Retail | Double Wall, Fiberglass reinforced plastic | Fiberglass reinforced plastic |  |  | Double Wall, Fiberglass reinforced plastic |  | 2014-02-18 06:00 |  | Catchment Basin, Single walled catchment basin | Automatic shutoff device At 95% full | Automatic shutoff device At 95% full | Interstitial Monitoring within Secondary Containment | SENSOR TO ATG | [9 empty] | UST Currently In Use: 6; UST Temp Close: 0; AST Currently In Use: 0; AST Temp Closed: 0 | 6 | 0 | 0 | 19984-043-020901 | PILOT TRAVEL CENTERS, LLC
52171 | Permanently Closed | 2013-02-03 06:00 | 1989-10-01 06:00 |  | Petroleum | Other, SUNDEX 790 | Other | Industrial | Double Wall | Double Wall |  |  | Steel | [17 empty] | UST Currently In Use: 0; UST Temp Close: 0; AST Currently In Use: 0; AST Temp Closed: 0 | 0 | 0 | 2 | 24542-017-020960 | KARDOES - A HEXPOL COMPANY
52172 | Permanently Closed | 2013-02-03 06:00 | 1989-10-01 06:00 |  | Petroleum | Other, SUNTHENE | Other | Industrial | Double Wall | Double Wall |  |  | Steel | [17 empty] | UST Currently In Use: 0; UST Temp Close: 0; AST Currently In Use: 0; AST Temp Closed: 0 | 0 | 0 | 2 | 24542-017-020960 | KARDOES - A HEXPOL COMPANY
52173 | Temporary Closed | 2024-05-01 06:00 | 2014-11-03 06:00 |  | Petroleum | Unleaded gasoline | Unleaded gasoline |  | Double Wall, Fiberglass reinforced plastic | Fiberglass reinforced plastic |  |  | Double Wall, Flexible |  |  |  | Catchment Basin, Single walled catchment basin | Automatic shutoff device At 95% full | Automatic shutoff device At 95% full | Interstitial Monitoring within Secondary Containment |  |  | Single walled submersible pump containment sump | Automatic flow restrictor (MLLD) | Automatic flow restrictor (MLLD) | Interstitial Monitoring within Secondary Containment | MANUAL/VISUAL CHECK | Continuous alarm system | Continuous alarm system |  | UST Currently In Use: 0; UST Temp Close: 2; AST Currently In Use: 0; AST Temp Closed: 0 | 0 | 2 | 0 | 20759-067-020961 | SOUTHWEST GEORGIA OIL COMPANY
52174 | Temporary Closed | 2024-05-01 06:00 | 2014-11-03 06:00 |  | Petroleum | Premium gasoline | Premium gasoline | Retail | Double Wall, Fiberglass reinforced plastic | Fiberglass reinforced plastic |  |  | Double Wall, Flexible |  |  |  | Catchment Basin, Single walled catchment basin | Automatic shutoff device At 95% full | Automatic shutoff device At 95% full | Interstitial Monitoring within Secondary Containment |  |  |  | Automatic flow restrictor (MLLD) | Automatic flow restrictor (MLLD) | Interstitial Monitoring within Secondary Containment | MANUAL/VISUAL CHECK | Continuous alarm system | Continuous alarm system |  | UST Currently In Use: 0; UST Temp Close: 2; AST Currently In Use: 0; AST Temp Closed: 0 | 0 | 2 | 0 | 20759-067-020961 | SOUTHWEST GEORGIA OIL COMPANY
52175 | Temporary Closed | 2016-01-28 06:00 | 2014-10-20 06:00 |  | Petroleum | Unleaded gasoline | Unleaded gasoline | Retail | Double Wall, Fiberglass reinforced plastic | Fiberglass reinforced plastic |  |  | Double Wall, Flexible |  | 2016-01-28 06:00 |  | Catchment Basin, Single walled catchment basin | Automatic shutoff device At 95% full | Automatic shutoff device At 95% full | Interstitial Monitoring within Secondary Containment |  |  |  | Automatic flow restrictor (MLLD) | Automatic flow restrictor (MLLD) | Interstitial Monitoring within Secondary Containment |  |  |  |  | UST Currently In Use: 0; UST Temp Close: 2; AST Currently In Use: 0; AST Temp Closed: 0 | 0 | 2 | 0 | 25083-009-020962 | SANT MAHANT LLC
52176 | Temporary Closed | 2016-01-28 06:00 | 2014-10-20 06:00 |  | Petroleum | Premium gasoline | Premium gasoline | Retail | Double Wall, Fiberglass reinforced plastic | Fiberglass reinforced plastic |  |  | Double Wall, Flexible |  | 2016-01-28 06:00 |  | Catchment Basin, Single walled catchment basin | Automatic shutoff device At 95% full | Automatic shutoff device At 95% full | Interstitial Monitoring within Secondary Containment |  |  |  | Automatic flow restrictor (MLLD) | Automatic flow restrictor (MLLD) | Interstitial Monitoring within Secondary Containment |  |  |  |  | UST Currently In Use: 0; UST Temp Close: 2; AST Currently In Use: 0; AST Temp Closed: 0 | 0 | 2 | 0 | 25083-009-020962 | SANT MAHANT LLC
52177 | Currently in Use |  | 2014-10-02 06:00 |  | Petroleum | On road diesel | On road diesel |  | Double Wall, Fiberglass reinforced plastic | Fiberglass reinforced plastic |  |  | Double Wall, Fiberglass reinforced plastic |  |  |  | Catchment Basin, Single walled catchment basin | Automatic shutoff device At 95% full | Automatic shutoff device At 95% full | Interstitial Monitoring within Secondary Containment |  |  |  | Automatic shutoff device (AELLD), Containment Sump | Containment Sump | Interstitial Monitoring within Secondary Containment | SENSOR TO ATG | Annual line testing, Continuous alarm system | Continuous alarm system |  | UST Currently In Use: 4; UST Temp Close: 0; AST Currently In Use: 0; AST Temp Closed: 0 | 4 | 0 | 0 | 21090-045-020963 | LOVES COUNTRY STORES
52179 | Currently in Use |  | 2014-10-02 06:00 |  | Petroleum | Unleaded gasoline | Unleaded gasoline | Retail | Double Wall, Fiberglass reinforced plastic | Fiberglass reinforced plastic |  |  | Double Wall, Fiberglass reinforced plastic |  |  |  | Catchment Basin, Single walled catchment basin | Automatic shutoff device At 95% full | Automatic shutoff device At 95% full | Interstitial Monitoring within Secondary Containment |  |  |  | Automatic shutoff device (AELLD), Containment Sump | Containment Sump | Interstitial Monitoring within Secondary Containment | SENSOR TO ATG | Annual line testing, Continuous alarm system | Continuous alarm system |  | UST Currently In Use: 4; UST Temp Close: 0; AST Currently In Use: 0; AST Temp Closed: 0 | 4 | 0 | 0 | 21090-045-020963 | LOVES COUNTRY STORES
52180 | Currently in Use |  | 2014-10-02 06:00 |  | Petroleum | Unleaded gasoline | Unleaded gasoline |  | Double Wall, Fiberglass reinforced plastic | Fiberglass reinforced plastic |  |  | Double Wall, Fiberglass reinforced plastic |  |  |  | Catchment Basin, Single walled catchment basin | Automatic shutoff device At 95% full | Automatic shutoff device At 95% full | Interstitial Monitoring within Secondary Containment |  |  |  | Automatic shutoff device (AELLD), Containment Sump | Containment Sump | Interstitial Monitoring within Secondary Containment | SENSOR TO ATG | Annual line testing, Continuous alarm system | Continuous alarm system |  | UST Currently In Use: 4; UST Temp Close: 0; AST Currently In Use: 0; AST Temp Closed: 0 | 4 | 0 | 0 | 21090-045-020963 | LOVES COUNTRY STORES
52181 | Currently in Use |  | 2014-10-02 06:00 |  | Petroleum | Other, B-99.9 | Other | Retail | Double Wall, Fiberglass reinforced plastic | Fiberglass reinforced plastic |  |  | Double Wall, Fiberglass reinforced plastic |  |  |  | Catchment Basin, Single walled catchment basin | Audible high level alarm At 90% full, Automatic shutoff device At 95% full | Automatic shutoff device At 95% full | Interstitial Monitoring within Secondary Containment |  |  |  | Automatic shutoff device (AELLD), Containment Sump | Containment Sump | Interstitial Monitoring within Secondary Containment | SENSOR TO ATG | Annual line testing, Continuous alarm system | Continuous alarm system |  | UST Currently In Use: 4; UST Temp Close: 0; AST Currently In Use: 0; AST Temp Closed: 0 | 4 | 0 | 0 | 21090-045-020963 | LOVES COUNTRY STORES
52182 | Permanently Closed | 2016-01-28 06:00 | 2014-10-27 06:00 | 2021-10-15 06:00 | Petroleum | Unleaded gasoline | Unleaded gasoline | Retail | Double Wall, Fiberglass reinforced plastic | Fiberglass reinforced plastic |  |  | Double Wall, Flexible |  | 2016-01-28 06:00 |  | Catchment Basin, Single walled catchment basin | Automatic shutoff device At 95% full | Automatic shutoff device At 95% full | Interstitial Monitoring within Secondary Containment |  |  |  | Automatic flow restrictor (MLLD), Containment Sump | Containment Sump | Interstitial Monitoring within Secondary Containment | SENSOR TO ATG | Continuous alarm system | Continuous alarm system |  | UST Currently In Use: 0; UST Temp Close: 0; AST Currently In Use: 0; AST Temp Closed: 0 | 0 | 0 | 2 | 25083-095-020964 | SANT MAHANT LLC
52183 | Permanently Closed | 2016-01-28 06:00 | 2014-10-27 06:00 | 2021-10-15 06:00 | Petroleum | Premium gasoline | Premium gasoline | Retail | Double Wall, Fiberglass reinforced plastic | Fiberglass reinforced plastic |  |  | Double Wall, Flexible |  | 2016-01-28 06:00 |  | Catchment Basin, Single walled catchment basin | Automatic shutoff device At 95% full | Automatic shutoff device At 95% full | Interstitial Monitoring within Secondary Containment |  |  |  | Automatic flow restrictor (MLLD), Containment Sump | Containment Sump | Interstitial Monitoring within Secondary Containment | SENSOR TO ATG | Continuous alarm system | Continuous alarm system |  | UST Currently In Use: 0; UST Temp Close: 0; AST Currently In Use: 0; AST Temp Closed: 0 | 0 | 0 | 2 | 25083-095-020964 | SANT MAHANT LLC
52186 | Currently in Use |  | 2014-10-20 06:00 |  | Petroleum | Unleaded gasoline | Unleaded gasoline | Retail | Double Wall, Fiberglass reinforced plastic | Fiberglass reinforced plastic |  |  | Double Wall, Flexible |  |  |  | Catchment Basin, Single walled catchment basin | Automatic shutoff device At 95% full | Automatic shutoff device At 95% full | Interstitial Monitoring within Secondary Containment |  |  |  | Automatic flow restrictor (MLLD), Containment Sump | Containment Sump | Interstitial Monitoring within Secondary Containment |  | Continuous alarm system | Continuous alarm system |  | UST Currently In Use: 2; UST Temp Close: 0; AST Currently In Use: 0; AST Temp Closed: 0 | 2 | 0 | 0 | 24960-069-020965 | DOLGENCORP, LLC.
52188 | Currently in Use |  | 2014-10-20 06:00 |  | Petroleum | Premium gasoline | Premium gasoline | Retail | Double Wall, Fiberglass reinforced plastic | Fiberglass reinforced plastic |  |  | Double Wall, Flexible |  |  |  | Catchment Basin, Single walled catchment basin | Automatic shutoff device At 95% full | Automatic shutoff device At 95% full | Interstitial Monitoring within Secondary Containment |  |  |  | Automatic flow restrictor (MLLD), Containment Sump | Containment Sump | Interstitial Monitoring within Secondary Containment |  | Continuous alarm system | Continuous alarm system |  | UST Currently In Use: 2; UST Temp Close: 0; AST Currently In Use: 0; AST Temp Closed: 0 | 2 | 0 | 0 | 24960-069-020965 | DOLGENCORP, LLC.
52189 | Currently in Use |  | 2014-11-10 06:00 |  | Petroleum | Unleaded gasoline | Unleaded gasoline | Retail | Double Wall, Fiberglass reinforced plastic | Fiberglass reinforced plastic |  |  | Double Wall, Flexible |  | 2014-11-10 06:00 |  | Catchment Basin, Double walled catchment basin | Automatic shutoff device At 95% full | Automatic shutoff device At 95% full | Interstitial Monitoring within Secondary Containment |  |  |  | Automatic flow restrictor (MLLD), Containment Sump | Containment Sump | Interstitial Monitoring within Secondary Containment | SENSOR TO ATG | Continuous alarm system, Other, INTMON REQ | Other |  | UST Currently In Use: 2; UST Temp Close: 0; AST Currently In Use: 0; AST Temp Closed: 0 | 2 | 0 | 0 | 24960-089-020967 | DOLGENCORP, LLC.
52190 | Currently in Use |  | 2014-11-10 06:00 |  | Petroleum | Premium gasoline | Premium gasoline | Retail | Double Wall, Fiberglass reinforced plastic | Fiberglass reinforced plastic |  |  | Double Wall, Flexible |  | 2014-11-10 06:00 |  | Catchment Basin, Double walled catchment basin | Automatic shutoff device At 95% full | Automatic shutoff device At 95% full | Interstitial Monitoring within Secondary Containment |  | Other |  | Automatic flow restrictor (MLLD), Containment Sump | Containment Sump | Interstitial Monitoring within Secondary Containment | SENSOR TO ATG | Continuous alarm system, Other, INTMON REQ | Other |  | UST Currently In Use: 2; UST Temp Close: 0; AST Currently In Use: 0; AST Temp Closed: 0 | 2 | 0 | 0 | 24960-089-020967 | DOLGENCORP, LLC.
52191 | Currently in Use |  | 2014-07-15 06:00 |  | Petroleum | Unleaded gasoline | Unleaded gasoline | Retail | Double Wall, Fiberglass reinforced plastic | Fiberglass reinforced plastic |  |  | Double Wall, Flexible | UPP | 2014-07-15 06:00 |  | Catchment Basin, Single walled catchment basin | Audible high level alarm At 90% full, Flow Rest 90% Full | Flow Rest 90% Full | Interstitial Monitoring within Secondary Containment |  |  |  | Automatic shutoff device (AELLD) | Automatic shutoff device (AELLD) | Interstitial Monitoring within Secondary Containment |  |  |  |  | UST Currently In Use: 4; UST Temp Close: 0; AST Currently In Use: 0; AST Temp Closed: 0 | 4 | 0 | 0 | 15420-125-020968 | MAPCO EXPRESS, LLC
52194 | Currently in Use |  | 2014-07-15 06:00 |  | Petroleum | Premium gasoline | Premium gasoline | Retail | Double Wall, Fiberglass reinforced plastic | Fiberglass reinforced plastic |  |  | Double Wall, Flexible |  | 2014-07-15 06:00 |  | Catchment Basin, Single walled catchment basin | Audible high level alarm At 90% full | Audible high level alarm At 90% full | Interstitial Monitoring within Secondary Containment |  |  |  | Automatic shutoff device (AELLD) | Automatic shutoff device (AELLD) | Interstitial Monitoring within Secondary Containment |  |  |  |  | UST Currently In Use: 4; UST Temp Close: 0; AST Currently In Use: 0; AST Temp Closed: 0 | 4 | 0 | 0 | 15420-125-020968 | MAPCO EXPRESS, LLC
52195 | Currently in Use |  | 2014-07-15 06:00 |  | Petroleum | E85 | E85 |  | Double Wall, Fiberglass reinforced plastic | Fiberglass reinforced plastic |  |  | Double Wall, Flexible |  | 2014-07-15 06:00 |  | Catchment Basin, Single walled catchment basin | Audible high level alarm At 90% full | Audible high level alarm At 90% full | Interstitial Monitoring within Secondary Containment |  |  |  | Automatic shutoff device (AELLD) | Automatic shutoff device (AELLD) | Interstitial Monitoring within Secondary Containment |  |  |  |  | UST Currently In Use: 4; UST Temp Close: 0; AST Currently In Use: 0; AST Temp Closed: 0 | 4 | 0 | 0 | 15420-125-020968 | MAPCO EXPRESS, LLC
52196 | Currently in Use |  | 2014-07-15 06:00 |  | Petroleum | Other, E-15 | Other |  | Double Wall, Fiberglass reinforced plastic | Fiberglass reinforced plastic |  |  | Double Wall, Flexible |  | 2014-07-15 06:00 |  | Catchment Basin, Single walled catchment basin | Audible high level alarm At 90% full | Audible high level alarm At 90% full | Interstitial Monitoring within Secondary Containment |  |  |  | Automatic shutoff device (AELLD) | Automatic shutoff device (AELLD) | Interstitial Monitoring within Secondary Containment |  |  |  |  | UST Currently In Use: 4; UST Temp Close: 0; AST Currently In Use: 0; AST Temp Closed: 0 | 4 | 0 | 0 | 15420-125-020968 | MAPCO EXPRESS, LLC
52197 | Currently in Use |  | 2009-01-01 06:00 |  | Petroleum | On road diesel | On road diesel | Retail | Double Wall, Fiberglass coated steel | Fiberglass coated steel |  |  | Double Wall, Flexible |  | 2009-01-01 06:00 |  | Catchment Basin, Single walled catchment basin | Flow Rest 90% Full | Flow Rest 90% Full | Interstitial Monitoring within Secondary Containment |  | Continuous Automatic Tank Gauge | Single walled submersible pump containment sump | Automatic flow restrictor (MLLD), Containment Sump | Containment Sump | Interstitial Monitoring within Secondary Containment |  | Other, INTMON REQ | Other |  | UST Currently In Use: 4; UST Temp Close: 0; AST Currently In Use: 0; AST Temp Closed: 0 | 4 | 0 | 1 | 15765-077-013649 | THOMAS O. AND DERRILL HADDOCK
52199 | Temporary Closed | 2016-01-28 06:00 | 2014-11-17 06:00 |  | Petroleum | Unleaded gasoline | Unleaded gasoline | Retail | Double Wall, Fiberglass reinforced plastic | Fiberglass reinforced plastic |  |  | Double Wall, Flexible |  | 2016-01-28 06:00 |  | Catchment Basin, Single walled catchment basin | Automatic shutoff device At 95% full | Automatic shutoff device At 95% full | Interstitial Monitoring within Secondary Containment |  |  |  | Automatic flow restrictor (MLLD), Containment Sump | Containment Sump | Interstitial Monitoring within Secondary Containment |  |  |  |  | UST Currently In Use: 0; UST Temp Close: 2; AST Currently In Use: 0; AST Temp Closed: 0 | 0 | 2 | 0 | 20759-061-020969 | SOUTHWEST GEORGIA OIL COMPANY
52200 | Temporary Closed | 2016-01-28 06:00 | 2014-11-17 06:00 |  | Petroleum | Premium gasoline | Premium gasoline |  | Double Wall, Fiberglass reinforced plastic | Fiberglass reinforced plastic |  |  | Double Wall, Flexible |  | 2016-01-28 06:00 |  | Catchment Basin, Single walled catchment basin | Automatic shutoff device At 95% full | Automatic shutoff device At 95% full | Interstitial Monitoring within Secondary Containment |  |  |  | Automatic flow restrictor (MLLD), Containment Sump | Containment Sump | Interstitial Monitoring within Secondary Containment |  |  |  |  | UST Currently In Use: 0; UST Temp Close: 2; AST Currently In Use: 0; AST Temp Closed: 0 | 0 | 2 | 0 | 20759-061-020969 | SOUTHWEST GEORGIA OIL COMPANY
52201 | Currently in Use |  | 2014-12-08 06:00 |  | Petroleum | Unleaded gasoline | Unleaded gasoline | Retail | Double Wall, Fiberglass reinforced plastic | Fiberglass reinforced plastic |  |  | Double Wall, Flexible |  | 2014-12-08 06:00 |  | Catchment Basin, Single walled catchment basin | Automatic shutoff device At 95% full | Automatic shutoff device At 95% full | Interstitial Monitoring within Secondary Containment | SENSOR TO ATG |  |  | Automatic flow restrictor (MLLD), Containment Sump | Containment Sump | Interstitial Monitoring within Secondary Containment | SENSOR TO ATG | Continuous alarm system, Other, INTMON REQ | Other |  | UST Currently In Use: 2; UST Temp Close: 0; AST Currently In Use: 0; AST Temp Closed: 0 | 2 | 0 | 0 | 21994-089-020972 | WAL-MART STORES E C/O APTIM
52202 | Currently in Use |  | 2014-08-29 06:00 |  | Petroleum | Premium gasoline | Premium gasoline |  | Double Wall, Fiberglass reinforced plastic | Fiberglass reinforced plastic |  |  | Double Wall, Flexible |  | 2014-12-08 06:00 |  | Catchment Basin, Single walled catchment basin | Automatic shutoff device At 95% full | Automatic shutoff device At 95% full | Interstitial Monitoring within Secondary Containment | SENSOR TO ATG |  |  | Automatic flow restrictor (MLLD), Containment Sump | Containment Sump | Interstitial Monitoring within Secondary Containment | SENSOR TO ATG | Continuous alarm system, Other, INTMON REQ | Other |  | UST Currently In Use: 2; UST Temp Close: 0; AST Currently In Use: 0; AST Temp Closed: 0 | 2 | 0 | 0 | 21994-089-020972 | WAL-MART STORES E C/O APTIM
52205 | Currently in Use |  | 2014-01-01 06:00 |  | Petroleum | Unleaded gasoline | Unleaded gasoline |  | Double Wall, Fiberglass reinforced plastic | Fiberglass reinforced plastic |  |  | Double Wall, Fiberglass reinforced plastic |  | 2014-01-01 06:00 |  | Catchment Basin, Single walled catchment basin | Automatic shutoff device At 95% full | Automatic shutoff device At 95% full | Interstitial Monitoring within Secondary Containment |  | Continuous Automatic Tank Gauge | [8 empty] | UST Currently In Use: 1; UST Temp Close: 0; AST Currently In Use: 2; AST Temp Closed: 0 | 1 | 0 | 2 | 25585-095-006210 | VINAR PATEL
52206 | Currently in Use |  | 2014-10-30 06:00 |  | Petroleum | On road diesel | On road diesel | Retail | Double Wall, Fiberglass reinforced plastic | Fiberglass reinforced plastic |  |  | Double Wall, Fiberglass reinforced plastic |  | 2014-10-30 06:00 |  | Other, SEPERATOR | Automatic shutoff device At 95% full | Automatic shutoff device At 95% full | Interstitial Monitoring within Secondary Containment | SENSOR TO ATG |  | Single walled submersible pump containment sump | Automatic shutoff device (AELLD), Containment Sump | Containment Sump | Interstitial Monitoring within Secondary Containment | SENSOR TO ATG | Continuous alarm system | Continuous alarm system |  | UST Currently In Use: 6; UST Temp Close: 0; AST Currently In Use: 0; AST Temp Closed: 0 | 6 | 0 | 0 | 21090-033-020973 | LOVES COUNTRY STORES
52207 | Currently in Use |  | 2014-10-30 06:00 |  | Petroleum | Gasoline containing greater than 10% ethanol | Gasoline containing greater than 10% ethanol | Retail | Double Wall, Fiberglass reinforced plastic | Fiberglass reinforced plastic |  |  | Double Wall, Fiberglass reinforced plastic |  | 2014-10-30 06:00 |  | Other, SEPERATOR | Automatic shutoff device At 95% full | Automatic shutoff device At 95% full | Interstitial Monitoring within Secondary Containment | SENSOR TO ATG |  | Single walled submersible pump containment sump | Automatic shutoff device (AELLD), Containment Sump | Containment Sump | Interstitial Monitoring within Secondary Containment | SENSOR TO ATG | Continuous alarm system | Continuous alarm system |  | UST Currently In Use: 6; UST Temp Close: 0; AST Currently In Use: 0; AST Temp Closed: 0 | 6 | 0 | 0 | 21090-033-020973 | LOVES COUNTRY STORES
52208 | Currently in Use |  | 2014-10-30 06:00 |  | Petroleum | On road diesel | On road diesel | Retail | Double Wall, Fiberglass reinforced plastic | Fiberglass reinforced plastic |  |  | Double Wall, Fiberglass reinforced plastic |  | 2014-10-30 06:00 |  | Other, SEPERATOR | Automatic shutoff device At 95% full | Automatic shutoff device At 95% full | Interstitial Monitoring within Secondary Containment | SENSOR TO ATG |  | Single walled submersible pump containment sump | Automatic shutoff device (AELLD), Containment Sump | Containment Sump | Interstitial Monitoring within Secondary Containment | SENSOR TO ATG | Continuous alarm system | Continuous alarm system |  | UST Currently In Use: 6; UST Temp Close: 0; AST Currently In Use: 0; AST Temp Closed: 0 | 6 | 0 | 0 | 21090-033-020973 | LOVES COUNTRY STORES
52209 | Currently in Use |  | 2014-10-30 06:00 |  | Petroleum | Unleaded gasoline | Unleaded gasoline | Retail | Double Wall, Fiberglass reinforced plastic | Fiberglass reinforced plastic |  |  | Double Wall, Fiberglass reinforced plastic |  | 2014-10-30 06:00 |  | Catchment Basin, Single walled catchment basin | Automatic shutoff device At 95% full | Automatic shutoff device At 95% full | Interstitial Monitoring within Secondary Containment | SENSOR TO ATG |  | Single walled submersible pump containment sump | Automatic shutoff device (AELLD), Containment Sump | Containment Sump | Interstitial Monitoring within Secondary Containment | SENSOR TO ATG | Continuous alarm system | Continuous alarm system |  | UST Currently In Use: 6; UST Temp Close: 0; AST Currently In Use: 0; AST Temp Closed: 0 | 6 | 0 | 0 | 21090-033-020973 | LOVES COUNTRY STORES
52210 | Currently in Use |  | 2014-10-30 06:00 |  | Petroleum | Gasoline containing greater than 10% ethanol | Gasoline containing greater than 10% ethanol | Retail | Double Wall, Fiberglass reinforced plastic | Fiberglass reinforced plastic |  |  | Double Wall, Fiberglass reinforced plastic |  | 2014-10-30 06:00 |  | Catchment Basin, Single walled catchment basin | Automatic shutoff device At 95% full, Flow Rest 90% Full | Flow Rest 90% Full | Interstitial Monitoring within Secondary Containment | SENSOR TO ATG |  | Single walled submersible pump containment sump | Automatic shutoff device (AELLD), Containment Sump | Containment Sump | Interstitial Monitoring within Secondary Containment | SENSOR TO ATG | Continuous alarm system | Continuous alarm system |  | UST Currently In Use: 6; UST Temp Close: 0; AST Currently In Use: 0; AST Temp Closed: 0 | 6 | 0 | 0 | 21090-033-020973 | LOVES COUNTRY STORES
52211 | Currently in Use |  | 2014-10-30 06:00 |  | Petroleum | Other, B-10 | Other | Retail | Double Wall, Fiberglass reinforced plastic | Fiberglass reinforced plastic |  |  | Double Wall, Fiberglass reinforced plastic |  | 2014-10-30 06:00 |  | Catchment Basin, Single walled catchment basin | Automatic shutoff device At 95% full | Automatic shutoff device At 95% full | Interstitial Monitoring within Secondary Containment | SENSOR TO ATG |  | Single walled submersible pump containment sump | Automatic shutoff device (AELLD), Containment Sump | Containment Sump | Interstitial Monitoring within Secondary Containment | SENSOR TO ATG | Continuous alarm system | Continuous alarm system |  | UST Currently In Use: 6; UST Temp Close: 0; AST Currently In Use: 0; AST Temp Closed: 0 | 6 | 0 | 0 | 21090-033-020973 | LOVES COUNTRY STORES
52214 | Temporary Closed | 2014-10-03 06:00 | 1983-01-01 06:00 |  | Petroleum | On road diesel | On road diesel |  | Single Wall, Steel | Steel | Coated & cathodic protection (sti-P3), Field installed cathodic protection |  | Single Wall, Steel |  |  | Field installed cathodic protection |  | Flow Rest 90% Full | Flow Rest 90% Full | [11 empty] | UST Currently In Use: 4; UST Temp Close: 1; AST Currently In Use: 0; AST Temp Closed: 0 | 4 | 1 | 4 | 22960-073-001225 | SHURESH SWAMI DBA RICKWOOD CHEVRON
52215 | Currently in Use |  | 2014-10-01 06:00 |  | Petroleum | Premium gasoline | Premium gasoline | Retail | Double Wall, Fiberglass coated steel | Fiberglass coated steel |  |  | Double Wall |  | 2014-10-01 06:00 |  | Catchment Basin, Single walled catchment basin | Automatic shutoff device At 95% full, Flow Rest 90% Full | Flow Rest 90% Full |  |  | Continuous Automatic Tank Gauge |  | Automatic shutoff device (AELLD) | Automatic shutoff device (AELLD) | Interstitial Monitoring within Secondary Containment | SENSOR TO ATG | Continuous alarm system | Continuous alarm system |  | UST Currently In Use: 2; UST Temp Close: 0; AST Currently In Use: 0; AST Temp Closed: 0 | 2 | 0 | 1 | 22376-101-002999 | SUN STATE OIL CO INC
52218 | Currently in Use |  | 2014-06-15 06:00 |  | Petroleum | Unleaded gasoline | Unleaded gasoline | Retail | Double Wall, Fiberglass coated steel | Fiberglass coated steel |  |  | Double Wall, Fiberglass reinforced plastic, 1 PIECE |  | 2014-06-15 06:00 |  | Catchment Basin, Single walled catchment basin | Flow Rest 90% Full | Flow Rest 90% Full | Interstitial Monitoring within Secondary Containment | SENSOR TO ATG |  |  | Automatic shutoff device (AELLD), Containment Sump | Containment Sump | Interstitial Monitoring within Secondary Containment | SENSOR TO ATG | Continuous alarm system | Continuous alarm system |  | UST Currently In Use: 2; UST Temp Close: 0; AST Currently In Use: 0; AST Temp Closed: 0 | 2 | 0 | 0 | 24568-073-020974 | RADHIKA, LLC
52219 | Currently in Use |  | 2014-06-15 06:00 |  | Petroleum | Premium gasoline | Premium gasoline | Retail | Double Wall, Fiberglass coated steel, 4P/4D | Fiberglass coated steel |  |  | Double Wall, Fiberglass reinforced plastic, 1 PIECE |  | 2014-06-15 06:00 |  | Catchment Basin, Single walled catchment basin | Flow Rest 90% Full | Flow Rest 90% Full | Interstitial Monitoring within Secondary Containment | SENSOR TO ATG |  |  | Automatic shutoff device (AELLD), Containment Sump | Containment Sump | Interstitial Monitoring within Secondary Containment | SENSOR TO ATG | Continuous alarm system | Continuous alarm system |  | UST Currently In Use: 2; UST Temp Close: 0; AST Currently In Use: 0; AST Temp Closed: 0 | 2 | 0 | 0 | 24568-073-020974 | RADHIKA, LLC
52220 | Currently in Use |  | 2014-12-01 06:00 |  | Petroleum | Unleaded gasoline | Unleaded gasoline |  | Double Wall, Fiberglass reinforced plastic | Fiberglass reinforced plastic |  |  | Double Wall, Flexible |  | 2014-12-01 06:00 |  | Catchment Basin, Single walled catchment basin | Automatic shutoff device At 95% full | Automatic shutoff device At 95% full | Interstitial Monitoring within Secondary Containment |  | Other |  | Automatic flow restrictor (MLLD), Containment Sump | Containment Sump | Interstitial Monitoring within Secondary Containment | SENSOR TO ATG | Continuous alarm system, Other, INTMON REQ | Other |  | UST Currently In Use: 2; UST Temp Close: 0; AST Currently In Use: 0; AST Temp Closed: 0 | 2 | 0 | 0 | 24960-089-020975 | DOLGENCORP, LLC.
52221 | Currently in Use |  | 2014-12-01 06:00 |  | Petroleum | Premium gasoline | Premium gasoline |  | Double Wall, Fiberglass reinforced plastic | Fiberglass reinforced plastic |  |  | Double Wall, Flexible |  | 2014-12-01 06:00 |  | Catchment Basin, Single walled catchment basin | Automatic shutoff device At 95% full | Automatic shutoff device At 95% full | Interstitial Monitoring within Secondary Containment |  | Other |  | Automatic flow restrictor (MLLD), Containment Sump | Containment Sump | Interstitial Monitoring within Secondary Containment | SENSOR TO ATG | Continuous alarm system, Other, INTMON REQ | Other |  | UST Currently In Use: 2; UST Temp Close: 0; AST Currently In Use: 0; AST Temp Closed: 0 | 2 | 0 | 0 | 24960-089-020975 | DOLGENCORP, LLC.
52228 | Currently in Use |  | 2014-11-07 06:00 |  | Petroleum | Unleaded gasoline | Unleaded gasoline | Retail | Double Wall, Fiberglass coated steel | Fiberglass coated steel |  |  | Double Wall, Fiberglass reinforced plastic, 2 PIECES |  | 2014-11-07 06:00 |  | Catchment Basin, Single walled catchment basin | Automatic shutoff device At 95% full | Automatic shutoff device At 95% full | Interstitial Monitoring within Secondary Containment | SENSOR TO ATG |  |  | Automatic shutoff device (AELLD), Containment Sump | Containment Sump | Interstitial Monitoring within Secondary Containment | SENSOR TO ATG | Continuous alarm system | Continuous alarm system |  | UST Currently In Use: 2; UST Temp Close: 0; AST Currently In Use: 0; AST Temp Closed: 0 | 2 | 0 | 0 | 20411-073-020914 | DC OIL COMPANY
52229 | Currently in Use |  | 2014-11-07 06:00 |  | Petroleum | Premium gasoline | Premium gasoline | Retail | Double Wall, Fiberglass coated steel, 5P/7D | Fiberglass coated steel |  |  | Double Wall, Fiberglass reinforced plastic, 2 PIECES |  | 2014-11-07 06:00 |  | Catchment Basin, Single walled catchment basin | Automatic shutoff device At 95% full | Automatic shutoff device At 95% full | Interstitial Monitoring within Secondary Containment | SENSOR TO ATG |  |  | Automatic shutoff device (AELLD), Containment Sump | Containment Sump | Interstitial Monitoring within Secondary Containment | SENSOR TO ATG | Continuous alarm system | Continuous alarm system |  | UST Currently In Use: 2; UST Temp Close: 0; AST Currently In Use: 0; AST Temp Closed: 0 | 2 | 0 | 0 | 20411-073-020914 | DC OIL COMPANY
52232 | Currently in Use |  | 2014-07-19 06:00 |  | Petroleum | Unleaded gasoline | Unleaded gasoline | Retail | Double Wall, Fiberglass coated steel | Fiberglass coated steel |  |  | Double Wall, Fiberglass reinforced plastic |  | 2014-07-19 06:00 |  | Catchment Basin, Single walled catchment basin | Flow Rest 90% Full | Flow Rest 90% Full | Interstitial Monitoring within Secondary Containment |  | Continuous Automatic Tank Gauge | Single walled submersible pump containment sump | Automatic shutoff device (AELLD), Containment Sump | Containment Sump | Interstitial Monitoring within Secondary Containment | MANUAL/VISUAL CHECK | Other, INTMON REQ | Other |  | UST Currently In Use: 2; UST Temp Close: 0; AST Currently In Use: 0; AST Temp Closed: 0 | 2 | 0 | 0 | 24499-095-020979 | BOB PATEL
52233 | Currently in Use |  | 2014-07-19 06:00 |  | Petroleum | Premium gasoline | Premium gasoline | Retail | Double Wall, Fiberglass coated steel | Fiberglass coated steel |  |  | Double Wall, Fiberglass reinforced plastic |  | 2014-07-19 06:00 |  | Catchment Basin, Single walled catchment basin | Flow Rest 90% Full | Flow Rest 90% Full | Interstitial Monitoring within Secondary Containment | SENSOR TO ATG | Continuous Automatic Tank Gauge | Single walled submersible pump containment sump | Automatic shutoff device (AELLD), Containment Sump | Containment Sump | Interstitial Monitoring within Secondary Containment | MANUAL/VISUAL CHECK | Other, INTMON REQ | Other |  | UST Currently In Use: 2; UST Temp Close: 0; AST Currently In Use: 0; AST Temp Closed: 0 | 2 | 0 | 0 | 24499-095-020979 | BOB PATEL
52234 | Currently in Use |  | 2008-08-01 06:00 |  | Petroleum | Unleaded gasoline | Unleaded gasoline | Retail | Double Wall, Fiberglass coated steel | Fiberglass coated steel |  |  | Double Wall, Fiberglass reinforced plastic |  | 2008-08-01 06:00 |  | Catchment Basin, Single walled catchment basin | Flow Rest 90% Full | Flow Rest 90% Full | Interstitial Monitoring within Secondary Containment | SENSOR TO ATG |  | Single walled submersible pump containment sump | Automatic flow restrictor (MLLD), Containment Sump | Containment Sump | Interstitial Monitoring within Secondary Containment | SENSOR TO ATG | Other, POST 2007 | Other |  | UST Currently In Use: 3; UST Temp Close: 0; AST Currently In Use: 0; AST Temp Closed: 0 | 3 | 0 | 0 | 25566-059-016916 | MOUNTAIN EXPRESS OIL CO
52235 | Currently in Use |  | 2008-08-01 06:00 |  | Petroleum | Premium gasoline | Premium gasoline | Retail | Double Wall, Fiberglass coated steel | Fiberglass coated steel |  |  | Double Wall, Fiberglass reinforced plastic |  | 2008-08-01 06:00 |  | Catchment Basin, Single walled catchment basin | Flow Rest 90% Full | Flow Rest 90% Full | Interstitial Monitoring within Secondary Containment | SENSOR TO ATG |  | Single walled submersible pump containment sump | Automatic flow restrictor (MLLD), Containment Sump | Containment Sump | Interstitial Monitoring within Secondary Containment | SENSOR TO ATG | Other, POST 2007 | Other |  | UST Currently In Use: 3; UST Temp Close: 0; AST Currently In Use: 0; AST Temp Closed: 0 | 3 | 0 | 0 | 25566-059-016916 | MOUNTAIN EXPRESS OIL CO
52236 | Currently in Use |  | 2008-08-01 06:00 |  | Petroleum | On road diesel | On road diesel | Retail | Double Wall, Fiberglass coated steel | Fiberglass coated steel |  |  | Double Wall, Fiberglass reinforced plastic |  | 2008-08-01 06:00 |  | Catchment Basin, Single walled catchment basin | Flow Rest 90% Full | Flow Rest 90% Full | Interstitial Monitoring within Secondary Containment | SENSOR TO ATG |  | Single walled submersible pump containment sump | Automatic flow restrictor (MLLD), Containment Sump | Containment Sump | Interstitial Monitoring within Secondary Containment | SENSOR TO ATG | Other, POST 2007 | Other |  | UST Currently In Use: 3; UST Temp Close: 0; AST Currently In Use: 0; AST Temp Closed: 0 | 3 | 0 | 0 | 25566-059-016916 | MOUNTAIN EXPRESS OIL CO
52239 | Currently in Use |  | 2014-01-15 06:00 |  | Petroleum | Unleaded gasoline | Unleaded gasoline | Retail | Double Wall, Fiberglass coated steel | Fiberglass coated steel |  |  | Double Wall, Fiberglass reinforced plastic |  | 2014-01-15 06:00 |  | Catchment Basin, Single walled catchment basin | Automatic shutoff device At 95% full | Automatic shutoff device At 95% full | Interstitial Monitoring within Secondary Containment |  | Continuous Automatic Tank Gauge |  | Automatic flow restrictor (MLLD), Containment Sump | Containment Sump | Interstitial Monitoring within Secondary Containment |  |  |  |  | UST Currently In Use: 2; UST Temp Close: 0; AST Currently In Use: 0; AST Temp Closed: 0 | 2 | 0 | 0 | 24811-115-020980 | KAKA JEE INC
52241 | Currently in Use |  | 2014-01-15 06:00 |  | Petroleum | On road diesel | On road diesel | Retail | Double Wall, Fiberglass coated steel | Fiberglass coated steel |  |  | Double Wall, Fiberglass reinforced plastic |  | 2014-01-15 06:00 |  | Catchment Basin, Single walled catchment basin | Automatic shutoff device At 95% full | Automatic shutoff device At 95% full | Interstitial Monitoring within Secondary Containment |  | Continuous Automatic Tank Gauge |  | Automatic flow restrictor (MLLD), Containment Sump | Containment Sump | Interstitial Monitoring within Secondary Containment |  |  |  |  | UST Currently In Use: 2; UST Temp Close: 0; AST Currently In Use: 0; AST Temp Closed: 0 | 2 | 0 | 0 | 24811-115-020980 | KAKA JEE INC
52243 | Currently in Use |  | 2014-10-01 06:00 |  | Petroleum | Unleaded gasoline | Unleaded gasoline | Retail | Double Wall, Fiberglass coated steel | Fiberglass coated steel |  |  | Double Wall, Fiberglass reinforced plastic |  |  |  | Catchment Basin, Single walled catchment basin | Flow Rest 90% Full | Flow Rest 90% Full | Interstitial Monitoring within Secondary Containment |  | Continuous Automatic Tank Gauge |  | Automatic shutoff device (AELLD), Containment Sump | Containment Sump | Interstitial Monitoring within Secondary Containment |  | Continuous alarm system | Continuous alarm system |  | UST Currently In Use: 2; UST Temp Close: 0; AST Currently In Use: 0; AST Temp Closed: 0 | 2 | 0 | 3 | 23429-015-004634 | MUSA PROPERTIES, LLC
52244 | Currently in Use |  | 2014-10-07 06:00 |  | Petroleum | Unleaded gasoline | Unleaded gasoline | Retail | Double Wall, Fiberglass coated steel | Fiberglass coated steel |  |  | Double Wall, Fiberglass reinforced plastic |  |  |  | Catchment Basin, Single walled catchment basin | Flow Rest 90% Full | Flow Rest 90% Full | Interstitial Monitoring within Secondary Containment |  | Continuous Automatic Tank Gauge |  | Automatic shutoff device (AELLD), Containment Sump | Containment Sump | Interstitial Monitoring within Secondary Containment |  | Continuous alarm system | Continuous alarm system |  | UST Currently In Use: 2; UST Temp Close: 0; AST Currently In Use: 0; AST Temp Closed: 0 | 2 | 0 | 3 | 23429-015-004634 | MUSA PROPERTIES, LLC
52246 | Currently in Use |  | 2014-11-02 06:00 |  | Petroleum | Unleaded gasoline | Unleaded gasoline | Retail | Double Wall, Fiberglass coated steel | Fiberglass coated steel |  |  | Double Wall, Fiberglass reinforced plastic |  | 2014-11-02 06:00 |  | Catchment Basin, Single walled catchment basin | Automatic shutoff device At 95% full | Automatic shutoff device At 95% full | Interstitial Monitoring within Secondary Containment | SENSOR TO ATG | Continuous Automatic Tank Gauge |  | Automatic flow restrictor (MLLD), Containment Sump | Containment Sump | Interstitial Monitoring within Secondary Containment | SENSOR TO ATG | Continuous alarm system | Continuous alarm system |  | UST Currently In Use: 1; UST Temp Close: 0; AST Currently In Use: 0; AST Temp Closed: 0 | 1 | 0 | 2 | 25723-097-015281 | SILVERTONE ENTERPRISES LLC
52247 | Currently in Use |  | 2014-11-11 06:00 |  | Petroleum | On road diesel | On road diesel | Retail | Double Wall, Fiberglass reinforced plastic | Fiberglass reinforced plastic |  |  | Double Wall, Fiberglass reinforced plastic |  | 2014-11-11 06:00 |  | Catchment Basin, Single walled catchment basin | Flow Rest 90% Full | Flow Rest 90% Full | Interstitial Monitoring within Secondary Containment |  | Other |  | Automatic flow restrictor (MLLD), Containment Sump | Containment Sump | Interstitial Monitoring within Secondary Containment |  | Continuous alarm system, Other, INTMON REQ | Other |  | UST Currently In Use: 3; UST Temp Close: 0; AST Currently In Use: 0; AST Temp Closed: 0 | 3 | 0 | 4 | 13284-083-007615 | H.L. MARTIN DISTRIBUTING CO.
52248 | Currently in Use |  | 2014-11-12 06:00 |  | Petroleum | E85 | E85 | State/federal government | Double Wall, Fiberglass reinforced plastic | Fiberglass reinforced plastic |  |  | Double Wall, Fiberglass reinforced plastic |  |  |  | Catchment Basin, Single walled catchment basin | Automatic shutoff device At 95% full | Automatic shutoff device At 95% full | Interstitial Monitoring within Secondary Containment |  | Automatic Tank Gauge |  | Automatic flow restrictor (MLLD), Containment Sump | Containment Sump | Interstitial Monitoring within Secondary Containment |  | Annual line testing, Continuous alarm system | Continuous alarm system |  | UST Currently In Use: 3; UST Temp Close: 0; AST Currently In Use: 1; AST Temp Closed: 0 | 3 | 0 | 5 | 14651-125-002945 | DEPARTMENT OF TRANSPORTATION HIGHWAY
52250 | Currently in Use |  | 2014-10-13 06:00 |  | Petroleum | Unleaded gasoline | Unleaded gasoline | Retail | Double Wall, Fiberglass reinforced plastic | Fiberglass reinforced plastic |  |  | Double Wall, Flexible |  | 2014-10-13 06:00 |  | Catchment Basin, Double walled catchment basin | Automatic shutoff device At 95% full | Automatic shutoff device At 95% full | Interstitial Monitoring within Secondary Containment |  | Continuous Automatic Tank Gauge, Other |  | Automatic flow restrictor (MLLD), Containment Sump | Containment Sump | Interstitial Monitoring within Secondary Containment |  | Continuous alarm system, Other, INTMON REQ | Other |  | UST Currently In Use: 2; UST Temp Close: 0; AST Currently In Use: 0; AST Temp Closed: 0 | 2 | 0 | 0 | 21994-089-020986 | WAL-MART STORES E C/O APTIM
52251 | Currently in Use |  | 2014-10-13 06:00 |  | Petroleum | Premium gasoline | Premium gasoline | Retail | Double Wall, Fiberglass reinforced plastic | Fiberglass reinforced plastic |  |  | Double Wall, Flexible |  | 2014-10-13 06:00 |  | Catchment Basin, Double walled catchment basin | Automatic shutoff device At 95% full | Automatic shutoff device At 95% full | Interstitial Monitoring within Secondary Containment |  | Continuous Automatic Tank Gauge, Other |  | Automatic flow restrictor (MLLD), Containment Sump | Containment Sump | Interstitial Monitoring within Secondary Containment |  | Continuous alarm system, Other, INTMON REQ | Other |  | UST Currently In Use: 2; UST Temp Close: 0; AST Currently In Use: 0; AST Temp Closed: 0 | 2 | 0 | 0 | 21994-089-020986 | WAL-MART STORES E C/O APTIM
52253 | Currently in Use |  | 2014-03-12 06:00 |  | Petroleum | Unleaded gasoline | Unleaded gasoline | Retail | Double Wall, Fiberglass reinforced plastic | Fiberglass reinforced plastic |  |  | Double Wall, Flexible |  |  |  | Catchment Basin, Single walled catchment basin | Automatic shutoff device At 95% full | Automatic shutoff device At 95% full | Interstitial Monitoring within Secondary Containment |  | Continuous Automatic Tank Gauge |  | Automatic flow restrictor (MLLD), Containment Sump, Sump sensor relayed to automatically shut off submersible pump | Sump sensor relayed to automatically shut off submersible pump | Interstitial Monitoring within Secondary Containment |  |  |  |  | UST Currently In Use: 2; UST Temp Close: 0; AST Currently In Use: 0; AST Temp Closed: 0 | 2 | 0 | 3 | 21832-001-010644 | LAKH ENTERPRISES INC
52254 | Currently in Use |  | 2014-03-12 06:00 |  | Petroleum | Premium gasoline | Premium gasoline | Retail | Double Wall, Fiberglass reinforced plastic | Fiberglass reinforced plastic |  |  | Double Wall, Flexible |  |  |  | Catchment Basin, Single walled catchment basin | Automatic shutoff device At 95% full | Automatic shutoff device At 95% full | Interstitial Monitoring within Secondary Containment |  | Continuous Automatic Tank Gauge |  | Automatic flow restrictor (MLLD), Containment Sump, Sump sensor relayed to automatically shut off submersible pump | Sump sensor relayed to automatically shut off submersible pump | Interstitial Monitoring within Secondary Containment |  | Annual line testing | Annual line testing |  | UST Currently In Use: 2; UST Temp Close: 0; AST Currently In Use: 0; AST Temp Closed: 0 | 2 | 0 | 3 | 21832-001-010644 | LAKH ENTERPRISES INC
52255 | Currently in Use |  | 2005-11-25 06:00 |  | Petroleum | Unleaded gasoline | Unleaded gasoline | Retail | Double Wall, Fiberglass coated steel, ACT-100 | Fiberglass coated steel |  |  | Double Wall, Fiberglass reinforced plastic |  |  |  | Catchment Basin, Single walled catchment basin | Flow Rest 90% Full | Flow Rest 90% Full |  |  | Continuous Automatic Tank Gauge | Single walled submersible pump containment sump | Automatic shutoff device (AELLD), Containment Sump | Containment Sump |  |  | Automatic electronic line leak detector (AELLD) | Automatic electronic line leak detector (AELLD) |  | UST Currently In Use: 1; UST Temp Close: 0; AST Currently In Use: 0; AST Temp Closed: 0 | 1 | 0 | 4 | 25340-059-012383 | JAY RAJA INC
52257 | Currently in Use |  | 2015-02-01 06:00 |  | Petroleum | Unleaded gasoline | Unleaded gasoline | Industrial | Double Wall, Fiberglass reinforced plastic | Fiberglass reinforced plastic |  |  | Double Wall, Fiberglass reinforced plastic |  | 2015-02-01 06:00 |  | Catchment Basin, Single walled catchment basin | Audible high level alarm At 90% full, Automatic shutoff device At 95% full, Flow Rest 90% Full | Flow Rest 90% Full | Interstitial Monitoring within Secondary Containment |  | Continuous Automatic Tank Gauge |  | Automatic shutoff device (AELLD), Containment Sump | Containment Sump | Interstitial Monitoring within Secondary Containment | SENSOR TO ATG | Continuous alarm system | Continuous alarm system |  | UST Currently In Use: 2; UST Temp Close: 0; AST Currently In Use: 0; AST Temp Closed: 0 | 2 | 0 | 0 | 10146-101-020905 | ALABAMA POWER COMPANY
52258 | Currently in Use |  | 2015-02-01 06:00 |  | Petroleum | On road diesel | On road diesel | Industrial | Double Wall, Fiberglass reinforced plastic | Fiberglass reinforced plastic |  |  | Double Wall, Fiberglass reinforced plastic |  | 2015-02-01 06:00 |  | Catchment Basin, Single walled catchment basin | Flow Rest 90% Full | Flow Rest 90% Full | Interstitial Monitoring within Secondary Containment |  | Continuous Automatic Tank Gauge |  | Automatic shutoff device (AELLD), Containment Sump | Containment Sump | Interstitial Monitoring within Secondary Containment | SENSOR TO ATG | Continuous alarm system | Continuous alarm system |  | UST Currently In Use: 2; UST Temp Close: 0; AST Currently In Use: 0; AST Temp Closed: 0 | 2 | 0 | 0 | 10146-101-020905 | ALABAMA POWER COMPANY
52259 | Currently in Use |  | 2014-12-30 06:00 |  | Petroleum | Unleaded gasoline | Unleaded gasoline | Retail | Double Wall, Fiberglass coated steel | Fiberglass coated steel |  |  | Double Wall, Fiberglass reinforced plastic |  | 2014-12-30 06:00 |  | Catchment Basin, Single walled catchment basin | Flow Rest 90% Full | Flow Rest 90% Full |  |  | Continuous Automatic Tank Gauge |  | Automatic shutoff device (AELLD) | Automatic shutoff device (AELLD) | [5 empty] | UST Currently In Use: 3; UST Temp Close: 0; AST Currently In Use: 0; AST Temp Closed: 0 | 3 | 0 | 0 | 23429-055-020995 | MUSA PROPERTIES, LLC
52260 | Currently in Use |  | 2014-12-30 06:00 |  | Petroleum | Premium gasoline | Premium gasoline | Retail | Double Wall, Fiberglass coated steel | Fiberglass coated steel |  |  | Double Wall, Fiberglass reinforced plastic |  | 2014-12-30 06:00 |  | Catchment Basin, Single walled catchment basin | Flow Rest 90% Full | Flow Rest 90% Full |  |  | Continuous Automatic Tank Gauge |  | Automatic shutoff device (AELLD) | Automatic shutoff device (AELLD) | [5 empty] | UST Currently In Use: 3; UST Temp Close: 0; AST Currently In Use: 0; AST Temp Closed: 0 | 3 | 0 | 0 | 23429-055-020995 | MUSA PROPERTIES, LLC
52261 | Currently in Use |  | 2014-12-30 06:00 |  | Petroleum | On road diesel | On road diesel | Retail | Double Wall, Fiberglass coated steel | Fiberglass coated steel |  |  | Double Wall, Fiberglass reinforced plastic |  | 2014-12-30 06:00 |  | Catchment Basin, Single walled catchment basin | Flow Rest 90% Full | Flow Rest 90% Full |  |  | Continuous Automatic Tank Gauge |  | Automatic shutoff device (AELLD) | Automatic shutoff device (AELLD) | [5 empty] | UST Currently In Use: 3; UST Temp Close: 0; AST Currently In Use: 0; AST Temp Closed: 0 | 3 | 0 | 0 | 23429-055-020995 | MUSA PROPERTIES, LLC
52263 | Currently in Use |  | 2014-03-05 06:00 |  | Petroleum | Unleaded gasoline | Unleaded gasoline | Retail | Double Wall, Fiberglass coated steel | Fiberglass coated steel |  |  | Double Wall, Fiberglass reinforced plastic |  | 2014-03-05 06:00 |  | Catchment Basin, Single walled catchment basin | Automatic shutoff device At 95% full | Automatic shutoff device At 95% full | Interstitial Monitoring within Secondary Containment |  | Continuous Automatic Tank Gauge |  | Automatic shutoff device (AELLD), Containment Sump | Containment Sump | Interstitial Monitoring within Secondary Containment |  | Continuous alarm system | Continuous alarm system |  | UST Currently In Use: 2; UST Temp Close: 0; AST Currently In Use: 0; AST Temp Closed: 0 | 2 | 0 | 0 | 23868-097-020997 | SLIDELL OIL COMPANY, LLC
52264 | Currently in Use |  | 2014-03-05 06:00 |  | Petroleum | Premium gasoline | Premium gasoline |  | Double Wall, Fiberglass coated steel | Fiberglass coated steel |  |  | Double Wall, Fiberglass reinforced plastic |  | 2014-03-05 06:00 |  | Catchment Basin, Single walled catchment basin | Automatic shutoff device At 95% full | Automatic shutoff device At 95% full | Interstitial Monitoring within Secondary Containment |  | Continuous Automatic Tank Gauge |  | Automatic shutoff device (AELLD), Containment Sump | Containment Sump | Interstitial Monitoring within Secondary Containment |  | Continuous alarm system | Continuous alarm system |  | UST Currently In Use: 2; UST Temp Close: 0; AST Currently In Use: 0; AST Temp Closed: 0 | 2 | 0 | 0 | 23868-097-020997 | SLIDELL OIL COMPANY, LLC
52266 | Currently in Use |  | 1994-01-01 06:00 |  | Petroleum | On road diesel | On road diesel | Emergency Power Generator, State/Federal Government | Double Wall, Fiberglass reinforced plastic, STL IN FBR | Fiberglass reinforced plastic |  |  | Double Wall, Fiberglass reinforced plastic, STL IN FBR |  |  |  | Catchment Basin, Single walled catchment basin | Automatic shutoff device At 95% full | Automatic shutoff device At 95% full |  |  | Automatic Tank Gauge |  | Containment Sump, EXEMPT | Containment Sump | Interstitial Monitoring within Secondary Containment | SENSOR TO ATG | Continuous alarm system | Continuous alarm system |  | UST Currently In Use: 1; UST Temp Close: 0; AST Currently In Use: 0; AST Temp Closed: 0 | 1 | 0 | 0 | 24649-073-020998 | US GENERAL SERVICES ADMIN- PUBL BLDG
52269 | Currently in Use |  | 2015-01-15 06:00 |  | Petroleum | Unleaded gasoline | Unleaded gasoline | Retail | Double Wall, Fiberglass coated steel | Fiberglass coated steel |  |  | Double Wall, Fiberglass reinforced plastic |  | 2015-01-15 06:00 |  | Catchment Basin, Single walled catchment basin | Flow Rest 90% Full | Flow Rest 90% Full | Interstitial Monitoring within Secondary Containment |  | Automatic Tank Gauge |  | Automatic shutoff device (AELLD) | Automatic shutoff device (AELLD) | Interstitial Monitoring within Secondary Containment |  | Continuous alarm system | Continuous alarm system |  | UST Currently In Use: 2; UST Temp Close: 0; AST Currently In Use: 0; AST Temp Closed: 0 | 2 | 0 | 0 | 24661-125-021002 | SHAFIQ SAMJI
52270 | Currently in Use |  | 2015-01-20 06:00 |  | Petroleum | Premium gasoline | Premium gasoline | Retail | Double Wall, Fiberglass coated steel | Fiberglass coated steel |  |  | Double Wall, Fiberglass reinforced plastic |  | 2015-01-15 06:00 |  | Catchment Basin, Single walled catchment basin | Flow Rest 90% Full | Flow Rest 90% Full | Interstitial Monitoring within Secondary Containment |  | Automatic Tank Gauge |  | Automatic shutoff device (AELLD) | Automatic shutoff device (AELLD) | Interstitial Monitoring within Secondary Containment |  | Continuous alarm system | Continuous alarm system |  | UST Currently In Use: 2; UST Temp Close: 0; AST Currently In Use: 0; AST Temp Closed: 0 | 2 | 0 | 0 | 24661-125-021002 | SHAFIQ SAMJI
52272 | Currently in Use |  | 2010-06-18 06:00 |  | Petroleum | Unleaded gasoline | Unleaded gasoline | Retail | Double Wall, Fiberglass reinforced plastic | Fiberglass reinforced plastic |  |  | Double Wall, Fiberglass reinforced plastic |  | 2010-06-18 06:00 |  | Catchment Basin, Single walled catchment basin | Automatic shutoff device At 95% full | Automatic shutoff device At 95% full | Interstitial Monitoring within Secondary Containment |  | Continuous Automatic Tank Gauge |  | Automatic shutoff device (AELLD), Containment Sump | Containment Sump | Interstitial Monitoring within Secondary Containment |  | Continuous alarm system | Continuous alarm system |  | UST Currently In Use: 1; UST Temp Close: 0; AST Currently In Use: 0; AST Temp Closed: 0 | 1 | 0 | 0 | 20613-097-020990 | VUTHY CHANN
52274 | Currently in Use |  | 2014-10-07 06:00 |  | Petroleum | Unleaded gasoline | Unleaded gasoline | Retail | Double Wall, Fiberglass reinforced plastic | Fiberglass reinforced plastic |  |  | Double Wall, Flexible |  | 2014-10-07 06:00 |  | Catchment Basin, Single walled catchment basin | Automatic shutoff device At 95% full | Automatic shutoff device At 95% full | Interstitial Monitoring within Secondary Containment |  |  |  | Automatic flow restrictor (MLLD), Containment Sump | Containment Sump | Interstitial Monitoring within Secondary Containment |  | Continuous alarm system | Continuous alarm system |  | UST Currently In Use: 2; UST Temp Close: 0; AST Currently In Use: 0; AST Temp Closed: 0 | 2 | 0 | 0 | 21994-097-021003 | WAL-MART STORES E C/O APTIM
52276 | Currently in Use |  | 2014-10-07 06:00 |  | Petroleum | Premium gasoline | Premium gasoline | Retail | Double Wall, Fiberglass reinforced plastic | Fiberglass reinforced plastic |  |  | Double Wall, Flexible |  | 2014-10-07 06:00 |  | Catchment Basin, Single walled catchment basin | Automatic shutoff device At 95% full | Automatic shutoff device At 95% full | Interstitial Monitoring within Secondary Containment |  |  |  | Automatic flow restrictor (MLLD), Containment Sump | Containment Sump | Interstitial Monitoring within Secondary Containment |  | Continuous alarm system | Continuous alarm system |  | UST Currently In Use: 2; UST Temp Close: 0; AST Currently In Use: 0; AST Temp Closed: 0 | 2 | 0 | 0 | 21994-097-021003 | WAL-MART STORES E C/O APTIM
52277 | Currently in Use |  | 2015-02-17 06:00 |  | Petroleum | Unleaded gasoline | Unleaded gasoline | Retail | Double Wall, Fiberglass coated steel, 6R/3D/3N | Fiberglass coated steel |  |  | Double Wall, Fiberglass reinforced plastic |  | 2015-02-17 06:00 |  | Catchment Basin, Single walled catchment basin | Automatic shutoff device At 95% full | Automatic shutoff device At 95% full | Interstitial Monitoring within Secondary Containment | SENSOR TO ATG | Continuous Automatic Tank Gauge |  | Automatic flow restrictor (MLLD), Containment Sump | Containment Sump | Interstitial Monitoring within Secondary Containment | SENSOR TO ATG | Continuous alarm system | Continuous alarm system |  | UST Currently In Use: 1; UST Temp Close: 0; AST Currently In Use: 0; AST Temp Closed: 0 | 1 | 0 | 2 | 22895-073-019050 | JAMES KIMBREL / KIMBRELL GROCERY LLC
52278 | Currently in Use |  | 2015-01-20 06:00 |  | Petroleum | On road diesel | On road diesel | Retail | Double Wall, Fiberglass coated steel | Fiberglass coated steel |  |  | Flexible, Single Wall |  |  |  | Catchment Basin, Single walled catchment basin | Automatic shutoff device At 95% full | Automatic shutoff device At 95% full | Interstitial Monitoring within Secondary Containment |  | Automatic Tank Gauge | [8 empty] | UST Currently In Use: 4; UST Temp Close: 0; AST Currently In Use: 0; AST Temp Closed: 0 | 4 | 0 | 3 | 24241-027-013781 | PRITHVIRAJ ALVE
52280 | Currently in Use |  | 2015-04-12 06:00 |  | Petroleum | Unleaded gasoline | Unleaded gasoline | Retail | Double Wall, Fiberglass coated steel | Fiberglass coated steel |  |  | Double Wall, Fiberglass reinforced plastic |  |  |  | Catchment Basin, Single walled catchment basin | Automatic shutoff device At 95% full, Flow Rest 90% Full | Flow Rest 90% Full | Interstitial Monitoring within Secondary Containment |  |  |  | Automatic flow restrictor (MLLD), Containment Sump | Containment Sump | Interstitial Monitoring within Secondary Containment |  | Annual line testing, Continuous alarm system | Continuous alarm system |  | UST Currently In Use: 1; UST Temp Close: 0; AST Currently In Use: 0; AST Temp Closed: 0 | 1 | 0 | 6 | 22198-047-004540 | STORE ASSOCIATES, LLC
52281 | Currently in Use |  | 2014-04-18 06:00 |  | Petroleum | 100% biodiesel (Not Regulated) | 100% biodiesel (Not Regulated) | Retail | Double Wall, Fiberglass reinforced plastic | Fiberglass reinforced plastic |  |  | Double Wall, Fiberglass reinforced plastic |  | 2014-04-18 06:00 |  | Catchment Basin, Single walled catchment basin | Audible high level alarm At 90% full | Audible high level alarm At 90% full | Interstitial Monitoring within Secondary Containment | SENSOR TO ATG |  |  | Automatic shutoff device (AELLD), Containment Sump | Containment Sump | Interstitial Monitoring within Secondary Containment | SENSOR TO ATG | Continuous alarm system, Other, WARREN ROG | Other |  | UST Currently In Use: 6; UST Temp Close: 0; AST Currently In Use: 0; AST Temp Closed: 0 | 6 | 0 | 0 | 19984-069-019166 | PILOT TRAVEL CENTERS, LLC
52282 | Currently in Use |  | 2014-10-01 06:00 |  | Petroleum | Unleaded gasoline | Unleaded gasoline |  | Double Wall, Fiberglass coated steel | Fiberglass coated steel |  |  | Double Wall, Fiberglass reinforced plastic |  | 2014-10-01 06:00 |  | Catchment Basin, Single walled catchment basin | Automatic shutoff device At 95% full | Automatic shutoff device At 95% full | Interstitial Monitoring within Secondary Containment |  | Continuous Automatic Tank Gauge |  | Automatic shutoff device (AELLD), Containment Sump | Containment Sump | Interstitial Monitoring within Secondary Containment | SENSOR TO ATG | Continuous alarm system | Continuous alarm system |  | UST Currently In Use: 2; UST Temp Close: 0; AST Currently In Use: 0; AST Temp Closed: 0 | 2 | 0 | 0 | 24676-125-021009 | HEADLIGHTS LLC
52283 | Currently in Use |  | 2014-10-01 06:00 |  | Petroleum | Premium gasoline | Premium gasoline | Retail | Double Wall, Fiberglass coated steel | Fiberglass coated steel |  |  | Double Wall, Fiberglass reinforced plastic |  | 2014-10-01 06:00 |  | Catchment Basin, Single walled catchment basin | Automatic shutoff device At 95% full | Automatic shutoff device At 95% full | Interstitial Monitoring within Secondary Containment |  | Continuous Automatic Tank Gauge |  | Automatic shutoff device (AELLD), Containment Sump | Containment Sump | Interstitial Monitoring within Secondary Containment | SENSOR TO ATG | Continuous alarm system | Continuous alarm system |  | UST Currently In Use: 2; UST Temp Close: 0; AST Currently In Use: 0; AST Temp Closed: 0 | 2 | 0 | 0 | 24676-125-021009 | HEADLIGHTS LLC
52284 | Currently in Use |  | 2014-10-01 06:00 |  | Petroleum | Unleaded gasoline | Unleaded gasoline | Retail | Double Wall, Fiberglass reinforced plastic | Fiberglass reinforced plastic |  |  | Double Wall, Fiberglass reinforced plastic |  | 2014-10-01 06:00 |  | Catchment Basin, Single walled catchment basin | Flow Rest 90% Full | Flow Rest 90% Full | Interstitial Monitoring within Secondary Containment | SENSOR TO ATG | Continuous Automatic Tank Gauge |  | Automatic shutoff device (AELLD), Containment Sump | Containment Sump | Interstitial Monitoring within Secondary Containment | SENSOR TO ATG | Continuous alarm system | Continuous alarm system |  | UST Currently In Use: 2; UST Temp Close: 0; AST Currently In Use: 0; AST Temp Closed: 0 | 2 | 0 | 4 | 25566-099-003775 | MOUNTAIN EXPRESS OIL CO
52286 | Currently in Use |  | 2014-10-01 06:00 |  | Petroleum | Premium gasoline | Premium gasoline | Retail | Double Wall, Fiberglass reinforced plastic | Fiberglass reinforced plastic |  |  | Double Wall, Fiberglass reinforced plastic |  | 2014-10-01 06:00 |  | Catchment Basin, Single walled catchment basin | Flow Rest 90% Full | Flow Rest 90% Full | Interstitial Monitoring within Secondary Containment | SENSOR TO ATG | Continuous Automatic Tank Gauge |  | Automatic shutoff device (AELLD), Containment Sump | Containment Sump | Interstitial Monitoring within Secondary Containment | SENSOR TO ATG | Continuous alarm system | Continuous alarm system |  | UST Currently In Use: 2; UST Temp Close: 0; AST Currently In Use: 0; AST Temp Closed: 0 | 2 | 0 | 4 | 25566-099-003775 | MOUNTAIN EXPRESS OIL CO
52288 | Currently in Use |  | 2015-04-30 06:00 |  | Petroleum | Unleaded gasoline | Unleaded gasoline | Retail | Double Wall, Fiberglass coated steel | Fiberglass coated steel |  |  | Double Wall, Fiberglass reinforced plastic |  |  |  | Catchment Basin, Single walled catchment basin | Audible high level alarm At 90% full, Flow Rest 90% Full | Flow Rest 90% Full | Interstitial Monitoring within Secondary Containment |  | Automatic Tank Gauge | Single walled submersible pump containment sump | Automatic shutoff device (AELLD), Containment Sump | Containment Sump | Interstitial Monitoring within Secondary Containment | SENSOR TO ATG | Continuous alarm system | Continuous alarm system |  | UST Currently In Use: 3; UST Temp Close: 0; AST Currently In Use: 0; AST Temp Closed: 0 | 3 | 0 | 0 | 14001-069-021010 | RaceTrac, Inc.
52289 | Currently in Use |  | 2015-04-30 06:00 |  | Petroleum | On road diesel | On road diesel | Retail | Double Wall, Fiberglass reinforced plastic | Fiberglass reinforced plastic |  |  | Double Wall, Fiberglass reinforced plastic |  |  |  | Catchment Basin, Single walled catchment basin | Audible high level alarm At 90% full, Flow Rest 90% Full | Flow Rest 90% Full | Interstitial Monitoring within Secondary Containment |  | Automatic Tank Gauge | Single walled submersible pump containment sump | Automatic shutoff device (AELLD), Containment Sump | Containment Sump | Interstitial Monitoring within Secondary Containment | SENSOR TO ATG | Continuous alarm system | Continuous alarm system |  | UST Currently In Use: 3; UST Temp Close: 0; AST Currently In Use: 0; AST Temp Closed: 0 | 3 | 0 | 0 | 14001-069-021010 | RaceTrac, Inc.
52290 | Currently in Use |  | 2015-04-30 06:00 |  | Petroleum | Premium gasoline | Premium gasoline | Retail | Double Wall, Fiberglass reinforced plastic | Fiberglass reinforced plastic |  |  | Double Wall, Fiberglass reinforced plastic |  |  |  | Catchment Basin, Single walled catchment basin | Audible high level alarm At 90% full, Flow Rest 90% Full | Flow Rest 90% Full | Interstitial Monitoring within Secondary Containment |  | Automatic Tank Gauge | Single walled submersible pump containment sump | Automatic shutoff device (AELLD), Containment Sump | Containment Sump | Interstitial Monitoring within Secondary Containment | SENSOR TO ATG | Continuous alarm system | Continuous alarm system |  | UST Currently In Use: 3; UST Temp Close: 0; AST Currently In Use: 0; AST Temp Closed: 0 | 3 | 0 | 0 | 14001-069-021010 | RaceTrac, Inc.
52291 | Currently in Use |  | 2015-01-14 06:00 |  | Petroleum | Unleaded gasoline | Unleaded gasoline | Retail | Double Wall, Fiberglass coated steel | Fiberglass coated steel |  |  | Double Wall, Flexible | UPP | 2015-01-14 06:00 |  | Catchment Basin, Single walled catchment basin | Automatic shutoff device At 95% full | Automatic shutoff device At 95% full | Interstitial Monitoring within Secondary Containment | SENSOR TO ATG |  |  | Automatic shutoff device (AELLD) | Automatic shutoff device (AELLD) | Interstitial Monitoring within Secondary Containment |  | Continuous alarm system | Continuous alarm system |  | UST Currently In Use: 2; UST Temp Close: 0; AST Currently In Use: 0; AST Temp Closed: 0 | 2 | 0 | 9 | 24690-097-000063 | CLARK PROPERTIES, LLC
52293 | Currently in Use |  | 2015-01-14 06:00 |  | Petroleum | Premium gasoline | Premium gasoline |  | Double Wall, Fiberglass coated steel | Fiberglass coated steel |  |  | Double Wall, Flexible | UPP | 2015-01-14 06:00 |  | Catchment Basin, Single walled catchment basin | Automatic shutoff device At 95% full | Automatic shutoff device At 95% full | Interstitial Monitoring within Secondary Containment |  |  |  | Automatic shutoff device (AELLD) | Automatic shutoff device (AELLD) | Interstitial Monitoring within Secondary Containment |  | Continuous alarm system | Continuous alarm system |  | UST Currently In Use: 2; UST Temp Close: 0; AST Currently In Use: 0; AST Temp Closed: 0 | 2 | 0 | 9 | 24690-097-000063 | CLARK PROPERTIES, LLC
52295 | Currently in Use |  | 2015-03-12 06:00 |  | Petroleum | Unleaded gasoline | Unleaded gasoline | Retail | Double Wall, Fiberglass reinforced plastic | Fiberglass reinforced plastic |  |  | Double Wall, Flexible |  | 2015-03-12 06:00 |  | Catchment Basin, Single walled catchment basin | Audible high level alarm At 90% full | Audible high level alarm At 90% full | Interstitial Monitoring within Secondary Containment |  | Continuous Automatic Tank Gauge | Single walled submersible pump containment sump | Automatic shutoff device (AELLD), Containment Sump | Containment Sump | Interstitial Monitoring within Secondary Containment | SENSOR TO ATG | Continuous alarm system | Continuous alarm system |  | UST Currently In Use: 4; UST Temp Close: 0; AST Currently In Use: 0; AST Temp Closed: 0 | 4 | 0 | 0 | 21094-097-021011 | COSTCO C/O BARGHAUSEN CONSULTING
52296 | Currently in Use |  | 2015-03-12 06:00 |  | Petroleum | Unleaded gasoline | Unleaded gasoline | Retail | Double Wall, Fiberglass reinforced plastic | Fiberglass reinforced plastic |  |  | Double Wall, Flexible |  | 2015-03-12 06:00 |  | Catchment Basin, Single walled catchment basin | Audible high level alarm At 90% full | Audible high level alarm At 90% full | Interstitial Monitoring within Secondary Containment |  | Continuous Automatic Tank Gauge | Single walled submersible pump containment sump | Automatic shutoff device (AELLD), Containment Sump | Containment Sump | Interstitial Monitoring within Secondary Containment | SENSOR TO ATG | Continuous alarm system | Continuous alarm system |  | UST Currently In Use: 4; UST Temp Close: 0; AST Currently In Use: 0; AST Temp Closed: 0 | 4 | 0 | 0 | 21094-097-021011 | COSTCO C/O BARGHAUSEN CONSULTING
52298 | Currently in Use |  | 2015-03-12 06:00 |  | Petroleum | Premium gasoline | Premium gasoline | Retail | Double Wall, Fiberglass reinforced plastic | Fiberglass reinforced plastic |  |  | Double Wall, Flexible |  | 2015-03-12 06:00 |  | Catchment Basin, Single walled catchment basin | Audible high level alarm At 90% full | Audible high level alarm At 90% full | Interstitial Monitoring within Secondary Containment |  | Continuous Automatic Tank Gauge | Single walled submersible pump containment sump | Automatic shutoff device (AELLD), Containment Sump | Containment Sump | Interstitial Monitoring within Secondary Containment | SENSOR TO ATG | Continuous alarm system | Continuous alarm system |  | UST Currently In Use: 4; UST Temp Close: 0; AST Currently In Use: 0; AST Temp Closed: 0 | 4 | 0 | 0 | 21094-097-021011 | COSTCO C/O BARGHAUSEN CONSULTING
52300 | Currently in Use |  | 2015-03-12 06:00 |  | Petroleum | Other, ADDITIVE | Other | Retail | Double Wall, Fiberglass reinforced plastic | Fiberglass reinforced plastic |  |  | Double Wall, Flexible |  | 2015-03-12 06:00 |  | Catchment Basin, Single walled catchment basin | Audible high level alarm At 90% full | Audible high level alarm At 90% full | Interstitial Monitoring within Secondary Containment |  | Continuous Automatic Tank Gauge | Single walled submersible pump containment sump | Automatic shutoff device (AELLD), Containment Sump | Containment Sump | Interstitial Monitoring within Secondary Containment | SENSOR TO ATG | Continuous alarm system | Continuous alarm system |  | UST Currently In Use: 4; UST Temp Close: 0; AST Currently In Use: 0; AST Temp Closed: 0 | 4 | 0 | 0 | 21094-097-021011 | COSTCO C/O BARGHAUSEN CONSULTING
52302 | Currently in Use |  | 2015-04-15 06:00 |  | Petroleum | Unleaded gasoline | Unleaded gasoline | Local Government | Double Wall, Fiberglass coated steel | Fiberglass coated steel |  |  | Double Wall, Fiberglass reinforced plastic, SINGLE WAL |  | 1980-01-01 06:00 |  | Catchment Basin, Single walled catchment basin | Automatic shutoff device At 95% full | Automatic shutoff device At 95% full | Interstitial Monitoring within Secondary Containment |  |  |  | Automatic flow restrictor (MLLD) | Automatic flow restrictor (MLLD) |  |  | Annual line testing | Annual line testing |  | UST Currently In Use: 2; UST Temp Close: 0; AST Currently In Use: 0; AST Temp Closed: 0 | 2 | 0 | 3 | 15028-125-002021 | TUSCALOOSA CO. COMMISSION PUB. WORKS
52303 | Currently in Use |  | 2015-04-15 06:00 |  | Petroleum | On road diesel | On road diesel | Local Government | Double Wall, Fiberglass coated steel | Fiberglass coated steel |  |  | Double Wall, Fiberglass reinforced plastic, SINGLE WAL |  |  |  | Catchment Basin, Single walled catchment basin | Automatic shutoff device At 95% full | Automatic shutoff device At 95% full | Interstitial Monitoring within Secondary Containment |  |  |  | Automatic flow restrictor (MLLD) | Automatic flow restrictor (MLLD) |  |  | Annual line testing | Annual line testing |  | UST Currently In Use: 2; UST Temp Close: 0; AST Currently In Use: 0; AST Temp Closed: 0 | 2 | 0 | 3 | 15028-125-002021 | TUSCALOOSA CO. COMMISSION PUB. WORKS
52306 | Currently in Use |  | 2015-04-03 06:00 |  | Petroleum | 100% biodiesel (Not Regulated) | 100% biodiesel (Not Regulated) | Retail | Double Wall, Fiberglass reinforced plastic | Fiberglass reinforced plastic |  |  | Double Wall, Fiberglass reinforced plastic |  | 2015-04-03 06:00 |  | Catchment Basin, Single walled catchment basin | Flow Rest 90% Full | Flow Rest 90% Full | Interstitial Monitoring within Secondary Containment |  |  |  | Automatic shutoff device (AELLD), Containment Sump | Containment Sump | Interstitial Monitoring within Secondary Containment |  | Continuous alarm system | Continuous alarm system |  | UST Currently In Use: 4; UST Temp Close: 0; AST Currently In Use: 0; AST Temp Closed: 0 | 4 | 0 | 3 | 21090-087-011171 | LOVES COUNTRY STORES
52307 | Currently in Use |  | 2015-04-03 06:00 |  | Petroleum | On road diesel | On road diesel |  | Double Wall, Fiberglass reinforced plastic | Fiberglass reinforced plastic |  |  | Double Wall, Fiberglass reinforced plastic |  | 2015-04-03 06:00 |  | Catchment Basin, Single walled catchment basin | Automatic shutoff device At 95% full | Automatic shutoff device At 95% full | Interstitial Monitoring within Secondary Containment |  |  |  | Automatic shutoff device (AELLD), Containment Sump | Containment Sump | Interstitial Monitoring within Secondary Containment |  | Continuous alarm system | Continuous alarm system |  | UST Currently In Use: 4; UST Temp Close: 0; AST Currently In Use: 0; AST Temp Closed: 0 | 4 | 0 | 3 | 21090-087-011171 | LOVES COUNTRY STORES
52308 | Currently in Use |  | 2015-04-03 06:00 |  | Petroleum | Unleaded gasoline | Unleaded gasoline | Retail | Double Wall, Fiberglass reinforced plastic | Fiberglass reinforced plastic |  |  | Double Wall, Fiberglass reinforced plastic |  | 2015-04-03 06:00 |  | Catchment Basin, Single walled catchment basin | Automatic shutoff device At 95% full | Automatic shutoff device At 95% full | Interstitial Monitoring within Secondary Containment |  |  |  | Automatic shutoff device (AELLD), Containment Sump | Containment Sump | Interstitial Monitoring within Secondary Containment |  | Continuous alarm system | Continuous alarm system |  | UST Currently In Use: 4; UST Temp Close: 0; AST Currently In Use: 0; AST Temp Closed: 0 | 4 | 0 | 3 | 21090-087-011171 | LOVES COUNTRY STORES
52309 | Currently in Use |  | 2015-04-03 06:00 |  | Petroleum | Unleaded gasoline | Unleaded gasoline |  | Double Wall, Fiberglass reinforced plastic | Fiberglass reinforced plastic |  |  | Double Wall, Fiberglass reinforced plastic |  | 2015-04-03 06:00 |  | Catchment Basin, Single walled catchment basin | Automatic shutoff device At 95% full | Automatic shutoff device At 95% full | Interstitial Monitoring within Secondary Containment |  |  |  | Automatic shutoff device (AELLD), Containment Sump | Containment Sump | Interstitial Monitoring within Secondary Containment |  | Continuous alarm system | Continuous alarm system |  | UST Currently In Use: 4; UST Temp Close: 0; AST Currently In Use: 0; AST Temp Closed: 0 | 4 | 0 | 3 | 21090-087-011171 | LOVES COUNTRY STORES
52310 | Currently in Use |  | 2015-02-25 06:00 |  | Petroleum | Unleaded gasoline | Unleaded gasoline | Retail | Double Wall, Fiberglass reinforced plastic | Fiberglass reinforced plastic |  |  | Double Wall, Flexible |  | 2015-02-25 06:00 |  | Catchment Basin, Single walled catchment basin | Automatic shutoff device At 95% full | Automatic shutoff device At 95% full | Interstitial Monitoring within Secondary Containment | SENSOR TO ATG |  |  | Automatic flow restrictor (MLLD), Containment Sump | Containment Sump | Interstitial Monitoring within Secondary Containment | SENSOR TO ATG | Continuous alarm system | Continuous alarm system |  | UST Currently In Use: 2; UST Temp Close: 0; AST Currently In Use: 0; AST Temp Closed: 0 | 2 | 0 | 0 | 13579-117-021012 | MURPHY OIL USA, INC.
52311 | Currently in Use |  | 2015-02-25 06:00 |  | Petroleum | Premium gasoline | Premium gasoline | Retail | Double Wall, Fiberglass reinforced plastic | Fiberglass reinforced plastic |  |  | Double Wall, Flexible |  | 2015-02-25 06:00 |  | Catchment Basin, Single walled catchment basin | Automatic shutoff device At 95% full | Automatic shutoff device At 95% full | Interstitial Monitoring within Secondary Containment | SENSOR TO ATG |  |  | Automatic flow restrictor (MLLD), Containment Sump | Containment Sump | Interstitial Monitoring within Secondary Containment | SENSOR TO ATG | Continuous alarm system | Continuous alarm system |  | UST Currently In Use: 2; UST Temp Close: 0; AST Currently In Use: 0; AST Temp Closed: 0 | 2 | 0 | 0 | 13579-117-021012 | MURPHY OIL USA, INC.
52312 | Currently in Use |  | 2015-05-15 06:00 |  | Petroleum | Unleaded gasoline | Unleaded gasoline | Retail | Double Wall, Fiberglass coated steel | Fiberglass coated steel |  |  | Double Wall, Fiberglass reinforced plastic |  |  |  | Catchment Basin, Single walled catchment basin | Automatic shutoff device At 95% full | Automatic shutoff device At 95% full | Interstitial Monitoring within Secondary Containment |  |  |  | Automatic flow restrictor (MLLD) | Automatic flow restrictor (MLLD) | Interstitial Monitoring within Secondary Containment |  | Annual line testing | Annual line testing |  | UST Currently In Use: 4; UST Temp Close: 0; AST Currently In Use: 0; AST Temp Closed: 0 | 4 | 0 | 0 | 21049-031-018482 | GOOD TO GO INC
52314 | Currently in Use |  | 2015-02-22 06:00 |  | Petroleum | On road diesel | On road diesel |  | Double Wall, Fiberglass coated steel | Fiberglass coated steel |  |  | Fiberglass reinforced plastic, Single Wall |  | 2015-02-22 06:00 |  | Catchment Basin, Single walled catchment basin | Automatic shutoff device At 95% full | Automatic shutoff device At 95% full | Interstitial Monitoring within Secondary Containment | SENSOR TO ATG | [9 empty] | UST Currently In Use: 2; UST Temp Close: 0; AST Currently In Use: 0; AST Temp Closed: 0 | 2 | 0 | 2 | 25247-083-003043 | SUNNY KUMAR PATEL
52316 | Currently in Use |  | 2015-05-29 06:00 |  | Petroleum | Unleaded gasoline | Unleaded gasoline | Retail | Double Wall, Fiberglass coated steel | Fiberglass coated steel |  |  | Double Wall, Fiberglass reinforced plastic |  | 2015-05-29 06:00 |  | Catchment Basin, Single walled catchment basin | Flow Rest 90% Full | Flow Rest 90% Full | Interstitial Monitoring within Secondary Containment |  | Continuous Automatic Tank Gauge |  | Automatic shutoff device (AELLD), Containment Sump | Containment Sump | Interstitial Monitoring within Secondary Containment |  |  |  |  | UST Currently In Use: 2; UST Temp Close: 0; AST Currently In Use: 0; AST Temp Closed: 0 | 2 | 0 | 0 | 25728-029-021019 | NOOR BUSINESS LLC
52317 | Currently in Use |  | 2015-05-29 06:00 |  | Petroleum | Unleaded gasoline | Unleaded gasoline | Retail | Double Wall, Fiberglass coated steel | Fiberglass coated steel |  |  | Double Wall, Fiberglass reinforced plastic |  | 2015-05-29 06:00 |  | Catchment Basin, Single walled catchment basin | Flow Rest 90% Full | Flow Rest 90% Full | Interstitial Monitoring within Secondary Containment |  | Continuous Automatic Tank Gauge |  | Automatic shutoff device (AELLD), Containment Sump | Containment Sump | Interstitial Monitoring within Secondary Containment |  |  |  |  | UST Currently In Use: 2; UST Temp Close: 0; AST Currently In Use: 0; AST Temp Closed: 0 | 2 | 0 | 0 | 25728-029-021019 | NOOR BUSINESS LLC
52318 | Currently in Use |  | 2014-04-04 06:00 |  | Petroleum | Unleaded gasoline | Unleaded gasoline | Retail | Double Wall, Fiberglass coated steel | Fiberglass coated steel |  |  | Double Wall, Fiberglass reinforced plastic |  | 2014-04-04 06:00 |  | Catchment Basin, Single walled catchment basin | Automatic shutoff device At 95% full | Automatic shutoff device At 95% full | Interstitial Monitoring within Secondary Containment |  |  |  | Automatic flow restrictor (MLLD), Containment Sump | Containment Sump | Interstitial Monitoring within Secondary Containment | SENSOR TO ATG | Annual line testing, Continuous alarm system | Continuous alarm system |  | UST Currently In Use: 2; UST Temp Close: 0; AST Currently In Use: 0; AST Temp Closed: 0 | 2 | 0 | 3 | 23413-097-011981 | CIRCLE K STORES, INC.
52319 | Currently in Use |  | 2014-04-04 06:00 |  | Petroleum | Premium gasoline | Premium gasoline | Retail | Double Wall, Fiberglass coated steel | Fiberglass coated steel |  |  | Double Wall, Fiberglass reinforced plastic |  | 2014-04-04 06:00 |  | Catchment Basin, Single walled catchment basin | Automatic shutoff device At 95% full | Automatic shutoff device At 95% full | Interstitial Monitoring within Secondary Containment |  |  |  | Automatic flow restrictor (MLLD), Containment Sump | Containment Sump | Interstitial Monitoring within Secondary Containment | SENSOR TO ATG | Annual line testing, Continuous alarm system | Continuous alarm system |  | UST Currently In Use: 2; UST Temp Close: 0; AST Currently In Use: 0; AST Temp Closed: 0 | 2 | 0 | 3 | 23413-097-011981 | CIRCLE K STORES, INC.
52320 | Currently in Use |  | 2014-06-01 06:00 |  | Petroleum | Unleaded gasoline | Unleaded gasoline | Retail | Double Wall, Fiberglass coated steel | Fiberglass coated steel |  |  | Double Wall, Flexible |  | 2014-06-01 06:00 |  | Catchment Basin, Single walled catchment basin | Automatic shutoff device At 95% full, Flow Rest 90% Full | Flow Rest 90% Full | Interstitial Monitoring within Secondary Containment |  | Automatic Tank Gauge |  | Automatic flow restrictor (MLLD), Containment Sump | Containment Sump | Interstitial Monitoring within Secondary Containment | SENSOR TO ATG | Continuous alarm system | Continuous alarm system |  | UST Currently In Use: 2; UST Temp Close: 0; AST Currently In Use: 0; AST Temp Closed: 0 | 2 | 0 | 0 | 24735-017-021020 | C GROUP INC
52326 | Currently in Use |  | 2014-06-01 06:00 |  | Petroleum | On road diesel | On road diesel | Retail | Double Wall, Fiberglass coated steel | Fiberglass coated steel |  |  | Double Wall, Flexible |  | 2014-06-01 06:00 |  | Catchment Basin, Single walled catchment basin | Automatic shutoff device At 95% full, Flow Rest 90% Full | Flow Rest 90% Full | Interstitial Monitoring within Secondary Containment |  | Automatic Tank Gauge |  | Automatic flow restrictor (MLLD), Containment Sump | Containment Sump | Interstitial Monitoring within Secondary Containment | SENSOR TO ATG | Continuous alarm system | Continuous alarm system |  | UST Currently In Use: 2; UST Temp Close: 0; AST Currently In Use: 0; AST Temp Closed: 0 | 2 | 0 | 0 | 24735-017-021020 | C GROUP INC
52327 | Currently in Use |  | 2015-06-09 06:00 |  | Petroleum | Unleaded gasoline | Unleaded gasoline | Retail | Double Wall, Fiberglass coated steel | Fiberglass coated steel |  |  | Double Wall, Fiberglass reinforced plastic |  | 2015-06-09 06:00 |  | Catchment Basin, Single walled catchment basin | Flow Rest 90% Full | Flow Rest 90% Full | Interstitial Monitoring within Secondary Containment | SENSOR TO ATG |  | Single walled submersible pump containment sump | Automatic flow restrictor (MLLD) | Automatic flow restrictor (MLLD) | Interstitial Monitoring within Secondary Containment | SENSOR TO ATG | Continuous alarm system | Continuous alarm system |  | UST Currently In Use: 2; UST Temp Close: 0; AST Currently In Use: 0; AST Temp Closed: 0 | 2 | 0 | 0 | 24736-103-021021 | KEITH CARNEY
52328 | Currently in Use |  | 2015-06-09 06:00 |  | Petroleum | Premium gasoline | Premium gasoline | Retail | Double Wall, Fiberglass reinforced plastic | Fiberglass reinforced plastic |  |  | Double Wall, Fiberglass reinforced plastic |  | 2015-06-09 06:00 |  | Catchment Basin, Single walled catchment basin | Flow Rest 90% Full | Flow Rest 90% Full | Interstitial Monitoring within Secondary Containment | SENSOR TO ATG |  | Single walled submersible pump containment sump | Automatic flow restrictor (MLLD) | Automatic flow restrictor (MLLD) | Interstitial Monitoring within Secondary Containment | SENSOR TO ATG | Continuous alarm system | Continuous alarm system |  | UST Currently In Use: 2; UST Temp Close: 0; AST Currently In Use: 0; AST Temp Closed: 0 | 2 | 0 | 0 | 24736-103-021021 | KEITH CARNEY
52329 | Currently in Use |  | 2015-03-15 06:00 |  | Petroleum | Unleaded gasoline | Unleaded gasoline | Retail | Double Wall, Fiberglass reinforced plastic | Fiberglass reinforced plastic |  |  | Double Wall, Flexible |  | 2015-03-15 06:00 |  | Catchment Basin, Single walled catchment basin | Automatic shutoff device At 95% full | Automatic shutoff device At 95% full | Interstitial Monitoring within Secondary Containment | SENSOR TO ATG | Continuous Automatic Tank Gauge |  | Automatic shutoff device (AELLD), Containment Sump | Containment Sump | Interstitial Monitoring within Secondary Containment | SENSOR TO ATG | Continuous alarm system | Continuous alarm system |  | UST Currently In Use: 2; UST Temp Close: 0; AST Currently In Use: 0; AST Temp Closed: 0 | 2 | 0 | 4 | 15201-073-009228 | VULCAN OIL COMPANY INC.
52330 | Currently in Use |  | 2015-03-15 06:00 |  | Petroleum | Premium gasoline | Premium gasoline | Retail | Double Wall, Fiberglass reinforced plastic, 6P-6D | Fiberglass reinforced plastic |  |  | Double Wall, Flexible |  | 2015-03-15 06:00 |  | Catchment Basin, Single walled catchment basin | Automatic shutoff device At 95% full | Automatic shutoff device At 95% full | Interstitial Monitoring within Secondary Containment | SENSOR TO ATG | Continuous Automatic Tank Gauge |  | Automatic shutoff device (AELLD), Containment Sump | Containment Sump | Interstitial Monitoring within Secondary Containment | SENSOR TO ATG | Continuous alarm system | Continuous alarm system |  | UST Currently In Use: 2; UST Temp Close: 0; AST Currently In Use: 0; AST Temp Closed: 0 | 2 | 0 | 4 | 15201-073-009228 | VULCAN OIL COMPANY INC.
52331 | Currently in Use |  | 2006-04-22 06:00 |  | Petroleum | Unleaded gasoline | Unleaded gasoline | Retail | Fiberglass coated steel, Single Wall | Single Wall |  |  | Double Wall, Fiberglass reinforced plastic |  |  |  | Catchment Basin, Single walled catchment basin | Automatic shutoff device At 95% full | Automatic shutoff device At 95% full |  |  | Continuous Automatic Tank Gauge | Single walled submersible pump containment sump | Automatic shutoff device (AELLD) | Automatic shutoff device (AELLD) | Interstitial Monitoring within Secondary Containment | MANUAL/VISUAL CHECK |  |  |  | UST Currently In Use: 2; UST Temp Close: 0; AST Currently In Use: 0; AST Temp Closed: 0 | 2 | 0 | 0 | 24740-125-021022 | FOSTERS CONVENIENCE STORE LLC
52332 | Currently in Use |  | 2006-04-22 06:00 |  | Petroleum | Premium gasoline | Premium gasoline | Retail | Fiberglass coated steel, Single Wall | Single Wall |  |  | Double Wall, Fiberglass reinforced plastic |  |  |  | Catchment Basin, Single walled catchment basin | Automatic shutoff device At 95% full | Automatic shutoff device At 95% full |  |  | Continuous Automatic Tank Gauge | Single walled submersible pump containment sump | Automatic shutoff device (AELLD) | Automatic shutoff device (AELLD) | Interstitial Monitoring within Secondary Containment | MANUAL/VISUAL CHECK |  |  |  | UST Currently In Use: 2; UST Temp Close: 0; AST Currently In Use: 0; AST Temp Closed: 0 | 2 | 0 | 0 | 24740-125-021022 | FOSTERS CONVENIENCE STORE LLC
52333 | Currently in Use |  | 2015-07-15 06:00 |  | Petroleum | Unleaded gasoline | Unleaded gasoline | Retail | Double Wall, Fiberglass reinforced plastic | Fiberglass reinforced plastic |  |  | Double Wall, Flexible |  | 2015-07-15 06:00 |  | Catchment Basin, Single walled catchment basin | Automatic shutoff device At 95% full | Automatic shutoff device At 95% full | Interstitial Monitoring within Secondary Containment | SENSOR TO ATG |  |  | Automatic flow restrictor (MLLD), Containment Sump | Containment Sump | Interstitial Monitoring within Secondary Containment | SENSOR TO ATG | Annual line testing, Continuous alarm system | Continuous alarm system |  | UST Currently In Use: 2; UST Temp Close: 0; AST Currently In Use: 0; AST Temp Closed: 0 | 2 | 0 | 0 | 13579-115-021041 | MURPHY OIL USA, INC.
52334 | Currently in Use |  | 2015-07-15 06:00 |  | Petroleum | Premium gasoline | Premium gasoline | Retail | Double Wall, Fiberglass reinforced plastic | Fiberglass reinforced plastic |  |  | Double Wall, Flexible |  | 2015-07-15 06:00 |  | Catchment Basin, Single walled catchment basin | Automatic shutoff device At 95% full | Automatic shutoff device At 95% full | Interstitial Monitoring within Secondary Containment | SENSOR TO ATG |  |  | Automatic flow restrictor (MLLD), Containment Sump | Containment Sump | Interstitial Monitoring within Secondary Containment | SENSOR TO ATG | Annual line testing, Continuous alarm system | Continuous alarm system |  | UST Currently In Use: 2; UST Temp Close: 0; AST Currently In Use: 0; AST Temp Closed: 0 | 2 | 0 | 0 | 13579-115-021041 | MURPHY OIL USA, INC.
52335 | Currently in Use |  | 2015-06-15 06:00 |  | Petroleum | On road diesel | On road diesel | Retail | Double Wall, Fiberglass reinforced plastic | Fiberglass reinforced plastic |  |  | Double Wall, Fiberglass reinforced plastic |  |  |  | Catchment Basin, Single walled catchment basin | Automatic shutoff device At 95% full | Automatic shutoff device At 95% full | Interstitial Monitoring within Secondary Containment |  |  |  | Automatic flow restrictor (MLLD), Containment Sump | Containment Sump | Interstitial Monitoring within Secondary Containment | SENSOR TO ATG | Annual line testing, Continuous alarm system | Continuous alarm system |  | UST Currently In Use: 5; UST Temp Close: 0; AST Currently In Use: 0; AST Temp Closed: 0 | 5 | 0 | 1 | 24591-121-018052 | TA LINCOLN AL LLC
52339 | Temporary Closed | 2013-02-01 06:00 | 2006-01-01 06:00 |  | Petroleum | Mid-grade gasoline | Mid-grade gasoline | Retail | Single Wall, Steel | Steel | Coated & cathodic protection (sti-P3) |  | Flexible, Single Wall |  |  | Galvanic Cathodic, FLX CONN | Catchment Basin, Single walled catchment basin | Flow Rest 90% Full | Flow Rest 90% Full |  |  | Statistical Inventory Reconciliation (SIR) | Direct Bury submersible pump | [7 empty] | UST Currently In Use: 4; UST Temp Close: 2; AST Currently In Use: 0; AST Temp Closed: 0 | 4 | 2 | 0 | 25663-079-013773 | ADAY YAFAI
52340 | Currently in Use |  | 2015-08-19 06:00 |  | Petroleum | Unleaded gasoline | Unleaded gasoline | Retail | Double Wall, Fiberglass reinforced plastic | Fiberglass reinforced plastic |  |  | Double Wall, Fiberglass reinforced plastic |  | 2015-08-19 06:00 |  | Catchment Basin, Single walled catchment basin | Automatic shutoff device At 95% full | Automatic shutoff device At 95% full | Interstitial Monitoring within Secondary Containment | SENSOR TO ATG |  |  | Automatic flow restrictor (MLLD), Containment Sump | Containment Sump | Interstitial Monitoring within Secondary Containment | SENSOR TO ATG | Continuous alarm system | Continuous alarm system |  | UST Currently In Use: 2; UST Temp Close: 0; AST Currently In Use: 0; AST Temp Closed: 0 | 2 | 0 | 0 | 13579-073-021043 | MURPHY OIL USA, INC.
52342 | Currently in Use |  | 2015-08-19 06:00 |  | Petroleum | Premium gasoline | Premium gasoline | Retail | Double Wall, Fiberglass reinforced plastic, 8P/12D | Fiberglass reinforced plastic |  |  | Double Wall, Fiberglass reinforced plastic |  | 2015-08-19 06:00 |  | Catchment Basin, Single walled catchment basin | Automatic shutoff device At 95% full | Automatic shutoff device At 95% full | Interstitial Monitoring within Secondary Containment | SENSOR TO ATG |  |  | Automatic flow restrictor (MLLD), Containment Sump | Containment Sump | Interstitial Monitoring within Secondary Containment | SENSOR TO ATG | Continuous alarm system | Continuous alarm system |  | UST Currently In Use: 2; UST Temp Close: 0; AST Currently In Use: 0; AST Temp Closed: 0 | 2 | 0 | 0 | 13579-073-021043 | MURPHY OIL USA, INC.
52343 | Currently in Use |  | 2015-07-01 06:00 |  | Petroleum | Unleaded gasoline | Unleaded gasoline | Retail | Double Wall, Fiberglass coated steel | Fiberglass coated steel |  |  | Double Wall, Fiberglass reinforced plastic |  |  |  | Catchment Basin, Single walled catchment basin | Automatic shutoff device At 95% full, Flow Rest 90% Full | Flow Rest 90% Full | Interstitial Monitoring within Secondary Containment |  |  |  | Automatic shutoff device (AELLD), Containment Sump | Containment Sump | Interstitial Monitoring within Secondary Containment |  | Continuous alarm system | Continuous alarm system |  | UST Currently In Use: 2; UST Temp Close: 0; AST Currently In Use: 0; AST Temp Closed: 0 | 2 | 0 | 4 | 22888-011-014590 | PREM PROPERTIES LLC
52344 | Currently in Use |  | 2015-07-01 06:00 |  | Petroleum | Premium gasoline | Premium gasoline | Retail | Double Wall, Fiberglass coated steel | Fiberglass coated steel |  |  | Double Wall, Fiberglass reinforced plastic |  |  |  | Catchment Basin, Single walled catchment basin | Automatic shutoff device At 95% full, Flow Rest 90% Full | Flow Rest 90% Full | Interstitial Monitoring within Secondary Containment |  |  |  | Automatic shutoff device (AELLD), Containment Sump | Containment Sump | Interstitial Monitoring within Secondary Containment |  | Continuous alarm system | Continuous alarm system |  | UST Currently In Use: 2; UST Temp Close: 0; AST Currently In Use: 0; AST Temp Closed: 0 | 2 | 0 | 4 | 22888-011-014590 | PREM PROPERTIES LLC
52345 | Currently in Use |  | 2015-02-03 06:00 |  | Petroleum | Unleaded gasoline | Unleaded gasoline | Retail | Double Wall, Fiberglass coated steel | Fiberglass coated steel |  |  | Double Wall, Fiberglass reinforced plastic |  |  |  | Catchment Basin, Single walled catchment basin | Automatic shutoff device At 95% full | Automatic shutoff device At 95% full | Interstitial Monitoring within Secondary Containment |  | Continuous Automatic Tank Gauge | [8 empty] | UST Currently In Use: 2; UST Temp Close: 0; AST Currently In Use: 1; AST Temp Closed: 0 | 2 | 0 | 3 | 23379-121-011677 | SHAHABUDDIN JUMMA
52348 | Currently in Use |  | 2010-01-15 06:00 |  | Petroleum | On road diesel | On road diesel | Emergency power generator | Double Wall, Fiberglass reinforced plastic | Fiberglass reinforced plastic |  |  | Double Wall |  | 2010-01-15 06:00 |  | Other, ABOVEGOUND | Audible high level alarm At 90% full, Automatic shutoff device At 95% full | Automatic shutoff device At 95% full | Interstitial Monitoring within Secondary Containment | SENSOR TO ATG | Other |  | Containment Sump, EXEMPT | Containment Sump | Interstitial Monitoring within Secondary Containment | SENSOR TO ATG | Continuous alarm system, Other, SENS TAPE | Other |  | UST Currently In Use: 2; UST Temp Close: 0; AST Currently In Use: 0; AST Temp Closed: 0 | 2 | 0 | 0 | 10146-073-019477 | ALABAMA POWER COMPANY
52350 | Currently in Use |  | 2015-10-01 06:00 |  | Petroleum | Unleaded gasoline | Unleaded gasoline |  | Double Wall, Fiberglass reinforced plastic | Fiberglass reinforced plastic |  |  | Double Wall, Flexible |  | 2015-10-01 06:00 |  | Catchment Basin, Single walled catchment basin | Automatic shutoff device At 95% full | Automatic shutoff device At 95% full | Interstitial Monitoring within Secondary Containment | SENSOR TO ATG |  |  | Automatic flow restrictor (MLLD), Containment Sump | Containment Sump | Interstitial Monitoring within Secondary Containment | SENSOR TO ATG | Continuous alarm system | Continuous alarm system |  | UST Currently In Use: 2; UST Temp Close: 0; AST Currently In Use: 0; AST Temp Closed: 0 | 2 | 0 | 0 | 21994-117-021046 | WAL-MART STORES E C/O APTIM
52351 | Currently in Use |  | 2015-10-01 06:00 |  | Petroleum | Premium gasoline | Premium gasoline | Retail | Double Wall, Fiberglass reinforced plastic | Fiberglass reinforced plastic |  |  | Double Wall, Flexible |  | 2015-10-01 06:00 |  | Catchment Basin, Single walled catchment basin | Automatic shutoff device At 95% full | Automatic shutoff device At 95% full | Interstitial Monitoring within Secondary Containment | SENSOR TO ATG |  |  | Automatic flow restrictor (MLLD), Containment Sump | Containment Sump | Interstitial Monitoring within Secondary Containment | SENSOR TO ATG | Continuous alarm system | Continuous alarm system |  | UST Currently In Use: 2; UST Temp Close: 0; AST Currently In Use: 0; AST Temp Closed: 0 | 2 | 0 | 0 | 21994-117-021046 | WAL-MART STORES E C/O APTIM
52352 | Currently in Use |  | 2015-10-01 06:00 |  | Petroleum | Unleaded gasoline | Unleaded gasoline |  | Double Wall, Fiberglass reinforced plastic | Fiberglass reinforced plastic |  |  | Double Wall, Flexible |  | 2015-10-01 06:00 |  | Catchment Basin, Double walled catchment basin | Automatic shutoff device At 95% full | Automatic shutoff device At 95% full | Interstitial Monitoring within Secondary Containment | SENSOR TO ATG |  |  | Automatic flow restrictor (MLLD), Containment Sump | Containment Sump | Interstitial Monitoring within Secondary Containment |  | Annual line testing, Continuous alarm system | Continuous alarm system |  | UST Currently In Use: 2; UST Temp Close: 0; AST Currently In Use: 0; AST Temp Closed: 0 | 2 | 0 | 0 | 21994-125-021047 | WAL-MART STORES E C/O APTIM
52353 | Currently in Use |  | 2015-10-01 06:00 |  | Petroleum | Premium gasoline | Premium gasoline | Retail | Double Wall, Fiberglass reinforced plastic | Fiberglass reinforced plastic |  |  | Double Wall, Flexible |  | 2015-10-01 06:00 |  | Catchment Basin, Double walled catchment basin | Automatic shutoff device At 95% full | Automatic shutoff device At 95% full | Interstitial Monitoring within Secondary Containment | SENSOR TO ATG |  |  | Automatic flow restrictor (MLLD), Containment Sump | Containment Sump | Interstitial Monitoring within Secondary Containment |  | Continuous alarm system | Continuous alarm system |  | UST Currently In Use: 2; UST Temp Close: 0; AST Currently In Use: 0; AST Temp Closed: 0 | 2 | 0 | 0 | 21994-125-021047 | WAL-MART STORES E C/O APTIM
52354 | Currently in Use |  | 2006-01-01 06:00 |  | Petroleum | Unleaded gasoline | Unleaded gasoline | Retail | Double Wall, Fiberglass coated steel | Fiberglass coated steel |  |  | Double Wall, Fiberglass reinforced plastic |  | 2006-01-01 06:00 |  | Catchment Basin, Single walled catchment basin | Flow Rest 90% Full | Flow Rest 90% Full |  |  | Continuous Automatic Tank Gauge |  | Automatic flow restrictor (MLLD), Containment Sump | Containment Sump |  |  | Annual line testing | Annual line testing |  | UST Currently In Use: 1; UST Temp Close: 0; AST Currently In Use: 0; AST Temp Closed: 0 | 1 | 0 | 0 | 24769-127-021048 | JIGNESH KUMAR PATEL
52355 | Currently in Use |  | 2013-10-01 06:00 |  | Petroleum | E85 | E85 | Retail | Double Wall, Fiberglass reinforced plastic | Fiberglass reinforced plastic |  |  | Double Wall, Fiberglass reinforced plastic |  | 2013-10-01 06:00 |  | Catchment Basin, Single walled catchment basin | Audible high level alarm At 90% full, Flow Rest 90% Full | Flow Rest 90% Full | Interstitial Monitoring within Secondary Containment |  |  |  | Automatic shutoff device (AELLD) | Automatic shutoff device (AELLD) |  |  | Continuous alarm system | Continuous alarm system |  | UST Currently In Use: 3; UST Temp Close: 0; AST Currently In Use: 0; AST Temp Closed: 0 | 3 | 0 | 0 | 15420-101-020879 | MAPCO EXPRESS, LLC
52357 | Currently in Use |  | 2015-10-06 06:00 |  | Petroleum | Unleaded gasoline | Unleaded gasoline | Retail | Double Wall, Fiberglass coated steel | Fiberglass coated steel |  |  | Double Wall, Fiberglass reinforced plastic |  | 2015-10-06 06:00 |  | Catchment Basin, Double walled catchment basin | Automatic shutoff device At 95% full | Automatic shutoff device At 95% full | Interstitial Monitoring within Secondary Containment | SENSOR TO ATG |  |  | Automatic flow restrictor (MLLD), Containment Sump | Containment Sump | Interstitial Monitoring within Secondary Containment | SENSOR TO ATG | Continuous alarm system | Continuous alarm system |  | UST Currently In Use: 2; UST Temp Close: 0; AST Currently In Use: 0; AST Temp Closed: 0 | 2 | 0 | 3 | 23413-097-007399 | CIRCLE K STORES, INC.
52360 | Currently in Use |  | 2015-10-06 06:00 |  | Petroleum | Premium gasoline | Premium gasoline | Retail | Double Wall, Fiberglass coated steel | Fiberglass coated steel |  |  | Double Wall |  | 2015-10-06 06:00 |  | Catchment Basin, Double walled catchment basin | Automatic shutoff device At 95% full | Automatic shutoff device At 95% full | Interstitial Monitoring within Secondary Containment | SENSOR TO ATG |  |  | Automatic flow restrictor (MLLD), Containment Sump | Containment Sump | Interstitial Monitoring within Secondary Containment | SENSOR TO ATG | Continuous alarm system | Continuous alarm system |  | UST Currently In Use: 2; UST Temp Close: 0; AST Currently In Use: 0; AST Temp Closed: 0 | 2 | 0 | 3 | 23413-097-007399 | CIRCLE K STORES, INC.
52361 | Currently in Use |  | 2015-10-08 06:00 |  | Petroleum | Mid-grade gasoline | Mid-grade gasoline | Retail | Double Wall, Fiberglass coated steel | Fiberglass coated steel |  |  | Double Wall, Flexible |  | 2015-10-08 06:00 |  | Catchment Basin, Single walled catchment basin | Automatic shutoff device At 95% full | Automatic shutoff device At 95% full | Interstitial Monitoring within Secondary Containment | SENSOR TO ATG | [9 empty] | UST Currently In Use: 3; UST Temp Close: 0; AST Currently In Use: 0; AST Temp Closed: 0 | 3 | 0 | 0 | 13364-003-015767 | MCKENZIE OIL COMPANY, INC.
52362 | Currently in Use |  | 2015-11-11 06:00 |  | Petroleum | Unleaded gasoline | Unleaded gasoline |  | Double Wall, Fiberglass reinforced plastic | Fiberglass reinforced plastic |  |  | Double Wall, Flexible |  | 2015-11-11 06:00 |  | Catchment Basin, Single walled catchment basin | Automatic shutoff device At 95% full | Automatic shutoff device At 95% full | Interstitial Monitoring within Secondary Containment | SENSOR TO ATG |  |  | Automatic flow restrictor (MLLD), Containment Sump | Containment Sump | Interstitial Monitoring within Secondary Containment |  | Continuous alarm system | Continuous alarm system |  | UST Currently In Use: 2; UST Temp Close: 0; AST Currently In Use: 0; AST Temp Closed: 0 | 2 | 0 | 0 | 21994-097-021054 | WAL-MART STORES E C/O APTIM
52363 | Currently in Use |  | 2015-11-11 06:00 |  | Petroleum | Premium gasoline | Premium gasoline |  | Double Wall, Fiberglass reinforced plastic | Fiberglass reinforced plastic |  |  | Double Wall, Flexible |  | 2015-11-11 06:00 |  | Catchment Basin, Single walled catchment basin | Automatic shutoff device At 95% full | Automatic shutoff device At 95% full | Interstitial Monitoring within Secondary Containment |  |  |  | Automatic flow restrictor (MLLD), Containment Sump | Containment Sump | Interstitial Monitoring within Secondary Containment |  | Continuous alarm system | Continuous alarm system |  | UST Currently In Use: 2; UST Temp Close: 0; AST Currently In Use: 0; AST Temp Closed: 0 | 2 | 0 | 0 | 21994-097-021054 | WAL-MART STORES E C/O APTIM
52365 | Currently in Use |  | 2015-10-01 06:00 |  | Petroleum | Unleaded gasoline | Unleaded gasoline | Retail | Double Wall, Fiberglass coated steel | Fiberglass coated steel |  |  | Double Wall, Flexible |  |  |  | Catchment Basin, Single walled catchment basin |  |  | Interstitial Monitoring within Secondary Containment | [10 empty] | UST Currently In Use: 4; UST Temp Close: 0; AST Currently In Use: 0; AST Temp Closed: 0 | 4 | 0 | 0 | 13364-005-017251 | MCKENZIE OIL COMPANY, INC.
52367 | Currently in Use |  | 2015-09-30 06:00 |  | Petroleum | Unleaded gasoline | Unleaded gasoline | Retail | Double Wall, Fiberglass coated steel | Fiberglass coated steel |  |  | Double Wall, Fiberglass reinforced plastic |  | 2015-09-30 06:00 |  | Catchment Basin, Single walled catchment basin | Automatic shutoff device At 95% full | Automatic shutoff device At 95% full | Interstitial Monitoring within Secondary Containment |  |  |  | Automatic flow restrictor (MLLD), Containment Sump | Containment Sump | Interstitial Monitoring within Secondary Containment |  | Other, INTMON REQ | Other |  | UST Currently In Use: 2; UST Temp Close: 0; AST Currently In Use: 0; AST Temp Closed: 0 | 2 | 0 | 0 | 13786-091-021056 | PARRS, INC.
52369 | Currently in Use |  | 2015-09-30 06:00 |  | Petroleum | Premium gasoline | Premium gasoline |  | Double Wall, Fiberglass coated steel | Fiberglass coated steel |  |  | Double Wall, Fiberglass reinforced plastic |  | 2015-09-30 06:00 |  | Catchment Basin, Single walled catchment basin | Automatic shutoff device At 95% full | Automatic shutoff device At 95% full | Interstitial Monitoring within Secondary Containment |  |  |  | Automatic flow restrictor (MLLD), Containment Sump | Containment Sump | Interstitial Monitoring within Secondary Containment |  | Other, INTMON REQ | Other |  | UST Currently In Use: 2; UST Temp Close: 0; AST Currently In Use: 0; AST Temp Closed: 0 | 2 | 0 | 0 | 13786-091-021056 | PARRS, INC.
52370 | Currently in Use |  | 2015-05-15 06:00 |  | Petroleum | Other, DEF | Other | Retail | Double Wall, Fiberglass reinforced plastic | Fiberglass reinforced plastic |  |  | Double Wall, Fiberglass reinforced plastic |  | 2015-05-15 06:00 |  | Other, O/W SEP | Automatic shutoff device At 95% full | Automatic shutoff device At 95% full | Interstitial Monitoring within Secondary Containment | SENSOR TO ATG | Continuous Automatic Tank Gauge |  | Automatic shutoff device (AELLD), Containment Sump | Containment Sump | Interstitial Monitoring within Secondary Containment | SENSOR TO ATG | Continuous alarm system | Continuous alarm system |  | UST Currently In Use: 7; UST Temp Close: 0; AST Currently In Use: 0; AST Temp Closed: 0 | 7 | 0 | 0 | 21090-097-018596 | LOVES COUNTRY STORES
52371 | Currently in Use |  | 2015-05-15 06:00 |  | Petroleum | Other, B99 | Other | Retail | Double Wall, Fiberglass reinforced plastic | Fiberglass reinforced plastic |  |  | Double Wall, Fiberglass reinforced plastic |  | 2015-05-15 06:00 |  | Other, O/W SEP | Automatic shutoff device At 95% full | Automatic shutoff device At 95% full | Interstitial Monitoring within Secondary Containment | SENSOR TO ATG | Continuous Automatic Tank Gauge | Single walled submersible pump containment sump | Automatic shutoff device (AELLD), Containment Sump | Containment Sump | Interstitial Monitoring within Secondary Containment | SENSOR TO ATG | Continuous alarm system | Continuous alarm system |  | UST Currently In Use: 7; UST Temp Close: 0; AST Currently In Use: 0; AST Temp Closed: 0 | 7 | 0 | 0 | 21090-097-018596 | LOVES COUNTRY STORES
52372 | Currently in Use |  | 2015-05-05 06:00 |  | Petroleum | On road diesel | On road diesel | Retail | Double Wall, Fiberglass reinforced plastic | Fiberglass reinforced plastic |  |  | Double Wall, Fiberglass reinforced plastic |  | 2015-05-05 06:00 |  | O/W SEP | Automatic shutoff device At 95% full | Automatic shutoff device At 95% full | Interstitial Monitoring within Secondary Containment | SENSOR TO ATG | Continuous Automatic Tank Gauge |  | Automatic shutoff device (AELLD), Containment Sump | Containment Sump | Interstitial Monitoring within Secondary Containment | SENSOR TO ATG | Continuous alarm system | Continuous alarm system |  | UST Currently In Use: 7; UST Temp Close: 0; AST Currently In Use: 0; AST Temp Closed: 0 | 7 | 0 | 0 | 21090-097-018596 | LOVES COUNTRY STORES
52374 | Currently in Use |  | 2015-05-15 06:00 |  | Petroleum | On road diesel | On road diesel | Retail | Double Wall, Fiberglass reinforced plastic | Fiberglass reinforced plastic |  |  | Double Wall, Fiberglass reinforced plastic |  | 2015-05-15 06:00 |  | O/W SEP | Automatic shutoff device At 95% full | Automatic shutoff device At 95% full | Interstitial Monitoring within Secondary Containment | SENSOR TO ATG | Continuous Automatic Tank Gauge |  | Automatic shutoff device (AELLD), Containment Sump | Containment Sump | Interstitial Monitoring within Secondary Containment | SENSOR TO ATG | Continuous alarm system | Continuous alarm system |  | UST Currently In Use: 7; UST Temp Close: 0; AST Currently In Use: 0; AST Temp Closed: 0 | 7 | 0 | 0 | 21090-097-018596 | LOVES COUNTRY STORES
52376 | Currently in Use |  | 2015-05-15 06:00 |  | Petroleum | On road diesel | On road diesel | Retail | Double Wall, Fiberglass reinforced plastic | Fiberglass reinforced plastic |  |  | Double Wall, Fiberglass reinforced plastic |  | 2015-05-15 06:00 |  | Other, O/W SEP | Automatic shutoff device At 95% full | Automatic shutoff device At 95% full | Interstitial Monitoring within Secondary Containment | SENSOR TO ATG | Continuous Automatic Tank Gauge |  | Automatic shutoff device (AELLD), Containment Sump | Containment Sump | Interstitial Monitoring within Secondary Containment | SENSOR TO ATG | Continuous alarm system | Continuous alarm system |  | UST Currently In Use: 7; UST Temp Close: 0; AST Currently In Use: 0; AST Temp Closed: 0 | 7 | 0 | 0 | 21090-097-018596 | LOVES COUNTRY STORES
52378 | Currently in Use |  | 2015-05-15 06:00 |  | Petroleum | Premium gasoline | Premium gasoline | Retail | Double Wall, Fiberglass reinforced plastic | Fiberglass reinforced plastic |  |  | Double Wall, Fiberglass reinforced plastic |  | 2015-05-15 06:00 |  | Catchment Basin, Single walled catchment basin | Automatic shutoff device At 95% full | Automatic shutoff device At 95% full | Interstitial Monitoring within Secondary Containment | SENSOR TO ATG | Continuous Automatic Tank Gauge |  | Automatic shutoff device (AELLD), Containment Sump | Containment Sump | Interstitial Monitoring within Secondary Containment | SENSOR TO ATG | Continuous alarm system | Continuous alarm system |  | UST Currently In Use: 7; UST Temp Close: 0; AST Currently In Use: 0; AST Temp Closed: 0 | 7 | 0 | 0 | 21090-097-018596 | LOVES COUNTRY STORES
52379 | Currently in Use |  | 2015-05-15 06:00 |  | Petroleum | Unleaded gasoline | Unleaded gasoline | Retail | Double Wall, Fiberglass reinforced plastic | Fiberglass reinforced plastic |  |  | Double Wall, Fiberglass reinforced plastic |  | 2015-05-15 06:00 |  | Catchment Basin, Single walled catchment basin | Automatic shutoff device At 95% full | Automatic shutoff device At 95% full | Interstitial Monitoring within Secondary Containment | SENSOR TO ATG | Continuous Automatic Tank Gauge |  | Automatic shutoff device (AELLD), Containment Sump | Containment Sump | Interstitial Monitoring within Secondary Containment | SENSOR TO ATG | Continuous alarm system | Continuous alarm system |  | UST Currently In Use: 7; UST Temp Close: 0; AST Currently In Use: 0; AST Temp Closed: 0 | 7 | 0 | 0 | 21090-097-018596 | LOVES COUNTRY STORES
52380 | Currently in Use |  | 2015-10-13 06:00 |  | Petroleum | Other, B-99 | Other | Retail | Double Wall, Fiberglass reinforced plastic | Fiberglass reinforced plastic |  |  | Double Wall, Fiberglass reinforced plastic |  | 2015-10-13 06:00 |  | Catchment Basin, Single walled catchment basin | Audible high level alarm At 90% full | Audible high level alarm At 90% full | Interstitial Monitoring within Secondary Containment |  |  |  | Automatic shutoff device (AELLD), Containment Sump | Containment Sump | Interstitial Monitoring within Secondary Containment |  | Continuous alarm system | Continuous alarm system |  | UST Currently In Use: 6; UST Temp Close: 0; AST Currently In Use: 0; AST Temp Closed: 0 | 6 | 0 | 0 | 21090-021-019223 | LOVES COUNTRY STORES
52381 | Currently in Use |  | 2015-10-13 06:00 |  | Petroleum | Other, B-99 | Other | Retail | Double Wall, Fiberglass reinforced plastic | Fiberglass reinforced plastic |  |  | Double Wall, Fiberglass reinforced plastic |  | 2015-10-13 06:00 |  | Catchment Basin, Single walled catchment basin | Automatic shutoff device At 95% full | Automatic shutoff device At 95% full | Interstitial Monitoring within Secondary Containment |  |  |  | Automatic shutoff device (AELLD), Containment Sump | Containment Sump | Interstitial Monitoring within Secondary Containment |  | Continuous alarm system | Continuous alarm system |  | UST Currently In Use: 6; UST Temp Close: 0; AST Currently In Use: 0; AST Temp Closed: 0 | 6 | 0 | 0 | 21090-115-020924 | LOVES COUNTRY STORES
52382 | Currently in Use |  | 2015-10-13 06:00 |  | Petroleum | Other, B-99 | Other | Retail | Double Wall, Fiberglass reinforced plastic | Fiberglass reinforced plastic |  |  | Double Wall, Fiberglass reinforced plastic |  | 2015-10-13 06:00 |  | Catchment Basin, Single walled catchment basin | Automatic shutoff device At 95% full | Automatic shutoff device At 95% full | Interstitial Monitoring within Secondary Containment | SENSOR TO ATG | Automatic Tank Gauge |  | Automatic shutoff device (AELLD), Containment Sump | Containment Sump | Interstitial Monitoring within Secondary Containment | SENSOR TO ATG | Continuous alarm system | Continuous alarm system |  | UST Currently In Use: 6; UST Temp Close: 0; AST Currently In Use: 0; AST Temp Closed: 0 | 6 | 0 | 0 | 21090-035-019497 | LOVES COUNTRY STORES
52383 | Currently in Use |  | 2015-10-31 06:00 |  | Petroleum | Unleaded gasoline | Unleaded gasoline |  | Double Wall, Fiberglass reinforced plastic | Fiberglass reinforced plastic |  |  | Double Wall, Fiberglass reinforced plastic |  |  |  | Catchment Basin, Single walled catchment basin | Automatic shutoff device At 95% full | Automatic shutoff device At 95% full | Interstitial Monitoring within Secondary Containment | SENSOR TO ATG | Continuous Automatic Tank Gauge | Single walled submersible pump containment sump | Containment Sump, Sump sensor relayed to automatically shut off submersible pump | Sump sensor relayed to automatically shut off submersible pump | Interstitial Monitoring within Secondary Containment | SENSOR TO ATG | Continuous alarm system, Other, INTMON REQ | Other |  | UST Currently In Use: 2; UST Temp Close: 0; AST Currently In Use: 0; AST Temp Closed: 0 | 2 | 0 | 4 | 25914-009-007290 | JAYESH M PATEL
52384 | Currently in Use |  | 2015-10-31 06:00 |  | Petroleum | Premium gasoline | Premium gasoline | Retail | Double Wall, Fiberglass reinforced plastic | Fiberglass reinforced plastic |  |  | Double Wall, Fiberglass reinforced plastic |  |  |  | Catchment Basin, Single walled catchment basin | Automatic shutoff device At 95% full | Automatic shutoff device At 95% full | Interstitial Monitoring within Secondary Containment | SENSOR TO ATG | Continuous Automatic Tank Gauge | Single walled submersible pump containment sump | Containment Sump, Sump sensor relayed to automatically shut off submersible pump | Sump sensor relayed to automatically shut off submersible pump | Interstitial Monitoring within Secondary Containment | SENSOR TO ATG | Continuous alarm system, Other, INTMON REQ | Other |  | UST Currently In Use: 2; UST Temp Close: 0; AST Currently In Use: 0; AST Temp Closed: 0 | 2 | 0 | 4 | 25914-009-007290 | JAYESH M PATEL
52385 | Currently in Use |  | 2015-11-04 06:00 |  | Petroleum | Unleaded gasoline | Unleaded gasoline | Retail | Double Wall, Fiberglass reinforced plastic | Fiberglass reinforced plastic |  |  | Double Wall, Fiberglass reinforced plastic |  | 2015-11-04 06:00 |  | Catchment Basin, Single walled catchment basin | Automatic shutoff device At 95% full | Automatic shutoff device At 95% full | Interstitial Monitoring within Secondary Containment |  | Automatic Tank Gauge |  | Automatic flow restrictor (MLLD), Containment Sump | Containment Sump | Interstitial Monitoring within Secondary Containment | SENSOR TO ATG | Continuous alarm system | Continuous alarm system |  | UST Currently In Use: 2; UST Temp Close: 0; AST Currently In Use: 0; AST Temp Closed: 0 | 2 | 0 | 0 | 13579-097-021062 | MURPHY OIL USA, INC.
52386 | Currently in Use |  | 2015-11-04 06:00 |  | Petroleum | Premium gasoline | Premium gasoline | Retail | Double Wall, Fiberglass reinforced plastic | Fiberglass reinforced plastic |  |  | Double Wall, Fiberglass reinforced plastic |  | 2015-11-04 06:00 |  | Catchment Basin, Single walled catchment basin | Automatic shutoff device At 95% full | Automatic shutoff device At 95% full | Interstitial Monitoring within Secondary Containment |  | Automatic Tank Gauge |  | Automatic flow restrictor (MLLD), Containment Sump | Containment Sump | Interstitial Monitoring within Secondary Containment | SENSOR TO ATG | Continuous alarm system | Continuous alarm system |  | UST Currently In Use: 2; UST Temp Close: 0; AST Currently In Use: 0; AST Temp Closed: 0 | 2 | 0 | 0 | 13579-097-021062 | MURPHY OIL USA, INC.
52388 | Currently in Use |  | 2015-10-04 06:00 |  | Petroleum | Premium gasoline | Premium gasoline | Retail | Double Wall, 4D-6P | Double Wall |  |  | Double Wall |  | 2015-10-04 06:00 |  | Catchment Basin, Single walled catchment basin | Automatic shutoff device At 95% full | Automatic shutoff device At 95% full | Interstitial Monitoring within Secondary Containment | SENSOR TO ATG |  |  | Containment Sump, Sump sensor relayed to automatically shut off submersible pump | Sump sensor relayed to automatically shut off submersible pump | Interstitial Monitoring within Secondary Containment | SENSOR TO ATG | Continuous alarm system | Continuous alarm system |  | UST Currently In Use: 2; UST Temp Close: 0; AST Currently In Use: 0; AST Temp Closed: 0 | 2 | 0 | 2 | 20072-073-015187 | A & M OIL CO LLC
52389 | Currently in Use |  | 2015-10-04 06:00 |  | Petroleum | Unleaded gasoline | Unleaded gasoline | Retail | Double Wall | Double Wall |  |  | Double Wall |  | 2015-10-04 06:00 |  | Catchment Basin, Single walled catchment basin | Automatic shutoff device At 95% full | Automatic shutoff device At 95% full | Interstitial Monitoring within Secondary Containment | SENSOR TO ATG |  |  | Containment Sump, Sump sensor relayed to automatically shut off submersible pump | Sump sensor relayed to automatically shut off submersible pump | Interstitial Monitoring within Secondary Containment | SENSOR TO ATG | Continuous alarm system | Continuous alarm system |  | UST Currently In Use: 2; UST Temp Close: 0; AST Currently In Use: 0; AST Temp Closed: 0 | 2 | 0 | 2 | 20072-073-015187 | A & M OIL CO LLC
52392 | Currently in Use |  | 2001-01-01 06:00 |  | Petroleum | On road diesel | On road diesel | Emergency Power Generator | Double Wall, Fiberglass reinforced plastic | Fiberglass reinforced plastic |  |  | Double Wall, Fiberglass reinforced plastic |  |  |  | Other, IN SUMP | Audible high level alarm At 90% full | Audible high level alarm At 90% full | Interstitial Monitoring within Secondary Containment |  | Automatic Tank Gauge |  | Containment Sump, EXEMPT | Containment Sump | Interstitial Monitoring within Secondary Containment |  | Continuous alarm system | Continuous alarm system |  | UST Currently In Use: 1; UST Temp Close: 0; AST Currently In Use: 0; AST Temp Closed: 0 | 1 | 0 | 0 | 25296-073-021064 | CBRE- PATRIOT MIDTOWN PARK
52393 | Currently in Use |  | 2015-10-01 06:00 |  | Petroleum | Unleaded gasoline | Unleaded gasoline | Retail | Double Wall, Fiberglass coated steel | Fiberglass coated steel |  |  | Double Wall, Flexible |  | 2015-10-01 06:00 |  | Catchment Basin, Single walled catchment basin | Automatic shutoff device At 95% full | Automatic shutoff device At 95% full | Interstitial Monitoring within Secondary Containment |  | Automatic Tank Gauge | Single walled submersible pump containment sump | Automatic flow restrictor (MLLD), Containment Sump | Containment Sump | Interstitial Monitoring within Secondary Containment | MANUAL/VISUAL CHECK |  |  |  | UST Currently In Use: 2; UST Temp Close: 0; AST Currently In Use: 0; AST Temp Closed: 0 | 2 | 0 | 0 | 20760-081-021065 | LAKE MARTIN, INC
52394 | Currently in Use |  | 2015-10-01 06:00 |  | Petroleum | Unleaded gasoline | Unleaded gasoline | Retail | Double Wall, Fiberglass reinforced plastic | Fiberglass reinforced plastic |  |  | Double Wall, Flexible |  |  |  | Catchment Basin, Single walled catchment basin | Automatic shutoff device At 95% full | Automatic shutoff device At 95% full | Interstitial Monitoring within Secondary Containment |  |  |  | Automatic flow restrictor (MLLD), Containment Sump | Containment Sump | Interstitial Monitoring within Secondary Containment |  | Continuous alarm system, Other, IMREQUIRED | Other |  | UST Currently In Use: 2; UST Temp Close: 0; AST Currently In Use: 0; AST Temp Closed: 0 | 2 | 0 | 0 | 21994-081-021066 | WAL-MART STORES E C/O APTIM
52395 | Currently in Use |  | 2015-10-01 06:00 |  | Petroleum | Premium gasoline | Premium gasoline | Retail | Double Wall, Fiberglass reinforced plastic | Fiberglass reinforced plastic |  |  | Double Wall, Flexible |  |  |  | Catchment Basin, Single walled catchment basin | Automatic shutoff device At 95% full | Automatic shutoff device At 95% full | Interstitial Monitoring within Secondary Containment |  |  |  | Automatic flow restrictor (MLLD), Containment Sump | Containment Sump | Interstitial Monitoring within Secondary Containment |  | Continuous alarm system, Other, IMREQUIRED | Other |  | UST Currently In Use: 2; UST Temp Close: 0; AST Currently In Use: 0; AST Temp Closed: 0 | 2 | 0 | 0 | 21994-081-021066 | WAL-MART STORES E C/O APTIM
52396 | Currently in Use |  | 2015-10-08 06:00 |  | Petroleum | Unleaded gasoline | Unleaded gasoline |  | Double Wall, Fiberglass reinforced plastic | Fiberglass reinforced plastic |  |  | Double Wall, Flexible |  | 2015-10-08 06:00 |  | Catchment Basin, Single walled catchment basin | Automatic shutoff device At 95% full | Automatic shutoff device At 95% full | Interstitial Monitoring within Secondary Containment | SENSOR TO ATG |  |  | Automatic flow restrictor (MLLD), Containment Sump | Containment Sump | Interstitial Monitoring within Secondary Containment | SENSOR TO ATG | Continuous alarm system | Continuous alarm system |  | UST Currently In Use: 2; UST Temp Close: 0; AST Currently In Use: 0; AST Temp Closed: 0 | 2 | 0 | 0 | 21994-097-021067 | WAL-MART STORES E C/O APTIM
52398 | Currently in Use |  | 2015-10-08 06:00 |  | Petroleum | Premium gasoline | Premium gasoline |  | Double Wall, Fiberglass reinforced plastic | Fiberglass reinforced plastic |  |  | Double Wall, Flexible |  | 2015-10-08 06:00 |  | Catchment Basin, Single walled catchment basin | Automatic shutoff device At 95% full | Automatic shutoff device At 95% full | Interstitial Monitoring within Secondary Containment | SENSOR TO ATG |  |  | Automatic flow restrictor (MLLD), Containment Sump | Containment Sump | Interstitial Monitoring within Secondary Containment | SENSOR TO ATG | Continuous alarm system | Continuous alarm system |  | UST Currently In Use: 2; UST Temp Close: 0; AST Currently In Use: 0; AST Temp Closed: 0 | 2 | 0 | 0 | 21994-097-021067 | WAL-MART STORES E C/O APTIM
52399 | Currently in Use |  | 2016-01-27 06:00 |  | Petroleum | Unleaded gasoline | Unleaded gasoline |  | Double Wall, Fiberglass reinforced plastic | Fiberglass reinforced plastic |  |  | Double Wall, Flexible |  | 2016-01-27 06:00 |  | Catchment Basin, Single walled catchment basin | Automatic shutoff device At 95% full | Automatic shutoff device At 95% full | Interstitial Monitoring within Secondary Containment | SENSOR TO ATG |  |  | Automatic flow restrictor (MLLD), Containment Sump | Containment Sump | Interstitial Monitoring within Secondary Containment | SENSOR TO ATG | Continuous alarm system, Other, INTMON REQ | Other |  | UST Currently In Use: 2; UST Temp Close: 0; AST Currently In Use: 0; AST Temp Closed: 0 | 2 | 0 | 0 | 21994-089-021068 | WAL-MART STORES E C/O APTIM
52400 | Currently in Use |  | 2016-01-27 06:00 |  | Petroleum | Premium gasoline | Premium gasoline |  | Double Wall, Fiberglass reinforced plastic | Fiberglass reinforced plastic |  |  | Double Wall, Flexible |  | 2016-01-27 06:00 |  | Catchment Basin, Single walled catchment basin | Automatic shutoff device At 95% full | Automatic shutoff device At 95% full | Interstitial Monitoring within Secondary Containment | SENSOR TO ATG |  |  | Automatic flow restrictor (MLLD), Containment Sump | Containment Sump | Interstitial Monitoring within Secondary Containment | SENSOR TO ATG | Continuous alarm system, Other, INTMON REQ | Other |  | UST Currently In Use: 2; UST Temp Close: 0; AST Currently In Use: 0; AST Temp Closed: 0 | 2 | 0 | 0 | 21994-089-021068 | WAL-MART STORES E C/O APTIM
52401 | Currently in Use |  | 2016-01-27 06:00 |  | Petroleum | Unleaded gasoline | Unleaded gasoline | Retail | Double Wall, Fiberglass reinforced plastic | Fiberglass reinforced plastic |  |  | Double Wall, Flexible |  |  |  | Catchment Basin, Single walled catchment basin | Automatic shutoff device At 95% full | Automatic shutoff device At 95% full | Interstitial Monitoring within Secondary Containment |  |  |  | Automatic flow restrictor (MLLD), Containment Sump | Containment Sump | Interstitial Monitoring within Secondary Containment | SENSOR TO ATG | Continuous alarm system, Other, IMREQUIRED | Other |  | UST Currently In Use: 2; UST Temp Close: 0; AST Currently In Use: 0; AST Temp Closed: 0 | 2 | 0 | 0 | 21994-081-021069 | WAL-MART STORES E C/O APTIM
52402 | Currently in Use |  | 2016-01-27 06:00 |  | Petroleum | Premium gasoline | Premium gasoline | Retail | Double Wall, Fiberglass reinforced plastic | Fiberglass reinforced plastic |  |  | Double Wall, Flexible |  |  |  | Catchment Basin, Single walled catchment basin | Automatic shutoff device At 95% full | Automatic shutoff device At 95% full | Interstitial Monitoring within Secondary Containment |  |  |  | Automatic flow restrictor (MLLD), Containment Sump | Containment Sump | Interstitial Monitoring within Secondary Containment | SENSOR TO ATG | Continuous alarm system, Other, IMREQUIRED | Other |  | UST Currently In Use: 2; UST Temp Close: 0; AST Currently In Use: 0; AST Temp Closed: 0 | 2 | 0 | 0 | 21994-081-021069 | WAL-MART STORES E C/O APTIM
52405 | Currently in Use |  | 2015-10-01 06:00 |  | Petroleum | Premium gasoline | Premium gasoline | Retail | Double Wall, Fiberglass reinforced plastic | Fiberglass reinforced plastic |  |  | Double Wall, Flexible |  | 2015-10-01 06:00 |  | Catchment Basin, Single walled catchment basin | Automatic shutoff device At 95% full | Automatic shutoff device At 95% full | Interstitial Monitoring within Secondary Containment |  | Automatic Tank Gauge | Single walled submersible pump containment sump | Automatic flow restrictor (MLLD), Containment Sump | Containment Sump | Interstitial Monitoring within Secondary Containment | MANUAL/VISUAL CHECK |  |  |  | UST Currently In Use: 2; UST Temp Close: 0; AST Currently In Use: 0; AST Temp Closed: 0 | 2 | 0 | 0 | 20760-081-021065 | LAKE MARTIN, INC
52407 | Currently in Use |  | 2015-08-15 06:00 |  | Petroleum | Premium gasoline | Premium gasoline |  | Double Wall, Fiberglass coated steel | Fiberglass coated steel |  |  | Double Wall, Fiberglass reinforced plastic |  | 2015-08-15 06:00 |  | Catchment Basin, Single walled catchment basin | Automatic shutoff device At 95% full | Automatic shutoff device At 95% full | Interstitial Monitoring within Secondary Containment | SENSOR TO ATG | Continuous Automatic Tank Gauge | Single walled submersible pump containment sump | Automatic shutoff device (AELLD), Containment Sump | Containment Sump | Interstitial Monitoring within Secondary Containment | SENSOR TO ATG | Continuous alarm system, Other, INTMON REQ | Other |  | UST Currently In Use: 2; UST Temp Close: 0; AST Currently In Use: 0; AST Temp Closed: 0 | 2 | 0 | 4 | 24829-083-014735 | LEDANCO LLC
52408 | Currently in Use |  | 2015-10-13 06:00 |  | Petroleum | Unleaded gasoline | Unleaded gasoline |  | Double Wall, Fiberglass reinforced plastic | Fiberglass reinforced plastic |  |  | Double Wall, Fiberglass reinforced plastic |  | 2015-10-13 06:00 |  | Catchment Basin, Double walled catchment basin | Automatic shutoff device At 95% full | Automatic shutoff device At 95% full | Interstitial Monitoring within Secondary Containment |  |  | Single walled submersible pump containment sump | Automatic flow restrictor (MLLD), Containment Sump | Containment Sump | Interstitial Monitoring within Secondary Containment |  | Continuous alarm system | Continuous alarm system |  | UST Currently In Use: 2; UST Temp Close: 0; AST Currently In Use: 0; AST Temp Closed: 0 | 2 | 0 | 0 | 21994-101-021071 | WAL-MART STORES E C/O APTIM
52409 | Currently in Use |  | 2015-10-13 06:00 |  | Petroleum | Premium gasoline | Premium gasoline | Retail | Double Wall, Fiberglass reinforced plastic | Fiberglass reinforced plastic |  |  | Double Wall, Flexible |  | 2015-10-13 06:00 |  | Catchment Basin, Double walled catchment basin | Automatic shutoff device At 95% full | Automatic shutoff device At 95% full | Interstitial Monitoring within Secondary Containment |  |  | Single walled submersible pump containment sump | Automatic flow restrictor (MLLD), Containment Sump | Containment Sump | Interstitial Monitoring within Secondary Containment |  | Continuous alarm system | Continuous alarm system |  | UST Currently In Use: 2; UST Temp Close: 0; AST Currently In Use: 0; AST Temp Closed: 0 | 2 | 0 | 0 | 21994-101-021071 | WAL-MART STORES E C/O APTIM
52410 | Currently in Use |  | 2015-06-15 06:00 |  | Petroleum | Unleaded gasoline | Unleaded gasoline | Retail | Double Wall, Fiberglass coated steel | Fiberglass coated steel |  |  | Double Wall, Flexible |  | 2015-06-15 06:00 |  | Catchment Basin, Single walled catchment basin | Flow Rest 90% Full | Flow Rest 90% Full | Interstitial Monitoring within Secondary Containment | SENSOR TO ATG | Continuous Automatic Tank Gauge |  | Automatic shutoff device (AELLD), Containment Sump | Containment Sump | Interstitial Monitoring within Secondary Containment | SENSOR TO ATG | Continuous alarm system | Continuous alarm system |  | UST Currently In Use: 2; UST Temp Close: 0; AST Currently In Use: 0; AST Temp Closed: 0 | 2 | 0 | 0 | 23806-117-021072 | ROYAL INVESTMENT GROUP LLC
52411 | Currently in Use |  | 2015-06-15 06:00 |  | Petroleum | On road diesel | On road diesel | Retail | Double Wall, Fiberglass coated steel | Fiberglass coated steel |  |  | Double Wall, Flexible |  | 2015-06-15 06:00 |  | Catchment Basin, Single walled catchment basin | Flow Rest 90% Full | Flow Rest 90% Full | Interstitial Monitoring within Secondary Containment | SENSOR TO ATG | Continuous Automatic Tank Gauge |  | Automatic shutoff device (AELLD), Containment Sump | Containment Sump | Interstitial Monitoring within Secondary Containment | SENSOR TO ATG | Continuous alarm system | Continuous alarm system |  | UST Currently In Use: 2; UST Temp Close: 0; AST Currently In Use: 0; AST Temp Closed: 0 | 2 | 0 | 0 | 23806-117-021072 | ROYAL INVESTMENT GROUP LLC
52412 | Permanently Closed | 2014-10-12 06:00 | 1989-06-07 06:00 | 2016-10-12 06:00 | Petroleum | On road diesel | On road diesel | Emergency Power Generator, Local Government | Fiberglass reinforced plastic, Single Wall | Single Wall |  |  | Other, BLACK IRON | [8 empty] | Automatic Tank Gauge | [8 empty] | UST Currently In Use: 0; UST Temp Close: 0; AST Currently In Use: 1; AST Temp Closed: 0 | 0 | 0 | 1 | 11019-049-021073 | CITY OF FORT PAYNE
52413 | Currently in Use |  | 2015-05-15 06:00 |  | Petroleum | Unleaded gasoline | Unleaded gasoline | Retail | Double Wall, Fiberglass coated steel | Fiberglass coated steel |  |  | Double Wall, Flexible |  |  |  | Catchment Basin, Single walled catchment basin | Automatic shutoff device At 95% full | Automatic shutoff device At 95% full | Interstitial Monitoring within Secondary Containment | SENSOR TO ATG | Continuous Automatic Tank Gauge |  | Automatic flow restrictor (MLLD), Containment Sump | Containment Sump | Interstitial Monitoring within Secondary Containment | SENSOR TO ATG | Continuous alarm system | Continuous alarm system |  | UST Currently In Use: 2; UST Temp Close: 0; AST Currently In Use: 0; AST Temp Closed: 0 | 2 | 0 | 6 | 25640-035-008625 | 4REAL LLC
52414 | Currently in Use |  | 2015-05-15 06:00 |  | Petroleum | Premium gasoline | Premium gasoline | Retail | Double Wall, Fiberglass coated steel | Fiberglass coated steel |  |  | Double Wall, Flexible |  |  |  | Catchment Basin, Single walled catchment basin | Automatic shutoff device At 95% full | Automatic shutoff device At 95% full | Interstitial Monitoring within Secondary Containment | SENSOR TO ATG | Continuous Automatic Tank Gauge |  | Automatic flow restrictor (MLLD), Containment Sump | Containment Sump | Interstitial Monitoring within Secondary Containment | SENSOR TO ATG | Continuous alarm system | Continuous alarm system |  | UST Currently In Use: 2; UST Temp Close: 0; AST Currently In Use: 0; AST Temp Closed: 0 | 2 | 0 | 6 | 25640-035-008625 | 4REAL LLC
52415 | Currently in Use |  | 2015-12-15 06:00 |  | Petroleum | Unleaded gasoline | Unleaded gasoline | Retail | Double Wall, Fiberglass reinforced plastic | Fiberglass reinforced plastic |  |  | Double Wall, Flexible |  | 2015-12-15 06:00 |  | Catchment Basin, Single walled catchment basin | Audible high level alarm At 90% full, Automatic shutoff device At 95% full | Automatic shutoff device At 95% full | Interstitial Monitoring within Secondary Containment | SENSOR TO ATG |  | Single walled submersible pump containment sump | Automatic shutoff device (AELLD), Containment Sump | Containment Sump | Interstitial Monitoring within Secondary Containment | SENSOR TO ATG | Continuous alarm system | Continuous alarm system |  | UST Currently In Use: 3; UST Temp Close: 0; AST Currently In Use: 0; AST Temp Closed: 0 | 3 | 0 | 4 | 15420-103-003720 | MAPCO EXPRESS, LLC
52416 | Currently in Use |  | 2015-12-15 06:00 |  | Petroleum | Premium gasoline | Premium gasoline | Retail | Double Wall, Fiberglass reinforced plastic | Fiberglass reinforced plastic |  |  | Double Wall, Flexible |  | 2015-12-15 06:00 |  | Catchment Basin, Single walled catchment basin | Audible high level alarm At 90% full, Automatic shutoff device At 95% full | Automatic shutoff device At 95% full | Interstitial Monitoring within Secondary Containment | SENSOR TO ATG |  | Single walled submersible pump containment sump | Automatic shutoff device (AELLD), Containment Sump | Containment Sump | Interstitial Monitoring within Secondary Containment | SENSOR TO ATG | Continuous alarm system | Continuous alarm system |  | UST Currently In Use: 3; UST Temp Close: 0; AST Currently In Use: 0; AST Temp Closed: 0 | 3 | 0 | 4 | 15420-103-003720 | MAPCO EXPRESS, LLC
52417 | Currently in Use |  | 2015-12-15 06:00 |  | Petroleum | Mid-grade gasoline | Mid-grade gasoline | Retail | Double Wall, Fiberglass reinforced plastic | Fiberglass reinforced plastic |  |  | Double Wall, Flexible |  | 2015-12-15 06:00 |  | Catchment Basin, Single walled catchment basin | Audible high level alarm At 90% full, Automatic shutoff device At 95% full | Automatic shutoff device At 95% full | Interstitial Monitoring within Secondary Containment | SENSOR TO ATG |  | Single walled submersible pump containment sump | Automatic shutoff device (AELLD), Containment Sump | Containment Sump | Interstitial Monitoring within Secondary Containment | SENSOR TO ATG | Continuous alarm system | Continuous alarm system |  | UST Currently In Use: 3; UST Temp Close: 0; AST Currently In Use: 0; AST Temp Closed: 0 | 3 | 0 | 4 | 15420-103-003720 | MAPCO EXPRESS, LLC
52418 | Currently in Use |  | 2016-01-20 06:00 |  | Petroleum | Unleaded gasoline | Unleaded gasoline |  | Double Wall, Fiberglass reinforced plastic | Fiberglass reinforced plastic |  |  | Double Wall, Flexible |  |  |  | Catchment Basin, Single walled catchment basin | Automatic shutoff device At 95% full | Automatic shutoff device At 95% full | Interstitial Monitoring within Secondary Containment |  |  |  | Automatic flow restrictor (MLLD), Containment Sump | Containment Sump | Interstitial Monitoring within Secondary Containment | SENSOR TO ATG | Continuous alarm system | Continuous alarm system |  | UST Currently In Use: 2; UST Temp Close: 0; AST Currently In Use: 0; AST Temp Closed: 0 | 2 | 0 | 0 | 21994-113-021074 | WAL-MART STORES E C/O APTIM
52419 | Currently in Use |  | 2016-01-20 06:00 |  | Petroleum | Premium gasoline | Premium gasoline | Retail | Double Wall, Fiberglass reinforced plastic | Fiberglass reinforced plastic |  |  | Double Wall, Flexible |  |  |  | Catchment Basin, Single walled catchment basin | Automatic shutoff device At 95% full | Automatic shutoff device At 95% full | Interstitial Monitoring within Secondary Containment |  |  |  | Automatic flow restrictor (MLLD), Containment Sump | Containment Sump | Interstitial Monitoring within Secondary Containment | SENSOR TO ATG | Continuous alarm system | Continuous alarm system |  | UST Currently In Use: 2; UST Temp Close: 0; AST Currently In Use: 0; AST Temp Closed: 0 | 2 | 0 | 0 | 21994-113-021074 | WAL-MART STORES E C/O APTIM
52420 | Currently in Use |  | 2015-12-10 06:00 |  | Petroleum | Unleaded gasoline | Unleaded gasoline | Retail | Double Wall, Fiberglass coated steel | Fiberglass coated steel |  |  | Double Wall, Fiberglass reinforced plastic |  | 2015-12-10 06:00 |  | Catchment Basin, Single walled catchment basin | Audible high level alarm At 90% full, Automatic shutoff device At 95% full | Automatic shutoff device At 95% full | Interstitial Monitoring within Secondary Containment | SENSOR TO ATG | Continuous Automatic Tank Gauge |  | Automatic flow restrictor (MLLD), Containment Sump | Containment Sump | Interstitial Monitoring within Secondary Containment | SENSOR TO ATG | Continuous alarm system | Continuous alarm system |  | UST Currently In Use: 1; UST Temp Close: 0; AST Currently In Use: 0; AST Temp Closed: 0 | 1 | 0 | 0 | 22953-073-021075 | JOHNNY THOMAS
52421 | Currently in Use |  | 2015-12-27 06:00 |  | Petroleum | Unleaded gasoline | Unleaded gasoline | Retail | Double Wall, Fiberglass reinforced plastic | Fiberglass reinforced plastic |  |  | Double Wall, Flexible |  | 2015-12-27 06:00 |  | Catchment Basin, Single walled catchment basin | Audible high level alarm At 90% full | Audible high level alarm At 90% full | Interstitial Monitoring within Secondary Containment | SENSOR TO ATG | Automatic Tank Gauge, Other, INTMON REQ |  | Automatic shutoff device (AELLD), Containment Sump | Containment Sump | Interstitial Monitoring within Secondary Containment | SENSOR TO ATG | Continuous alarm system, Other, INTMON REQ | Other |  | UST Currently In Use: 3; UST Temp Close: 0; AST Currently In Use: 0; AST Temp Closed: 0 | 3 | 0 | 0 | 15420-089-021077 | MAPCO EXPRESS, LLC
52422 | Currently in Use |  | 2015-12-27 06:00 |  | Petroleum | Premium gasoline | Premium gasoline | Retail | Double Wall, Fiberglass reinforced plastic | Fiberglass reinforced plastic |  |  | Double Wall, Flexible |  | 2015-12-27 06:00 |  | Catchment Basin, Single walled catchment basin | Audible high level alarm At 90% full | Audible high level alarm At 90% full | Interstitial Monitoring within Secondary Containment | SENSOR TO ATG | Automatic Tank Gauge, Other, INTMON REQ |  | Automatic shutoff device (AELLD), Containment Sump | Containment Sump | Interstitial Monitoring within Secondary Containment | SENSOR TO ATG | Continuous alarm system, Other, INTMON REQ | Other |  | UST Currently In Use: 3; UST Temp Close: 0; AST Currently In Use: 0; AST Temp Closed: 0 | 3 | 0 | 0 | 15420-089-021077 | MAPCO EXPRESS, LLC
52423 | Currently in Use |  | 2015-12-27 06:00 |  | Petroleum | E85 | E85 | Retail | Double Wall, Fiberglass reinforced plastic | Fiberglass reinforced plastic |  |  | Double Wall, Flexible |  | 2015-12-27 06:00 |  | Catchment Basin, Single walled catchment basin | Audible high level alarm At 90% full | Audible high level alarm At 90% full | Interstitial Monitoring within Secondary Containment | SENSOR TO ATG | Automatic Tank Gauge, Other, INTMON REQ |  | Automatic shutoff device (AELLD), Containment Sump | Containment Sump | Interstitial Monitoring within Secondary Containment | SENSOR TO ATG | Continuous alarm system, Other, INTMON REQ | Other |  | UST Currently In Use: 3; UST Temp Close: 0; AST Currently In Use: 0; AST Temp Closed: 0 | 3 | 0 | 0 | 15420-089-021077 | MAPCO EXPRESS, LLC
52425 | Currently in Use |  | 2015-11-01 06:00 |  | Petroleum | Unleaded gasoline | Unleaded gasoline | Retail | Double Wall, Fiberglass reinforced plastic | Fiberglass reinforced plastic |  |  | Double Wall, Fiberglass reinforced plastic |  |  |  | Catchment Basin, Single walled catchment basin | Automatic shutoff device At 95% full | Automatic shutoff device At 95% full | Interstitial Monitoring within Secondary Containment |  | Continuous Automatic Tank Gauge |  | Automatic shutoff device (AELLD), Containment Sump | Containment Sump | Interstitial Monitoring within Secondary Containment |  |  |  |  | UST Currently In Use: 2; UST Temp Close: 0; AST Currently In Use: 0; AST Temp Closed: 0 | 2 | 0 | 2 | 23429-015-012398 | MUSA PROPERTIES, LLC
52426 | Currently in Use |  | 2015-11-01 06:00 |  | Petroleum | Unleaded gasoline | Unleaded gasoline | Retail | Double Wall, Fiberglass reinforced plastic | Fiberglass reinforced plastic |  |  | Double Wall, Fiberglass reinforced plastic |  |  |  | Catchment Basin, Single walled catchment basin | Automatic shutoff device At 95% full | Automatic shutoff device At 95% full | Interstitial Monitoring within Secondary Containment |  | Continuous Automatic Tank Gauge |  | Automatic shutoff device (AELLD), Containment Sump | Containment Sump | Interstitial Monitoring within Secondary Containment |  |  |  |  | UST Currently In Use: 2; UST Temp Close: 0; AST Currently In Use: 0; AST Temp Closed: 0 | 2 | 0 | 2 | 23429-015-012398 | MUSA PROPERTIES, LLC
52428 | Currently in Use |  | 2015-10-01 06:00 |  | Petroleum | Unleaded gasoline | Unleaded gasoline | Retail | Double Wall, Fiberglass coated steel | Fiberglass coated steel |  |  | Double Wall, Fiberglass reinforced plastic |  |  |  | Catchment Basin, Single walled catchment basin | Automatic shutoff device At 95% full | Automatic shutoff device At 95% full | Interstitial Monitoring within Secondary Containment |  |  |  | Automatic flow restrictor (MLLD), Containment Sump | Containment Sump | Interstitial Monitoring within Secondary Containment | SENSOR TO ATG | Annual line testing, Continuous alarm system | Continuous alarm system |  | UST Currently In Use: 2; UST Temp Close: 0; AST Currently In Use: 0; AST Temp Closed: 0 | 2 | 0 | 0 | 21126-081-021078 | FREEDOM FUELS LLC
52429 | Currently in Use |  | 2015-10-01 06:00 |  | Petroleum | Premium gasoline | Premium gasoline | Retail | Double Wall, Fiberglass reinforced plastic | Fiberglass reinforced plastic |  |  | Double Wall, Fiberglass reinforced plastic |  |  |  | Catchment Basin, Single walled catchment basin | Automatic shutoff device At 95% full | Automatic shutoff device At 95% full | Interstitial Monitoring within Secondary Containment |  |  |  | Automatic flow restrictor (MLLD), Containment Sump | Containment Sump | Interstitial Monitoring within Secondary Containment | SENSOR TO ATG | Annual line testing, Continuous alarm system | Continuous alarm system |  | UST Currently In Use: 2; UST Temp Close: 0; AST Currently In Use: 0; AST Temp Closed: 0 | 2 | 0 | 0 | 21126-081-021078 | FREEDOM FUELS LLC
52431 | Permanently Closed | 2016-12-27 06:00 | 1989-01-01 06:00 |  | Petroleum | Used oil | Used oil | State/Federal Government | Single Wall, Steel | Steel | Coated & cathodic protection (sti-P3) |  | Other, NONE |  |  |  | Other, EXEMPT | Other, EXEMPT | Other |  |  | Manual Tank Gauging (only tanks 1000 gal. or less and 48” or 64” in diameter) | [8 empty] | UST Currently In Use: 0; UST Temp Close: 0; AST Currently In Use: 0; AST Temp Closed: 0 | 0 | 0 | 3 | 19113-101-016012 | STATE OF ALABAMA MOTOR POOL
52432 | Permanently Closed | 2022-02-25 06:00 | 1989-01-01 06:00 | 2022-02-25 06:00 | Petroleum | On road diesel | On road diesel | Emergency power generator | Single Wall, Steel | Steel | Coated & cathodic protection (sti-P3) |  | Other, COPPER |  |  |  | Catchment Basin, Single walled catchment basin | [13 empty] | UST Currently In Use: 0; UST Temp Close: 0; AST Currently In Use: 0; AST Temp Closed: 0 | 0 | 0 | 2 | 24860-117-013747 | FRESH TECHNOLOGY LLC
52433 | Currently in Use |  | 2014-05-13 06:00 |  | Petroleum | On road diesel | On road diesel | Retail | Double Wall, Fiberglass coated steel | Fiberglass coated steel |  |  | Double Wall, Fiberglass reinforced plastic |  | 2014-05-13 06:00 |  | Catchment Basin, Single walled catchment basin | Automatic shutoff device At 95% full | Automatic shutoff device At 95% full | Interstitial Monitoring within Secondary Containment |  |  |  | Automatic shutoff device (AELLD) | Automatic shutoff device (AELLD) | Interstitial Monitoring within Secondary Containment |  | Continuous alarm system | Continuous alarm system |  | UST Currently In Use: 3; UST Temp Close: 0; AST Currently In Use: 0; AST Temp Closed: 0 | 3 | 0 | 0 | 13343-007-020911 | MCCULLOUGH OIL COMPANY, INC.
52435 | Currently in Use |  | 2015-08-15 06:00 |  | Petroleum | Unleaded gasoline | Unleaded gasoline | Industrial | Double Wall, Fiberglass reinforced plastic | Fiberglass reinforced plastic |  |  | Double Wall, Flexible, XP150SC500 | APT | 2015-08-15 06:00 |  | Catchment Basin, Single walled catchment basin | Audible high level alarm At 90% full, Automatic shutoff device At 95% full | Automatic shutoff device At 95% full | Interstitial Monitoring within Secondary Containment | SENSOR TO ATG |  |  | Automatic flow restrictor (MLLD), Containment Sump | Containment Sump | Interstitial Monitoring within Secondary Containment | SENSOR TO ATG | Continuous alarm system | Continuous alarm system |  | UST Currently In Use: 2; UST Temp Close: 0; AST Currently In Use: 0; AST Temp Closed: 0 | 2 | 0 | 0 | 10125-073-021080 | SPIRE ALABAMA INC.
52437 | Currently in Use |  | 2015-08-15 06:00 |  | Petroleum | On road diesel | On road diesel | Industrial | Double Wall, Fiberglass reinforced plastic | Fiberglass reinforced plastic |  |  | Double Wall, Flexible, XP150SC500 | APT | 2015-08-15 06:00 |  | Catchment Basin, Single walled catchment basin | Audible high level alarm At 90% full, Automatic shutoff device At 95% full | Automatic shutoff device At 95% full | Interstitial Monitoring within Secondary Containment | SENSOR TO ATG |  |  | Automatic flow restrictor (MLLD), Containment Sump | Containment Sump | Interstitial Monitoring within Secondary Containment | SENSOR TO ATG | Continuous alarm system | Continuous alarm system |  | UST Currently In Use: 2; UST Temp Close: 0; AST Currently In Use: 0; AST Temp Closed: 0 | 2 | 0 | 0 | 10125-073-021080 | SPIRE ALABAMA INC.
52438 | Currently in Use |  | 2015-10-20 06:00 |  | Petroleum | On road diesel | On road diesel | Retail | Double Wall, Fiberglass reinforced plastic | Fiberglass reinforced plastic |  |  | Double Wall, Flexible |  | 2015-10-20 06:00 |  | Catchment Basin, Single walled catchment basin | Automatic shutoff device At 95% full | Automatic shutoff device At 95% full | Interstitial Monitoring within Secondary Containment | SENSOR TO ATG |  |  | Automatic shutoff device (AELLD), Containment Sump | Containment Sump | Interstitial Monitoring within Secondary Containment | SENSOR TO ATG | Continuous alarm system | Continuous alarm system |  | UST Currently In Use: 6; UST Temp Close: 0; AST Currently In Use: 0; AST Temp Closed: 0 | 6 | 0 | 0 | 19984-121-021081 | PILOT TRAVEL CENTERS, LLC
52439 | Currently in Use |  | 2015-10-20 06:00 |  | Petroleum | On road diesel | On road diesel | Retail | Double Wall, Fiberglass reinforced plastic | Fiberglass reinforced plastic |  |  | Double Wall, Flexible |  | 2015-10-20 06:00 |  | Catchment Basin, Single walled catchment basin | Automatic shutoff device At 95% full | Automatic shutoff device At 95% full | Interstitial Monitoring within Secondary Containment | SENSOR TO ATG |  |  | Automatic shutoff device (AELLD), Containment Sump | Containment Sump | Interstitial Monitoring within Secondary Containment | SENSOR TO ATG | Continuous alarm system | Continuous alarm system |  | UST Currently In Use: 6; UST Temp Close: 0; AST Currently In Use: 0; AST Temp Closed: 0 | 6 | 0 | 0 | 19984-121-021081 | PILOT TRAVEL CENTERS, LLC
52440 | Currently in Use |  | 2015-10-20 06:00 |  | Petroleum | Other, E15 | Other |  | Double Wall, Fiberglass reinforced plastic | Fiberglass reinforced plastic |  |  | Double Wall, Flexible |  | 2015-10-20 06:00 |  | Catchment Basin, Single walled catchment basin | Automatic shutoff device At 95% full | Automatic shutoff device At 95% full | Interstitial Monitoring within Secondary Containment | SENSOR TO ATG |  |  | Automatic shutoff device (AELLD), Containment Sump | Containment Sump | Interstitial Monitoring within Secondary Containment | SENSOR TO ATG | Continuous alarm system | Continuous alarm system |  | UST Currently In Use: 6; UST Temp Close: 0; AST Currently In Use: 0; AST Temp Closed: 0 | 6 | 0 | 0 | 19984-121-021081 | PILOT TRAVEL CENTERS, LLC
52441 | Currently in Use |  | 2015-10-20 06:00 |  | Petroleum | Unleaded gasoline | Unleaded gasoline | Retail | Double Wall, Fiberglass reinforced plastic | Fiberglass reinforced plastic |  |  | Double Wall, Flexible |  | 2015-10-20 06:00 |  | Catchment Basin, Single walled catchment basin | Automatic shutoff device At 95% full | Automatic shutoff device At 95% full | Interstitial Monitoring within Secondary Containment | SENSOR TO ATG |  |  | Automatic shutoff device (AELLD), Containment Sump | Containment Sump | Interstitial Monitoring within Secondary Containment | SENSOR TO ATG | Continuous alarm system | Continuous alarm system |  | UST Currently In Use: 6; UST Temp Close: 0; AST Currently In Use: 0; AST Temp Closed: 0 | 6 | 0 | 0 | 19984-121-021081 | PILOT TRAVEL CENTERS, LLC
52442 | Currently in Use |  | 2015-10-20 06:00 |  | Petroleum | Off road diesel | Off road diesel |  | Double Wall, Fiberglass reinforced plastic | Fiberglass reinforced plastic |  |  | Double Wall, Flexible |  | 2015-10-20 06:00 |  | Catchment Basin, Single walled catchment basin | Automatic shutoff device At 95% full | Automatic shutoff device At 95% full | Interstitial Monitoring within Secondary Containment | SENSOR TO ATG |  |  | Automatic shutoff device (AELLD), Containment Sump | Containment Sump | Interstitial Monitoring within Secondary Containment | SENSOR TO ATG | Continuous alarm system | Continuous alarm system |  | UST Currently In Use: 6; UST Temp Close: 0; AST Currently In Use: 0; AST Temp Closed: 0 | 6 | 0 | 0 | 19984-121-021081 | PILOT TRAVEL CENTERS, LLC
52443 | Currently in Use |  | 2016-01-20 06:00 |  | Petroleum | Premium gasoline | Premium gasoline | Retail | Double Wall, Fiberglass reinforced plastic | Fiberglass reinforced plastic |  |  | Double Wall, Flexible |  | 2016-01-20 06:00 |  | Catchment Basin, Single walled catchment basin | Automatic shutoff device At 95% full | Automatic shutoff device At 95% full | Interstitial Monitoring within Secondary Containment | SENSOR TO ATG |  |  | Automatic flow restrictor (MLLD), Containment Sump | Containment Sump | Interstitial Monitoring within Secondary Containment | SENSOR TO ATG | Continuous alarm system | Continuous alarm system |  | UST Currently In Use: 6; UST Temp Close: 0; AST Currently In Use: 0; AST Temp Closed: 0 | 6 | 0 | 0 | 19984-121-021081 | PILOT TRAVEL CENTERS, LLC
52448 | Currently in Use |  | 1997-05-01 06:00 |  | Petroleum | Unleaded gasoline | Unleaded gasoline | Retail | Double Wall, Fiberglass coated steel | Fiberglass coated steel |  |  | Double Wall, Fiberglass reinforced plastic, Flexible | OPW |  |  | Catchment Basin, Single walled catchment basin | Automatic shutoff device At 95% full | Automatic shutoff device At 95% full |  |  | Continuous Automatic Tank Gauge |  | Automatic flow restrictor (MLLD), Containment Sump | Containment Sump |  |  | Annual line testing | Annual line testing | Pressurized Piping | UST Currently In Use: 3; UST Temp Close: 0; AST Currently In Use: 0; AST Temp Closed: 0 | 3 | 0 | 5 | 17363-073-015428 | DON HODGENS
52449 | Currently in Use |  | 1997-05-01 06:00 |  | Petroleum | Premium gasoline | Premium gasoline | Retail | Double Wall, Fiberglass coated steel | Fiberglass coated steel |  |  | Double Wall, Fiberglass reinforced plastic, Flexible | OPW |  |  | Catchment Basin, Single walled catchment basin | Automatic shutoff device At 95% full | Automatic shutoff device At 95% full |  |  | Continuous Automatic Tank Gauge |  | Automatic flow restrictor (MLLD), Containment Sump | Containment Sump |  |  | Annual line testing | Annual line testing | Pressurized Piping | UST Currently In Use: 3; UST Temp Close: 0; AST Currently In Use: 0; AST Temp Closed: 0 | 3 | 0 | 5 | 17363-073-015428 | DON HODGENS
52450 | Currently in Use |  | 1997-05-01 06:00 |  | Petroleum | On road diesel | On road diesel | Retail | Double Wall, Fiberglass coated steel | Fiberglass coated steel |  |  | Fiberglass reinforced plastic, Single Wall | OPW |  |  | Catchment Basin, Single walled catchment basin | Automatic shutoff device At 95% full | Automatic shutoff device At 95% full |  |  | Continuous Automatic Tank Gauge |  | Containment Sump | Containment Sump |  |  |  |  | Suction Piping | UST Currently In Use: 3; UST Temp Close: 0; AST Currently In Use: 0; AST Temp Closed: 0 | 3 | 0 | 5 | 17363-073-015428 | DON HODGENS
52451 | Permanently Closed | 2014-10-06 06:00 | 1991-01-01 06:00 | 2016-10-06 06:00 | Petroleum | On road diesel | On road diesel | Local government | Fiberglass reinforced plastic, Single Wall | Single Wall |  |  | Fiberglass reinforced plastic, Single Wall |  |  |  | Catchment Basin, Single walled catchment basin | Automatic shutoff device At 95% full | Automatic shutoff device At 95% full | [11 empty] | UST Currently In Use: 0; UST Temp Close: 0; AST Currently In Use: 0; AST Temp Closed: 0 | 0 | 0 | 2 | 15641-059-013627 | FRANKLIN COUNTY COMMISSION
52452 | Currently in Use |  | 2015-03-20 06:00 |  | Petroleum | Unleaded gasoline | Unleaded gasoline | Retail | Double Wall, Fiberglass coated steel | Fiberglass coated steel |  |  | Double Wall, Flexible |  | 2015-03-20 06:00 |  | Catchment Basin, Single walled catchment basin | Flow Rest 90% Full | Flow Rest 90% Full | Interstitial Monitoring within Secondary Containment | SENSOR TO ATG | Continuous Automatic Tank Gauge | Single walled submersible pump containment sump | Automatic flow restrictor (MLLD), Containment Sump | Containment Sump | Interstitial Monitoring within Secondary Containment | SENSOR TO ATG | Annual line testing, Continuous alarm system, Other, INTMON RQ | Other |  | UST Currently In Use: 3; UST Temp Close: 0; AST Currently In Use: 0; AST Temp Closed: 0 | 3 | 0 | 4 | 24888-071-011011 | KEVIN ROBERTS
52453 | Currently in Use |  | 2015-03-20 06:00 |  | Petroleum | Unleaded gasoline | Unleaded gasoline | Retail | Double Wall, Fiberglass coated steel | Fiberglass coated steel |  |  | Double Wall, Flexible |  | 2015-03-20 06:00 |  | Catchment Basin, Single walled catchment basin | Flow Rest 90% Full | Flow Rest 90% Full | Interstitial Monitoring within Secondary Containment | SENSOR TO ATG | Continuous Automatic Tank Gauge | Single walled submersible pump containment sump | Automatic flow restrictor (MLLD), Containment Sump | Containment Sump | Interstitial Monitoring within Secondary Containment | SENSOR TO ATG | Annual line testing, Continuous alarm system, Other, INTMON RQ | Other |  | UST Currently In Use: 3; UST Temp Close: 0; AST Currently In Use: 0; AST Temp Closed: 0 | 3 | 0 | 4 | 24888-071-011011 | KEVIN ROBERTS
52456 | Currently in Use |  | 2015-03-20 06:00 |  | Petroleum | On road diesel | On road diesel | Retail | Double Wall, Fiberglass coated steel | Fiberglass coated steel |  |  | Double Wall, Flexible |  | 2015-03-20 06:00 |  | Catchment Basin, Single walled catchment basin | Flow Rest 90% Full | Flow Rest 90% Full | Interstitial Monitoring within Secondary Containment | SENSOR TO ATG | Continuous Automatic Tank Gauge | [5 empty] | Other, INTMON RQ | Other |  | UST Currently In Use: 3; UST Temp Close: 0; AST Currently In Use: 0; AST Temp Closed: 0 | 3 | 0 | 4 | 24888-071-011011 | KEVIN ROBERTS
52457 | Currently in Use | 2019-08-14 06:00 | 2015-12-11 06:00 |  | Petroleum | Unleaded gasoline | Unleaded gasoline | Retail | Double Wall, Fiberglass reinforced plastic | Fiberglass reinforced plastic |  |  | Double Wall, Flexible |  | 2015-12-11 06:00 |  | Catchment Basin, Single walled catchment basin | Audible high level alarm At 90% full | Audible high level alarm At 90% full | Interstitial Monitoring within Secondary Containment | SENSOR TO ATG | Continuous Automatic Tank Gauge, Other, interstitial monitoring | Single walled submersible pump containment sump | Automatic flow restrictor (MLLD), Containment Sump | Containment Sump | Interstitial Monitoring within Secondary Containment | SENSOR TO ATG | Annual line testing, Continuous alarm system, Other, INTMON REQ | Other |  | UST Currently In Use: 2; UST Temp Close: 0; AST Currently In Use: 0; AST Temp Closed: 0 | 2 | 0 | 0 | 25701-089-021090 | LIANA PROPERTIES
52458 | Currently in Use | 2019-08-14 06:00 | 2015-12-11 06:00 |  | Petroleum | Premium gasoline | Premium gasoline | Retail | Double Wall, Fiberglass reinforced plastic | Fiberglass reinforced plastic |  |  | Double Wall, Flexible |  | 2015-12-11 06:00 |  | Catchment Basin, Single walled catchment basin | Audible high level alarm At 90% full | Audible high level alarm At 90% full | Interstitial Monitoring within Secondary Containment | SENSOR TO ATG | Continuous Automatic Tank Gauge | Single walled submersible pump containment sump | Automatic flow restrictor (MLLD), Containment Sump | Containment Sump | Interstitial Monitoring within Secondary Containment | SENSOR TO ATG | Annual line testing, Continuous alarm system, Other, INTMON REQ | Other |  | UST Currently In Use: 2; UST Temp Close: 0; AST Currently In Use: 0; AST Temp Closed: 0 | 2 | 0 | 0 | 25701-089-021090 | LIANA PROPERTIES
52459 | Currently in Use |  | 2015-12-01 06:00 |  | Petroleum | Unleaded gasoline | Unleaded gasoline | Retail | Double Wall, Fiberglass reinforced plastic | Fiberglass reinforced plastic |  |  | Double Wall, Flexible |  | 2015-12-01 06:00 |  | Catchment Basin, Double walled catchment basin | Automatic shutoff device At 95% full | Automatic shutoff device At 95% full | Interstitial Monitoring within Secondary Containment |  |  | Single walled submersible pump containment sump | Automatic flow restrictor (MLLD), Containment Sump | Containment Sump | Interstitial Monitoring within Secondary Containment | SENSOR TO ATG | Continuous alarm system | Continuous alarm system |  | UST Currently In Use: 2; UST Temp Close: 0; AST Currently In Use: 0; AST Temp Closed: 0 | 2 | 0 | 0 | 21994-101-021091 | WAL-MART STORES E C/O APTIM
52460 | Currently in Use |  | 2015-12-01 06:00 |  | Petroleum | Premium gasoline | Premium gasoline | Retail | Double Wall, Fiberglass reinforced plastic | Fiberglass reinforced plastic |  |  | Double Wall, Flexible |  | 2015-12-01 06:00 |  | Catchment Basin, Double walled catchment basin | Automatic shutoff device At 95% full | Automatic shutoff device At 95% full | Interstitial Monitoring within Secondary Containment |  |  | Single walled submersible pump containment sump | Automatic flow restrictor (MLLD), Containment Sump | Containment Sump | Interstitial Monitoring within Secondary Containment | SENSOR TO ATG | Continuous alarm system | Continuous alarm system |  | UST Currently In Use: 2; UST Temp Close: 0; AST Currently In Use: 0; AST Temp Closed: 0 | 2 | 0 | 0 | 21994-101-021091 | WAL-MART STORES E C/O APTIM
52461 | Currently in Use |  | 2016-01-05 06:00 |  | Petroleum | Unleaded gasoline | Unleaded gasoline | Retail | Double Wall, Fiberglass reinforced plastic | Fiberglass reinforced plastic |  |  | Double Wall, Flexible |  | 2016-01-05 06:00 |  | Catchment Basin, Single walled catchment basin | Audible high level alarm At 90% full, Automatic shutoff device At 95% full | Automatic shutoff device At 95% full | Interstitial Monitoring within Secondary Containment | SENSOR TO ATG | Continuous Automatic Tank Gauge, Other, INTMON REQ |  | Automatic shutoff device (AELLD), Containment Sump | Containment Sump | Interstitial Monitoring within Secondary Containment | SENSOR TO ATG | Continuous alarm system, Other, INTMON REQ | Other |  | UST Currently In Use: 4; UST Temp Close: 0; AST Currently In Use: 0; AST Temp Closed: 0 | 4 | 0 | 0 | 15420-089-021092 | MAPCO EXPRESS, LLC
52462 | Currently in Use |  | 2016-01-05 06:00 |  | Petroleum | Premium gasoline | Premium gasoline | Retail | Double Wall, Fiberglass reinforced plastic | Fiberglass reinforced plastic |  |  | Double Wall, Flexible |  | 2016-01-05 06:00 |  | Catchment Basin, Single walled catchment basin | Audible high level alarm At 90% full, Automatic shutoff device At 95% full | Automatic shutoff device At 95% full | Interstitial Monitoring within Secondary Containment | SENSOR TO ATG | Continuous Automatic Tank Gauge, Other, INTMON REQ |  | Automatic shutoff device (AELLD), Containment Sump | Containment Sump | Interstitial Monitoring within Secondary Containment | SENSOR TO ATG | Continuous alarm system, Other, INTMON REQ | Other |  | UST Currently In Use: 4; UST Temp Close: 0; AST Currently In Use: 0; AST Temp Closed: 0 | 4 | 0 | 0 | 15420-089-021092 | MAPCO EXPRESS, LLC
52463 | Currently in Use |  | 2016-01-05 06:00 |  | Petroleum | E85 | E85 |  | Double Wall, Fiberglass reinforced plastic | Fiberglass reinforced plastic |  |  | Double Wall, Flexible |  | 2016-01-05 06:00 |  | Catchment Basin, Single walled catchment basin | Audible high level alarm At 90% full, Automatic shutoff device At 95% full | Automatic shutoff device At 95% full | Interstitial Monitoring within Secondary Containment | SENSOR TO ATG | Continuous Automatic Tank Gauge, Other, INTMON REQ |  | Automatic shutoff device (AELLD), Containment Sump | Containment Sump | Interstitial Monitoring within Secondary Containment | SENSOR TO ATG | Continuous alarm system, Other, INTMON REQ | Other |  | UST Currently In Use: 4; UST Temp Close: 0; AST Currently In Use: 0; AST Temp Closed: 0 | 4 | 0 | 0 | 15420-089-021092 | MAPCO EXPRESS, LLC
52464 | Currently in Use |  | 2016-01-05 06:00 |  | Petroleum | Other, DEF | Other | Retail | Double Wall, Fiberglass reinforced plastic | Fiberglass reinforced plastic |  |  | Double Wall, Flexible |  | 2016-01-05 06:00 |  | Catchment Basin, Single walled catchment basin | Audible high level alarm At 90% full, Automatic shutoff device At 95% full | Automatic shutoff device At 95% full | Interstitial Monitoring within Secondary Containment |  | Continuous Automatic Tank Gauge, Other, INTMON REQ |  | Automatic shutoff device (AELLD) | Automatic shutoff device (AELLD) | Interstitial Monitoring within Secondary Containment |  | Continuous alarm system, Other, INTMON REQ | Other |  | UST Currently In Use: 4; UST Temp Close: 0; AST Currently In Use: 0; AST Temp Closed: 0 | 4 | 0 | 0 | 15420-089-021092 | MAPCO EXPRESS, LLC
52465 | Currently in Use |  | 2016-04-04 06:00 |  | Petroleum | Unleaded gasoline | Unleaded gasoline | Retail | Double Wall, Fiberglass reinforced plastic | Fiberglass reinforced plastic |  |  | Double Wall, Flexible |  |  |  | Catchment Basin, Single walled catchment basin | Automatic shutoff device At 95% full | Automatic shutoff device At 95% full | Interstitial Monitoring within Secondary Containment |  |  |  | Automatic flow restrictor (MLLD), Containment Sump | Containment Sump | Interstitial Monitoring within Secondary Containment | SENSOR TO ATG | Annual line testing, Continuous alarm system | Continuous alarm system |  | UST Currently In Use: 2; UST Temp Close: 0; AST Currently In Use: 0; AST Temp Closed: 0 | 2 | 0 | 0 | 21994-069-021093 | WAL-MART STORES E C/O APTIM
52466 | Currently in Use |  | 2016-04-04 06:00 |  | Petroleum | Premium gasoline | Premium gasoline | Retail | Double Wall, Fiberglass reinforced plastic | Fiberglass reinforced plastic |  |  | Double Wall, Flexible |  |  |  | Catchment Basin, Single walled catchment basin | Automatic shutoff device At 95% full | Automatic shutoff device At 95% full | Interstitial Monitoring within Secondary Containment |  |  | Single walled submersible pump containment sump | Automatic flow restrictor (MLLD), Containment Sump | Containment Sump | Interstitial Monitoring within Secondary Containment | SENSOR TO ATG | Continuous alarm system | Continuous alarm system |  | UST Currently In Use: 2; UST Temp Close: 0; AST Currently In Use: 0; AST Temp Closed: 0 | 2 | 0 | 0 | 21994-069-021093 | WAL-MART STORES E C/O APTIM
52469 | Currently in Use |  | 2015-01-15 06:00 |  | Petroleum | On road diesel | On road diesel | Retail | Double Wall, Fiberglass reinforced plastic | Fiberglass reinforced plastic |  |  | Double Wall, Fiberglass reinforced plastic |  | 2015-01-15 06:00 |  | Catchment Basin, Single walled catchment basin | Automatic shutoff device At 95% full | Automatic shutoff device At 95% full | Interstitial Monitoring within Secondary Containment | SENSOR TO ATG |  | Single walled submersible pump containment sump | Automatic shutoff device (AELLD), Containment Sump | Containment Sump | Interstitial Monitoring within Secondary Containment | SENSOR TO ATG | Other, INT REQ | Other |  | UST Currently In Use: 3; UST Temp Close: 0; AST Currently In Use: 0; AST Temp Closed: 0 | 3 | 0 | 1 | 25947-133-002884 | ROBERT CAYSE
52472 | Currently in Use |  | 2016-02-11 06:00 |  | Petroleum | Unleaded gasoline | Unleaded gasoline | Retail | Double Wall, Fiberglass reinforced plastic | Fiberglass reinforced plastic |  |  | Double Wall, Fiberglass reinforced plastic |  | 2016-02-11 06:00 |  | Catchment Basin, Single walled catchment basin | Automatic shutoff device At 95% full | Automatic shutoff device At 95% full | Interstitial Monitoring within Secondary Containment | SENSOR TO ATG |  |  | Automatic flow restrictor (MLLD), Containment Sump | Containment Sump | Interstitial Monitoring within Secondary Containment | SENSOR TO ATG | Continuous alarm system | Continuous alarm system |  | UST Currently In Use: 2; UST Temp Close: 0; AST Currently In Use: 0; AST Temp Closed: 0 | 2 | 0 | 0 | 13579-101-021096 | MURPHY OIL USA, INC.
52473 | Currently in Use |  | 2016-02-11 06:00 |  | Petroleum | Premium gasoline | Premium gasoline | Retail | Double Wall, Fiberglass reinforced plastic | Fiberglass reinforced plastic |  |  | Double Wall, Fiberglass reinforced plastic |  | 2016-02-11 06:00 |  | Catchment Basin, Single walled catchment basin | Automatic shutoff device At 95% full | Automatic shutoff device At 95% full | Interstitial Monitoring within Secondary Containment |  |  |  | Automatic flow restrictor (MLLD), Containment Sump | Containment Sump | Interstitial Monitoring within Secondary Containment |  | Continuous alarm system | Continuous alarm system |  | UST Currently In Use: 2; UST Temp Close: 0; AST Currently In Use: 0; AST Temp Closed: 0 | 2 | 0 | 0 | 13579-101-021096 | MURPHY OIL USA, INC.
52478 | Currently in Use |  | 2015-09-07 06:00 |  | Petroleum | Unleaded gasoline | Unleaded gasoline | Retail | Double Wall, Fiberglass reinforced plastic | Fiberglass reinforced plastic |  |  | Double Wall, Fiberglass reinforced plastic |  | 2015-09-07 06:00 |  | Catchment Basin, Single walled catchment basin | Automatic shutoff device At 95% full | Automatic shutoff device At 95% full | Interstitial Monitoring within Secondary Containment | SENSOR TO ATG | Continuous Automatic Tank Gauge |  | Automatic flow restrictor (MLLD), Containment Sump | Containment Sump | Interstitial Monitoring within Secondary Containment | SENSOR TO ATG | Continuous alarm system | Continuous alarm system |  | UST Currently In Use: 2; UST Temp Close: 0; AST Currently In Use: 0; AST Temp Closed: 0 | 2 | 0 | 0 | 17418-097-021097 | KLYCE ENTERPRISES
52479 | Currently in Use |  | 2015-09-17 06:00 |  | Petroleum | Premium gasoline | Premium gasoline | Retail | Double Wall, Fiberglass reinforced plastic | Fiberglass reinforced plastic |  |  | Double Wall, Fiberglass reinforced plastic |  | 2015-09-17 06:00 |  | Catchment Basin, Single walled catchment basin | Automatic shutoff device At 95% full | Automatic shutoff device At 95% full | Interstitial Monitoring within Secondary Containment | SENSOR TO ATG | Continuous Automatic Tank Gauge |  | Automatic flow restrictor (MLLD), Containment Sump | Containment Sump | Interstitial Monitoring within Secondary Containment | SENSOR TO ATG | Continuous alarm system | Continuous alarm system |  | UST Currently In Use: 2; UST Temp Close: 0; AST Currently In Use: 0; AST Temp Closed: 0 | 2 | 0 | 0 | 17418-097-021097 | KLYCE ENTERPRISES
52484 | Currently in Use |  | 2016-02-18 06:00 |  | Petroleum | Unleaded gasoline | Unleaded gasoline | Retail | Double Wall, Fiberglass reinforced plastic, 8R/4P/4D | Fiberglass reinforced plastic |  |  | Double Wall, Fiberglass reinforced plastic |  | 2016-02-18 06:00 |  | Catchment Basin, Single walled catchment basin | Automatic shutoff device At 95% full | Automatic shutoff device At 95% full | Interstitial Monitoring within Secondary Containment | SENSOR TO ATG |  | Double walled submersible pump containment sump | Automatic flow restrictor (MLLD), Containment Sump | Containment Sump | Interstitial Monitoring within Secondary Containment | SENSOR TO ATG | Continuous alarm system | Continuous alarm system |  | UST Currently In Use: 1; UST Temp Close: 0; AST Currently In Use: 0; AST Temp Closed: 0 | 1 | 0 | 2 | 21629-073-003970 | SABBAH BROTHERS ENTERPRISES INC
52486 | Currently in Use |  | 2016-04-29 06:00 |  | Petroleum | Unleaded gasoline | Unleaded gasoline |  | Double Wall, Fiberglass coated steel | Fiberglass coated steel |  |  | Double Wall, Fiberglass reinforced plastic |  |  |  | Catchment Basin, Single walled catchment basin | Automatic shutoff device At 95% full | Automatic shutoff device At 95% full | Interstitial Monitoring within Secondary Containment |  |  |  | Automatic shutoff device (AELLD), Containment Sump | Containment Sump | Interstitial Monitoring within Secondary Containment | SENSOR TO ATG | Continuous alarm system | Continuous alarm system |  | UST Currently In Use: 1; UST Temp Close: 0; AST Currently In Use: 0; AST Temp Closed: 0 | 1 | 0 | 3 | 22888-005-011592 | PREM PROPERTIES LLC
52487 | Currently in Use |  | 2016-05-09 06:00 |  | Petroleum | On road diesel | On road diesel | Retail | Double Wall | Double Wall |  |  | Double Wall, Fiberglass reinforced plastic |  |  |  | Catchment Basin, Single walled catchment basin | Automatic shutoff device At 95% full | Automatic shutoff device At 95% full | Interstitial Monitoring within Secondary Containment | [10 empty] | UST Currently In Use: 4; UST Temp Close: 0; AST Currently In Use: 0; AST Temp Closed: 0 | 4 | 0 | 4 | 19011-051-003656 | HOLLEY OIL CO INC
52488 | Currently in Use |  | 2015-11-20 06:00 |  | Petroleum | Diesel containing greater than 20% biodiesel | Diesel containing greater than 20% biodiesel | Retail | Double Wall, Fiberglass reinforced plastic | Fiberglass reinforced plastic |  |  | Double Wall, Fiberglass reinforced plastic |  | 2015-11-20 06:00 |  | Catchment Basin, Single walled catchment basin | Automatic shutoff device At 95% full | Automatic shutoff device At 95% full | Interstitial Monitoring within Secondary Containment | SENSOR TO ATG |  |  | Automatic shutoff device (AELLD), Containment Sump | Containment Sump | Interstitial Monitoring within Secondary Containment | SENSOR TO ATG | Annual line testing, Continuous alarm system | Continuous alarm system |  | UST Currently In Use: 6; UST Temp Close: 0; AST Currently In Use: 0; AST Temp Closed: 0 | 6 | 0 | 0 | 21090-003-018512 | LOVES COUNTRY STORES
52490 | Currently in Use |  | 2016-03-12 06:00 |  | Petroleum | Unleaded gasoline | Unleaded gasoline |  | Double Wall, Fiberglass coated steel | Fiberglass coated steel |  |  | Double Wall, Fiberglass reinforced plastic |  |  |  | Catchment Basin, Single walled catchment basin | Automatic shutoff device At 95% full | Automatic shutoff device At 95% full | Interstitial Monitoring within Secondary Containment |  | Continuous Automatic Tank Gauge |  | Automatic shutoff device (AELLD), Containment Sump | Containment Sump | Interstitial Monitoring within Secondary Containment | SENSOR TO ATG | Continuous alarm system | Continuous alarm system |  | UST Currently In Use: 4; UST Temp Close: 0; AST Currently In Use: 1; AST Temp Closed: 0 | 4 | 0 | 0 | 10182-117-012607 | ALLEN OIL CO
52491 | Currently in Use |  | 2016-04-28 06:00 |  | Petroleum | Unleaded gasoline | Unleaded gasoline | Industrial | Double Wall, Fiberglass reinforced plastic | Fiberglass reinforced plastic |  |  | Double Wall, Fiberglass reinforced plastic |  | 2016-04-28 06:00 |  | Catchment Basin, Single walled catchment basin | Audible high level alarm At 90% full, Automatic shutoff device At 95% full | Automatic shutoff device At 95% full | Interstitial Monitoring within Secondary Containment |  | Continuous Automatic Tank Gauge |  | Automatic flow restrictor (MLLD), Containment Sump | Containment Sump | Interstitial Monitoring within Secondary Containment | SENSOR TO ATG | Continuous alarm system | Continuous alarm system |  | UST Currently In Use: 2; UST Temp Close: 0; AST Currently In Use: 1; AST Temp Closed: 0 | 2 | 0 | 3 | 10118-039-003302 | POWER SOUTH ENERGY COOPERATIVE
52492 | Currently in Use |  | 2016-04-28 06:00 |  | Petroleum | On road diesel | On road diesel | Industrial | Double Wall, Fiberglass reinforced plastic | Fiberglass reinforced plastic |  |  | Double Wall, Fiberglass reinforced plastic |  | 2016-04-28 06:00 |  | Catchment Basin, Single walled catchment basin | Audible high level alarm At 90% full, Automatic shutoff device At 95% full | Automatic shutoff device At 95% full | Interstitial Monitoring within Secondary Containment |  | Continuous Automatic Tank Gauge |  | Automatic flow restrictor (MLLD), Containment Sump | Containment Sump | Interstitial Monitoring within Secondary Containment | SENSOR TO ATG | Continuous alarm system | Continuous alarm system |  | UST Currently In Use: 2; UST Temp Close: 0; AST Currently In Use: 1; AST Temp Closed: 0 | 2 | 0 | 3 | 10118-039-003302 | POWER SOUTH ENERGY COOPERATIVE
52497 | Currently in Use |  | 2016-05-25 06:00 |  | Petroleum | Unleaded gasoline | Unleaded gasoline | Retail | Double Wall, Fiberglass coated steel | Fiberglass coated steel |  |  | Double Wall, Flexible |  | 2016-05-25 06:00 |  | Catchment Basin, Single walled catchment basin | Automatic shutoff device At 95% full | Automatic shutoff device At 95% full | Interstitial Monitoring within Secondary Containment | SENSOR TO ATG |  |  | Automatic flow restrictor (MLLD), Containment Sump | Containment Sump | Interstitial Monitoring within Secondary Containment | MANUAL/VISUAL CHECK |  |  |  | UST Currently In Use: 2; UST Temp Close: 0; AST Currently In Use: 0; AST Temp Closed: 0 | 2 | 0 | 2 | 24154-003-002466 | STOCKTON FOOD MAX INC DBA POWELLS GR
52498 | Currently in Use |  | 1992-01-01 06:00 |  | Petroleum | On road diesel | On road diesel | Emergency Power Generator, Local Government | Fiberglass reinforced plastic, Single Wall | Single Wall |  |  | Double Wall, Steel, ISOLATED |  |  | Isolated or Above Ground | Catchment Basin, Single walled catchment basin | Automatic shutoff device At 95% full | Automatic shutoff device At 95% full |  |  | Continuous Automatic Tank Gauge | [8 empty] | UST Currently In Use: 1; UST Temp Close: 0; AST Currently In Use: 0; AST Temp Closed: 0 | 1 | 0 | 1 | 11003-103-001925
52499 | Currently in Use |  | 1996-01-01 06:00 |  | Petroleum | Premium gasoline | Premium gasoline | State/federal government | Fiberglass coated steel, Single Wall | Single Wall |  |  | Fiberglass reinforced plastic, Single Wall |  |  |  | Catchment Basin, Single walled catchment basin | Automatic shutoff device At 95% full | Automatic shutoff device At 95% full |  |  | Continuous Automatic Tank Gauge | [8 empty] | UST Currently In Use: 2; UST Temp Close: 0; AST Currently In Use: 0; AST Temp Closed: 0 | 2 | 0 | 0 | 24945-089-021107 | MONTE SANO STATE PARK
52500 | Currently in Use |  | 1996-01-01 06:00 |  | Petroleum | On road diesel | On road diesel | Emergency Power Generator, State/Federal Government | Fiberglass coated steel, Single Wall | Single Wall |  |  | Fiberglass reinforced plastic, Single Wall |  |  |  | Catchment Basin, Single walled catchment basin | Automatic shutoff device At 95% full | Automatic shutoff device At 95% full |  |  | Continuous Automatic Tank Gauge | [8 empty] | UST Currently In Use: 2; UST Temp Close: 0; AST Currently In Use: 0; AST Temp Closed: 0 | 2 | 0 | 0 | 24945-089-021107 | MONTE SANO STATE PARK
52502 | Currently in Use |  | 2016-08-17 06:00 |  | Petroleum | Unleaded gasoline | Unleaded gasoline | Retail | Double Wall, Fiberglass reinforced plastic | Fiberglass reinforced plastic |  |  | Double Wall, Flexible |  | 2016-10-26 06:00 |  | Catchment Basin, Single walled catchment basin | Automatic shutoff device At 95% full | Automatic shutoff device At 95% full | Interstitial Monitoring within Secondary Containment |  |  | Single walled submersible pump containment sump | Automatic flow restrictor (MLLD), Containment Sump | Containment Sump | Interstitial Monitoring within Secondary Containment |  | Continuous alarm system | Continuous alarm system |  | UST Currently In Use: 2; UST Temp Close: 0; AST Currently In Use: 0; AST Temp Closed: 0 | 2 | 0 | 0 | 21994-125-021108 | WAL-MART STORES E C/O APTIM
52506 | Currently in Use |  | 2016-08-17 06:00 |  | Petroleum | Premium gasoline | Premium gasoline | Retail | Double Wall, Fiberglass reinforced plastic | Fiberglass reinforced plastic |  |  | Double Wall, Flexible |  | 2016-10-26 06:00 |  | Catchment Basin, Single walled catchment basin | Automatic shutoff device At 95% full | Automatic shutoff device At 95% full | Interstitial Monitoring within Secondary Containment |  |  | Single walled submersible pump containment sump | Automatic flow restrictor (MLLD), Containment Sump | Containment Sump | Interstitial Monitoring within Secondary Containment |  | Continuous alarm system | Continuous alarm system |  | UST Currently In Use: 2; UST Temp Close: 0; AST Currently In Use: 0; AST Temp Closed: 0 | 2 | 0 | 0 | 21994-125-021108 | WAL-MART STORES E C/O APTIM
52507 | Currently in Use |  | 2016-07-25 06:00 |  | Petroleum | Unleaded gasoline | Unleaded gasoline |  | Double Wall, Fiberglass coated steel | Fiberglass coated steel |  |  | Double Wall, Fiberglass reinforced plastic |  | 2015-08-15 06:00 |  | Catchment Basin, Single walled catchment basin | Automatic shutoff device At 95% full | Automatic shutoff device At 95% full | Interstitial Monitoring within Secondary Containment | SENSOR TO ATG | Statistical Inventory Reconciliation (SIR) |  | Automatic shutoff device (AELLD), Containment Sump | Containment Sump | Interstitial Monitoring within Secondary Containment | SENSOR TO ATG | Annual line testing, Continuous alarm system, Other, Statistical inventory reconciliation (SIR), INTMON REQ | Statistical inventory reconciliation (SIR) |  | UST Currently In Use: 4; UST Temp Close: 0; AST Currently In Use: 0; AST Temp Closed: 0 | 4 | 0 | 0 | 11576-083-015330 | DUTCH OIL COMPANY
52509 | Currently in Use |  | 2016-06-10 06:00 |  | Petroleum | Unleaded gasoline | Unleaded gasoline | Retail | Double Wall, Fiberglass coated steel | Fiberglass coated steel |  |  | Double Wall, Fiberglass reinforced plastic |  | 2016-06-10 06:00 |  | Catchment Basin, Single walled catchment basin | Flow Rest 90% Full | Flow Rest 90% Full | Interstitial Monitoring within Secondary Containment |  | Continuous Automatic Tank Gauge |  | Automatic shutoff device (AELLD) | Automatic shutoff device (AELLD) | Interstitial Monitoring within Secondary Containment |  | Continuous alarm system, Other, INTMON REQ | Other |  | UST Currently In Use: 3; UST Temp Close: 0; AST Currently In Use: 0; AST Temp Closed: 0 | 3 | 0 | 0 | 24965-089-021117 | JATINDER PAL SINGH
52510 | Currently in Use |  | 2016-06-01 06:00 |  | Petroleum | Unleaded gasoline | Unleaded gasoline | Retail | Double Wall, Fiberglass coated steel | Fiberglass coated steel |  |  | Double Wall, Fiberglass reinforced plastic |  | 2016-06-10 06:00 |  | Catchment Basin, Single walled catchment basin | Flow Rest 90% Full | Flow Rest 90% Full | Interstitial Monitoring within Secondary Containment |  | Continuous Automatic Tank Gauge |  | Automatic shutoff device (AELLD) | Automatic shutoff device (AELLD) | Interstitial Monitoring within Secondary Containment |  | Continuous alarm system, Other, INTMON REQ | Other |  | UST Currently In Use: 3; UST Temp Close: 0; AST Currently In Use: 0; AST Temp Closed: 0 | 3 | 0 | 0 | 24965-089-021117 | JATINDER PAL SINGH
52511 | Currently in Use |  | 2016-06-10 06:00 |  | Petroleum | On road diesel | On road diesel | Retail | Double Wall, Fiberglass coated steel | Fiberglass coated steel |  |  | Double Wall, Fiberglass reinforced plastic |  | 2016-06-10 06:00 |  | Catchment Basin, Single walled catchment basin | Flow Rest 90% Full | Flow Rest 90% Full | Interstitial Monitoring within Secondary Containment |  | Continuous Automatic Tank Gauge |  | Automatic shutoff device (AELLD) | Automatic shutoff device (AELLD) | Interstitial Monitoring within Secondary Containment |  | Continuous alarm system, Other, INTMON REQ | Other |  | UST Currently In Use: 3; UST Temp Close: 0; AST Currently In Use: 0; AST Temp Closed: 0 | 3 | 0 | 0 | 24965-089-021117 | JATINDER PAL SINGH
52512 | Currently in Use |  | 2016-09-21 06:00 |  | Petroleum | Unleaded gasoline | Unleaded gasoline | Retail | Double Wall, Fiberglass reinforced plastic | Fiberglass reinforced plastic |  |  | Double Wall, Flexible |  | 2016-09-21 06:00 |  | Catchment Basin, Double walled catchment basin | Automatic shutoff device At 95% full | Automatic shutoff device At 95% full | Interstitial Monitoring within Secondary Containment | SENSOR TO ATG | Automatic Tank Gauge | Single walled submersible pump containment sump, Single walled under dispenser containment | Automatic flow restrictor (MLLD), Containment Sump | Containment Sump | Interstitial Monitoring within Secondary Containment | SENSOR TO ATG |  |  |  | UST Currently In Use: 2; UST Temp Close: 0; AST Currently In Use: 0; AST Temp Closed: 0 | 2 | 0 | 0 | 21994-089-021118 | WAL-MART STORES E C/O APTIM
52514 | Currently in Use |  | 2016-09-21 06:00 |  | Petroleum | Premium gasoline | Premium gasoline | Retail | Double Wall, Fiberglass reinforced plastic | Fiberglass reinforced plastic |  |  | Double Wall, Flexible |  | 2016-09-21 06:00 |  | Catchment Basin, Double walled catchment basin | Automatic shutoff device At 95% full | Automatic shutoff device At 95% full | Interstitial Monitoring within Secondary Containment | SENSOR TO ATG | Automatic Tank Gauge |  | Automatic flow restrictor (MLLD), Containment Sump | Containment Sump | Interstitial Monitoring within Secondary Containment | SENSOR TO ATG | Continuous alarm system, Other, INTMON REQ | Other |  | UST Currently In Use: 2; UST Temp Close: 0; AST Currently In Use: 0; AST Temp Closed: 0 | 2 | 0 | 0 | 21994-089-021118 | WAL-MART STORES E C/O APTIM
52515 | Currently in Use |  | 2016-09-15 06:00 |  | Petroleum | Unleaded gasoline | Unleaded gasoline | Retail | Double Wall, Fiberglass coated steel | Fiberglass coated steel |  |  | Double Wall, Fiberglass reinforced plastic |  | 2016-10-27 06:00 |  | Catchment Basin, Single walled catchment basin | Automatic shutoff device At 95% full | Automatic shutoff device At 95% full | Interstitial Monitoring within Secondary Containment | SENSOR TO ATG |  |  | Automatic shutoff device (AELLD) | Automatic shutoff device (AELLD) | Interstitial Monitoring within Secondary Containment | SENSOR TO ATG | Continuous alarm system | Continuous alarm system |  | UST Currently In Use: 3; UST Temp Close: 0; AST Currently In Use: 0; AST Temp Closed: 0 | 3 | 0 | 0 | 13343-117-021119 | MCCULLOUGH OIL COMPANY, INC.
52516 | Currently in Use |  | 2016-09-15 06:00 |  | Petroleum | Premium gasoline | Premium gasoline | Retail | Double Wall, Fiberglass coated steel | Fiberglass coated steel |  |  | Double Wall, Fiberglass reinforced plastic |  | 2016-10-27 06:00 |  | Catchment Basin, Single walled catchment basin | Automatic shutoff device At 95% full | Automatic shutoff device At 95% full | Interstitial Monitoring within Secondary Containment | SENSOR TO ATG |  |  | Automatic shutoff device (AELLD) | Automatic shutoff device (AELLD) | Interstitial Monitoring within Secondary Containment | SENSOR TO ATG | Continuous alarm system | Continuous alarm system |  | UST Currently In Use: 3; UST Temp Close: 0; AST Currently In Use: 0; AST Temp Closed: 0 | 3 | 0 | 0 | 13343-117-021119 | MCCULLOUGH OIL COMPANY, INC.
52517 | Currently in Use |  | 2016-09-15 06:00 |  | Petroleum | On road diesel | On road diesel | Retail | Double Wall, Fiberglass coated steel | Fiberglass coated steel |  |  | Double Wall, Fiberglass reinforced plastic |  | 2016-10-27 06:00 |  | Catchment Basin, Single walled catchment basin | Automatic shutoff device At 95% full | Automatic shutoff device At 95% full | Interstitial Monitoring within Secondary Containment | SENSOR TO ATG |  |  | Automatic shutoff device (AELLD) | Automatic shutoff device (AELLD) | Interstitial Monitoring within Secondary Containment | SENSOR TO ATG | Continuous alarm system | Continuous alarm system |  | UST Currently In Use: 3; UST Temp Close: 0; AST Currently In Use: 0; AST Temp Closed: 0 | 3 | 0 | 0 | 13343-117-021119 | MCCULLOUGH OIL COMPANY, INC.
52518 | Currently in Use |  | 2016-08-01 06:00 |  | Petroleum | On road diesel | On road diesel | State/Federal Government | Double Wall, Fiberglass reinforced plastic | Fiberglass reinforced plastic |  |  | Double Wall, Fiberglass reinforced plastic |  | 2016-08-01 06:00 |  | Catchment Basin, Single walled catchment basin | Audible high level alarm At 90% full, Automatic shutoff device At 95% full | Automatic shutoff device At 95% full | Interstitial Monitoring within Secondary Containment | SENSOR TO ATG |  |  | Automatic flow restrictor (MLLD) | Automatic flow restrictor (MLLD) | Interstitial Monitoring within Secondary Containment | SENSOR TO ATG | Continuous alarm system | Continuous alarm system |  | UST Currently In Use: 2; UST Temp Close: 0; AST Currently In Use: 0; AST Temp Closed: 0 | 2 | 0 | 0 | 15115-125-021191 | UNIV OF ALABAMA HEALTH AND SAFETY
52519 | Currently in Use |  | 2016-08-01 06:00 |  | Petroleum | Other, DEF | Other | State/Federal Government | Double Wall, Fiberglass reinforced plastic | Fiberglass reinforced plastic |  |  | Double Wall, Fiberglass reinforced plastic |  | 2016-08-01 06:00 |  | Catchment Basin, Single walled catchment basin | Audible high level alarm At 90% full, Automatic shutoff device At 95% full | Automatic shutoff device At 95% full | Interstitial Monitoring within Secondary Containment | SENSOR TO ATG |  |  | Automatic shutoff device (AELLD) | Automatic shutoff device (AELLD) | Interstitial Monitoring within Secondary Containment | SENSOR TO ATG |  |  |  | UST Currently In Use: 2; UST Temp Close: 0; AST Currently In Use: 0; AST Temp Closed: 0 | 2 | 0 | 0 | 15115-125-021191 | UNIV OF ALABAMA HEALTH AND SAFETY
52520 | Currently in Use |  | 2016-08-01 06:00 |  | Petroleum | Unleaded gasoline | Unleaded gasoline | Retail | Double Wall, Fiberglass reinforced plastic | Fiberglass reinforced plastic |  |  | Double Wall, Fiberglass reinforced plastic |  | 2016-08-01 06:00 |  | Catchment Basin, Single walled catchment basin | Audible high level alarm At 90% full, Automatic shutoff device At 95% full | Automatic shutoff device At 95% full | Interstitial Monitoring within Secondary Containment | SENSOR TO ATG |  |  | Automatic flow restrictor (MLLD), Containment Sump | Containment Sump | Interstitial Monitoring within Secondary Containment | SENSOR TO ATG | Annual line testing, Continuous alarm system | Continuous alarm system |  | UST Currently In Use: 1; UST Temp Close: 0; AST Currently In Use: 0; AST Temp Closed: 0 | 1 | 0 | 1 | 23627-097-013077 | ENTERPRISE LEASING CO - SO CNT, LLC
52521 | Currently in Use |  | 2016-09-07 06:00 |  | Petroleum | Unleaded gasoline | Unleaded gasoline | Retail | Double Wall, Fiberglass reinforced plastic | Fiberglass reinforced plastic |  |  | Double Wall, Flexible |  | 2016-09-07 06:00 |  | Catchment Basin, Single walled catchment basin | Audible high level alarm At 90% full, Automatic shutoff device At 95% full, Flow Rest 90% Full | Flow Rest 90% Full | Interstitial Monitoring within Secondary Containment | SENSOR TO ATG | Continuous Automatic Tank Gauge, Other | Single walled submersible pump containment sump | Automatic shutoff device (AELLD), Containment Sump | Containment Sump | Interstitial Monitoring within Secondary Containment | SENSOR TO ATG | Continuous alarm system, Other, INTMON REQ | Other |  | UST Currently In Use: 2; UST Temp Close: 0; AST Currently In Use: 0; AST Temp Closed: 0 | 2 | 0 | 0 | 21257-089-021120 | KROGER BUSINESS LICENSES
52522 | Currently in Use |  | 2016-09-07 06:00 |  | Petroleum | Premium gasoline | Premium gasoline | Retail | Double Wall, Fiberglass reinforced plastic | Fiberglass reinforced plastic |  |  | Double Wall, Flexible |  | 2016-09-07 06:00 |  | Catchment Basin, Single walled catchment basin | Audible high level alarm At 90% full, Automatic shutoff device At 95% full, Flow Rest 90% Full | Flow Rest 90% Full | Interstitial Monitoring within Secondary Containment | SENSOR TO ATG | Continuous Automatic Tank Gauge, Other | Single walled submersible pump containment sump | Automatic shutoff device (AELLD), Containment Sump | Containment Sump | Interstitial Monitoring within Secondary Containment | SENSOR TO ATG | Continuous alarm system, Other, INTMON REQ | Other |  | UST Currently In Use: 2; UST Temp Close: 0; AST Currently In Use: 0; AST Temp Closed: 0 | 2 | 0 | 0 | 21257-089-021120 | KROGER BUSINESS LICENSES
52533 | Currently in Use |  | 2016-03-17 06:00 |  | Petroleum | Virgin oil | Virgin oil | Retail | Double Wall, Fiberglass reinforced plastic | Fiberglass reinforced plastic |  |  | Double Wall, Fiberglass reinforced plastic |  |  |  | Catchment Basin, Single walled catchment basin | Audible high level alarm At 90% full, Flow Rest 90% Full | Flow Rest 90% Full | Interstitial Monitoring within Secondary Containment |  | Continuous Automatic Tank Gauge | [8 empty] | UST Currently In Use: 5; UST Temp Close: 0; AST Currently In Use: 0; AST Temp Closed: 0 | 5 | 0 | 1 | 24591-121-018052 | TA LINCOLN AL LLC
52534 | Currently in Use |  | 2016-03-17 06:00 |  | Petroleum | Other, OIL C/ H2O | Other | Retail | Double Wall, Fiberglass reinforced plastic | Fiberglass reinforced plastic |  |  | Double Wall, PVC |  |  |  | Catchment Basin, Single walled catchment basin | Audible high level alarm At 90% full, Flow Rest 90% Full | Flow Rest 90% Full | Interstitial Monitoring within Secondary Containment |  | Continuous Automatic Tank Gauge | [8 empty] | UST Currently In Use: 5; UST Temp Close: 0; AST Currently In Use: 0; AST Temp Closed: 0 | 5 | 0 | 1 | 24591-121-018052 | TA LINCOLN AL LLC
52535 | Currently in Use |  | 2016-06-14 06:00 |  | Petroleum | Unleaded gasoline | Unleaded gasoline | Retail | Double Wall, Fiberglass coated steel | Fiberglass coated steel |  |  | Double Wall, Fiberglass reinforced plastic |  | 2016-06-14 06:00 |  | Catchment Basin, Single walled catchment basin | Automatic shutoff device At 95% full | Automatic shutoff device At 95% full | Interstitial Monitoring within Secondary Containment | SENSOR TO ATG |  | Single walled submersible pump containment sump | Automatic shutoff device (AELLD), Containment Sump | Containment Sump | Interstitial Monitoring within Secondary Containment | SENSOR TO ATG | Other, INT REQ | Other |  | UST Currently In Use: 2; UST Temp Close: 0; AST Currently In Use: 0; AST Temp Closed: 0 | 2 | 0 | 4 | 24991-033-005765 | DIPIKABEN PATEL
52537 | Currently in Use |  | 2016-06-14 06:00 |  | Petroleum | Premium gasoline | Premium gasoline | Retail | Double Wall, Fiberglass coated steel | Fiberglass coated steel |  |  | Double Wall, Fiberglass reinforced plastic |  | 2016-06-14 06:00 |  | Catchment Basin, Single walled catchment basin | Automatic shutoff device At 95% full | Automatic shutoff device At 95% full | Interstitial Monitoring within Secondary Containment | SENSOR TO ATG |  | Single walled submersible pump containment sump | Automatic shutoff device (AELLD), Containment Sump | Containment Sump | Interstitial Monitoring within Secondary Containment | SENSOR TO ATG | Other, INT REQ | Other |  | UST Currently In Use: 2; UST Temp Close: 0; AST Currently In Use: 0; AST Temp Closed: 0 | 2 | 0 | 4 | 24991-033-005765 | DIPIKABEN PATEL
52538 | Currently in Use |  | 2016-09-20 06:00 |  | Petroleum | Unleaded gasoline | Unleaded gasoline | Retail | Double Wall, Fiberglass reinforced plastic | Fiberglass reinforced plastic |  |  | Double Wall, Fiberglass reinforced plastic |  | 2016-09-20 06:00 |  | Catchment Basin, Single walled catchment basin | Automatic shutoff device At 95% full | Automatic shutoff device At 95% full | Interstitial Monitoring within Secondary Containment | SENSOR TO ATG | Continuous Automatic Tank Gauge |  | Automatic flow restrictor (MLLD), Containment Sump | Containment Sump | Interstitial Monitoring within Secondary Containment | SENSOR TO ATG | Continuous alarm system | Continuous alarm system |  | UST Currently In Use: 2; UST Temp Close: 0; AST Currently In Use: 1; AST Temp Closed: 0 | 2 | 0 | 0 | 24921-097-021124 | FIKES WHOLESALE, INC.
52539 | Currently in Use |  | 2016-09-20 06:00 |  | Petroleum | Premium gasoline | Premium gasoline | Retail | Double Wall, Fiberglass reinforced plastic | Fiberglass reinforced plastic |  |  | Double Wall, Fiberglass reinforced plastic |  | 2016-09-20 06:00 |  | Catchment Basin, Single walled catchment basin | Automatic shutoff device At 95% full | Automatic shutoff device At 95% full | Interstitial Monitoring within Secondary Containment | SENSOR TO ATG | Continuous Automatic Tank Gauge |  | Automatic flow restrictor (MLLD), Containment Sump | Containment Sump | Interstitial Monitoring within Secondary Containment | SENSOR TO ATG | Continuous alarm system | Continuous alarm system |  | UST Currently In Use: 2; UST Temp Close: 0; AST Currently In Use: 1; AST Temp Closed: 0 | 2 | 0 | 0 | 24921-097-021124 | FIKES WHOLESALE, INC.
52541 | Currently in Use |  | 2016-10-25 06:00 |  | Petroleum | Unleaded gasoline | Unleaded gasoline | Retail | Double Wall, Fiberglass coated steel | Fiberglass coated steel |  |  | Double Wall, Fiberglass reinforced plastic |  | 2016-10-25 06:00 |  | Catchment Basin, Single walled catchment basin | Automatic shutoff device At 95% full | Automatic shutoff device At 95% full | Interstitial Monitoring within Secondary Containment | SENSOR TO ATG |  |  | Automatic shutoff device (AELLD), Containment Sump | Containment Sump | Interstitial Monitoring within Secondary Containment | SENSOR TO ATG | Continuous alarm system | Continuous alarm system |  | UST Currently In Use: 1; UST Temp Close: 0; AST Currently In Use: 0; AST Temp Closed: 0 | 1 | 0 | 2 | 22198-047-004543 | STORE ASSOCIATES, LLC
52544 | Currently in Use |  | 1997-03-10 06:00 |  | Petroleum | Unleaded gasoline | Unleaded gasoline | Retail, State/Federal Government | Double Wall, Fiberglass reinforced plastic | Fiberglass reinforced plastic |  |  | Double Wall, Flexible |  |  |  | Catchment Basin, Single walled catchment basin | Automatic shutoff device At 95% full | Automatic shutoff device At 95% full |  |  | Automatic Tank Gauge |  | Automatic flow restrictor (MLLD), Containment Sump, Sump sensor relayed to automatically shut off submersible pump | Sump sensor relayed to automatically shut off submersible pump | Interstitial Monitoring within Secondary Containment | SENSOR TO ATG | Continuous alarm system | Continuous alarm system |  | UST Currently In Use: 3; UST Temp Close: 0; AST Currently In Use: 0; AST Temp Closed: 0 | 3 | 0 | 0 | 25030-029-021126 | CHEAHA STATE PARK
52545 | Currently in Use |  | 1997-03-10 06:00 |  | Petroleum | Unleaded gasoline | Unleaded gasoline | State/federal government | Double Wall, Fiberglass reinforced plastic | Fiberglass reinforced plastic |  |  | Double Wall, Flexible |  |  |  | Catchment Basin, Single walled catchment basin | Automatic shutoff device At 95% full | Automatic shutoff device At 95% full |  |  | Automatic Tank Gauge |  | Automatic flow restrictor (MLLD), Containment Sump | Containment Sump | Interstitial Monitoring within Secondary Containment |  | Continuous alarm system | Continuous alarm system |  | UST Currently In Use: 3; UST Temp Close: 0; AST Currently In Use: 0; AST Temp Closed: 0 | 3 | 0 | 0 | 25030-029-021126 | CHEAHA STATE PARK
52546 | Currently in Use |  | 1997-03-10 06:00 |  | Petroleum | On road diesel | On road diesel | State/federal government | Double Wall, Fiberglass reinforced plastic | Fiberglass reinforced plastic |  |  | Double Wall, Flexible |  |  |  | Catchment Basin, Single walled catchment basin | Automatic shutoff device At 95% full | Automatic shutoff device At 95% full |  |  | Automatic Tank Gauge |  | Automatic flow restrictor (MLLD), Containment Sump | Containment Sump | Interstitial Monitoring within Secondary Containment |  | Continuous alarm system | Continuous alarm system |  | UST Currently In Use: 3; UST Temp Close: 0; AST Currently In Use: 0; AST Temp Closed: 0 | 3 | 0 | 0 | 25030-029-021126 | CHEAHA STATE PARK
52547 | Currently in Use |  | 2016-07-18 06:00 |  | Petroleum | Unleaded gasoline | Unleaded gasoline | Retail | Double Wall, Fiberglass reinforced plastic | Fiberglass reinforced plastic |  |  | Double Wall, Fiberglass reinforced plastic |  | 2016-07-18 06:00 |  | Catchment Basin, Single walled catchment basin | Automatic shutoff device At 95% full | Automatic shutoff device At 95% full | Interstitial Monitoring within Secondary Containment |  |  |  | Automatic shutoff device (AELLD) | Automatic shutoff device (AELLD) | Interstitial Monitoring within Secondary Containment |  | Continuous alarm system, Other, INT MON RQ | Other |  | UST Currently In Use: 2; UST Temp Close: 0; AST Currently In Use: 0; AST Temp Closed: 0 | 2 | 0 | 0 | 21032-057-021129 | LESTER WALKER
52548 | Currently in Use |  | 2016-07-18 06:00 |  | Petroleum | Premium gasoline | Premium gasoline | Retail | Double Wall, Fiberglass reinforced plastic | Fiberglass reinforced plastic |  |  | Double Wall, Fiberglass reinforced plastic |  | 2016-07-18 06:00 |  | Catchment Basin, Single walled catchment basin | Automatic shutoff device At 95% full | Automatic shutoff device At 95% full | Interstitial Monitoring within Secondary Containment |  |  |  | Automatic shutoff device (AELLD), Containment Sump | Containment Sump | Interstitial Monitoring within Secondary Containment |  | Continuous alarm system, Other, INT MON RQ | Other |  | UST Currently In Use: 2; UST Temp Close: 0; AST Currently In Use: 0; AST Temp Closed: 0 | 2 | 0 | 0 | 21032-057-021129 | LESTER WALKER
52549 | Currently in Use |  | 1993-01-01 06:00 |  | Petroleum | On road diesel | On road diesel | Emergency power generator | Fiberglass reinforced plastic, Single Wall | Single Wall |  |  | Fiberglass reinforced plastic, Single Wall |  |  |  | Catchment Basin, Single walled catchment basin | Audible high level alarm At 90% full | Audible high level alarm At 90% full |  |  | Continuous Automatic Tank Gauge | [8 empty] | UST Currently In Use: 3; UST Temp Close: 0; AST Currently In Use: 0; AST Temp Closed: 0 | 3 | 0 | 0 | 17246-089-015365 | HUNTSVILLE HOSPITAL PLANT OPERATIONS
52550 | Currently in Use |  | 2013-04-01 06:00 |  | Petroleum | On road diesel | On road diesel | Retail | Double Wall, Fiberglass coated steel | Fiberglass coated steel |  |  | Double Wall, Flexible | OPW |  |  | Catchment Basin, Single walled catchment basin | Automatic shutoff device At 95% full | Automatic shutoff device At 95% full | Interstitial Monitoring within Secondary Containment | SENSOR TO ATG | Continuous Automatic Tank Gauge |  | Automatic shutoff device (AELLD), Containment Sump | Containment Sump |  |  | Automatic electronic line leak detector (AELLD) | Automatic electronic line leak detector (AELLD) |  | UST Currently In Use: 3; UST Temp Close: 0; AST Currently In Use: 0; AST Temp Closed: 0 | 3 | 0 | 2 | 13343-073-018745 | MCCULLOUGH OIL COMPANY, INC.
52552 | Currently in Use |  | 2016-12-10 06:00 |  | Petroleum | Unleaded gasoline | Unleaded gasoline | Retail | Double Wall, Fiberglass coated steel | Fiberglass coated steel |  |  | Double Wall, Fiberglass reinforced plastic |  | 2016-12-10 06:00 |  | Catchment Basin, Single walled catchment basin | Flow Rest 90% Full | Flow Rest 90% Full | Interstitial Monitoring within Secondary Containment | SENSOR TO ATG | Continuous Automatic Tank Gauge | Single walled submersible pump containment sump | Automatic shutoff device (AELLD), Containment Sump | Containment Sump | Interstitial Monitoring within Secondary Containment | SENSOR TO ATG | Annual line testing, Continuous alarm system, Other, INTMON REQ | Other |  | UST Currently In Use: 2; UST Temp Close: 0; AST Currently In Use: 4; AST Temp Closed: 0 | 2 | 0 | 0 | 25690-071-021131 | LACKEY AND DEAN OIL LLC
52554 | Currently in Use |  | 2016-12-10 06:00 |  | Petroleum | Premium gasoline | Premium gasoline | Retail | Double Wall, Fiberglass coated steel | Fiberglass coated steel |  |  | Double Wall, Fiberglass reinforced plastic |  | 2016-12-10 06:00 |  | Catchment Basin, Single walled catchment basin | Flow Rest 90% Full | Flow Rest 90% Full | Interstitial Monitoring within Secondary Containment | SENSOR TO ATG | Continuous Automatic Tank Gauge | Single walled submersible pump containment sump | Automatic shutoff device (AELLD), Containment Sump | Containment Sump | Interstitial Monitoring within Secondary Containment | SENSOR TO ATG | Continuous alarm system, Other, INTMON REQ | Other |  | UST Currently In Use: 2; UST Temp Close: 0; AST Currently In Use: 4; AST Temp Closed: 0 | 2 | 0 | 0 | 25690-071-021131 | LACKEY AND DEAN OIL LLC
52558 | Currently in Use |  | 2016-10-10 06:00 |  | Petroleum | Unleaded gasoline | Unleaded gasoline | Retail | Double Wall, Fiberglass reinforced plastic | Fiberglass reinforced plastic |  |  | Double Wall, Flexible |  | 2016-10-10 06:00 |  | Catchment Basin, Single walled catchment basin | Automatic shutoff device At 95% full | Automatic shutoff device At 95% full | Interstitial Monitoring within Secondary Containment | SENSOR TO ATG |  |  | Automatic flow restrictor (MLLD), Containment Sump | Containment Sump | Interstitial Monitoring within Secondary Containment | SENSOR TO ATG | Continuous alarm system, Other, INTMON REQ | Other |  | UST Currently In Use: 2; UST Temp Close: 0; AST Currently In Use: 0; AST Temp Closed: 0 | 2 | 0 | 0 | 21994-103-021133 | WAL-MART STORES E C/O APTIM
52559 | Currently in Use |  | 2016-10-10 06:00 |  | Petroleum | Premium gasoline | Premium gasoline | Retail | Double Wall, Fiberglass reinforced plastic | Fiberglass reinforced plastic |  |  | Double Wall, Flexible |  | 2016-10-10 06:00 |  | Catchment Basin, Single walled catchment basin | Automatic shutoff device At 95% full | Automatic shutoff device At 95% full | Interstitial Monitoring within Secondary Containment | SENSOR TO ATG |  |  | Automatic flow restrictor (MLLD), Containment Sump | Containment Sump | Interstitial Monitoring within Secondary Containment | SENSOR TO ATG | Continuous alarm system, Other, INTMON REQ | Other |  | UST Currently In Use: 2; UST Temp Close: 0; AST Currently In Use: 0; AST Temp Closed: 0 | 2 | 0 | 0 | 21994-103-021133 | WAL-MART STORES E C/O APTIM
52560 | Currently in Use |  | 2016-01-15 06:00 |  | Petroleum | Unleaded gasoline | Unleaded gasoline | Retail, State/Federal Government | Double Wall, Fiberglass reinforced plastic | Fiberglass reinforced plastic |  |  | Double Wall, Fiberglass reinforced plastic, Flexible |  | 2016-01-15 06:00 |  | Catchment Basin, Single walled catchment basin | Audible high level alarm At 90% full, Automatic shutoff device At 95% full, Flow Rest 90% Full | Flow Rest 90% Full | Interstitial Monitoring within Secondary Containment |  |  |  | Containment Sump, Sump sensor relayed to automatically shut off submersible pump | Sump sensor relayed to automatically shut off submersible pump | Interstitial Monitoring within Secondary Containment |  | Continuous alarm system | Continuous alarm system |  | UST Currently In Use: 2; UST Temp Close: 0; AST Currently In Use: 0; AST Temp Closed: 0 | 2 | 0 | 3 | 10345-081-008484 | AUBURN UNIV SAFETY AND ENVIR HEALTH
52561 | Currently in Use |  | 2016-01-15 06:00 |  | Petroleum | Unleaded gasoline | Unleaded gasoline | Retail, State/Federal Government | Double Wall, Fiberglass reinforced plastic | Fiberglass reinforced plastic |  |  | Double Wall, Fiberglass reinforced plastic, Flexible |  |  |  | Catchment Basin, Single walled catchment basin | Audible high level alarm At 90% full, Automatic shutoff device At 95% full, Flow Rest 90% Full | Flow Rest 90% Full | Interstitial Monitoring within Secondary Containment |  |  |  | Containment Sump, Sump sensor relayed to automatically shut off submersible pump | Sump sensor relayed to automatically shut off submersible pump | Interstitial Monitoring within Secondary Containment | SENSOR TO ATG | Continuous alarm system | Continuous alarm system |  | UST Currently In Use: 2; UST Temp Close: 0; AST Currently In Use: 0; AST Temp Closed: 0 | 2 | 0 | 3 | 10345-081-008484 | AUBURN UNIV SAFETY AND ENVIR HEALTH
52563 | Currently in Use |  | 2016-10-26 06:00 |  | Petroleum | 100% biodiesel (Not Regulated) | 100% biodiesel (Not Regulated) | Retail | Double Wall, Fiberglass reinforced plastic | Fiberglass reinforced plastic |  |  | Double Wall, Fiberglass reinforced plastic |  | 2016-10-26 06:00 |  |  | Automatic shutoff device At 95% full | Automatic shutoff device At 95% full | Interstitial Monitoring within Secondary Containment | SENSOR TO ATG | [9 empty] | UST Currently In Use: 4; UST Temp Close: 0; AST Currently In Use: 0; AST Temp Closed: 0 | 4 | 0 | 0 | 19984-073-017783 | PILOT TRAVEL CENTERS, LLC
52564 | Currently in Use |  | 2017-01-15 06:00 |  | Petroleum | On road diesel | On road diesel | Retail | Double Wall, Fiberglass coated steel | Fiberglass coated steel |  |  | Double Wall, Fiberglass reinforced plastic |  |  |  | Catchment Basin, Single walled catchment basin | Flow Rest 90% Full | Flow Rest 90% Full | Interstitial Monitoring within Secondary Containment | SENSOR TO ATG |  |  | Automatic flow restrictor (MLLD), Containment Sump | Containment Sump | Interstitial Monitoring within Secondary Containment | SENSOR TO ATG | Annual line testing | Annual line testing |  | UST Currently In Use: 4; UST Temp Close: 0; AST Currently In Use: 0; AST Temp Closed: 0 | 4 | 0 | 0 | 25077-027-015656 | RON'S FOOD MART INC
52565 | Currently in Use |  | 2016-09-23 06:00 |  | Petroleum | Unleaded gasoline | Unleaded gasoline | Retail | Double Wall, Fiberglass reinforced plastic | Fiberglass reinforced plastic |  |  | Double Wall, Fiberglass reinforced plastic |  | 2016-09-23 06:00 |  | Catchment Basin, Single walled catchment basin | Audible high level alarm At 90% full, Automatic shutoff device At 95% full, FLAPR FAIL | Automatic shutoff device At 95% full | Interstitial Monitoring within Secondary Containment |  | Continuous Automatic Tank Gauge, Other |  | Automatic shutoff device (AELLD), Containment Sump | Containment Sump |  |  | Continuous alarm system, Other, INT MON RQ | Other |  | UST Currently In Use: 1; UST Temp Close: 0; AST Currently In Use: 0; AST Temp Closed: 0 | 1 | 0 | 0 | 21743-097-021143 | CARMAX AUTO SUPERSTORES INC.
52566 | Currently in Use |  | 2015-11-20 06:00 |  | Petroleum | Unleaded gasoline | Unleaded gasoline | Retail | Double Wall, Fiberglass coated steel | Fiberglass coated steel |  |  | Double Wall, Flexible |  | 2015-11-20 06:00 |  | Catchment Basin, Single walled catchment basin | Flow Rest 90% Full | Flow Rest 90% Full | Interstitial Monitoring within Secondary Containment | SENSOR TO ATG | Continuous Automatic Tank Gauge |  | Sump sensor relayed to automatically shut off submersible pump | Sump sensor relayed to automatically shut off submersible pump | Interstitial Monitoring within Secondary Containment | SENSOR TO ATG | Continuous alarm system, Other, INTMON REQ | Other |  | UST Currently In Use: 2; UST Temp Close: 0; AST Currently In Use: 0; AST Temp Closed: 0 | 2 | 0 | 0 | 25107-089-021145 | PAPA JACKS INC
52569 | Currently in Use |  | 2015-11-20 06:00 |  | Petroleum | Unleaded gasoline | Unleaded gasoline | Retail | Double Wall, Fiberglass reinforced plastic | Fiberglass reinforced plastic |  |  | Double Wall, Flexible |  | 2015-11-20 06:00 |  | Catchment Basin, Single walled catchment basin | Flow Rest 90% Full | Flow Rest 90% Full | Interstitial Monitoring within Secondary Containment | SENSOR TO ATG | Continuous Automatic Tank Gauge |  | Sump sensor relayed to automatically shut off submersible pump | Sump sensor relayed to automatically shut off submersible pump | Interstitial Monitoring within Secondary Containment | SENSOR TO ATG | Continuous alarm system, Other, INTMON REQ | Other |  | UST Currently In Use: 2; UST Temp Close: 0; AST Currently In Use: 0; AST Temp Closed: 0 | 2 | 0 | 0 | 25107-089-021145 | PAPA JACKS INC
52570 | Currently in Use |  | 2016-09-03 06:00 |  | Petroleum | On road diesel | On road diesel | Industrial | Double Wall, Fiberglass reinforced plastic | Fiberglass reinforced plastic |  |  | Double Wall, Flexible |  | 2016-09-03 06:00 |  | Catchment Basin, Single walled catchment basin | Automatic shutoff device At 95% full | Automatic shutoff device At 95% full | Interstitial Monitoring within Secondary Containment | SENSOR TO ATG |  |  | Automatic flow restrictor (MLLD), Containment Sump | Containment Sump | Interstitial Monitoring within Secondary Containment |  | Annual line testing, Continuous alarm system, Other, INT MON RQ | Other |  | UST Currently In Use: 2; UST Temp Close: 0; AST Currently In Use: 0; AST Temp Closed: 0 | 2 | 0 | 0 | 13722-097-021148 | PENSKE TRUCK LEASING CO L P
52571 | Currently in Use |  | 2016-09-03 06:00 |  | Petroleum | Unleaded gasoline | Unleaded gasoline | Industrial | Double Wall, Fiberglass reinforced plastic | Fiberglass reinforced plastic |  |  | Double Wall, Flexible |  | 2016-09-03 06:00 |  | Catchment Basin, Single walled catchment basin | Automatic shutoff device At 95% full | Automatic shutoff device At 95% full | Interstitial Monitoring within Secondary Containment | SENSOR TO ATG |  |  | Automatic flow restrictor (MLLD), Containment Sump | Containment Sump | Interstitial Monitoring within Secondary Containment |  | Annual line testing, Continuous alarm system, Other, INT MON RQ | Other |  | UST Currently In Use: 2; UST Temp Close: 0; AST Currently In Use: 0; AST Temp Closed: 0 | 2 | 0 | 0 | 13722-097-021148 | PENSKE TRUCK LEASING CO L P
52573 | Permanently Closed | 2016-09-03 06:00 | 2016-09-03 06:00 | 2016-09-03 06:00 | Petroleum | Unleaded gasoline | Unleaded gasoline | Retail | Double Wall, Fiberglass reinforced plastic | Fiberglass reinforced plastic |  |  | Double Wall, Flexible |  |  |  | Catchment Basin, Single walled catchment basin | Audible high level alarm At 90% full, Automatic shutoff device At 95% full | Automatic shutoff device At 95% full | Interstitial Monitoring within Secondary Containment |  |  |  | Containment Sump | Containment Sump | Interstitial Monitoring within Secondary Containment |  | Annual line testing | Annual line testing |  | UST Currently In Use: 0; UST Temp Close: 0; AST Currently In Use: 0; AST Temp Closed: 0 | 0 | 0 | 1 | 17690-097-000001 | MERRITT AND WALDING PROPERTIES
52574 | Currently in Use |  | 2016-12-19 06:00 |  | Petroleum | Premium gasoline | Premium gasoline | Retail | Double Wall, Fiberglass reinforced plastic | Fiberglass reinforced plastic |  |  | Double Wall, Fiberglass reinforced plastic |  |  |  | Catchment Basin, Single walled catchment basin | Audible high level alarm At 90% full | Audible high level alarm At 90% full | Interstitial Monitoring within Secondary Containment |  | Continuous Automatic Tank Gauge |  | Automatic flow restrictor (MLLD), Containment Sump | Containment Sump | Interstitial Monitoring within Secondary Containment |  | Continuous alarm system | Continuous alarm system |  | UST Currently In Use: 5; UST Temp Close: 0; AST Currently In Use: 0; AST Temp Closed: 0 | 5 | 0 | 5 | 11543-025-005968 | DOZIER OIL CO INC
52575 | Currently in Use |  | 2017-04-18 06:00 |  | Petroleum | Unleaded gasoline | Unleaded gasoline | Retail | Double Wall, Fiberglass coated steel | Fiberglass coated steel |  |  | Double Wall, Flexible |  | 2017-04-18 06:00 |  | Catchment Basin, Double walled catchment basin, DBL WALL | Automatic shutoff device At 95% full | Automatic shutoff device At 95% full | Interstitial Monitoring within Secondary Containment | SENSOR TO ATG | Other |  | Automatic flow restrictor (MLLD), Containment Sump | Containment Sump | Interstitial Monitoring within Secondary Containment | SENSOR TO ATG | Continuous alarm system, Other, INT MON RQ | Other |  | UST Currently In Use: 2; UST Temp Close: 0; AST Currently In Use: 0; AST Temp Closed: 0 | 2 | 0 | 0 | 13929-097-021154 | PRINCE OIL COMPANY, INC.
52576 | Currently in Use |  | 2017-04-18 06:00 |  | Petroleum | Mid-grade gasoline | Mid-grade gasoline | Retail | Double Wall, Fiberglass coated steel | Fiberglass coated steel |  |  | Double Wall, Flexible |  | 2017-04-18 06:00 |  | Catchment Basin, Double walled catchment basin, DBLE WALL | Automatic shutoff device At 95% full | Automatic shutoff device At 95% full | Interstitial Monitoring within Secondary Containment | SENSOR TO ATG | Other |  | Automatic flow restrictor (MLLD), Containment Sump | Containment Sump | Interstitial Monitoring within Secondary Containment | SENSOR TO ATG | Continuous alarm system, Other, INT MON RQ | Other |  | UST Currently In Use: 2; UST Temp Close: 0; AST Currently In Use: 0; AST Temp Closed: 0 | 2 | 0 | 0 | 13929-097-021154 | PRINCE OIL COMPANY, INC.
52577 | Currently in Use |  | 2016-10-01 06:00 |  | Petroleum | Unleaded gasoline | Unleaded gasoline | Retail | Double Wall, Fiberglass coated steel | Fiberglass coated steel |  |  | Double Wall, Fiberglass reinforced plastic |  | 2016-10-01 06:00 |  | Catchment Basin, Single walled catchment basin | Automatic shutoff device At 95% full | Automatic shutoff device At 95% full | Interstitial Monitoring within Secondary Containment |  | Automatic Tank Gauge |  | Automatic flow restrictor (MLLD), Automatic shutoff device (AELLD), Containment Sump | Containment Sump | Interstitial Monitoring within Secondary Containment | SENSOR TO ATG | Annual line testing, Other, INT MON RQ | Other |  | UST Currently In Use: 2; UST Temp Close: 0; AST Currently In Use: 0; AST Temp Closed: 0 | 2 | 0 | 0 | 25139-115-021155 | JATIN PATEL
52579 | Currently in Use |  | 2016-10-01 06:00 |  | Petroleum | On road diesel | On road diesel | Retail | Double Wall, Fiberglass coated steel | Fiberglass coated steel |  |  | Double Wall, Fiberglass reinforced plastic |  | 2016-10-01 06:00 |  | Catchment Basin, Single walled catchment basin | Automatic shutoff device At 95% full | Automatic shutoff device At 95% full | Interstitial Monitoring within Secondary Containment |  | Automatic Tank Gauge |  | Automatic flow restrictor (MLLD), Automatic shutoff device (AELLD), Containment Sump | Containment Sump | Interstitial Monitoring within Secondary Containment | SENSOR TO ATG | Other, INT MON RQ | Other |  | UST Currently In Use: 2; UST Temp Close: 0; AST Currently In Use: 0; AST Temp Closed: 0 | 2 | 0 | 0 | 25139-115-021155 | JATIN PATEL
52580 | Currently in Use |  | 2017-02-18 06:00 |  | Petroleum | Unleaded gasoline | Unleaded gasoline | Retail | Double Wall, Fiberglass reinforced plastic | Fiberglass reinforced plastic |  |  | Double Wall, Flexible |  | 2017-02-18 06:00 |  | Catchment Basin, Single walled catchment basin | Automatic shutoff device At 95% full | Automatic shutoff device At 95% full | Interstitial Monitoring within Secondary Containment | SENSOR TO ATG |  |  | Automatic flow restrictor (MLLD), Containment Sump | Containment Sump | Interstitial Monitoring within Secondary Containment |  | Continuous alarm system | Continuous alarm system |  | UST Currently In Use: 2; UST Temp Close: 0; AST Currently In Use: 0; AST Temp Closed: 0 | 2 | 0 | 2 | 13579-117-019033 | MURPHY OIL USA, INC.
52582 | Currently in Use |  | 2017-02-16 06:00 |  | Petroleum | Premium gasoline | Premium gasoline | Retail | Double Wall, Fiberglass reinforced plastic | Fiberglass reinforced plastic |  |  | Double Wall, Flexible |  | 2017-02-18 06:00 |  | Catchment Basin, Single walled catchment basin | Automatic shutoff device At 95% full | Automatic shutoff device At 95% full | Interstitial Monitoring within Secondary Containment | SENSOR TO ATG |  |  | Automatic flow restrictor (MLLD), Containment Sump | Containment Sump | Interstitial Monitoring within Secondary Containment | SENSOR TO ATG | Continuous alarm system | Continuous alarm system |  | UST Currently In Use: 2; UST Temp Close: 0; AST Currently In Use: 0; AST Temp Closed: 0 | 2 | 0 | 2 | 13579-117-019033 | MURPHY OIL USA, INC.
52583 | Currently in Use |  | 2016-08-03 06:00 |  | Petroleum | Unleaded gasoline | Unleaded gasoline | Retail | Double Wall, Fiberglass coated steel | Fiberglass coated steel |  |  | Double Wall, Fiberglass reinforced plastic |  |  |  | Catchment Basin, Single walled catchment basin | Automatic shutoff device At 95% full | Automatic shutoff device At 95% full | Interstitial Monitoring within Secondary Containment |  | Continuous Automatic Tank Gauge |  | Automatic shutoff device (AELLD), Containment Sump | Containment Sump | Interstitial Monitoring within Secondary Containment |  |  |  |  | UST Currently In Use: 3; UST Temp Close: 1; AST Currently In Use: 0; AST Temp Closed: 0 | 3 | 1 | 0 | 22069-015-001175 | SAM'S PROPERTIES LLC
52584 | Currently in Use |  | 2016-10-01 06:00 |  | Petroleum | Unleaded gasoline | Unleaded gasoline | Retail | Double Wall, Fiberglass coated steel | Fiberglass coated steel |  |  | Double Wall, Fiberglass reinforced plastic |  | 2016-10-01 06:00 |  | Catchment Basin, Single walled catchment basin | Automatic shutoff device At 95% full | Automatic shutoff device At 95% full | Interstitial Monitoring within Secondary Containment | SENSOR TO ATG | Continuous Automatic Tank Gauge | Single walled submersible pump containment sump | Automatic shutoff device (AELLD), Containment Sump | Containment Sump | Interstitial Monitoring within Secondary Containment | SENSOR TO ATG | Annual line testing, Continuous alarm system | Continuous alarm system |  | UST Currently In Use: 2; UST Temp Close: 0; AST Currently In Use: 0; AST Temp Closed: 0 | 2 | 0 | 0 | 25158-071-021159 | TRIPLE T MINI-MART, LLC
52585 | Currently in Use |  | 2016-10-01 06:00 |  | Petroleum | Premium gasoline | Premium gasoline | Retail | Double Wall, Fiberglass coated steel | Fiberglass coated steel |  |  | Double Wall, Fiberglass reinforced plastic |  | 2016-10-01 06:00 |  | Catchment Basin, Single walled catchment basin | Automatic shutoff device At 95% full | Automatic shutoff device At 95% full | Interstitial Monitoring within Secondary Containment | SENSOR TO ATG | Continuous Automatic Tank Gauge | Single walled submersible pump containment sump | Automatic shutoff device (AELLD), Containment Sump | Containment Sump | Interstitial Monitoring within Secondary Containment | SENSOR TO ATG | Annual line testing, Continuous alarm system | Continuous alarm system |  | UST Currently In Use: 2; UST Temp Close: 0; AST Currently In Use: 0; AST Temp Closed: 0 | 2 | 0 | 0 | 25158-071-021159 | TRIPLE T MINI-MART, LLC
52586 | Currently in Use |  | 2017-05-01 06:00 |  | Petroleum | Premium gasoline | Premium gasoline |  | Double Wall, Fiberglass coated steel | Fiberglass coated steel |  |  | Double Wall, Fiberglass reinforced plastic |  | 2017-05-01 06:00 |  | Catchment Basin, Single walled catchment basin | Flow Rest 90% Full | Flow Rest 90% Full | Interstitial Monitoring within Secondary Containment | SENSOR TO ATG | Other | Single walled submersible pump containment sump | Automatic shutoff device (AELLD), Containment Sump | Containment Sump | Interstitial Monitoring within Secondary Containment | SENSOR TO ATG | Continuous alarm system, Other, INTMON REQ | Other |  | UST Currently In Use: 1; UST Temp Close: 0; AST Currently In Use: 0; AST Temp Closed: 0 | 1 | 0 | 0 | 12740-095-021162 | JET PEP INC.
52587 | Currently in Use |  | 2017-03-01 06:00 |  | Petroleum | Unleaded gasoline | Unleaded gasoline | Retail | Double Wall, Fiberglass reinforced plastic | Fiberglass reinforced plastic |  |  | Double Wall, Fiberglass reinforced plastic |  | 2017-03-01 06:00 |  | Catchment Basin, Single walled catchment basin | Automatic shutoff device At 95% full | Automatic shutoff device At 95% full | Interstitial Monitoring within Secondary Containment | SENSOR TO ATG | Continuous Automatic Tank Gauge |  | Automatic shutoff device (AELLD), Containment Sump | Containment Sump | Interstitial Monitoring within Secondary Containment | SENSOR TO ATG | Continuous alarm system | Continuous alarm system |  | UST Currently In Use: 3; UST Temp Close: 0; AST Currently In Use: 0; AST Temp Closed: 0 | 3 | 0 | 0 | 19709-003-021163 | TWIN OAKS COMPANY
52588 | Currently in Use |  | 2017-03-01 06:00 |  | Petroleum | Unleaded gasoline | Unleaded gasoline | Retail | Double Wall, Fiberglass reinforced plastic | Fiberglass reinforced plastic |  |  | Double Wall, Fiberglass reinforced plastic |  | 2017-03-01 06:00 |  | Catchment Basin, Single walled catchment basin | Automatic shutoff device At 95% full | Automatic shutoff device At 95% full | Interstitial Monitoring within Secondary Containment | SENSOR TO ATG | Continuous Automatic Tank Gauge |  | Automatic shutoff device (AELLD), Containment Sump | Containment Sump | Interstitial Monitoring within Secondary Containment | SENSOR TO ATG | Continuous alarm system | Continuous alarm system |  | UST Currently In Use: 3; UST Temp Close: 0; AST Currently In Use: 0; AST Temp Closed: 0 | 3 | 0 | 0 | 19709-003-021163 | TWIN OAKS COMPANY
52590 | Currently in Use |  | 2017-03-01 06:00 |  | Petroleum | On road diesel | On road diesel | Retail | Double Wall, Fiberglass reinforced plastic | Fiberglass reinforced plastic |  |  | Double Wall, Fiberglass reinforced plastic |  | 2017-03-01 06:00 |  | Catchment Basin, Single walled catchment basin | Automatic shutoff device At 95% full | Automatic shutoff device At 95% full | Interstitial Monitoring within Secondary Containment | SENSOR TO ATG | Continuous Automatic Tank Gauge |  | Automatic shutoff device (AELLD), Containment Sump | Containment Sump | Interstitial Monitoring within Secondary Containment | SENSOR TO ATG | Continuous alarm system | Continuous alarm system |  | UST Currently In Use: 3; UST Temp Close: 0; AST Currently In Use: 0; AST Temp Closed: 0 | 3 | 0 | 0 | 19709-003-021163 | TWIN OAKS COMPANY
52591 | Currently in Use |  | 2017-01-04 06:00 |  | Petroleum | Unleaded gasoline | Unleaded gasoline | Retail | Double Wall, Fiberglass coated steel | Fiberglass coated steel |  |  | Double Wall, Fiberglass reinforced plastic |  | 2017-01-04 06:00 |  | Catchment Basin, Single walled catchment basin |  |  | Interstitial Monitoring within Secondary Containment |  |  |  | Sump sensor relayed to automatically shut off submersible pump | Sump sensor relayed to automatically shut off submersible pump | Interstitial Monitoring within Secondary Containment |  |  |  |  | UST Currently In Use: 2; UST Temp Close: 0; AST Currently In Use: 0; AST Temp Closed: 0 | 2 | 0 | 0 | 25169-107-021164 | JOHN MCGEE
52592 | Currently in Use |  | 2017-01-14 06:00 |  | Petroleum | On road diesel | On road diesel | Retail | Double Wall, Fiberglass coated steel | Fiberglass coated steel |  |  | Double Wall, Fiberglass reinforced plastic |  | 2017-01-04 06:00 |  | Catchment Basin, Single walled catchment basin | Automatic shutoff device At 95% full | Automatic shutoff device At 95% full | Interstitial Monitoring within Secondary Containment |  |  |  | Sump sensor relayed to automatically shut off submersible pump | Sump sensor relayed to automatically shut off submersible pump | Interstitial Monitoring within Secondary Containment |  |  |  |  | UST Currently In Use: 2; UST Temp Close: 0; AST Currently In Use: 0; AST Temp Closed: 0 | 2 | 0 | 0 | 25169-107-021164 | JOHN MCGEE
52594 | Currently in Use |  | 2017-06-01 06:00 |  | Petroleum | Unleaded gasoline | Unleaded gasoline | Retail | Double Wall, Fiberglass coated steel | Fiberglass coated steel |  |  | Double Wall, Flexible |  | 2017-06-01 06:00 |  | Catchment Basin, Single walled catchment basin | Automatic shutoff device At 95% full | Automatic shutoff device At 95% full | Interstitial Monitoring within Secondary Containment |  |  |  | Automatic shutoff device (AELLD) | Automatic shutoff device (AELLD) | Interstitial Monitoring within Secondary Containment |  | Continuous alarm system | Continuous alarm system |  | UST Currently In Use: 2; UST Temp Close: 0; AST Currently In Use: 0; AST Temp Closed: 0 | 2 | 0 | 0 | 23806-115-021165 | ROYAL INVESTMENT GROUP LLC
52595 | Currently in Use |  | 2017-06-01 06:00 |  | Petroleum | Unleaded gasoline | Unleaded gasoline | Retail | Double Wall, Fiberglass reinforced plastic | Fiberglass reinforced plastic |  |  | Double Wall, Flexible |  | 2017-06-01 06:00 |  | Catchment Basin, Single walled catchment basin |  |  | Interstitial Monitoring within Secondary Containment |  |  |  | Automatic shutoff device (AELLD) | Automatic shutoff device (AELLD) | Interstitial Monitoring within Secondary Containment |  | Continuous alarm system | Continuous alarm system |  | UST Currently In Use: 2; UST Temp Close: 0; AST Currently In Use: 0; AST Temp Closed: 0 | 2 | 0 | 0 | 23806-115-021165 | ROYAL INVESTMENT GROUP LLC
52599 | Currently in Use |  | 2014-03-27 06:00 |  | Petroleum | On road diesel | On road diesel | Retail | Double Wall, Fiberglass coated steel | Fiberglass coated steel |  |  | Double Wall, Flexible |  |  |  | Catchment Basin, Single walled catchment basin |  |  | Interstitial Monitoring within Secondary Containment |  |  |  | Automatic shutoff device (AELLD) | Automatic shutoff device (AELLD) | Interstitial Monitoring within Secondary Containment |  | Continuous alarm system | Continuous alarm system |  | UST Currently In Use: 3; UST Temp Close: 0; AST Currently In Use: 0; AST Temp Closed: 0 | 3 | 0 | 0 | 24576-101-018338 | B. MADHAV LLC
52600 | Currently in Use |  | 2017-07-21 06:00 |  | Petroleum | Unleaded gasoline | Unleaded gasoline | Retail | Double Wall, Fiberglass coated steel | Fiberglass coated steel |  |  | Double Wall, Flexible |  | 2017-07-21 06:00 |  | Catchment Basin, Single walled catchment basin | Automatic shutoff device At 95% full | Automatic shutoff device At 95% full | Interstitial Monitoring within Secondary Containment |  |  |  | Automatic shutoff device (AELLD) | Automatic shutoff device (AELLD) | Interstitial Monitoring within Secondary Containment |  | Continuous alarm system | Continuous alarm system |  | UST Currently In Use: 2; UST Temp Close: 0; AST Currently In Use: 0; AST Temp Closed: 0 | 2 | 0 | 0 | 19011-001-021166 | HOLLEY OIL CO INC
52601 | Currently in Use |  | 2017-07-21 06:00 |  | Petroleum | Premium gasoline | Premium gasoline | Retail | Double Wall, Fiberglass coated steel | Fiberglass coated steel |  |  | Double Wall, Flexible |  | 2017-07-21 06:00 |  | Catchment Basin, Single walled catchment basin | Automatic shutoff device At 95% full | Automatic shutoff device At 95% full | Interstitial Monitoring within Secondary Containment |  |  |  | Automatic shutoff device (AELLD) | Automatic shutoff device (AELLD) | Interstitial Monitoring within Secondary Containment |  | Continuous alarm system | Continuous alarm system |  | UST Currently In Use: 2; UST Temp Close: 0; AST Currently In Use: 0; AST Temp Closed: 0 | 2 | 0 | 0 | 19011-001-021166 | HOLLEY OIL CO INC
52602 | Currently in Use |  | 2017-06-24 06:00 |  | Petroleum | Unleaded gasoline | Unleaded gasoline | Retail | Double Wall, Fiberglass coated steel | Fiberglass coated steel |  |  | Double Wall, Fiberglass reinforced plastic |  |  |  | Catchment Basin, Single walled catchment basin | Automatic shutoff device At 95% full | Automatic shutoff device At 95% full | Interstitial Monitoring within Secondary Containment |  |  |  | Automatic shutoff device (AELLD) | Automatic shutoff device (AELLD) | Interstitial Monitoring within Secondary Containment |  | Continuous alarm system | Continuous alarm system |  | UST Currently In Use: 3; UST Temp Close: 0; AST Currently In Use: 0; AST Temp Closed: 0 | 3 | 0 | 4 | 22198-031-007275 | STORE ASSOCIATES, LLC
52603 | Currently in Use |  | 2017-06-24 06:00 |  | Petroleum | Premium gasoline | Premium gasoline | Retail | Double Wall, Fiberglass coated steel | Fiberglass coated steel |  |  | Double Wall, Fiberglass reinforced plastic |  |  |  | Catchment Basin, Single walled catchment basin | Automatic shutoff device At 95% full | Automatic shutoff device At 95% full | Interstitial Monitoring within Secondary Containment |  |  |  | Automatic shutoff device (AELLD) | Automatic shutoff device (AELLD) | Interstitial Monitoring within Secondary Containment |  | Continuous alarm system | Continuous alarm system |  | UST Currently In Use: 3; UST Temp Close: 0; AST Currently In Use: 0; AST Temp Closed: 0 | 3 | 0 | 4 | 22198-031-007275 | STORE ASSOCIATES, LLC
52604 | Currently in Use |  | 2017-06-24 06:00 |  | Petroleum | Other, NON ETHANO | Other | Retail | Double Wall, Fiberglass coated steel | Fiberglass coated steel |  |  | Double Wall, Fiberglass reinforced plastic |  |  |  | Catchment Basin, Single walled catchment basin | Automatic shutoff device At 95% full | Automatic shutoff device At 95% full | Interstitial Monitoring within Secondary Containment |  |  |  | Automatic shutoff device (AELLD) | Automatic shutoff device (AELLD) | Interstitial Monitoring within Secondary Containment |  | Continuous alarm system | Continuous alarm system |  | UST Currently In Use: 3; UST Temp Close: 0; AST Currently In Use: 0; AST Temp Closed: 0 | 3 | 0 | 4 | 22198-031-007275 | STORE ASSOCIATES, LLC
52612 | Currently in Use |  | 2017-06-10 06:00 |  | Petroleum | Unleaded gasoline | Unleaded gasoline | Retail | Double Wall, Fiberglass coated steel | Fiberglass coated steel |  |  | Fiberglass reinforced plastic, Single Wall |  |  |  | Catchment Basin, Single walled catchment basin | Automatic shutoff device At 95% full | Automatic shutoff device At 95% full | Interstitial Monitoring within Secondary Containment |  | Continuous Automatic Tank Gauge | [8 empty] | UST Currently In Use: 3; UST Temp Close: 0; AST Currently In Use: 2; AST Temp Closed: 0 | 3 | 0 | 0 | 16768-015-013121 | E L GREEN
52613 | Currently in Use |  | 2017-04-01 06:00 |  | Petroleum | On road diesel | On road diesel | Retail | Double Wall, Fiberglass reinforced plastic | Fiberglass reinforced plastic |  |  | Double Wall, Fiberglass reinforced plastic |  |  |  | Catchment Basin, Single walled catchment basin | Automatic shutoff device At 95% full | Automatic shutoff device At 95% full | Interstitial Monitoring within Secondary Containment |  | Continuous Automatic Tank Gauge | Single walled submersible pump containment sump | Automatic flow restrictor (MLLD), Containment Sump | Containment Sump | Interstitial Monitoring within Secondary Containment | SENSOR TO ATG | Annual line testing | Annual line testing |  | UST Currently In Use: 3; UST Temp Close: 0; AST Currently In Use: 0; AST Temp Closed: 0 | 3 | 0 | 4 | 25265-009-008999 | LGWS/CROSS AMERICA PARTNERS
52615 | Currently in Use |  | 2017-04-21 06:00 |  | Petroleum | Unleaded gasoline | Unleaded gasoline | Retail | Double Wall, Fiberglass coated steel | Fiberglass coated steel |  |  | Double Wall, Flexible |  | 2017-04-21 06:00 |  | Catchment Basin, Single walled catchment basin | Automatic shutoff device At 95% full | Automatic shutoff device At 95% full | Interstitial Monitoring within Secondary Containment |  | Continuous Automatic Tank Gauge |  | Automatic flow restrictor (MLLD), Containment Sump | Containment Sump | Interstitial Monitoring within Secondary Containment | SENSOR TO ATG | Continuous alarm system | Continuous alarm system |  | UST Currently In Use: 2; UST Temp Close: 0; AST Currently In Use: 0; AST Temp Closed: 0 | 2 | 0 | 0 | 13929-003-021171 | PRINCE OIL COMPANY, INC.
52616 | Currently in Use |  | 2017-04-21 06:00 |  | Petroleum | Mid-grade gasoline | Mid-grade gasoline | Retail | Double Wall, Fiberglass coated steel | Fiberglass coated steel |  |  | Double Wall, Flexible |  | 2017-04-21 06:00 |  | Catchment Basin, Single walled catchment basin | Automatic shutoff device At 95% full | Automatic shutoff device At 95% full | Interstitial Monitoring within Secondary Containment |  | Continuous Automatic Tank Gauge |  | Automatic flow restrictor (MLLD), Containment Sump | Containment Sump | Interstitial Monitoring within Secondary Containment | SENSOR TO ATG | Continuous alarm system | Continuous alarm system |  | UST Currently In Use: 2; UST Temp Close: 0; AST Currently In Use: 0; AST Temp Closed: 0 | 2 | 0 | 0 | 13929-003-021171 | PRINCE OIL COMPANY, INC.
52617 | Currently in Use |  | 2017-02-20 06:00 |  | Petroleum | Unleaded gasoline | Unleaded gasoline | Retail | Double Wall, Fiberglass coated steel | Fiberglass coated steel |  |  | Double Wall, Fiberglass reinforced plastic |  | 2017-02-20 06:00 |  | Catchment Basin, Single walled catchment basin | Automatic shutoff device At 95% full | Automatic shutoff device At 95% full | Interstitial Monitoring within Secondary Containment |  |  |  | Automatic shutoff device (AELLD) | Automatic shutoff device (AELLD) | Interstitial Monitoring within Secondary Containment |  | Continuous alarm system | Continuous alarm system |  | UST Currently In Use: 5; UST Temp Close: 0; AST Currently In Use: 0; AST Temp Closed: 0 | 5 | 0 | 0 | 25209-021-021172 | SALIM RAJPARI
52618 | Currently in Use |  | 2017-02-20 06:00 |  | Petroleum | Premium gasoline | Premium gasoline | Retail | Double Wall, Fiberglass coated steel | Fiberglass coated steel |  |  | Double Wall, Fiberglass reinforced plastic |  | 2017-02-20 06:00 |  | Catchment Basin, Single walled catchment basin | Automatic shutoff device At 95% full | Automatic shutoff device At 95% full | Interstitial Monitoring within Secondary Containment |  |  |  | Automatic shutoff device (AELLD) | Automatic shutoff device (AELLD) | Interstitial Monitoring within Secondary Containment |  | Continuous alarm system | Continuous alarm system |  | UST Currently In Use: 5; UST Temp Close: 0; AST Currently In Use: 0; AST Temp Closed: 0 | 5 | 0 | 0 | 25209-021-021172 | SALIM RAJPARI
52619 | Currently in Use |  | 2017-02-20 06:00 |  | Petroleum | On road diesel | On road diesel | Retail | Double Wall, Fiberglass coated steel | Fiberglass coated steel |  |  | Double Wall, Fiberglass reinforced plastic |  | 2017-02-20 06:00 |  | Catchment Basin, Single walled catchment basin | Automatic shutoff device At 95% full | Automatic shutoff device At 95% full | Interstitial Monitoring within Secondary Containment |  |  |  | Automatic shutoff device (AELLD) | Automatic shutoff device (AELLD) | Interstitial Monitoring within Secondary Containment |  | Continuous alarm system | Continuous alarm system |  | UST Currently In Use: 5; UST Temp Close: 0; AST Currently In Use: 0; AST Temp Closed: 0 | 5 | 0 | 0 | 25209-021-021172 | SALIM RAJPARI
52620 | Currently in Use |  | 2017-02-20 06:00 |  | Petroleum | On road diesel | On road diesel | Retail | Double Wall, Fiberglass coated steel | Fiberglass coated steel |  |  | Double Wall, Fiberglass reinforced plastic |  | 2017-02-20 06:00 |  | Catchment Basin, Single walled catchment basin | Automatic shutoff device At 95% full | Automatic shutoff device At 95% full | Interstitial Monitoring within Secondary Containment |  |  |  | Automatic shutoff device (AELLD) | Automatic shutoff device (AELLD) | Interstitial Monitoring within Secondary Containment |  | Continuous alarm system | Continuous alarm system |  | UST Currently In Use: 5; UST Temp Close: 0; AST Currently In Use: 0; AST Temp Closed: 0 | 5 | 0 | 0 | 25209-021-021172 | SALIM RAJPARI
52621 | Currently in Use |  | 2017-02-20 06:00 |  | Petroleum | On road diesel | On road diesel | Retail | Double Wall, Fiberglass coated steel | Fiberglass coated steel |  |  | Double Wall, Fiberglass reinforced plastic |  | 2017-02-20 06:00 |  | Catchment Basin, Single walled catchment basin | Automatic shutoff device At 95% full | Automatic shutoff device At 95% full | Interstitial Monitoring within Secondary Containment |  |  |  | Automatic shutoff device (AELLD) | Automatic shutoff device (AELLD) | Interstitial Monitoring within Secondary Containment |  | Continuous alarm system | Continuous alarm system |  | UST Currently In Use: 5; UST Temp Close: 0; AST Currently In Use: 0; AST Temp Closed: 0 | 5 | 0 | 0 | 25209-021-021172 | SALIM RAJPARI
52622 | Currently in Use |  | 2017-09-17 06:00 |  | Petroleum | Unleaded gasoline | Unleaded gasoline | Retail | Double Wall, Fiberglass coated steel | Fiberglass coated steel |  |  | Double Wall, Flexible |  | 2017-09-17 06:00 |  | Catchment Basin, Single walled catchment basin | Automatic shutoff device At 95% full | Automatic shutoff device At 95% full | Interstitial Monitoring within Secondary Containment | SENSOR TO ATG |  |  | Automatic flow restrictor (MLLD) | Automatic flow restrictor (MLLD) | Interstitial Monitoring within Secondary Containment |  | Continuous alarm system | Continuous alarm system |  | UST Currently In Use: 2; UST Temp Close: 0; AST Currently In Use: 0; AST Temp Closed: 0 | 2 | 0 | 0 | 25180-095-021174 | SHRIKA 8 LLC
52623 | Currently in Use |  | 2017-09-17 06:00 |  | Petroleum | On road diesel | On road diesel | Retail | Double Wall, Fiberglass coated steel | Fiberglass coated steel |  |  | Double Wall, Flexible |  | 2017-09-17 06:00 |  | Catchment Basin, Single walled catchment basin | Automatic shutoff device At 95% full | Automatic shutoff device At 95% full | Interstitial Monitoring within Secondary Containment | SENSOR TO ATG |  |  | Automatic flow restrictor (MLLD) | Automatic flow restrictor (MLLD) | Interstitial Monitoring within Secondary Containment | SENSOR TO ATG | Continuous alarm system | Continuous alarm system |  | UST Currently In Use: 2; UST Temp Close: 0; AST Currently In Use: 0; AST Temp Closed: 0 | 2 | 0 | 0 | 25180-095-021174 | SHRIKA 8 LLC
52625 | Currently in Use |  | 2017-09-11 06:00 |  | Petroleum | On road diesel | On road diesel | Retail | Double Wall, Fiberglass coated steel | Fiberglass coated steel |  |  | Double Wall, Fiberglass reinforced plastic |  | 1987-12-01 06:00 |  | Catchment Basin, Single walled catchment basin | Flow Rest 90% Full | Flow Rest 90% Full | Interstitial Monitoring within Secondary Containment | SENSOR TO ATG |  | Single walled submersible pump containment sump | Automatic shutoff device (AELLD) | Automatic shutoff device (AELLD) | [5 empty] | UST Currently In Use: 3; UST Temp Close: 0; AST Currently In Use: 0; AST Temp Closed: 0 | 3 | 0 | 1 | 25265-103-011126 | LGWS/CROSS AMERICA PARTNERS
52626 | Currently in Use |  | 1996-12-17 06:00 |  | Petroleum | On road diesel | On road diesel | Retail | Single Wall, Steel | Steel | Coated & cathodic protection (sti-P3) |  | Fiberglass reinforced plastic, Single Wall |  |  |  | Catchment Basin, Single walled catchment basin | Automatic shutoff device At 95% full | Automatic shutoff device At 95% full |  |  | Automatic Tank Gauge |  | Automatic flow restrictor (MLLD) | Automatic flow restrictor (MLLD) |  |  | Annual line testing | Annual line testing |  | UST Currently In Use: 1; UST Temp Close: 0; AST Currently In Use: 2; AST Temp Closed: 0 | 1 | 0 | 1 | 25229-003-014389 | CRACKER JACK ENTERPRISES
52627 | Currently in Use |  | 2017-08-22 06:00 |  | Petroleum | Unleaded gasoline | Unleaded gasoline | Retail | Double Wall, Fiberglass reinforced plastic | Fiberglass reinforced plastic |  |  | Double Wall, Flexible |  |  |  | Catchment Basin, Single walled catchment basin | Automatic shutoff device At 95% full | Automatic shutoff device At 95% full | Interstitial Monitoring within Secondary Containment |  |  |  | Automatic flow restrictor (MLLD) | Automatic flow restrictor (MLLD) | Interstitial Monitoring within Secondary Containment |  | Annual line testing, Continuous alarm system | Continuous alarm system |  | UST Currently In Use: 4; UST Temp Close: 0; AST Currently In Use: 0; AST Temp Closed: 0 | 4 | 0 | 0 | 13579-069-018775 | MURPHY OIL USA, INC.
52628 | Currently in Use |  | 2017-08-22 06:00 |  | Petroleum | Premium gasoline | Premium gasoline | Retail | Double Wall, Fiberglass reinforced plastic | Fiberglass reinforced plastic |  |  | Double Wall, Flexible |  |  |  | Catchment Basin, Single walled catchment basin | Automatic shutoff device At 95% full | Automatic shutoff device At 95% full | Interstitial Monitoring within Secondary Containment |  |  |  | Automatic flow restrictor (MLLD) | Automatic flow restrictor (MLLD) | Interstitial Monitoring within Secondary Containment |  | Continuous alarm system | Continuous alarm system |  | UST Currently In Use: 4; UST Temp Close: 0; AST Currently In Use: 0; AST Temp Closed: 0 | 4 | 0 | 0 | 13579-069-018775 | MURPHY OIL USA, INC.
52629 | Currently in Use |  | 2017-10-16 06:00 |  | Petroleum | Unleaded gasoline | Unleaded gasoline | Retail | Double Wall, Fiberglass reinforced plastic | Fiberglass reinforced plastic |  |  | Double Wall, Flexible |  | 2017-10-16 06:00 |  | Catchment Basin, Single walled catchment basin | Audible high level alarm At 90% full, Automatic shutoff device At 95% full | Automatic shutoff device At 95% full | Interstitial Monitoring within Secondary Containment | SENSOR TO ATG |  | Single walled submersible pump containment sump | Automatic shutoff device (AELLD), Containment Sump | Containment Sump | Interstitial Monitoring within Secondary Containment | SENSOR TO ATG | Continuous alarm system | Continuous alarm system |  | UST Currently In Use: 4; UST Temp Close: 0; AST Currently In Use: 0; AST Temp Closed: 0 | 4 | 0 | 0 | 15420-103-021175 | MAPCO EXPRESS, LLC
52630 | Currently in Use |  | 2017-10-16 06:00 |  | Petroleum | Mid-grade gasoline | Mid-grade gasoline | Retail | Double Wall, Fiberglass reinforced plastic | Fiberglass reinforced plastic |  |  | Double Wall, Flexible |  | 2017-10-16 06:00 |  | Catchment Basin, Single walled catchment basin | Automatic shutoff device At 95% full | Automatic shutoff device At 95% full | Interstitial Monitoring within Secondary Containment | SENSOR TO ATG |  | Single walled submersible pump containment sump | Automatic shutoff device (AELLD), Containment Sump | Containment Sump | Interstitial Monitoring within Secondary Containment | SENSOR TO ATG | Continuous alarm system | Continuous alarm system |  | UST Currently In Use: 4; UST Temp Close: 0; AST Currently In Use: 0; AST Temp Closed: 0 | 4 | 0 | 0 | 15420-103-021175 | MAPCO EXPRESS, LLC
52631 | Currently in Use |  | 2017-10-16 06:00 |  | Petroleum | On road diesel | On road diesel | Retail | Double Wall, Fiberglass reinforced plastic | Fiberglass reinforced plastic |  |  | Double Wall, Flexible |  | 2017-10-16 06:00 |  | Catchment Basin, Single walled catchment basin | Audible high level alarm At 90% full, Automatic shutoff device At 95% full | Automatic shutoff device At 95% full | Interstitial Monitoring within Secondary Containment | SENSOR TO ATG |  | Single walled submersible pump containment sump | Automatic shutoff device (AELLD), Containment Sump | Containment Sump | Interstitial Monitoring within Secondary Containment | SENSOR TO ATG | Continuous alarm system | Continuous alarm system |  | UST Currently In Use: 4; UST Temp Close: 0; AST Currently In Use: 0; AST Temp Closed: 0 | 4 | 0 | 0 | 15420-103-021175 | MAPCO EXPRESS, LLC
52632 | Currently in Use |  | 2017-10-16 06:00 |  | Petroleum | Premium gasoline | Premium gasoline | Retail | Double Wall, Fiberglass reinforced plastic | Fiberglass reinforced plastic |  |  | Double Wall, Flexible |  | 2017-10-16 06:00 |  | Catchment Basin, Single walled catchment basin | Audible high level alarm At 90% full, Automatic shutoff device At 95% full | Automatic shutoff device At 95% full | Interstitial Monitoring within Secondary Containment | SENSOR TO ATG |  | Single walled submersible pump containment sump | Automatic shutoff device (AELLD), Containment Sump | Containment Sump | Interstitial Monitoring within Secondary Containment | SENSOR TO ATG | Continuous alarm system | Continuous alarm system |  | UST Currently In Use: 4; UST Temp Close: 0; AST Currently In Use: 0; AST Temp Closed: 0 | 4 | 0 | 0 | 15420-103-021175 | MAPCO EXPRESS, LLC
52633 | Currently in Use |  | 2017-01-05 06:00 |  | Petroleum | Premium gasoline | Premium gasoline | Retail | Double Wall, Fiberglass coated steel | Fiberglass coated steel |  |  | Double Wall, Fiberglass reinforced plastic |  | 2017-01-05 06:00 |  | Catchment Basin, Single walled catchment basin | Automatic shutoff device At 95% full, Flow Rest 90% Full | Flow Rest 90% Full | Interstitial Monitoring within Secondary Containment |  |  |  | Automatic flow restrictor (MLLD), Containment Sump | Containment Sump | Interstitial Monitoring within Secondary Containment | SENSOR TO ATG |  |  |  | UST Currently In Use: 2; UST Temp Close: 0; AST Currently In Use: 0; AST Temp Closed: 0 | 2 | 0 | 0 | 25231-081-021176 | OPELIKA GREWAL LLC
52634 | Currently in Use |  | 2017-01-05 06:00 |  | Petroleum | Unleaded gasoline | Unleaded gasoline | Retail | Double Wall, Fiberglass coated steel | Fiberglass coated steel |  |  | Double Wall, Fiberglass reinforced plastic |  | 2017-01-05 06:00 |  | Catchment Basin, Single walled catchment basin | Automatic shutoff device At 95% full, Flow Rest 90% Full | Flow Rest 90% Full | Interstitial Monitoring within Secondary Containment |  |  |  | Automatic flow restrictor (MLLD), Containment Sump | Containment Sump | Interstitial Monitoring within Secondary Containment | SENSOR TO ATG |  |  |  | UST Currently In Use: 2; UST Temp Close: 0; AST Currently In Use: 0; AST Temp Closed: 0 | 2 | 0 | 0 | 25231-081-021176 | OPELIKA GREWAL LLC
52635 | Currently in Use |  | 2017-09-06 06:00 |  | Petroleum | Unleaded gasoline | Unleaded gasoline | Retail | Double Wall, Fiberglass reinforced plastic | Fiberglass reinforced plastic |  |  | Double Wall, Flexible |  | 2017-09-06 06:00 |  | Catchment Basin, Single walled catchment basin | Automatic shutoff device At 95% full | Automatic shutoff device At 95% full | Interstitial Monitoring within Secondary Containment |  |  |  | Automatic flow restrictor (MLLD), Containment Sump | Containment Sump | Interstitial Monitoring within Secondary Containment |  | Continuous alarm system | Continuous alarm system |  | UST Currently In Use: 2; UST Temp Close: 0; AST Currently In Use: 0; AST Temp Closed: 0 | 2 | 0 | 0 | 13579-097-021180 | MURPHY OIL USA, INC.
52636 | Currently in Use |  | 2017-09-06 06:00 |  | Petroleum | Premium gasoline | Premium gasoline | Retail | Double Wall, Fiberglass reinforced plastic | Fiberglass reinforced plastic |  |  | Double Wall, Flexible |  | 2017-09-06 06:00 |  | Catchment Basin, Single walled catchment basin | Automatic shutoff device At 95% full | Automatic shutoff device At 95% full | Interstitial Monitoring within Secondary Containment |  |  |  | Automatic flow restrictor (MLLD), Containment Sump | Containment Sump | Interstitial Monitoring within Secondary Containment |  | Continuous alarm system | Continuous alarm system |  | UST Currently In Use: 2; UST Temp Close: 0; AST Currently In Use: 0; AST Temp Closed: 0 | 2 | 0 | 0 | 13579-097-021180 | MURPHY OIL USA, INC.
52639 | Currently in Use |  | 2017-02-22 06:00 |  | Petroleum | Unleaded gasoline | Unleaded gasoline | Retail | Double Wall, Fiberglass coated steel | Fiberglass coated steel |  |  | Double Wall, Fiberglass reinforced plastic |  | 2017-02-22 06:00 |  | Catchment Basin, Single walled catchment basin | Automatic shutoff device At 95% full | Automatic shutoff device At 95% full | Interstitial Monitoring within Secondary Containment | SENSOR TO ATG | Continuous Automatic Tank Gauge |  | Automatic flow restrictor (MLLD), Containment Sump | Containment Sump | Interstitial Monitoring within Secondary Containment |  | Continuous alarm system | Continuous alarm system |  | UST Currently In Use: 3; UST Temp Close: 0; AST Currently In Use: 0; AST Temp Closed: 0 | 3 | 0 | 0 | 23868-097-021181 | SLIDELL OIL COMPANY, LLC
52641 | Currently in Use |  | 2017-02-22 06:00 |  | Petroleum | Premium gasoline | Premium gasoline | Retail | Double Wall, Fiberglass coated steel | Fiberglass coated steel |  |  | Double Wall, Fiberglass reinforced plastic |  | 2017-02-22 06:00 |  | Catchment Basin, Single walled catchment basin | Automatic shutoff device At 95% full | Automatic shutoff device At 95% full | Interstitial Monitoring within Secondary Containment | SENSOR TO ATG | Continuous Automatic Tank Gauge |  | Automatic flow restrictor (MLLD), Containment Sump | Containment Sump | Interstitial Monitoring within Secondary Containment |  | Continuous alarm system | Continuous alarm system |  | UST Currently In Use: 3; UST Temp Close: 0; AST Currently In Use: 0; AST Temp Closed: 0 | 3 | 0 | 0 | 23868-097-021181 | SLIDELL OIL COMPANY, LLC
52642 | Currently in Use |  | 2017-02-22 06:00 |  | Petroleum | On road diesel | On road diesel | Retail | Double Wall, Fiberglass coated steel | Fiberglass coated steel |  |  | Double Wall, Fiberglass reinforced plastic |  | 2017-02-22 06:00 |  | Catchment Basin, Single walled catchment basin | Automatic shutoff device At 95% full | Automatic shutoff device At 95% full | Interstitial Monitoring within Secondary Containment | SENSOR TO ATG | Continuous Automatic Tank Gauge |  | Automatic flow restrictor (MLLD), Containment Sump | Containment Sump | Interstitial Monitoring within Secondary Containment |  | Continuous alarm system | Continuous alarm system |  | UST Currently In Use: 3; UST Temp Close: 0; AST Currently In Use: 0; AST Temp Closed: 0 | 3 | 0 | 0 | 23868-097-021181 | SLIDELL OIL COMPANY, LLC
52644 | Retired |  | 2017-02-22 06:00 |  | Petroleum | Other, D.E.F. | Other | Retail | Double Wall, Fiberglass coated steel | Fiberglass coated steel |  |  | Double Wall, Fiberglass reinforced plastic |  | 2017-02-22 06:00 |  | Catchment Basin, Single walled catchment basin | Automatic shutoff device At 95% full | Automatic shutoff device At 95% full | Interstitial Monitoring within Secondary Containment | SENSOR TO ATG | Continuous Automatic Tank Gauge |  | Automatic flow restrictor (MLLD), Containment Sump | Containment Sump | Interstitial Monitoring within Secondary Containment |  | Continuous alarm system | Continuous alarm system |  | UST Currently In Use: 3; UST Temp Close: 0; AST Currently In Use: 0; AST Temp Closed: 0 | 3 | 0 | 0 | 23868-097-021181 | SLIDELL OIL COMPANY, LLC
52645 | Currently in Use |  | 2017-12-01 06:00 |  | Petroleum | Unleaded gasoline | Unleaded gasoline | Retail | Double Wall, Fiberglass reinforced plastic | Fiberglass reinforced plastic |  |  | Double Wall, Flexible |  | 2017-12-01 06:00 |  | Catchment Basin, Single walled catchment basin | Audible high level alarm At 90% full | Audible high level alarm At 90% full | Interstitial Monitoring within Secondary Containment | SENSOR TO ATG |  | Single walled submersible pump containment sump | Automatic shutoff device (AELLD), Containment Sump | Containment Sump | Interstitial Monitoring within Secondary Containment | SENSOR TO ATG | Continuous alarm system | Continuous alarm system |  | UST Currently In Use: 3; UST Temp Close: 0; AST Currently In Use: 0; AST Temp Closed: 0 | 3 | 0 | 0 | 15420-103-021182 | MAPCO EXPRESS, LLC
52646 | Currently in Use |  | 2017-12-01 06:00 |  | Petroleum | Premium gasoline | Premium gasoline | Retail | Double Wall, Fiberglass reinforced plastic | Fiberglass reinforced plastic |  |  | Double Wall, Flexible |  | 2017-12-01 06:00 |  | Catchment Basin, Single walled catchment basin | Audible high level alarm At 90% full | Audible high level alarm At 90% full | Interstitial Monitoring within Secondary Containment | SENSOR TO ATG |  | Single walled submersible pump containment sump | Automatic flow restrictor (MLLD), Automatic shutoff device (AELLD), Containment Sump | Containment Sump | Interstitial Monitoring within Secondary Containment | SENSOR TO ATG | Continuous alarm system | Continuous alarm system |  | UST Currently In Use: 3; UST Temp Close: 0; AST Currently In Use: 0; AST Temp Closed: 0 | 3 | 0 | 0 | 15420-103-021182 | MAPCO EXPRESS, LLC
52647 | Currently in Use |  | 2017-12-01 06:00 |  | Petroleum | E85 | E85 | Retail | Double Wall, Fiberglass reinforced plastic | Fiberglass reinforced plastic |  |  | Double Wall, Flexible |  | 2017-12-01 06:00 |  | Catchment Basin, Single walled catchment basin | Audible high level alarm At 90% full | Audible high level alarm At 90% full | Interstitial Monitoring within Secondary Containment | SENSOR TO ATG |  | Single walled submersible pump containment sump | Automatic shutoff device (AELLD), Containment Sump | Containment Sump | Interstitial Monitoring within Secondary Containment | SENSOR TO ATG | Continuous alarm system | Continuous alarm system |  | UST Currently In Use: 3; UST Temp Close: 0; AST Currently In Use: 0; AST Temp Closed: 0 | 3 | 0 | 0 | 15420-103-021182 | MAPCO EXPRESS, LLC
52648 | Currently in Use |  | 2017-06-30 06:00 |  | Petroleum | Unleaded gasoline | Unleaded gasoline | Retail | Double Wall, Fiberglass reinforced plastic | Fiberglass reinforced plastic |  |  | Double Wall, Flexible |  | 2017-06-30 06:00 |  | Catchment Basin, Single walled catchment basin | Audible high level alarm At 90% full, Automatic shutoff device At 95% full | Automatic shutoff device At 95% full | Interstitial Monitoring within Secondary Containment |  |  |  | Automatic shutoff device (AELLD), Containment Sump | Containment Sump | Interstitial Monitoring within Secondary Containment |  | Continuous alarm system | Continuous alarm system |  | UST Currently In Use: 3; UST Temp Close: 0; AST Currently In Use: 0; AST Temp Closed: 0 | 3 | 0 | 0 | 15420-101-021183 | MAPCO EXPRESS, LLC
52650 | Currently in Use |  | 2017-06-30 06:00 |  | Petroleum | Mid-grade gasoline | Mid-grade gasoline | Retail | Double Wall, Fiberglass reinforced plastic | Fiberglass reinforced plastic |  |  | Double Wall, Flexible |  | 2017-06-30 06:00 |  | Catchment Basin, Single walled catchment basin | Audible high level alarm At 90% full, Automatic shutoff device At 95% full | Automatic shutoff device At 95% full | Interstitial Monitoring within Secondary Containment |  |  |  | Automatic shutoff device (AELLD), Containment Sump | Containment Sump | Interstitial Monitoring within Secondary Containment |  | Continuous alarm system | Continuous alarm system |  | UST Currently In Use: 3; UST Temp Close: 0; AST Currently In Use: 0; AST Temp Closed: 0 | 3 | 0 | 0 | 15420-101-021183 | MAPCO EXPRESS, LLC
52651 | Currently in Use |  | 2017-06-30 06:00 |  | Petroleum | Ethanol free gasoline | Ethanol free gasoline | Retail | Double Wall, Fiberglass reinforced plastic | Fiberglass reinforced plastic |  |  | Double Wall, Flexible |  | 2017-06-30 06:00 |  | Catchment Basin, Single walled catchment basin | Audible high level alarm At 90% full, Automatic shutoff device At 95% full | Automatic shutoff device At 95% full | Interstitial Monitoring within Secondary Containment |  |  |  | Automatic shutoff device (AELLD), Containment Sump | Containment Sump | Interstitial Monitoring within Secondary Containment |  | Continuous alarm system | Continuous alarm system |  | UST Currently In Use: 3; UST Temp Close: 0; AST Currently In Use: 0; AST Temp Closed: 0 | 3 | 0 | 0 | 15420-101-021183 | MAPCO EXPRESS, LLC
52653 | Currently in Use |  | 2017-05-15 06:00 |  | Petroleum | On road diesel | On road diesel | Industrial, Local Government | Double Wall, Fiberglass reinforced plastic | Fiberglass reinforced plastic |  |  | Double Wall, Fiberglass reinforced plastic |  | 2017-05-15 06:00 |  | Catchment Basin, Single walled catchment basin | Audible high level alarm At 90% full, Automatic shutoff device At 95% full, BELOW | Automatic shutoff device At 95% full | Interstitial Monitoring within Secondary Containment |  | Continuous Automatic Tank Gauge |  | Automatic flow restrictor (MLLD), Containment Sump | Containment Sump | Interstitial Monitoring within Secondary Containment |  | Continuous alarm system | Continuous alarm system |  | UST Currently In Use: 1; UST Temp Close: 0; AST Currently In Use: 0; AST Temp Closed: 0 | 1 | 0 | 0 | 10517-073-021184 | BHAM JEFF COUNTY TRANSIT AUTHORITY
52654 | Currently in Use |  | 2017-08-01 06:00 |  | Petroleum | Unleaded gasoline | Unleaded gasoline | Retail | Double Wall, Fiberglass reinforced plastic | Fiberglass reinforced plastic |  |  | Double Wall, Flexible |  | 2017-08-01 06:00 |  | Catchment Basin, Single walled catchment basin | Automatic shutoff device At 95% full | Automatic shutoff device At 95% full | Interstitial Monitoring within Secondary Containment |  | Continuous Automatic Tank Gauge |  | Automatic flow restrictor (MLLD), Containment Sump | Containment Sump | Interstitial Monitoring within Secondary Containment | SENSOR TO ATG | Annual line testing, Continuous alarm system | Continuous alarm system |  | UST Currently In Use: 2; UST Temp Close: 0; AST Currently In Use: 0; AST Temp Closed: 0 | 2 | 0 | 0 | 25266-097-021185 | CEFCO
52655 | Currently in Use |  | 2017-08-01 06:00 |  | Petroleum | Premium gasoline | Premium gasoline | Retail | Double Wall, Fiberglass reinforced plastic | Fiberglass reinforced plastic |  |  | Double Wall, Flexible |  | 2017-08-01 06:00 |  | Catchment Basin, Single walled catchment basin | Automatic shutoff device At 95% full | Automatic shutoff device At 95% full | Interstitial Monitoring within Secondary Containment |  | Continuous Automatic Tank Gauge |  | Automatic flow restrictor (MLLD), Containment Sump | Containment Sump | Interstitial Monitoring within Secondary Containment | SENSOR TO ATG | Annual line testing, Continuous alarm system | Continuous alarm system |  | UST Currently In Use: 2; UST Temp Close: 0; AST Currently In Use: 0; AST Temp Closed: 0 | 2 | 0 | 0 | 25266-097-021185 | CEFCO
52656 | Currently in Use |  | 2017-12-14 06:00 |  | Petroleum | Unleaded gasoline | Unleaded gasoline | Retail | Double Wall, Fiberglass reinforced plastic | Fiberglass reinforced plastic |  |  | Double Wall, Fiberglass reinforced plastic |  |  |  | Catchment Basin, Single walled catchment basin | Audible high level alarm At 90% full, Automatic shutoff device At 95% full | Automatic shutoff device At 95% full | Interstitial Monitoring within Secondary Containment |  |  |  | Automatic shutoff device (AELLD), Containment Sump | Containment Sump | Interstitial Monitoring within Secondary Containment |  | Continuous alarm system | Continuous alarm system |  | UST Currently In Use: 5; UST Temp Close: 0; AST Currently In Use: 0; AST Temp Closed: 0 | 5 | 0 | 0 | 21090-085-021186 | LOVES COUNTRY STORES
52657 | Currently in Use |  | 2017-12-22 06:00 |  | Petroleum | Unleaded gasoline | Unleaded gasoline | Retail | Double Wall, Fiberglass reinforced plastic | Fiberglass reinforced plastic |  |  | Double Wall, Fiberglass reinforced plastic |  |  |  | Catchment Basin, Single walled catchment basin | Audible high level alarm At 90% full, Automatic shutoff device At 95% full | Automatic shutoff device At 95% full | Interstitial Monitoring within Secondary Containment |  |  |  | Automatic shutoff device (AELLD) | Automatic shutoff device (AELLD) | Interstitial Monitoring within Secondary Containment |  | Continuous alarm system | Continuous alarm system |  | UST Currently In Use: 5; UST Temp Close: 0; AST Currently In Use: 0; AST Temp Closed: 0 | 5 | 0 | 0 | 21090-085-021186 | LOVES COUNTRY STORES
52658 | Currently in Use |  | 2017-12-14 06:00 |  | Petroleum | On road diesel | On road diesel | Retail | Double Wall, Fiberglass reinforced plastic | Fiberglass reinforced plastic |  |  | Double Wall, Fiberglass reinforced plastic |  |  |  | Catchment Basin, Single walled catchment basin | Audible high level alarm At 90% full, Automatic shutoff device At 95% full | Automatic shutoff device At 95% full | Interstitial Monitoring within Secondary Containment |  |  |  | Automatic shutoff device (AELLD) | Automatic shutoff device (AELLD) | Interstitial Monitoring within Secondary Containment |  | Continuous alarm system | Continuous alarm system |  | UST Currently In Use: 5; UST Temp Close: 0; AST Currently In Use: 0; AST Temp Closed: 0 | 5 | 0 | 0 | 21090-085-021186 | LOVES COUNTRY STORES
52659 | Currently in Use |  | 2017-12-14 06:00 |  | Petroleum | On road diesel | On road diesel | Retail | Double Wall, Fiberglass reinforced plastic | Fiberglass reinforced plastic |  |  | Double Wall, Fiberglass reinforced plastic |  |  |  | Catchment Basin, Single walled catchment basin | Audible high level alarm At 90% full, Automatic shutoff device At 95% full | Automatic shutoff device At 95% full | Interstitial Monitoring within Secondary Containment |  |  |  | Automatic shutoff device (AELLD) | Automatic shutoff device (AELLD) | Interstitial Monitoring within Secondary Containment |  | Continuous alarm system | Continuous alarm system |  | UST Currently In Use: 5; UST Temp Close: 0; AST Currently In Use: 0; AST Temp Closed: 0 | 5 | 0 | 0 | 21090-085-021186 | LOVES COUNTRY STORES
52660 | Currently in Use |  | 2017-12-14 06:00 |  | Petroleum | Other, B-99 | Other |  | Double Wall, Fiberglass reinforced plastic | Fiberglass reinforced plastic |  |  | Double Wall, Fiberglass reinforced plastic |  |  |  | Catchment Basin, Single walled catchment basin | Audible high level alarm At 90% full, Automatic shutoff device At 95% full | Automatic shutoff device At 95% full | Interstitial Monitoring within Secondary Containment |  |  |  | Automatic shutoff device (AELLD) | Automatic shutoff device (AELLD) | Interstitial Monitoring within Secondary Containment |  | Continuous alarm system | Continuous alarm system |  | UST Currently In Use: 5; UST Temp Close: 0; AST Currently In Use: 0; AST Temp Closed: 0 | 5 | 0 | 0 | 21090-085-021186 | LOVES COUNTRY STORES
52661 | Currently in Use |  | 2017-12-18 06:00 |  | Petroleum | Unleaded gasoline | Unleaded gasoline | Retail | Double Wall, Fiberglass coated steel | Fiberglass coated steel |  |  | Double Wall, Flexible |  | 2017-12-18 06:00 |  | Catchment Basin, Single walled catchment basin | Automatic shutoff device At 95% full | Automatic shutoff device At 95% full | Interstitial Monitoring within Secondary Containment |  |  |  | Automatic shutoff device (AELLD) | Automatic shutoff device (AELLD) | Interstitial Monitoring within Secondary Containment |  | Continuous alarm system | Continuous alarm system |  | UST Currently In Use: 2; UST Temp Close: 0; AST Currently In Use: 0; AST Temp Closed: 0 | 2 | 0 | 0 | 24661-125-021187 | SHAFIQ SAMJI
52662 | Currently in Use |  | 2017-12-18 06:00 |  | Petroleum | On road diesel | On road diesel | Retail | Double Wall, Fiberglass coated steel | Fiberglass coated steel |  |  | Double Wall, Flexible |  | 2017-12-18 06:00 |  | Catchment Basin, Single walled catchment basin | Automatic shutoff device At 95% full | Automatic shutoff device At 95% full | Interstitial Monitoring within Secondary Containment |  |  |  | Automatic shutoff device (AELLD) | Automatic shutoff device (AELLD) | Interstitial Monitoring within Secondary Containment |  | Continuous alarm system | Continuous alarm system |  | UST Currently In Use: 2; UST Temp Close: 0; AST Currently In Use: 0; AST Temp Closed: 0 | 2 | 0 | 0 | 24661-125-021187 | SHAFIQ SAMJI
52663 | Currently in Use |  | 2017-11-13 06:00 |  | Petroleum | Unleaded gasoline | Unleaded gasoline | Retail | Double Wall, Fiberglass reinforced plastic | Fiberglass reinforced plastic |  |  | Double Wall, Fiberglass reinforced plastic |  | 2017-11-13 06:00 |  | Catchment Basin, Single walled catchment basin | Automatic shutoff device At 95% full | Automatic shutoff device At 95% full | Interstitial Monitoring within Secondary Containment | SENSOR TO ATG |  |  | Automatic shutoff device (AELLD), Containment Sump, Sump sensor relayed to automatically shut off submersible pump | Sump sensor relayed to automatically shut off submersible pump | Interstitial Monitoring within Secondary Containment | SENSOR TO ATG | Continuous alarm system, Other, REQUIRED | Other |  | UST Currently In Use: 2; UST Temp Close: 0; AST Currently In Use: 0; AST Temp Closed: 0 | 2 | 0 | 10 | 24598-073-008741 | NEW MAGIC PROPERTIES LLC
52664 | Currently in Use |  | 2017-11-13 06:00 |  | Petroleum | Premium gasoline | Premium gasoline | Retail | Double Wall, Fiberglass reinforced plastic | Fiberglass reinforced plastic |  |  | Double Wall, Fiberglass reinforced plastic |  | 2017-11-13 06:00 |  | Catchment Basin, Single walled catchment basin | Automatic shutoff device At 95% full | Automatic shutoff device At 95% full | Interstitial Monitoring within Secondary Containment | SENSOR TO ATG |  |  | Automatic shutoff device (AELLD), Containment Sump, Sump sensor relayed to automatically shut off submersible pump | Sump sensor relayed to automatically shut off submersible pump | Interstitial Monitoring within Secondary Containment | SENSOR TO ATG | Continuous alarm system, Other, REQUIRED | Other |  | UST Currently In Use: 2; UST Temp Close: 0; AST Currently In Use: 0; AST Temp Closed: 0 | 2 | 0 | 10 | 24598-073-008741 | NEW MAGIC PROPERTIES LLC
52665 | Currently in Use |  | 2017-12-27 06:00 |  | Petroleum | On road diesel | On road diesel | Local Government, Retail | Double Wall, Fiberglass coated steel | Fiberglass coated steel |  |  | Double Wall, Flexible |  | 2017-12-27 06:00 |  | Catchment Basin, Single walled catchment basin | Audible high level alarm At 90% full, Automatic shutoff device At 95% full | Automatic shutoff device At 95% full | Interstitial Monitoring within Secondary Containment |  | Continuous Automatic Tank Gauge |  | Automatic flow restrictor (MLLD), Containment Sump | Containment Sump | Interstitial Monitoring within Secondary Containment |  | Continuous alarm system | Continuous alarm system |  | UST Currently In Use: 2; UST Temp Close: 0; AST Currently In Use: 0; AST Temp Closed: 0 | 2 | 0 | 0 | 11104-025-021188 | CLARKE WASHINGTON EMC
52666 | Currently in Use |  | 2017-12-27 06:00 |  | Petroleum | Unleaded gasoline | Unleaded gasoline | Local Government, Retail | Double Wall, Fiberglass coated steel | Fiberglass coated steel |  |  | Double Wall, Flexible |  | 2017-12-27 06:00 |  | Catchment Basin, Single walled catchment basin | Audible high level alarm At 90% full, Automatic shutoff device At 95% full | Automatic shutoff device At 95% full | Interstitial Monitoring within Secondary Containment |  | Continuous Automatic Tank Gauge |  | Automatic flow restrictor (MLLD), Containment Sump | Containment Sump | Interstitial Monitoring within Secondary Containment |  | Continuous alarm system | Continuous alarm system |  | UST Currently In Use: 2; UST Temp Close: 0; AST Currently In Use: 0; AST Temp Closed: 0 | 2 | 0 | 0 | 11104-025-021188 | CLARKE WASHINGTON EMC
52667 | Currently in Use |  | 2018-02-15 06:00 |  | Petroleum | Unleaded gasoline | Unleaded gasoline | Retail | Double Wall, Fiberglass coated steel | Fiberglass coated steel |  |  | Double Wall, Fiberglass reinforced plastic |  | 2018-02-15 06:00 |  | Catchment Basin, Single walled catchment basin | Audible high level alarm At 90% full, Automatic shutoff device At 95% full | Automatic shutoff device At 95% full | Interstitial Monitoring within Secondary Containment |  |  |  | Automatic shutoff device (AELLD) | Automatic shutoff device (AELLD) | Interstitial Monitoring within Secondary Containment |  |  |  |  | UST Currently In Use: 2; UST Temp Close: 0; AST Currently In Use: 0; AST Temp Closed: 0 | 2 | 0 | 0 | 25131-027-021189 | PATRIOT FUELING CENTERS, LLC
52668 | Currently in Use |  | 2018-02-15 06:00 |  | Petroleum | On road diesel | On road diesel | Retail | Double Wall, Fiberglass coated steel | Fiberglass coated steel |  |  | Double Wall, Fiberglass reinforced plastic |  | 2018-02-15 06:00 |  | Catchment Basin, Single walled catchment basin | Audible high level alarm At 90% full, Automatic shutoff device At 95% full | Automatic shutoff device At 95% full | Interstitial Monitoring within Secondary Containment |  |  |  | Automatic shutoff device (AELLD) | Automatic shutoff device (AELLD) | Interstitial Monitoring within Secondary Containment |  |  |  |  | UST Currently In Use: 2; UST Temp Close: 0; AST Currently In Use: 0; AST Temp Closed: 0 | 2 | 0 | 0 | 25131-027-021189 | PATRIOT FUELING CENTERS, LLC
52669 | Currently in Use |  | 2017-09-11 06:00 |  | Petroleum | Unleaded gasoline | Unleaded gasoline | Retail | Double Wall, Fiberglass coated steel | Fiberglass coated steel |  |  | Double Wall, Fiberglass reinforced plastic |  | 2017-09-11 06:00 |  | Catchment Basin, Single walled catchment basin | Automatic shutoff device At 95% full | Automatic shutoff device At 95% full | Interstitial Monitoring within Secondary Containment |  | Automatic Tank Gauge |  | Automatic flow restrictor (MLLD), Containment Sump | Containment Sump | Interstitial Monitoring within Secondary Containment | SENSOR TO ATG | Continuous alarm system | Continuous alarm system |  | UST Currently In Use: 3; UST Temp Close: 0; AST Currently In Use: 0; AST Temp Closed: 0 | 3 | 0 | 2 | 22176-003-006436 | Circle K Stores, Inc.
52672 | Currently in Use |  | 2017-09-11 06:00 |  | Petroleum | Unleaded gasoline | Unleaded gasoline | Retail | Double Wall, Fiberglass coated steel | Fiberglass coated steel |  |  | Double Wall, Fiberglass reinforced plastic |  | 2017-09-11 06:00 |  | Catchment Basin, Single walled catchment basin | Automatic shutoff device At 95% full | Automatic shutoff device At 95% full | Interstitial Monitoring within Secondary Containment |  | Automatic Tank Gauge |  | Automatic flow restrictor (MLLD), Containment Sump | Containment Sump | Interstitial Monitoring within Secondary Containment | SENSOR TO ATG | Continuous alarm system | Continuous alarm system |  | UST Currently In Use: 3; UST Temp Close: 0; AST Currently In Use: 0; AST Temp Closed: 0 | 3 | 0 | 2 | 22176-003-006436 | Circle K Stores, Inc.
52674 | Currently in Use |  | 2017-09-11 06:00 |  | Petroleum | Unleaded gasoline | Unleaded gasoline | Retail | Double Wall, Fiberglass coated steel | Fiberglass coated steel |  |  | Double Wall, Fiberglass reinforced plastic |  | 2017-09-11 06:00 |  | Catchment Basin, Single walled catchment basin | Automatic shutoff device At 95% full | Automatic shutoff device At 95% full | Interstitial Monitoring within Secondary Containment |  | Automatic Tank Gauge |  | Automatic flow restrictor (MLLD), Containment Sump | Containment Sump | Interstitial Monitoring within Secondary Containment | SENSOR TO ATG | Continuous alarm system | Continuous alarm system |  | UST Currently In Use: 3; UST Temp Close: 0; AST Currently In Use: 0; AST Temp Closed: 0 | 3 | 0 | 2 | 22176-003-006436 | Circle K Stores, Inc.
52675 | Currently in Use |  | 2017-06-01 06:00 |  | Petroleum | Unleaded gasoline | Unleaded gasoline | Retail | Double Wall, Fiberglass coated steel | Fiberglass coated steel |  |  | Double Wall, Flexible |  | 2017-06-01 06:00 |  | Catchment Basin, Single walled catchment basin | Flow Rest 90% Full | Flow Rest 90% Full | Interstitial Monitoring within Secondary Containment |  | Other | Single walled submersible pump containment sump | Automatic flow restrictor (MLLD), Containment Sump | Containment Sump | Interstitial Monitoring within Secondary Containment | SENSOR TO ATG | Other, INTMON REQ | Other |  | UST Currently In Use: 2; UST Temp Close: 0; AST Currently In Use: 1; AST Temp Closed: 0 | 2 | 0 | 7 | 11379-059-012357 | SIBLEY OIL COMPANY
52676 | Currently in Use |  | 2018-02-01 06:00 |  | Petroleum | Unleaded gasoline | Unleaded gasoline | Retail | Double Wall, Fiberglass coated steel | Fiberglass coated steel |  |  | Double Wall, Flexible |  | 2018-02-01 06:00 |  | Catchment Basin, Single walled catchment basin | Automatic shutoff device At 95% full | Automatic shutoff device At 95% full | Interstitial Monitoring within Secondary Containment | SENSOR TO ATG | Continuous Automatic Tank Gauge |  | Automatic flow restrictor (MLLD), Containment Sump | Containment Sump | Interstitial Monitoring within Secondary Containment | SENSOR TO ATG | Continuous alarm system | Continuous alarm system |  | UST Currently In Use: 2; UST Temp Close: 0; AST Currently In Use: 0; AST Temp Closed: 0 | 2 | 0 | 0 | 25318-039-021192 | ANTHONY KING
52677 | Currently in Use |  | 2018-02-01 06:00 |  | Petroleum | Mid-grade gasoline | Mid-grade gasoline | Retail | Double Wall, Fiberglass coated steel | Fiberglass coated steel |  |  | Double Wall, Flexible |  | 2018-02-01 06:00 |  | Catchment Basin, Single walled catchment basin | Automatic shutoff device At 95% full | Automatic shutoff device At 95% full | Interstitial Monitoring within Secondary Containment | SENSOR TO ATG | Continuous Automatic Tank Gauge |  | Automatic flow restrictor (MLLD), Containment Sump | Containment Sump | Interstitial Monitoring within Secondary Containment | SENSOR TO ATG | Continuous alarm system | Continuous alarm system |  | UST Currently In Use: 2; UST Temp Close: 0; AST Currently In Use: 0; AST Temp Closed: 0 | 2 | 0 | 0 | 25318-039-021192 | ANTHONY KING
52678 | Currently in Use |  | 2017-12-19 06:00 |  | Petroleum | Unleaded gasoline | Unleaded gasoline | Retail | Double Wall, Fiberglass reinforced plastic | Fiberglass reinforced plastic |  |  | Double Wall, Flexible |  | 2017-12-19 06:00 |  | Catchment Basin, Single walled catchment basin | Automatic shutoff device At 95% full | Automatic shutoff device At 95% full | Interstitial Monitoring within Secondary Containment | SENSOR TO ATG |  |  | Automatic flow restrictor (MLLD) | Automatic flow restrictor (MLLD) | Interstitial Monitoring within Secondary Containment | SENSOR TO ATG | Continuous alarm system | Continuous alarm system |  | UST Currently In Use: 2; UST Temp Close: 0; AST Currently In Use: 0; AST Temp Closed: 0 | 2 | 0 | 0 | 13579-073-021193 | MURPHY OIL USA, INC.
52679 | Currently in Use |  | 2017-12-19 06:00 |  | Petroleum | Premium gasoline | Premium gasoline | Retail | Double Wall, Fiberglass reinforced plastic, 8P/10D/7NE | Fiberglass reinforced plastic |  |  | Double Wall, Flexible |  | 2017-12-19 06:00 |  | Catchment Basin, Single walled catchment basin | Automatic shutoff device At 95% full | Automatic shutoff device At 95% full | Interstitial Monitoring within Secondary Containment | SENSOR TO ATG |  |  | Automatic flow restrictor (MLLD) | Automatic flow restrictor (MLLD) | Interstitial Monitoring within Secondary Containment | SENSOR TO ATG | Continuous alarm system | Continuous alarm system |  | UST Currently In Use: 2; UST Temp Close: 0; AST Currently In Use: 0; AST Temp Closed: 0 | 2 | 0 | 0 | 13579-073-021193 | MURPHY OIL USA, INC.
52680 | Currently in Use |  | 2015-08-15 06:00 |  | Petroleum | Unleaded gasoline | Unleaded gasoline | Retail | Double Wall, Fiberglass coated steel | Fiberglass coated steel |  |  | Double Wall, Fiberglass reinforced plastic |  |  |  | Catchment Basin, Single walled catchment basin | Automatic shutoff device At 95% full | Automatic shutoff device At 95% full | Interstitial Monitoring within Secondary Containment | SENSOR TO ATG | Continuous Automatic Tank Gauge | Single walled submersible pump containment sump | Automatic shutoff device (AELLD), Containment Sump | Containment Sump | Interstitial Monitoring within Secondary Containment | SENSOR TO ATG | Continuous alarm system | Continuous alarm system |  | UST Currently In Use: 2; UST Temp Close: 0; AST Currently In Use: 0; AST Temp Closed: 0 | 2 | 0 | 4 | 24829-083-014735 | LEDANCO LLC
52682 | Currently in Use |  | 2017-11-01 06:00 |  | Petroleum | Unleaded gasoline | Unleaded gasoline | Retail | Double Wall, Fiberglass coated steel | Fiberglass coated steel |  |  | Double Wall, Fiberglass reinforced plastic |  | 2017-11-01 06:00 |  | Catchment Basin, Single walled catchment basin | Automatic shutoff device At 95% full | Automatic shutoff device At 95% full | Interstitial Monitoring within Secondary Containment |  | Continuous Automatic Tank Gauge |  | Automatic shutoff device (AELLD), Containment Sump | Containment Sump | Interstitial Monitoring within Secondary Containment | SENSOR TO ATG | Continuous alarm system | Continuous alarm system |  | UST Currently In Use: 2; UST Temp Close: 0; AST Currently In Use: 0; AST Temp Closed: 0 | 2 | 0 | 0 | 25334-047-021196 | PLANTERSVILLE MINI MART LLC
52683 | Currently in Use |  | 2017-11-01 06:00 |  | Petroleum | Unleaded gasoline | Unleaded gasoline | Retail | Double Wall, Fiberglass coated steel | Fiberglass coated steel |  |  | Double Wall, Fiberglass reinforced plastic |  | 2017-11-01 06:00 |  | Catchment Basin, Single walled catchment basin | Automatic shutoff device At 95% full | Automatic shutoff device At 95% full | Interstitial Monitoring within Secondary Containment |  | Continuous Automatic Tank Gauge |  | Automatic shutoff device (AELLD), Containment Sump | Containment Sump | Interstitial Monitoring within Secondary Containment | SENSOR TO ATG | Continuous alarm system | Continuous alarm system |  | UST Currently In Use: 2; UST Temp Close: 0; AST Currently In Use: 0; AST Temp Closed: 0 | 2 | 0 | 0 | 25334-047-021196 | PLANTERSVILLE MINI MART LLC
52684 | Currently in Use |  | 2017-12-13 06:00 |  | Petroleum | Unleaded gasoline | Unleaded gasoline | Retail | Double Wall, Fiberglass coated steel | Fiberglass coated steel |  |  | Double Wall, Fiberglass reinforced plastic |  | 2017-12-13 06:00 |  | Catchment Basin, Double walled catchment basin | Automatic shutoff device At 95% full | Automatic shutoff device At 95% full | Interstitial Monitoring within Secondary Containment | SENSOR TO ATG | Automatic Tank Gauge |  | Automatic flow restrictor (MLLD), Containment Sump | Containment Sump | Interstitial Monitoring within Secondary Containment | SENSOR TO ATG | Continuous alarm system | Continuous alarm system |  | UST Currently In Use: 2; UST Temp Close: 0; AST Currently In Use: 0; AST Temp Closed: 0 | 2 | 0 | 3 | 23413-073-015658 | CIRCLE K STORES, INC.
52686 | Currently in Use |  | 2017-12-13 06:00 |  | Petroleum | Premium gasoline | Premium gasoline | Retail | Double Wall, Fiberglass coated steel, 8P-12DSL | Fiberglass coated steel |  |  | Double Wall, Fiberglass reinforced plastic |  | 2017-12-13 06:00 |  | Catchment Basin, Double walled catchment basin | Automatic shutoff device At 95% full | Automatic shutoff device At 95% full | Interstitial Monitoring within Secondary Containment | SENSOR TO ATG | Automatic Tank Gauge |  | Automatic flow restrictor (MLLD), Containment Sump | Containment Sump | Interstitial Monitoring within Secondary Containment | SENSOR TO ATG | Continuous alarm system | Continuous alarm system |  | UST Currently In Use: 2; UST Temp Close: 0; AST Currently In Use: 0; AST Temp Closed: 0 | 2 | 0 | 3 | 23413-073-015658 | CIRCLE K STORES, INC.
52687 | Currently in Use |  | 2018-02-22 06:00 |  | Petroleum | Unleaded gasoline | Unleaded gasoline | Industrial | Double Wall, Fiberglass coated steel | Fiberglass coated steel |  |  | Double Wall, Fiberglass reinforced plastic |  | 2018-02-22 06:00 |  | Catchment Basin, Single walled catchment basin | Automatic shutoff device At 95% full | Automatic shutoff device At 95% full | Interstitial Monitoring within Secondary Containment | SENSOR TO ATG |  |  | Containment Sump, Sump sensor relayed to automatically shut off submersible pump | Sump sensor relayed to automatically shut off submersible pump | Interstitial Monitoring within Secondary Containment |  | Continuous alarm system | Continuous alarm system |  | UST Currently In Use: 1; UST Temp Close: 0; AST Currently In Use: 0; AST Temp Closed: 0 | 1 | 0 | 0 | 13810-045-021197 | PEA RIVER ELECT COOPERATIVE
52688 | Currently in Use |  | 1995-01-01 06:00 |  | Petroleum | On road diesel | On road diesel | Emergency Power Generator, State/Federal Government | Double Wall, Fiberglass reinforced plastic | Fiberglass reinforced plastic |  |  | Double Wall, Fiberglass reinforced plastic, Steel, STEL-FIBER |  |  | Isolated or Above Ground | Catchment Basin, Single walled catchment basin | Automatic shutoff device At 95% full | Automatic shutoff device At 95% full | Interstitial Monitoring within Secondary Containment | SENSOR TO ATG |  |  | Containment Sump, EXEMPT | Containment Sump | Interstitial Monitoring within Secondary Containment | SENSOR TO ATG | Continuous alarm system | Continuous alarm system |  | UST Currently In Use: 1; UST Temp Close: 0; AST Currently In Use: 0; AST Temp Closed: 0 | 1 | 0 | 0 | 24649-073-021198 | US GENERAL SERVICES ADMIN- PUBL BLDG
52689 | Currently in Use |  | 2017-10-01 06:00 |  | Petroleum | Unleaded gasoline | Unleaded gasoline | Retail | Double Wall, Fiberglass coated steel | Fiberglass coated steel |  |  | Double Wall, Fiberglass reinforced plastic |  | 2017-10-01 06:00 |  | Catchment Basin, Single walled catchment basin | Automatic shutoff device At 95% full | Automatic shutoff device At 95% full | Interstitial Monitoring within Secondary Containment |  |  |  | Automatic shutoff device (AELLD) | Automatic shutoff device (AELLD) | Interstitial Monitoring within Secondary Containment |  | Continuous alarm system | Continuous alarm system |  | UST Currently In Use: 2; UST Temp Close: 0; AST Currently In Use: 0; AST Temp Closed: 0 | 2 | 0 | 0 | 25350-125-021199 | TRADEMART INVESTMENTS LLC
52691 | Currently in Use |  | 2018-10-01 06:00 |  | Petroleum | Mid-grade gasoline | Mid-grade gasoline | Retail | Double Wall, Fiberglass coated steel | Fiberglass coated steel |  |  | Double Wall, Fiberglass reinforced plastic |  | 2017-10-01 06:00 |  | Catchment Basin, Single walled catchment basin | Automatic shutoff device At 95% full | Automatic shutoff device At 95% full | Interstitial Monitoring within Secondary Containment |  |  |  | Automatic shutoff device (AELLD) | Automatic shutoff device (AELLD) | Interstitial Monitoring within Secondary Containment |  | Continuous alarm system | Continuous alarm system |  | UST Currently In Use: 2; UST Temp Close: 0; AST Currently In Use: 0; AST Temp Closed: 0 | 2 | 0 | 0 | 25350-125-021199 | TRADEMART INVESTMENTS LLC
52692 | Currently in Use |  | 2012-10-01 06:00 |  | Petroleum | On road diesel | On road diesel | Emergency Power Generator, State/Federal Government | Double Wall, Fiberglass reinforced plastic | Fiberglass reinforced plastic |  |  | Double Wall, Flexible |  | 2012-10-01 06:00 |  | Other, ABOVEGROUN | Audible high level alarm At 90% full, Automatic shutoff device At 95% full, REMOTE FIL | Automatic shutoff device At 95% full | Interstitial Monitoring within Secondary Containment | SENSOR TO ATG |  |  | Containment Sump, Sump sensor relayed to automatically shut off submersible pump | Sump sensor relayed to automatically shut off submersible pump | Interstitial Monitoring within Secondary Containment | SENSOR TO ATG |  |  |  | UST Currently In Use: 2; UST Temp Close: 0; AST Currently In Use: 0; AST Temp Closed: 0 | 2 | 0 | 0 | 16273-073-021200 | UAB DEPT. HEALTH & SAFETY
52693 | Currently in Use |  | 2012-10-01 06:00 |  | Petroleum | On road diesel | On road diesel | Emergency Power Generator, State/Federal Government | Double Wall, Fiberglass reinforced plastic | Fiberglass reinforced plastic |  |  | Double Wall, Flexible |  | 2012-10-01 06:00 |  | Other, ABOVEGROUN | Audible high level alarm At 90% full, Automatic shutoff device At 95% full, REMOTE FIL | Automatic shutoff device At 95% full | Interstitial Monitoring within Secondary Containment | SENSOR TO ATG |  |  | Sump sensor relayed to automatically shut off submersible pump | Sump sensor relayed to automatically shut off submersible pump | Interstitial Monitoring within Secondary Containment | SENSOR TO ATG | Continuous alarm system | Continuous alarm system |  | UST Currently In Use: 2; UST Temp Close: 0; AST Currently In Use: 0; AST Temp Closed: 0 | 2 | 0 | 0 | 16273-073-021200 | UAB DEPT. HEALTH & SAFETY
52696 | Currently in Use |  | 2017-08-24 06:00 |  | Petroleum | Premium gasoline | Premium gasoline | Retail | Double Wall, Fiberglass coated steel | Fiberglass coated steel |  |  | Double Wall, Fiberglass reinforced plastic |  | 2017-08-24 06:00 |  | Catchment Basin, Single walled catchment basin | Automatic shutoff device At 95% full | Automatic shutoff device At 95% full | Interstitial Monitoring within Secondary Containment |  | Continuous Automatic Tank Gauge |  | Automatic flow restrictor (MLLD), Containment Sump | Containment Sump | Interstitial Monitoring within Secondary Containment |  | Annual line testing, Continuous alarm system | Continuous alarm system |  | UST Currently In Use: 2; UST Temp Close: 0; AST Currently In Use: 0; AST Temp Closed: 0 | 2 | 0 | 0 | 23868-025-021201 | SLIDELL OIL COMPANY, LLC
52697 | Currently in Use |  | 2017-08-24 06:00 |  | Petroleum | Unleaded gasoline | Unleaded gasoline | Retail | Double Wall, Fiberglass coated steel | Fiberglass coated steel |  |  | Double Wall, Fiberglass reinforced plastic |  | 2017-08-24 06:00 |  | Catchment Basin, Single walled catchment basin | Automatic shutoff device At 95% full | Automatic shutoff device At 95% full | Interstitial Monitoring within Secondary Containment |  | Continuous Automatic Tank Gauge |  | Automatic flow restrictor (MLLD), Containment Sump | Containment Sump | Interstitial Monitoring within Secondary Containment |  | Annual line testing, Continuous alarm system | Continuous alarm system |  | UST Currently In Use: 2; UST Temp Close: 0; AST Currently In Use: 0; AST Temp Closed: 0 | 2 | 0 | 0 | 23868-025-021201 | SLIDELL OIL COMPANY, LLC
52699 | Currently in Use |  | 2010-10-17 06:00 |  | Petroleum | Unleaded gasoline | Unleaded gasoline | Retail | Double Wall, Fiberglass coated steel, 11R-5P | Fiberglass coated steel |  |  | Double Wall, Fiberglass reinforced plastic, 2-PIECES |  | 2010-10-17 06:00 |  | Catchment Basin, Single walled catchment basin | Automatic shutoff device At 95% full | Automatic shutoff device At 95% full | Interstitial Monitoring within Secondary Containment | SENSOR TO ATG |  |  | Automatic shutoff device (AELLD), Containment Sump | Containment Sump | Interstitial Monitoring within Secondary Containment | SENSOR TO ATG | Continuous alarm system | Continuous alarm system |  | UST Currently In Use: 1; UST Temp Close: 0; AST Currently In Use: 0; AST Temp Closed: 0 | 1 | 0 | 0 | 25356-073-021203 | SONNY AND AHN TRAN
52700 | Currently in Use |  | 2010-01-01 06:00 |  | Petroleum | On road diesel | On road diesel | Emergency Power Generator, State/Federal Government | Double Wall, Fiberglass reinforced plastic | Fiberglass reinforced plastic |  |  | Double Wall, Fiberglass reinforced plastic |  | 2010-01-01 06:00 |  | Other, ABOVEGR | Audible high level alarm At 90% full | Audible high level alarm At 90% full | Interstitial Monitoring within Secondary Containment | SENSOR TO ATG | Automatic Tank Gauge |  | Containment Sump, NO SHUT OF | Containment Sump | Interstitial Monitoring within Secondary Containment | SENSOR TO ATG | Continuous alarm system | Continuous alarm system |  | UST Currently In Use: 2; UST Temp Close: 0; AST Currently In Use: 0; AST Temp Closed: 0 | 2 | 0 | 0 | 16273-073-021204 | UAB DEPT. HEALTH & SAFETY
52701 | Currently in Use |  | 2010-01-01 06:00 |  | Petroleum | On road diesel | On road diesel | Emergency Power Generator, State/Federal Government | Double Wall, Fiberglass reinforced plastic | Fiberglass reinforced plastic |  |  | Double Wall, Fiberglass reinforced plastic |  | 2010-01-01 06:00 |  | Other, ABOVEGR | Audible high level alarm At 90% full | Audible high level alarm At 90% full | Interstitial Monitoring within Secondary Containment | SENSOR TO ATG |  |  | Containment Sump, NO SHUT OF | Containment Sump | Interstitial Monitoring within Secondary Containment | SENSOR TO ATG | Continuous alarm system | Continuous alarm system |  | UST Currently In Use: 2; UST Temp Close: 0; AST Currently In Use: 0; AST Temp Closed: 0 | 2 | 0 | 0 | 16273-073-021204 | UAB DEPT. HEALTH & SAFETY
52703 | Currently in Use |  | 2017-11-30 06:00 |  | Petroleum | Unleaded gasoline | Unleaded gasoline | Retail | Double Wall, Fiberglass coated steel | Fiberglass coated steel |  |  | Double Wall, Flexible |  |  |  | Catchment Basin, Single walled catchment basin | Automatic shutoff device At 95% full | Automatic shutoff device At 95% full | Interstitial Monitoring within Secondary Containment | SENSOR TO ATG | Automatic Tank Gauge | Single walled submersible pump containment sump | Automatic flow restrictor (MLLD) | Automatic flow restrictor (MLLD) | Interstitial Monitoring within Secondary Containment | SENSOR TO ATG | Annual line testing | Annual line testing |  | UST Currently In Use: 2; UST Temp Close: 0; AST Currently In Use: 0; AST Temp Closed: 0 | 2 | 0 | 5 | 23757-071-011267 | RAJESH AGGARWAL
52704 | Currently in Use |  | 2017-11-30 06:00 |  | Petroleum | On road diesel | On road diesel | Retail | Double Wall, Fiberglass coated steel | Fiberglass coated steel |  |  | Double Wall, Flexible |  |  |  | Catchment Basin, Single walled catchment basin | Automatic shutoff device At 95% full | Automatic shutoff device At 95% full | Interstitial Monitoring within Secondary Containment | SENSOR TO ATG | Automatic Tank Gauge | Single walled submersible pump containment sump | Automatic flow restrictor (MLLD) | Automatic flow restrictor (MLLD) | Interstitial Monitoring within Secondary Containment | SENSOR TO ATG | Annual line testing | Annual line testing |  | UST Currently In Use: 2; UST Temp Close: 0; AST Currently In Use: 0; AST Temp Closed: 0 | 2 | 0 | 5 | 23757-071-011267 | RAJESH AGGARWAL
52705 | Currently in Use |  | 2018-02-27 06:00 |  | Petroleum | Unleaded gasoline | Unleaded gasoline | Retail | Double Wall, Fiberglass reinforced plastic | Fiberglass reinforced plastic |  |  | Double Wall, Flexible |  |  |  | Catchment Basin, Single walled catchment basin | Automatic shutoff device At 95% full | Automatic shutoff device At 95% full | Interstitial Monitoring within Secondary Containment | SENSOR TO ATG |  |  | Automatic flow restrictor (MLLD), Containment Sump | Containment Sump | Interstitial Monitoring within Secondary Containment | SENSOR TO ATG | Continuous alarm system | Continuous alarm system |  | UST Currently In Use: 2; UST Temp Close: 0; AST Currently In Use: 0; AST Temp Closed: 0 | 2 | 0 | 2 | 13579-015-018720 | MURPHY OIL USA, INC.
52706 | Currently in Use |  | 2018-02-27 06:00 |  | Petroleum | Premium gasoline | Premium gasoline | Retail | Double Wall, Fiberglass reinforced plastic | Fiberglass reinforced plastic |  |  | Double Wall, Flexible |  |  |  | Catchment Basin, Single walled catchment basin | Automatic shutoff device At 95% full | Automatic shutoff device At 95% full | Interstitial Monitoring within Secondary Containment |  |  |  | Automatic flow restrictor (MLLD), Containment Sump | Containment Sump | Interstitial Monitoring within Secondary Containment | SENSOR TO ATG | Continuous alarm system | Continuous alarm system |  | UST Currently In Use: 2; UST Temp Close: 0; AST Currently In Use: 0; AST Temp Closed: 0 | 2 | 0 | 2 | 13579-015-018720 | MURPHY OIL USA, INC.
52707 | Currently in Use |  | 2018-04-09 06:00 |  | Petroleum | Unleaded gasoline | Unleaded gasoline | Retail | Double Wall, Fiberglass coated steel | Fiberglass coated steel |  |  | Double Wall, Fiberglass reinforced plastic |  | 2018-04-09 06:00 |  | Catchment Basin, Single walled catchment basin | Automatic shutoff device At 95% full | Automatic shutoff device At 95% full | Interstitial Monitoring within Secondary Containment | SENSOR TO ATG | Continuous Automatic Tank Gauge | Single walled submersible pump containment sump | Automatic flow restrictor (MLLD), Containment Sump | Containment Sump |  | SENSOR TO ATG | Continuous alarm system | Continuous alarm system |  | UST Currently In Use: 1; UST Temp Close: 0; AST Currently In Use: 0; AST Temp Closed: 0 | 1 | 0 | 3 | 11230-003-017656 | CONTORNO, INC.
52708 | Currently in Use |  | 2017-06-13 06:00 |  | Petroleum | Unleaded gasoline | Unleaded gasoline | Retail | Double Wall, Fiberglass coated steel | Fiberglass coated steel |  |  | Double Wall, Fiberglass reinforced plastic |  | 2017-06-13 06:00 |  | Catchment Basin, Single walled catchment basin | Automatic shutoff device At 95% full | Automatic shutoff device At 95% full | Interstitial Monitoring within Secondary Containment |  |  |  | Automatic shutoff device (AELLD) | Automatic shutoff device (AELLD) | Interstitial Monitoring within Secondary Containment |  | Continuous alarm system | Continuous alarm system |  | UST Currently In Use: 3; UST Temp Close: 0; AST Currently In Use: 0; AST Temp Closed: 0 | 3 | 0 | 0 | 11576-125-021210 | DUTCH OIL COMPANY
52709 | Currently in Use |  | 2017-06-13 06:00 |  | Petroleum | Premium gasoline | Premium gasoline | Retail | Double Wall, Fiberglass coated steel | Fiberglass coated steel |  |  | Double Wall, Fiberglass reinforced plastic |  | 2017-06-13 06:00 |  | Catchment Basin, Single walled catchment basin | Automatic shutoff device At 95% full | Automatic shutoff device At 95% full | Interstitial Monitoring within Secondary Containment |  |  |  | Automatic shutoff device (AELLD) | Automatic shutoff device (AELLD) |  |  | CITLD, Continuous alarm system | Continuous alarm system |  | UST Currently In Use: 3; UST Temp Close: 0; AST Currently In Use: 0; AST Temp Closed: 0 | 3 | 0 | 0 | 11576-125-021210 | DUTCH OIL COMPANY
52710 | Currently in Use |  | 2017-06-13 06:00 |  | Petroleum | On road diesel | On road diesel | Retail | Double Wall, Fiberglass coated steel | Fiberglass coated steel |  |  | Double Wall, Fiberglass reinforced plastic |  | 2017-06-13 06:00 |  | Catchment Basin, Single walled catchment basin | Automatic shutoff device At 95% full | Automatic shutoff device At 95% full | Interstitial Monitoring within Secondary Containment |  |  |  | Automatic shutoff device (AELLD) | Automatic shutoff device (AELLD) | Interstitial Monitoring within Secondary Containment |  | Continuous alarm system | Continuous alarm system |  | UST Currently In Use: 3; UST Temp Close: 0; AST Currently In Use: 0; AST Temp Closed: 0 | 3 | 0 | 0 | 11576-125-021210 | DUTCH OIL COMPANY
52711 | Currently in Use |  | 1995-01-01 06:00 |  | Petroleum | On road diesel | On road diesel | Emergency Power Generator, State/Federal Government | Double Wall, Fiberglass reinforced plastic | Fiberglass reinforced plastic |  |  | Double Wall, Fiberglass reinforced plastic |  |  |  | Catchment Basin, Single walled catchment basin | Flow Rest 90% Full | Flow Rest 90% Full | Interstitial Monitoring within Secondary Containment | [10 empty] | UST Currently In Use: 1; UST Temp Close: 0; AST Currently In Use: 0; AST Temp Closed: 0 | 1 | 0 | 0 | 16407-101-021211 | RETIREMENT SYSTEMS OF ALABAMA
52719 | Currently in Use |  | 2018-02-07 06:00 |  | Petroleum | Unleaded gasoline | Unleaded gasoline | Retail | Double Wall, Fiberglass coated steel | Fiberglass coated steel |  |  | Double Wall, Fiberglass reinforced plastic |  | 2018-02-07 06:00 |  | Catchment Basin, Double walled catchment basin | Automatic shutoff device At 95% full | Automatic shutoff device At 95% full | Interstitial Monitoring within Secondary Containment | SENSOR TO ATG | Continuous Automatic Tank Gauge |  | Automatic flow restrictor (MLLD), Containment Sump | Containment Sump | Interstitial Monitoring within Secondary Containment | SENSOR TO ATG | Continuous alarm system | Continuous alarm system |  | UST Currently In Use: 3; UST Temp Close: 0; AST Currently In Use: 0; AST Temp Closed: 0 | 3 | 0 | 0 | 23868-025-021212 | SLIDELL OIL COMPANY, LLC
52722 | Currently in Use |  | 2017-11-08 06:00 |  | Petroleum | Unleaded gasoline | Unleaded gasoline | Retail | Double Wall | Double Wall |  |  | Double Wall, Fiberglass reinforced plastic |  | 2017-11-08 06:00 |  | Catchment Basin, Single walled catchment basin | Automatic shutoff device At 95% full | Automatic shutoff device At 95% full | Interstitial Monitoring within Secondary Containment |  |  |  | Automatic shutoff device (AELLD) | Automatic shutoff device (AELLD) | Interstitial Monitoring within Secondary Containment |  |  |  |  | UST Currently In Use: 2; UST Temp Close: 0; AST Currently In Use: 0; AST Temp Closed: 0 | 2 | 0 | 0 | 25399-083-021213 | D & S INVESTMENTS INC
52723 | Currently in Use |  | 2017-11-08 06:00 |  | Petroleum | Premium gasoline | Premium gasoline | Retail | Double Wall | Double Wall |  |  | Double Wall, Fiberglass reinforced plastic |  | 2017-11-08 06:00 |  | Catchment Basin, Single walled catchment basin | Automatic shutoff device At 95% full | Automatic shutoff device At 95% full | Interstitial Monitoring within Secondary Containment |  |  |  | Automatic shutoff device (AELLD) | Automatic shutoff device (AELLD) | Interstitial Monitoring within Secondary Containment |  |  |  |  | UST Currently In Use: 2; UST Temp Close: 0; AST Currently In Use: 0; AST Temp Closed: 0 | 2 | 0 | 0 | 25399-083-021213 | D & S INVESTMENTS INC
52724 | Currently in Use |  | 2018-06-06 06:00 |  | Petroleum | Unleaded gasoline | Unleaded gasoline | Retail | Double Wall, Fiberglass coated steel | Fiberglass coated steel |  |  | Double Wall, Fiberglass reinforced plastic |  | 2018-06-06 06:00 |  | Catchment Basin, Single walled catchment basin | Automatic shutoff device At 95% full | Automatic shutoff device At 95% full | Interstitial Monitoring within Secondary Containment | SENSOR TO ATG |  | Single walled submersible pump containment sump | Automatic shutoff device (AELLD), Containment Sump | Containment Sump | Interstitial Monitoring within Secondary Containment | MANUAL/VISUAL CHECK | Continuous alarm system | Continuous alarm system |  | UST Currently In Use: 1; UST Temp Close: 0; AST Currently In Use: 0; AST Temp Closed: 0 | 1 | 0 | 4 | 22888-081-004925 | PREM PROPERTIES LLC
52725 | Currently in Use |  | 2017-11-27 06:00 |  | Petroleum | Unleaded gasoline | Unleaded gasoline |  | Double Wall, UNKNOWN | Double Wall |  |  | Double Wall, Fiberglass reinforced plastic |  | 2017-11-27 06:00 |  | Catchment Basin, Single walled catchment basin | Automatic shutoff device At 95% full | Automatic shutoff device At 95% full | Interstitial Monitoring within Secondary Containment |  |  |  | Automatic shutoff device (AELLD) | Automatic shutoff device (AELLD) | Interstitial Monitoring within Secondary Containment |  |  |  |  | UST Currently In Use: 2; UST Temp Close: 0; AST Currently In Use: 0; AST Temp Closed: 0 | 2 | 0 | 0 | 25403-009-021217 | KASHMIR MAL
52727 | Currently in Use |  | 2017-11-27 06:00 |  | Petroleum | Premium gasoline | Premium gasoline | Retail | Double Wall, UNKNOWN | Double Wall |  |  | Double Wall, Fiberglass reinforced plastic |  | 2017-11-27 06:00 |  | Catchment Basin, Single walled catchment basin | Automatic shutoff device At 95% full | Automatic shutoff device At 95% full | Interstitial Monitoring within Secondary Containment |  |  |  | Automatic shutoff device (AELLD) | Automatic shutoff device (AELLD) | Interstitial Monitoring within Secondary Containment |  |  |  |  | UST Currently In Use: 2; UST Temp Close: 0; AST Currently In Use: 0; AST Temp Closed: 0 | 2 | 0 | 0 | 25403-009-021217 | KASHMIR MAL
52729 | Currently in Use |  | 2018-03-06 06:00 |  | Petroleum | Unleaded gasoline | Unleaded gasoline | Retail | Double Wall, Fiberglass coated steel | Fiberglass coated steel |  |  | Double Wall, Fiberglass reinforced plastic |  |  |  | Catchment Basin, Single walled catchment basin | Automatic shutoff device At 95% full | Automatic shutoff device At 95% full | Interstitial Monitoring within Secondary Containment | SENSOR TO ATG | Automatic Tank Gauge |  | Automatic flow restrictor (MLLD), Containment Sump | Containment Sump | Interstitial Monitoring within Secondary Containment |  | Continuous alarm system | Continuous alarm system |  | UST Currently In Use: 3; UST Temp Close: 0; AST Currently In Use: 0; AST Temp Closed: 0 | 3 | 0 | 3 | 23413-117-014356 | CIRCLE K STORES, INC.
52731 | Currently in Use |  | 2018-03-06 06:00 |  | Petroleum | Unleaded gasoline | Unleaded gasoline | Retail | Double Wall, Fiberglass coated steel | Fiberglass coated steel |  |  | Double Wall, Fiberglass reinforced plastic |  |  |  | Catchment Basin, Single walled catchment basin | Automatic shutoff device At 95% full | Automatic shutoff device At 95% full | Interstitial Monitoring within Secondary Containment | SENSOR TO ATG | Automatic Tank Gauge |  | Automatic flow restrictor (MLLD), Containment Sump | Containment Sump | Interstitial Monitoring within Secondary Containment |  | Continuous alarm system | Continuous alarm system |  | UST Currently In Use: 3; UST Temp Close: 0; AST Currently In Use: 0; AST Temp Closed: 0 | 3 | 0 | 3 | 23413-117-014356 | CIRCLE K STORES, INC.
52732 | Currently in Use |  | 2018-03-06 06:00 |  | Petroleum | Unleaded gasoline | Unleaded gasoline | Retail | Double Wall, Fiberglass coated steel | Fiberglass coated steel |  |  | Double Wall, Fiberglass reinforced plastic |  |  |  | Catchment Basin, Single walled catchment basin | Automatic shutoff device At 95% full | Automatic shutoff device At 95% full | Interstitial Monitoring within Secondary Containment | SENSOR TO ATG | Automatic Tank Gauge |  | Automatic flow restrictor (MLLD), Containment Sump | Containment Sump | Interstitial Monitoring within Secondary Containment |  | Continuous alarm system | Continuous alarm system |  | UST Currently In Use: 3; UST Temp Close: 0; AST Currently In Use: 0; AST Temp Closed: 0 | 3 | 0 | 3 | 23413-117-014356 | CIRCLE K STORES, INC.
52733 | Permanently Closed | 2020-07-23 06:00 | 1984-01-01 06:00 | 2020-07-23 06:00 | Petroleum | On road diesel | On road diesel | Emergency Power Generator, State/Federal Government | Steel | Steel | [20 empty] | UST Currently In Use: 0; UST Temp Close: 0; AST Currently In Use: 0; AST Temp Closed: 0 | 0 | 0 | 1 | 15114-089-021230 | UNIVERSITY OF ALA IN HUNTSVILLE
52735 | Permanently Closed | 2020-07-24 06:00 | 1969-01-01 06:00 | 2020-07-24 06:00 | Petroleum | On road diesel | On road diesel | Emergency Power Generator, State/Federal Government | Steel | Steel | [20 empty] | UST Currently In Use: 0; UST Temp Close: 0; AST Currently In Use: 0; AST Temp Closed: 0 | 0 | 0 | 1 | 15114-089-021231 | UNIVERSITY OF ALA IN HUNTSVILLE
52736 | Currently in Use |  | 2014-12-14 06:00 |  | Petroleum | Unleaded gasoline | Unleaded gasoline | Retail | Double Wall, Fiberglass reinforced plastic | Fiberglass reinforced plastic |  |  | Double Wall, Flexible |  |  |  | Catchment Basin, Single walled catchment basin | Automatic shutoff device At 95% full | Automatic shutoff device At 95% full | Interstitial Monitoring within Secondary Containment | OTHER |  |  | Automatic shutoff device (AELLD) | Automatic shutoff device (AELLD) | Interstitial Monitoring within Secondary Containment |  | Continuous alarm system, Other, INTMON REQ | Other |  | UST Currently In Use: 3; UST Temp Close: 0; AST Currently In Use: 0; AST Temp Closed: 0 | 3 | 0 | 2 | 23429-115-009881 | MUSA PROPERTIES, LLC
52737 | Currently in Use |  | 2014-12-14 06:00 |  | Petroleum | Premium gasoline | Premium gasoline | Retail | Double Wall, Fiberglass reinforced plastic | Fiberglass reinforced plastic |  |  | Double Wall, Fiberglass reinforced plastic |  |  |  | Catchment Basin, Single walled catchment basin | Automatic shutoff device At 95% full | Automatic shutoff device At 95% full | Interstitial Monitoring within Secondary Containment |  | Other |  | Automatic shutoff device (AELLD) | Automatic shutoff device (AELLD) |  |  | Continuous alarm system, Other, INTMON REQ | Other |  | UST Currently In Use: 3; UST Temp Close: 0; AST Currently In Use: 0; AST Temp Closed: 0 | 3 | 0 | 2 | 23429-115-009881 | MUSA PROPERTIES, LLC
52738 | Currently in Use |  | 2017-10-01 06:00 |  | Petroleum | Unleaded gasoline | Unleaded gasoline | Retail | Double Wall, Fiberglass coated steel | Fiberglass coated steel |  |  | Double Wall, Fiberglass reinforced plastic |  | 2017-10-01 06:00 |  | Catchment Basin, Single walled catchment basin | Automatic shutoff device At 95% full | Automatic shutoff device At 95% full | Interstitial Monitoring within Secondary Containment |  |  |  | Containment Sump | Containment Sump | Interstitial Monitoring within Secondary Containment |  |  |  |  | UST Currently In Use: 2; UST Temp Close: 0; AST Currently In Use: 0; AST Temp Closed: 0 | 2 | 0 | 0 | 22302-081-021233 | MARTIN GRIGGS - C/O FREEDOM FUELS
52739 | Currently in Use |  | 2017-10-01 06:00 |  | Petroleum | Premium gasoline | Premium gasoline | Retail | Double Wall, Fiberglass coated steel | Fiberglass coated steel |  |  | Double Wall, Fiberglass reinforced plastic |  | 2017-10-01 06:00 |  | Catchment Basin, Single walled catchment basin | Automatic shutoff device At 95% full | Automatic shutoff device At 95% full | Interstitial Monitoring within Secondary Containment | SENSOR TO ATG |  |  | Containment Sump | Containment Sump | Interstitial Monitoring within Secondary Containment | SENSOR TO ATG |  |  | Pressurized Piping | UST Currently In Use: 2; UST Temp Close: 0; AST Currently In Use: 0; AST Temp Closed: 0 | 2 | 0 | 0 | 22302-081-021233 | MARTIN GRIGGS - C/O FREEDOM FUELS
52740 | Retired |  | 2017-10-01 06:00 |  | Petroleum | Other, NON ETHANO | Other | Retail | Double Wall, Fiberglass coated steel | Fiberglass coated steel |  |  | Double Wall, Fiberglass reinforced plastic |  | 2017-10-01 06:00 |  | Catchment Basin, Single walled catchment basin | Automatic shutoff device At 95% full | Automatic shutoff device At 95% full | Interstitial Monitoring within Secondary Containment |  |  |  | Containment Sump | Containment Sump | Interstitial Monitoring within Secondary Containment |  |  |  |  | UST Currently In Use: 2; UST Temp Close: 0; AST Currently In Use: 0; AST Temp Closed: 0 | 2 | 0 | 0 | 22302-081-021233 | MARTIN GRIGGS - C/O FREEDOM FUELS
52741 | Retired |  | 2017-10-01 06:00 |  | Petroleum | On road diesel | On road diesel | Retail | Double Wall, Fiberglass coated steel | Fiberglass coated steel |  |  | Double Wall, Fiberglass reinforced plastic |  | 2017-10-01 06:00 |  | Catchment Basin, Single walled catchment basin | Automatic shutoff device At 95% full | Automatic shutoff device At 95% full | Interstitial Monitoring within Secondary Containment |  |  |  | Containment Sump | Containment Sump | Interstitial Monitoring within Secondary Containment |  |  |  |  | UST Currently In Use: 2; UST Temp Close: 0; AST Currently In Use: 0; AST Temp Closed: 0 | 2 | 0 | 0 | 22302-081-021233 | MARTIN GRIGGS - C/O FREEDOM FUELS
52744 | Currently in Use |  | 2018-04-10 06:00 |  | Petroleum | Unleaded gasoline | Unleaded gasoline | Retail | Double Wall, Fiberglass reinforced plastic | Fiberglass reinforced plastic |  |  | Double Wall, Flexible |  | 2018-04-10 06:00 |  | Catchment Basin, Single walled catchment basin | Automatic shutoff device At 95% full | Automatic shutoff device At 95% full | Interstitial Monitoring within Secondary Containment | SENSOR TO ATG |  |  | Automatic flow restrictor (MLLD), Containment Sump | Containment Sump | Interstitial Monitoring within Secondary Containment | SENSOR TO ATG | Annual line testing, Continuous alarm system | Continuous alarm system |  | UST Currently In Use: 2; UST Temp Close: 0; AST Currently In Use: 0; AST Temp Closed: 0 | 2 | 0 | 0 | 13579-097-021229 | MURPHY OIL USA, INC.
52746 | Currently in Use |  | 2018-04-10 06:00 |  | Petroleum | Unleaded gasoline | Unleaded gasoline | Retail | Double Wall, Fiberglass reinforced plastic | Fiberglass reinforced plastic |  |  | Double Wall, Flexible |  | 2018-04-10 06:00 |  | Catchment Basin, Single walled catchment basin | Automatic shutoff device At 95% full | Automatic shutoff device At 95% full | Interstitial Monitoring within Secondary Containment | SENSOR TO ATG |  |  | Automatic flow restrictor (MLLD), Containment Sump | Containment Sump | Interstitial Monitoring within Secondary Containment | SENSOR TO ATG | Annual line testing, Continuous alarm system | Continuous alarm system |  | UST Currently In Use: 2; UST Temp Close: 0; AST Currently In Use: 0; AST Temp Closed: 0 | 2 | 0 | 0 | 13579-097-021229 | MURPHY OIL USA, INC.
52747 | Permanently Closed | 2018-06-01 06:00 | 1987-01-01 06:00 | 2019-08-12 06:00 | Petroleum | Used oil | Used oil | Bulk facility, Industrial | Steel | Steel |  |  | Single Wall | [8 empty] | Manual Tank Gauging (only tanks 1000 gal. or less and 48” or 64” in diameter) | [8 empty] | UST Currently In Use: 0; UST Temp Close: 0; AST Currently In Use: 2; AST Temp Closed: 0 | 0 | 0 | 1 | 19154-099-021177 | BILLY BARNES ENTERPRISE INC
52748 | Currently in Use |  | 2018-06-15 06:00 |  | Petroleum | Unleaded gasoline | Unleaded gasoline | Retail | Double Wall, Fiberglass reinforced plastic | Fiberglass reinforced plastic |  |  | Double Wall, Fiberglass reinforced plastic |  |  |  | Catchment Basin, Single walled catchment basin | Automatic shutoff device At 95% full | Automatic shutoff device At 95% full | Interstitial Monitoring within Secondary Containment |  |  |  | Automatic shutoff device (AELLD), Containment Sump | Containment Sump | Interstitial Monitoring within Secondary Containment | SENSOR TO ATG | Continuous alarm system | Continuous alarm system |  | UST Currently In Use: 4; UST Temp Close: 0; AST Currently In Use: 0; AST Temp Closed: 0 | 4 | 0 | 2 | 13343-065-001524 | MCCULLOUGH OIL COMPANY, INC.
52749 | Currently in Use |  | 2018-06-15 06:00 |  | Petroleum | Premium gasoline | Premium gasoline | Retail | Double Wall, Fiberglass reinforced plastic | Fiberglass reinforced plastic |  |  | Double Wall, Fiberglass reinforced plastic |  |  |  | Catchment Basin, Single walled catchment basin | Automatic shutoff device At 95% full | Automatic shutoff device At 95% full | Interstitial Monitoring within Secondary Containment |  |  |  | Automatic shutoff device (AELLD), Containment Sump | Containment Sump | Interstitial Monitoring within Secondary Containment | SENSOR TO ATG | Continuous alarm system | Continuous alarm system |  | UST Currently In Use: 4; UST Temp Close: 0; AST Currently In Use: 0; AST Temp Closed: 0 | 4 | 0 | 2 | 13343-065-001524 | MCCULLOUGH OIL COMPANY, INC.
52750 | Currently in Use |  | 2018-06-15 06:00 |  | Petroleum | On road diesel | On road diesel | Retail | Double Wall, Fiberglass reinforced plastic | Fiberglass reinforced plastic |  |  | Double Wall, Fiberglass reinforced plastic |  |  |  | Catchment Basin, Single walled catchment basin | Automatic shutoff device At 95% full | Automatic shutoff device At 95% full | Interstitial Monitoring within Secondary Containment |  |  |  | Automatic shutoff device (AELLD), Containment Sump | Containment Sump | Interstitial Monitoring within Secondary Containment | SENSOR TO ATG | Continuous alarm system | Continuous alarm system |  | UST Currently In Use: 4; UST Temp Close: 0; AST Currently In Use: 0; AST Temp Closed: 0 | 4 | 0 | 2 | 13343-065-001524 | MCCULLOUGH OIL COMPANY, INC.
52751 | Currently in Use |  | 2018-06-15 06:00 |  | Petroleum | Other, NON-ETHANO | Other | Retail | Double Wall, Fiberglass reinforced plastic | Fiberglass reinforced plastic |  |  | Double Wall, Fiberglass reinforced plastic |  |  |  | Catchment Basin, Single walled catchment basin | Automatic shutoff device At 95% full | Automatic shutoff device At 95% full | Interstitial Monitoring within Secondary Containment |  |  |  | Automatic shutoff device (AELLD), Containment Sump | Containment Sump | Interstitial Monitoring within Secondary Containment | SENSOR TO ATG | Continuous alarm system | Continuous alarm system |  | UST Currently In Use: 4; UST Temp Close: 0; AST Currently In Use: 0; AST Temp Closed: 0 | 4 | 0 | 2 | 13343-065-001524 | MCCULLOUGH OIL COMPANY, INC.
52752 | Currently in Use |  | 2018-03-28 06:00 |  | Petroleum | Unleaded gasoline | Unleaded gasoline | Retail | Double Wall, Fiberglass coated steel | Fiberglass coated steel |  |  | Double Wall, Fiberglass reinforced plastic |  | 2018-03-28 06:00 |  | Catchment Basin, Single walled catchment basin | Automatic shutoff device At 95% full | Automatic shutoff device At 95% full | Interstitial Monitoring within Secondary Containment |  |  |  | Automatic shutoff device (AELLD) | Automatic shutoff device (AELLD) | Interstitial Monitoring within Secondary Containment |  | Continuous alarm system | Continuous alarm system |  | UST Currently In Use: 2; UST Temp Close: 0; AST Currently In Use: 0; AST Temp Closed: 0 | 2 | 0 | 0 | 25425-117-021234 | AL-WADUD LLC
52753 | Currently in Use |  | 2018-02-28 06:00 |  | Petroleum | Premium gasoline | Premium gasoline | Retail | Double Wall, Fiberglass coated steel | Fiberglass coated steel |  |  | Double Wall, Fiberglass reinforced plastic |  | 2018-03-28 06:00 |  | Catchment Basin, Single walled catchment basin | Automatic shutoff device At 95% full | Automatic shutoff device At 95% full | Interstitial Monitoring within Secondary Containment |  |  |  | Automatic shutoff device (AELLD) | Automatic shutoff device (AELLD) | Interstitial Monitoring within Secondary Containment |  | Continuous alarm system | Continuous alarm system |  | UST Currently In Use: 2; UST Temp Close: 0; AST Currently In Use: 0; AST Temp Closed: 0 | 2 | 0 | 0 | 25425-117-021234 | AL-WADUD LLC
52754 | Currently in Use |  | 2018-03-23 06:00 |  | Petroleum | Unleaded gasoline | Unleaded gasoline | Retail | Double Wall, Fiberglass coated steel | Fiberglass coated steel |  |  | Double Wall, Fiberglass reinforced plastic |  | 2018-03-23 06:00 |  | Catchment Basin, Single walled catchment basin | Automatic shutoff device At 95% full | Automatic shutoff device At 95% full | Interstitial Monitoring within Secondary Containment |  | Automatic Tank Gauge |  | Automatic flow restrictor (MLLD) | Automatic flow restrictor (MLLD) |  |  | Continuous alarm system | Continuous alarm system |  | UST Currently In Use: 2; UST Temp Close: 0; AST Currently In Use: 0; AST Temp Closed: 0 | 2 | 0 | 0 | 20411-117-021235 | DC OIL COMPANY
52755 | Currently in Use |  | 2018-03-23 06:00 |  | Petroleum | Premium gasoline | Premium gasoline | Retail | Double Wall, Fiberglass coated steel | Fiberglass coated steel |  |  | Double Wall, Fiberglass reinforced plastic |  | 2018-03-23 06:00 |  | Catchment Basin, Single walled catchment basin |  |  | Interstitial Monitoring within Secondary Containment |  | Automatic Tank Gauge |  | Automatic flow restrictor (MLLD) | Automatic flow restrictor (MLLD) |  |  | Continuous alarm system | Continuous alarm system |  | UST Currently In Use: 2; UST Temp Close: 0; AST Currently In Use: 0; AST Temp Closed: 0 | 2 | 0 | 0 | 20411-117-021235 | DC OIL COMPANY
52756 | Currently in Use |  | 2018-05-02 06:00 |  | Petroleum | Unleaded gasoline | Unleaded gasoline | Retail | Double Wall, Fiberglass coated steel | Fiberglass coated steel |  |  | Double Wall, Fiberglass reinforced plastic |  | 2018-05-02 06:00 |  | Catchment Basin, Single walled catchment basin | Automatic shutoff device At 95% full | Automatic shutoff device At 95% full | Interstitial Monitoring within Secondary Containment |  | Continuous Automatic Tank Gauge | Double walled submersible pump containment sump | Automatic shutoff device (AELLD), Containment Sump | Containment Sump | Interstitial Monitoring within Secondary Containment | SENSOR TO ATG | Continuous alarm system | Continuous alarm system | Pressurized Piping | UST Currently In Use: 4; UST Temp Close: 0; AST Currently In Use: 0; AST Temp Closed: 0 | 4 | 0 | 0 | 25440-097-021236 | BKS
52759 | Currently in Use |  | 2018-05-02 06:00 |  | Petroleum | Premium gasoline | Premium gasoline | Retail | Double Wall, Fiberglass coated steel | Fiberglass coated steel |  |  | Double Wall, Fiberglass reinforced plastic |  | 2018-05-02 06:00 |  | Catchment Basin, Single walled catchment basin | Automatic shutoff device At 95% full | Automatic shutoff device At 95% full | Interstitial Monitoring within Secondary Containment |  | Continuous Automatic Tank Gauge | Double walled submersible pump containment sump | Automatic shutoff device (AELLD), Containment Sump | Containment Sump | Interstitial Monitoring within Secondary Containment | SENSOR TO ATG | Continuous alarm system | Continuous alarm system | Pressurized Piping | UST Currently In Use: 4; UST Temp Close: 0; AST Currently In Use: 0; AST Temp Closed: 0 | 4 | 0 | 0 | 25440-097-021236 | BKS
52762 | Currently in Use |  | 2018-05-02 06:00 |  | Petroleum | Ethanol free gasoline | Ethanol free gasoline | Retail | Double Wall, Fiberglass coated steel | Fiberglass coated steel |  |  | Double Wall, Fiberglass reinforced plastic |  | 2018-05-02 06:00 |  | Catchment Basin, Single walled catchment basin | Automatic shutoff device At 95% full | Automatic shutoff device At 95% full | Interstitial Monitoring within Secondary Containment |  | Continuous Automatic Tank Gauge | Double walled submersible pump containment sump | Automatic shutoff device (AELLD), Containment Sump | Containment Sump | Interstitial Monitoring within Secondary Containment | SENSOR TO ATG | Continuous alarm system | Continuous alarm system | Pressurized Piping | UST Currently In Use: 4; UST Temp Close: 0; AST Currently In Use: 0; AST Temp Closed: 0 | 4 | 0 | 0 | 25440-097-021236 | BKS
52763 | Currently in Use |  | 2018-05-02 06:00 |  | Petroleum | On road diesel | On road diesel | Retail | Double Wall, Fiberglass coated steel | Fiberglass coated steel |  |  | Double Wall, Fiberglass reinforced plastic |  | 2018-05-02 06:00 |  | Catchment Basin, Single walled catchment basin | Automatic shutoff device At 95% full | Automatic shutoff device At 95% full | Interstitial Monitoring within Secondary Containment | SENSOR TO ATG | Continuous Automatic Tank Gauge | Double walled submersible pump containment sump | Automatic shutoff device (AELLD), Containment Sump | Containment Sump | Interstitial Monitoring within Secondary Containment | SENSOR TO ATG | Continuous alarm system | Continuous alarm system |  | UST Currently In Use: 4; UST Temp Close: 0; AST Currently In Use: 0; AST Temp Closed: 0 | 4 | 0 | 0 | 25440-097-021236 | BKS
52764 | Currently in Use |  | 2018-07-13 06:00 |  | Petroleum | On road diesel | On road diesel | Emergency Power Generator, State/Federal Government | Double Wall, Fiberglass reinforced plastic | Fiberglass reinforced plastic |  |  | Double Wall, Flexible |  | 2018-07-13 06:00 |  | Catchment Basin, Single walled catchment basin | Audible high level alarm At 90% full, Automatic shutoff device At 95% full | Automatic shutoff device At 95% full | Interstitial Monitoring within Secondary Containment | [10 empty] | UST Currently In Use: 1; UST Temp Close: 0; AST Currently In Use: 0; AST Temp Closed: 0 | 1 | 0 | 0 | 25443-101-021237 | ALABAMA STATE LEGISLATURE
52765 | Currently in Use |  | 2018-07-21 06:00 |  | Petroleum | Unleaded gasoline | Unleaded gasoline | Retail | Double Wall, Fiberglass coated steel | Fiberglass coated steel |  |  | Double Wall, Fiberglass reinforced plastic |  | 2018-07-21 06:00 |  | Catchment Basin, Single walled catchment basin | Automatic shutoff device At 95% full | Automatic shutoff device At 95% full | Interstitial Monitoring within Secondary Containment |  | Continuous Automatic Tank Gauge |  | Automatic flow restrictor (MLLD) | Automatic flow restrictor (MLLD) | Interstitial Monitoring within Secondary Containment |  | Annual line testing | Annual line testing |  | UST Currently In Use: 1; UST Temp Close: 0; AST Currently In Use: 0; AST Temp Closed: 0 | 1 | 0 | 0 | 21499-015-009541 | YOUSEF YAQOUB INC
52766 | Currently in Use |  | 1997-04-01 06:00 |  | Petroleum | On road diesel | On road diesel | Emergency Power Generator, Local Government | Double Wall | Double Wall | [7 empty] | Audible high level alarm At 90% full | Audible high level alarm At 90% full |  |  | Automatic Tank Gauge | [8 empty] | UST Currently In Use: 1; UST Temp Close: 0; AST Currently In Use: 0; AST Temp Closed: 0 | 1 | 0 | 0 | 25404-015-021218 | CALHOUN COUNTY COMMISSION (EMA)
52768 | Temporary Closed | 2005-12-01 06:00 | 1990-05-15 06:00 |  | Petroleum | Unleaded gasoline | Unleaded gasoline | Retail | [22 empty] | UST Currently In Use: 0; UST Temp Close: 2; AST Currently In Use: 0; AST Temp Closed: 0 | 0 | 2 | 0 | 25459-015-021247 | NOBLE CURLEE
52769 | Temporary Closed | 2005-10-01 06:00 | 1990-05-15 06:00 |  | Petroleum | Unleaded gasoline | Unleaded gasoline | Retail | [22 empty] | UST Currently In Use: 0; UST Temp Close: 2; AST Currently In Use: 0; AST Temp Closed: 0 | 0 | 2 | 0 | 25459-015-021247 | NOBLE CURLEE
52772 | Currently in Use |  | 2018-02-07 06:00 |  | Petroleum | Premium gasoline | Premium gasoline | Retail | Double Wall, Fiberglass coated steel | Fiberglass coated steel |  |  | Double Wall, Fiberglass reinforced plastic |  | 2018-02-07 06:00 |  | Catchment Basin, Double walled catchment basin | Automatic shutoff device At 95% full | Automatic shutoff device At 95% full | Interstitial Monitoring within Secondary Containment | SENSOR TO ATG | Continuous Automatic Tank Gauge |  | Automatic flow restrictor (MLLD), Containment Sump | Containment Sump | Interstitial Monitoring within Secondary Containment | SENSOR TO ATG | Continuous alarm system | Continuous alarm system |  | UST Currently In Use: 3; UST Temp Close: 0; AST Currently In Use: 0; AST Temp Closed: 0 | 3 | 0 | 0 | 23868-025-021212 | SLIDELL OIL COMPANY, LLC
52773 | Currently in Use |  | 2018-02-07 06:00 |  | Petroleum | On road diesel | On road diesel | Retail | Double Wall, Fiberglass coated steel | Fiberglass coated steel |  |  | Double Wall, Fiberglass reinforced plastic |  | 2018-02-07 06:00 |  | Catchment Basin, Double walled catchment basin | Automatic shutoff device At 95% full | Automatic shutoff device At 95% full | Interstitial Monitoring within Secondary Containment | SENSOR TO ATG | Continuous Automatic Tank Gauge |  | Automatic flow restrictor (MLLD), Containment Sump | Containment Sump | Interstitial Monitoring within Secondary Containment | SENSOR TO ATG | Continuous alarm system | Continuous alarm system |  | UST Currently In Use: 3; UST Temp Close: 0; AST Currently In Use: 0; AST Temp Closed: 0 | 3 | 0 | 0 | 23868-025-021212 | SLIDELL OIL COMPANY, LLC
52775 | Currently in Use |  | 2018-10-01 06:00 |  | Petroleum | Unleaded gasoline | Unleaded gasoline | Bulk facility | Double Wall, Fiberglass coated steel | Fiberglass coated steel |  |  | Double Wall, Fiberglass reinforced plastic |  | 2018-10-01 06:00 |  | Catchment Basin, Single walled catchment basin | Automatic shutoff device At 95% full | Automatic shutoff device At 95% full | Interstitial Monitoring within Secondary Containment | SENSOR TO ATG |  | Single walled submersible pump containment sump | Automatic shutoff device (AELLD), Containment Sump | Containment Sump | Interstitial Monitoring within Secondary Containment | SENSOR TO ATG |  |  |  | UST Currently In Use: 4; UST Temp Close: 0; AST Currently In Use: 0; AST Temp Closed: 0 | 4 | 0 | 0 | 25466-093-021248 | FOWLER'S HAMILTON PETROLEUM, LLC
52776 | Currently in Use |  | 2018-10-01 06:00 |  | Petroleum | Unleaded gasoline | Unleaded gasoline | Bulk facility | Double Wall, Fiberglass coated steel | Fiberglass coated steel |  |  | Double Wall, Fiberglass reinforced plastic |  | 2018-10-01 06:00 |  | Catchment Basin, Single walled catchment basin | Automatic shutoff device At 95% full | Automatic shutoff device At 95% full | Interstitial Monitoring within Secondary Containment | SENSOR TO ATG |  | Single walled submersible pump containment sump | Automatic shutoff device (AELLD), Containment Sump | Containment Sump | Interstitial Monitoring within Secondary Containment | SENSOR TO ATG |  |  |  | UST Currently In Use: 4; UST Temp Close: 0; AST Currently In Use: 0; AST Temp Closed: 0 | 4 | 0 | 0 | 25466-093-021248 | FOWLER'S HAMILTON PETROLEUM, LLC
52777 | Currently in Use |  | 2018-10-01 06:00 |  | Petroleum | On road diesel | On road diesel | Bulk facility | Double Wall, Fiberglass coated steel | Fiberglass coated steel |  |  | Double Wall, Fiberglass reinforced plastic |  | 2018-10-01 06:00 |  | Catchment Basin, Single walled catchment basin | Automatic shutoff device At 95% full | Automatic shutoff device At 95% full | Interstitial Monitoring within Secondary Containment | SENSOR TO ATG |  | Single walled submersible pump containment sump | Automatic shutoff device (AELLD), Containment Sump | Containment Sump | Interstitial Monitoring within Secondary Containment | SENSOR TO ATG |  |  |  | UST Currently In Use: 4; UST Temp Close: 0; AST Currently In Use: 0; AST Temp Closed: 0 | 4 | 0 | 0 | 25466-093-021248 | FOWLER'S HAMILTON PETROLEUM, LLC
52778 | Currently in Use |  | 2018-10-01 06:00 |  | Petroleum | On road diesel | On road diesel | Bulk facility | Double Wall, Fiberglass coated steel | Fiberglass coated steel |  |  | Double Wall, Fiberglass reinforced plastic |  | 2018-10-01 06:00 |  | Catchment Basin, Single walled catchment basin | Automatic shutoff device At 95% full | Automatic shutoff device At 95% full | Interstitial Monitoring within Secondary Containment | SENSOR TO ATG |  | Single walled submersible pump containment sump | Automatic shutoff device (AELLD), Containment Sump | Containment Sump | Interstitial Monitoring within Secondary Containment | SENSOR TO ATG |  |  |  | UST Currently In Use: 4; UST Temp Close: 0; AST Currently In Use: 0; AST Temp Closed: 0 | 4 | 0 | 0 | 25466-093-021248 | FOWLER'S HAMILTON PETROLEUM, LLC
52779 | Currently in Use |  | 2018-10-01 06:00 |  | Petroleum | Unleaded gasoline | Unleaded gasoline | Retail | Double Wall, Fiberglass coated steel | Fiberglass coated steel |  |  | Double Wall, Flexible |  | 2018-10-01 06:00 |  | Catchment Basin, Single walled catchment basin | Automatic shutoff device At 95% full | Automatic shutoff device At 95% full | Interstitial Monitoring within Secondary Containment |  |  |  | Automatic shutoff device (AELLD), Containment Sump | Containment Sump | Interstitial Monitoring within Secondary Containment |  |  |  |  | UST Currently In Use: 2; UST Temp Close: 0; AST Currently In Use: 0; AST Temp Closed: 0 | 2 | 0 | 0 | 25467-081-021249 | WEAGLE'S ONE STOP LLC
52780 | Currently in Use |  | 2018-10-01 06:00 |  | Petroleum | Premium gasoline | Premium gasoline | Retail | Double Wall, Fiberglass coated steel | Fiberglass coated steel |  |  | Double Wall, Flexible |  | 2018-10-01 06:00 |  | Catchment Basin, Single walled catchment basin | Automatic shutoff device At 95% full | Automatic shutoff device At 95% full | Interstitial Monitoring within Secondary Containment |  |  |  | Automatic shutoff device (AELLD), Containment Sump | Containment Sump | Interstitial Monitoring within Secondary Containment |  |  |  |  | UST Currently In Use: 2; UST Temp Close: 0; AST Currently In Use: 0; AST Temp Closed: 0 | 2 | 0 | 0 | 25467-081-021249 | WEAGLE'S ONE STOP LLC
52781 | Currently in Use |  | 2003-08-23 06:00 |  | Petroleum | On road diesel | On road diesel | State/federal government | Double Wall, Fiberglass reinforced plastic | Fiberglass reinforced plastic |  |  | Double Wall, Fiberglass reinforced plastic |  |  |  | Catchment Basin, Single walled catchment basin | Audible high level alarm At 90% full, Automatic shutoff device At 95% full | Automatic shutoff device At 95% full | Interstitial Monitoring within Secondary Containment |  | Automatic Tank Gauge |  | Containment Sump, Sump sensor relayed to automatically shut off submersible pump | Sump sensor relayed to automatically shut off submersible pump |  |  | Continuous alarm system | Continuous alarm system |  | UST Currently In Use: 16; UST Temp Close: 0; AST Currently In Use: 4; AST Temp Closed: 0 | 16 | 0 | 39 | 10267-015-003643 | DEPT OF ARMY
52782 | Currently in Use |  | 2003-08-23 06:00 |  | Petroleum | On road diesel | On road diesel | State/federal government | Double Wall, Fiberglass reinforced plastic | Fiberglass reinforced plastic |  |  | Double Wall, Fiberglass reinforced plastic |  |  |  | Catchment Basin, Single walled catchment basin | Audible high level alarm At 90% full, Automatic shutoff device At 95% full | Automatic shutoff device At 95% full | Interstitial Monitoring within Secondary Containment |  | Automatic Tank Gauge |  | Containment Sump, Sump sensor relayed to automatically shut off submersible pump | Sump sensor relayed to automatically shut off submersible pump |  |  | Continuous alarm system | Continuous alarm system |  | UST Currently In Use: 16; UST Temp Close: 0; AST Currently In Use: 4; AST Temp Closed: 0 | 16 | 0 | 39 | 10267-015-003643 | DEPT OF ARMY
52783 | Currently in Use |  | 2018-10-01 06:00 |  | Petroleum | Unleaded gasoline | Unleaded gasoline | Retail | Double Wall, Fiberglass reinforced plastic | Fiberglass reinforced plastic |  |  | Double Wall, Flexible |  | 2018-10-01 06:00 |  | Catchment Basin, Double walled catchment basin | Automatic shutoff device At 95% full | Automatic shutoff device At 95% full | Interstitial Monitoring within Secondary Containment | SENSOR TO ATG |  | Single walled submersible pump containment sump | Automatic flow restrictor (MLLD) | Automatic flow restrictor (MLLD) | Interstitial Monitoring within Secondary Containment | SENSOR TO ATG | Continuous alarm system | Continuous alarm system |  | UST Currently In Use: 2; UST Temp Close: 0; AST Currently In Use: 0; AST Temp Closed: 0 | 2 | 0 | 0 | 13579-077-021251 | MURPHY OIL USA, INC.
52784 | Currently in Use |  | 2018-10-01 06:00 |  | Petroleum | Premium gasoline | Premium gasoline | Retail | Double Wall, Fiberglass reinforced plastic | Fiberglass reinforced plastic |  |  | Double Wall, Flexible |  | 2018-10-01 06:00 |  | Catchment Basin, Double walled catchment basin | Automatic shutoff device At 95% full | Automatic shutoff device At 95% full | Interstitial Monitoring within Secondary Containment | SENSOR TO ATG |  | Single walled submersible pump containment sump | Automatic flow restrictor (MLLD) | Automatic flow restrictor (MLLD) | Interstitial Monitoring within Secondary Containment | SENSOR TO ATG | Continuous alarm system | Continuous alarm system |  | UST Currently In Use: 2; UST Temp Close: 0; AST Currently In Use: 0; AST Temp Closed: 0 | 2 | 0 | 0 | 13579-077-021251 | MURPHY OIL USA, INC.
52785 | Currently in Use |  | 2018-10-01 06:00 |  | Petroleum | Unleaded gasoline | Unleaded gasoline | Retail | Double Wall, Fiberglass reinforced plastic | Fiberglass reinforced plastic |  |  | Double Wall, Fiberglass reinforced plastic |  | 2018-10-01 06:00 |  | Catchment Basin, Single walled catchment basin |  |  | Interstitial Monitoring within Secondary Containment |  |  |  | Automatic shutoff device (AELLD) | Automatic shutoff device (AELLD) | Interstitial Monitoring within Secondary Containment |  |  |  |  | UST Currently In Use: 5; UST Temp Close: 0; AST Currently In Use: 0; AST Temp Closed: 0 | 5 | 0 | 0 | 22285-009-021252 | HIGH TIDE OIL COMPANY, INC.
52786 | Currently in Use |  | 2018-10-01 06:00 |  | Petroleum | Premium gasoline | Premium gasoline | Retail | Double Wall, Fiberglass reinforced plastic | Fiberglass reinforced plastic |  |  | Double Wall |  | 2018-10-01 06:00 |  | Catchment Basin, Single walled catchment basin | Automatic shutoff device At 95% full | Automatic shutoff device At 95% full | Interstitial Monitoring within Secondary Containment |  |  |  | Automatic shutoff device (AELLD) | Automatic shutoff device (AELLD) | Interstitial Monitoring within Secondary Containment |  |  |  |  | UST Currently In Use: 5; UST Temp Close: 0; AST Currently In Use: 0; AST Temp Closed: 0 | 5 | 0 | 0 | 22285-009-021252 | HIGH TIDE OIL COMPANY, INC.
52787 | Currently in Use |  | 2018-10-01 06:00 |  | Petroleum | On road diesel | On road diesel | Retail | Double Wall, Fiberglass reinforced plastic | Fiberglass reinforced plastic |  |  | Double Wall, Fiberglass reinforced plastic |  | 2018-10-01 06:00 |  | Catchment Basin, Single walled catchment basin | Automatic shutoff device At 95% full | Automatic shutoff device At 95% full | Interstitial Monitoring within Secondary Containment |  |  |  | Automatic flow restrictor (MLLD) | Automatic flow restrictor (MLLD) | Interstitial Monitoring within Secondary Containment |  |  |  |  | UST Currently In Use: 5; UST Temp Close: 0; AST Currently In Use: 0; AST Temp Closed: 0 | 5 | 0 | 0 | 22285-009-021252 | HIGH TIDE OIL COMPANY, INC.
52788 | Currently in Use |  | 2018-10-01 06:00 |  | Petroleum | Other, CONV | Other | Retail | Double Wall, Fiberglass reinforced plastic | Fiberglass reinforced plastic |  |  | Double Wall, Fiberglass reinforced plastic |  | 2018-10-01 06:00 |  | Catchment Basin, Single walled catchment basin | Automatic shutoff device At 95% full | Automatic shutoff device At 95% full | Interstitial Monitoring within Secondary Containment |  |  |  | Automatic shutoff device (AELLD) | Automatic shutoff device (AELLD) | Interstitial Monitoring within Secondary Containment |  |  |  |  | UST Currently In Use: 5; UST Temp Close: 0; AST Currently In Use: 0; AST Temp Closed: 0 | 5 | 0 | 0 | 22285-009-021252 | HIGH TIDE OIL COMPANY, INC.
52789 | Currently in Use |  | 2018-10-01 06:00 |  | Petroleum | On road diesel | On road diesel | Retail | Double Wall, Fiberglass reinforced plastic | Fiberglass reinforced plastic |  |  | Double Wall, Fiberglass reinforced plastic |  | 2018-10-01 06:00 |  | Catchment Basin, Single walled catchment basin | Automatic shutoff device At 95% full | Automatic shutoff device At 95% full | Interstitial Monitoring within Secondary Containment |  |  |  | Automatic shutoff device (AELLD) | Automatic shutoff device (AELLD) | Interstitial Monitoring within Secondary Containment |  |  |  |  | UST Currently In Use: 5; UST Temp Close: 0; AST Currently In Use: 0; AST Temp Closed: 0 | 5 | 0 | 0 | 22285-009-021252 | HIGH TIDE OIL COMPANY, INC.
52791 | Currently in Use |  | 2018-10-01 06:00 |  | Petroleum | Unleaded gasoline | Unleaded gasoline | Retail | Double Wall, Fiberglass reinforced plastic | Fiberglass reinforced plastic |  |  | Double Wall, Flexible |  | 2018-10-01 06:00 |  | Catchment Basin, Single walled catchment basin | Automatic shutoff device At 95% full | Automatic shutoff device At 95% full | Interstitial Monitoring within Secondary Containment |  |  |  | Automatic flow restrictor (MLLD) | Automatic flow restrictor (MLLD) | Interstitial Monitoring within Secondary Containment |  | Continuous alarm system | Continuous alarm system |  | UST Currently In Use: 2; UST Temp Close: 0; AST Currently In Use: 0; AST Temp Closed: 0 | 2 | 0 | 0 | 13579-125-021254 | MURPHY OIL USA, INC.
52792 | Currently in Use |  | 2018-10-01 06:00 |  | Petroleum | Premium gasoline | Premium gasoline | Retail | Double Wall, Fiberglass reinforced plastic | Fiberglass reinforced plastic |  |  | Double Wall, Flexible |  | 2018-10-01 06:00 |  | Catchment Basin, Single walled catchment basin | Automatic shutoff device At 95% full | Automatic shutoff device At 95% full | Interstitial Monitoring within Secondary Containment |  |  |  | Automatic flow restrictor (MLLD) | Automatic flow restrictor (MLLD) | Interstitial Monitoring within Secondary Containment |  | Continuous alarm system | Continuous alarm system |  | UST Currently In Use: 2; UST Temp Close: 0; AST Currently In Use: 0; AST Temp Closed: 0 | 2 | 0 | 0 | 13579-125-021254 | MURPHY OIL USA, INC.
52793 | Currently in Use |  | 2018-11-02 06:00 |  | Petroleum | Unleaded gasoline | Unleaded gasoline | Retail | Double Wall, Fiberglass coated steel | Fiberglass coated steel |  |  | Double Wall, Fiberglass reinforced plastic |  |  |  | Catchment Basin, Single walled catchment basin | Automatic shutoff device At 95% full | Automatic shutoff device At 95% full | Interstitial Monitoring within Secondary Containment |  | Continuous Automatic Tank Gauge |  | Automatic shutoff device (AELLD) | Automatic shutoff device (AELLD) | Interstitial Monitoring within Secondary Containment |  |  |  |  | UST Currently In Use: 1; UST Temp Close: 0; AST Currently In Use: 0; AST Temp Closed: 0 | 1 | 0 | 4 | 21499-015-000611 | YOUSEF YAQOUB INC
52794 | Currently in Use |  | 2018-07-30 06:00 |  | Petroleum | Unleaded gasoline | Unleaded gasoline | Local Government | Double Wall, Fiberglass reinforced plastic | Fiberglass reinforced plastic |  |  | Double Wall, Fiberglass reinforced plastic |  | 2018-07-30 06:00 |  | Catchment Basin, Single walled catchment basin | Audible high level alarm At 90% full | Audible high level alarm At 90% full | Interstitial Monitoring within Secondary Containment | SENSOR TO ATG |  |  | Automatic flow restrictor (MLLD), Containment Sump | Containment Sump | Interstitial Monitoring within Secondary Containment | SENSOR TO ATG |  |  |  | UST Currently In Use: 2; UST Temp Close: 0; AST Currently In Use: 0; AST Temp Closed: 0 | 2 | 0 | 0 | 25484-081-021255 | JOHNATHAN THOMAS
52795 | Currently in Use |  | 2018-07-30 06:00 |  | Petroleum | On road diesel | On road diesel | Local Government | Double Wall, Fiberglass reinforced plastic | Fiberglass reinforced plastic |  |  | Double Wall, Fiberglass reinforced plastic |  | 2018-07-30 06:00 |  | Catchment Basin, Single walled catchment basin | Audible high level alarm At 90% full | Audible high level alarm At 90% full | Interstitial Monitoring within Secondary Containment | SENSOR TO ATG |  |  | Automatic flow restrictor (MLLD), Containment Sump | Containment Sump | Interstitial Monitoring within Secondary Containment | SENSOR TO ATG |  |  |  | UST Currently In Use: 2; UST Temp Close: 0; AST Currently In Use: 0; AST Temp Closed: 0 | 2 | 0 | 0 | 25484-081-021255 | JOHNATHAN THOMAS
52796 | Currently in Use |  | 2018-10-01 06:00 |  | Petroleum | Unleaded gasoline | Unleaded gasoline | Retail | Double Wall, Fiberglass coated steel | Fiberglass coated steel |  |  | Double Wall, Fiberglass reinforced plastic |  | 2018-10-01 06:00 |  | Catchment Basin, Single walled catchment basin | Automatic shutoff device At 95% full | Automatic shutoff device At 95% full | Interstitial Monitoring within Secondary Containment | SENSOR TO ATG |  | Single walled submersible pump containment sump | Automatic shutoff device (AELLD) | Automatic shutoff device (AELLD) | Interstitial Monitoring within Secondary Containment | SENSOR TO ATG |  |  |  | UST Currently In Use: 2; UST Temp Close: 0; AST Currently In Use: 0; AST Temp Closed: 0 | 2 | 0 | 0 | 25486-043-021256 | DALE'S LLC.
52799 | Currently in Use |  | 2018-10-01 06:00 |  | Petroleum | Premium gasoline | Premium gasoline | Retail | Double Wall, Fiberglass coated steel | Fiberglass coated steel |  |  | Double Wall, Fiberglass reinforced plastic |  | 2018-10-01 06:00 |  | Catchment Basin, Single walled catchment basin | Automatic shutoff device At 95% full | Automatic shutoff device At 95% full | Interstitial Monitoring within Secondary Containment | SENSOR TO ATG |  | Single walled submersible pump containment sump | Automatic shutoff device (AELLD) | Automatic shutoff device (AELLD) | Interstitial Monitoring within Secondary Containment | SENSOR TO ATG |  |  |  | UST Currently In Use: 2; UST Temp Close: 0; AST Currently In Use: 0; AST Temp Closed: 0 | 2 | 0 | 0 | 25486-043-021256 | DALE'S LLC.
52800 | Currently in Use |  | 2018-04-05 06:00 |  | Petroleum | Unleaded gasoline | Unleaded gasoline | Retail | Double Wall, Fiberglass reinforced plastic | Fiberglass reinforced plastic |  |  | Double Wall, Fiberglass reinforced plastic |  | 2018-04-05 06:00 |  | Catchment Basin, Single walled catchment basin | Audible high level alarm At 90% full, Automatic shutoff device At 95% full | Automatic shutoff device At 95% full | Interstitial Monitoring within Secondary Containment | SENSOR TO ATG |  | Single walled submersible pump containment sump | Automatic shutoff device (AELLD), Containment Sump, Sump sensor relayed to automatically shut off submersible pump | Sump sensor relayed to automatically shut off submersible pump | Interstitial Monitoring within Secondary Containment |  | Annual line testing, Continuous alarm system | Continuous alarm system |  | UST Currently In Use: 5; UST Temp Close: 0; AST Currently In Use: 0; AST Temp Closed: 0 | 5 | 0 | 0 | 25488-003-021257 | BUC-EE'S ALABAMA, LLC
52804 | Currently in Use |  | 2018-04-05 06:00 |  | Petroleum | Premium gasoline | Premium gasoline | Retail | Double Wall, Fiberglass reinforced plastic | Fiberglass reinforced plastic |  |  | Double Wall, Fiberglass reinforced plastic |  | 2018-04-05 06:00 |  | Catchment Basin, Single walled catchment basin | Automatic shutoff device At 95% full | Automatic shutoff device At 95% full | Interstitial Monitoring within Secondary Containment | SENSOR TO ATG |  | Single walled submersible pump containment sump | Automatic shutoff device (AELLD), Containment Sump, Sump sensor relayed to automatically shut off submersible pump | Sump sensor relayed to automatically shut off submersible pump | Interstitial Monitoring within Secondary Containment |  | Annual line testing, Continuous alarm system | Continuous alarm system |  | UST Currently In Use: 5; UST Temp Close: 0; AST Currently In Use: 0; AST Temp Closed: 0 | 5 | 0 | 0 | 25488-003-021257 | BUC-EE'S ALABAMA, LLC
52806 | Currently in Use |  | 2018-04-05 06:00 |  | Petroleum | Unleaded gasoline | Unleaded gasoline | Retail | Double Wall, Fiberglass reinforced plastic | Fiberglass reinforced plastic |  |  | Double Wall, Fiberglass reinforced plastic |  | 2018-04-05 06:00 |  | Single walled catchment basin | Automatic shutoff device At 95% full | Automatic shutoff device At 95% full | Interstitial Monitoring within Secondary Containment | SENSOR TO ATG |  | Single walled submersible pump containment sump | Automatic shutoff device (AELLD), Containment Sump, Sump sensor relayed to automatically shut off submersible pump | Sump sensor relayed to automatically shut off submersible pump | Interstitial Monitoring within Secondary Containment |  | Annual line testing, Continuous alarm system | Continuous alarm system |  | UST Currently In Use: 5; UST Temp Close: 0; AST Currently In Use: 0; AST Temp Closed: 0 | 5 | 0 | 0 | 25488-003-021257 | BUC-EE'S ALABAMA, LLC
52808 | Currently in Use |  | 2018-04-05 06:00 |  | Petroleum | Unleaded gasoline | Unleaded gasoline | Retail | Double Wall, Fiberglass reinforced plastic | Fiberglass reinforced plastic |  |  | Double Wall, Fiberglass reinforced plastic |  | 2018-04-05 06:00 |  | Single walled catchment basin | Automatic shutoff device At 95% full | Automatic shutoff device At 95% full | Interstitial Monitoring within Secondary Containment | SENSOR TO ATG |  | Single walled submersible pump containment sump | Automatic shutoff device (AELLD), Containment Sump, Sump sensor relayed to automatically shut off submersible pump | Sump sensor relayed to automatically shut off submersible pump | Interstitial Monitoring within Secondary Containment |  | Annual line testing, Continuous alarm system | Continuous alarm system |  | UST Currently In Use: 5; UST Temp Close: 0; AST Currently In Use: 0; AST Temp Closed: 0 | 5 | 0 | 0 | 25488-003-021257 | BUC-EE'S ALABAMA, LLC
52809 | Currently in Use |  | 2018-04-05 06:00 |  | Petroleum | Premium gasoline | Premium gasoline | Retail | Double Wall, Fiberglass reinforced plastic | Fiberglass reinforced plastic |  |  | Double Wall, Fiberglass reinforced plastic |  | 2018-04-05 06:00 |  | Single walled catchment basin | Automatic shutoff device At 95% full | Automatic shutoff device At 95% full | Interstitial Monitoring within Secondary Containment | SENSOR TO ATG |  | Single walled submersible pump containment sump | Automatic shutoff device (AELLD), Containment Sump, Sump sensor relayed to automatically shut off submersible pump | Sump sensor relayed to automatically shut off submersible pump | Interstitial Monitoring within Secondary Containment |  | Annual line testing, Continuous alarm system | Continuous alarm system |  | UST Currently In Use: 5; UST Temp Close: 0; AST Currently In Use: 0; AST Temp Closed: 0 | 5 | 0 | 0 | 25488-003-021257 | BUC-EE'S ALABAMA, LLC
52810 | Currently in Use |  | 2018-10-02 06:00 |  | Petroleum | Unleaded gasoline | Unleaded gasoline | Industrial | Double Wall, Fiberglass reinforced plastic | Fiberglass reinforced plastic |  |  | Double Wall, Fiberglass reinforced plastic |  | 2018-10-02 06:00 |  | Catchment Basin, Single walled catchment basin | Audible high level alarm At 90% full, Automatic shutoff device At 95% full | Automatic shutoff device At 95% full | Interstitial Monitoring within Secondary Containment |  |  |  | Automatic shutoff device (AELLD) | Automatic shutoff device (AELLD) |  |  | Continuous alarm system | Continuous alarm system |  | UST Currently In Use: 1; UST Temp Close: 0; AST Currently In Use: 0; AST Temp Closed: 0 | 1 | 0 | 0 | 21743-101-021260 | CARMAX AUTO SUPERSTORES INC.
52813 | Currently in Use |  | 2018-12-08 06:00 |  | Petroleum | Unleaded gasoline | Unleaded gasoline | Retail | Double Wall, Fiberglass coated steel | Fiberglass coated steel |  |  | Double Wall, Flexible |  | 2018-12-08 06:00 |  | Catchment Basin, Single walled catchment basin | Automatic shutoff device At 95% full | Automatic shutoff device At 95% full | Interstitial Monitoring within Secondary Containment |  |  |  | Automatic shutoff device (AELLD) | Automatic shutoff device (AELLD) | Interstitial Monitoring within Secondary Containment |  |  |  |  | UST Currently In Use: 1; UST Temp Close: 0; AST Currently In Use: 0; AST Temp Closed: 0 | 1 | 0 | 5 | 25249-117-001287 | AHMED (MIKE) BHADIGIA
52814 | Currently in Use |  | 2018-09-15 06:00 |  | Petroleum | Unleaded gasoline | Unleaded gasoline | Retail | Double Wall, Fiberglass reinforced plastic | Fiberglass reinforced plastic |  |  | Double Wall, Fiberglass reinforced plastic |  |  |  | Catchment Basin, Single walled catchment basin | Automatic shutoff device At 95% full | Automatic shutoff device At 95% full | Interstitial Monitoring within Secondary Containment | SENSOR TO ATG | Continuous Automatic Tank Gauge |  | Automatic shutoff device (AELLD), Containment Sump | Containment Sump | Interstitial Monitoring within Secondary Containment | SENSOR TO ATG | Continuous alarm system, Other, REQUIRED | Other |  | UST Currently In Use: 2; UST Temp Close: 0; AST Currently In Use: 0; AST Temp Closed: 0 | 2 | 0 | 3 | 22176-073-017874 | Circle K Stores, Inc.
52815 | Currently in Use |  | 2018-09-15 06:00 |  | Petroleum | Premium gasoline | Premium gasoline | Retail | Double Wall, Fiberglass reinforced plastic | Fiberglass reinforced plastic |  |  | Double Wall, Fiberglass reinforced plastic |  |  |  | Single walled catchment basin | Automatic shutoff device At 95% full, Flow Rest 90% Full | Flow Rest 90% Full | Interstitial Monitoring within Secondary Containment | SENSOR TO ATG | Continuous Automatic Tank Gauge |  | Automatic shutoff device (AELLD), Containment Sump | Containment Sump | Interstitial Monitoring within Secondary Containment | SENSOR TO ATG | Continuous alarm system, Other, REQUIRED | Other |  | UST Currently In Use: 2; UST Temp Close: 0; AST Currently In Use: 0; AST Temp Closed: 0 | 2 | 0 | 3 | 22176-073-017874 | Circle K Stores, Inc.
52816 | Currently in Use |  | 2018-11-21 06:00 |  | Petroleum | Unleaded gasoline | Unleaded gasoline | Retail, State/Federal Government | Double Wall, Fiberglass coated steel | Fiberglass coated steel |  |  | Double Wall, Fiberglass reinforced plastic |  | 2017-11-21 06:00 |  | Catchment Basin, Single walled catchment basin | Flow Rest 90% Full | Flow Rest 90% Full | Interstitial Monitoring within Secondary Containment |  | Automatic Tank Gauge | Double walled submersible pump containment sump | Automatic flow restrictor (MLLD) | Automatic flow restrictor (MLLD) | Interstitial Monitoring within Secondary Containment |  |  |  |  | UST Currently In Use: 1; UST Temp Close: 0; AST Currently In Use: 0; AST Temp Closed: 0 | 1 | 0 | 0 | 10300-101-021261 | ARMORY COMMISSION
52817 | Currently in Use |  | 2018-12-16 06:00 |  | Petroleum | Unleaded gasoline | Unleaded gasoline | Retail | Double Wall, Fiberglass coated steel | Fiberglass coated steel |  |  | Double Wall, Fiberglass reinforced plastic |  |  |  | Catchment Basin, Double walled catchment basin | Automatic shutoff device At 95% full | Automatic shutoff device At 95% full | Interstitial Monitoring within Secondary Containment |  |  |  | Automatic shutoff device (AELLD) | Automatic shutoff device (AELLD) | Interstitial Monitoring within Secondary Containment |  | Continuous alarm system | Continuous alarm system |  | UST Currently In Use: 2; UST Temp Close: 0; AST Currently In Use: 0; AST Temp Closed: 0 | 2 | 0 | 4 | 22888-101-003001 | PREM PROPERTIES LLC
52818 | Currently in Use |  | 2018-12-16 06:00 |  | Petroleum | On road diesel | On road diesel | Retail | Double Wall, Fiberglass coated steel | Fiberglass coated steel |  |  | Double Wall, Fiberglass reinforced plastic |  |  |  | Catchment Basin, Double walled catchment basin | Automatic shutoff device At 95% full | Automatic shutoff device At 95% full | Interstitial Monitoring within Secondary Containment |  |  |  | Automatic shutoff device (AELLD) | Automatic shutoff device (AELLD) | Interstitial Monitoring within Secondary Containment |  | Continuous alarm system | Continuous alarm system |  | UST Currently In Use: 2; UST Temp Close: 0; AST Currently In Use: 0; AST Temp Closed: 0 | 2 | 0 | 4 | 22888-101-003001 | PREM PROPERTIES LLC
52819 | Currently in Use |  | 2019-02-01 06:00 |  | Petroleum | Unleaded gasoline | Unleaded gasoline | Retail | Double Wall, Fiberglass reinforced plastic | Fiberglass reinforced plastic |  |  | Double Wall, Flexible |  | 2019-02-01 06:00 |  | Catchment Basin, Single walled catchment basin | Audible high level alarm At 90% full | Audible high level alarm At 90% full | Interstitial Monitoring within Secondary Containment | SENSOR TO ATG |  | Single walled submersible pump containment sump | Automatic shutoff device (AELLD), Containment Sump | Containment Sump | Interstitial Monitoring within Secondary Containment | SENSOR TO ATG | Continuous alarm system | Continuous alarm system |  | UST Currently In Use: 2; UST Temp Close: 0; AST Currently In Use: 0; AST Temp Closed: 0 | 2 | 0 | 0 | 21257-103-021262 | KROGER BUSINESS LICENSES
52820 | Currently in Use |  | 2019-02-01 06:00 |  | Petroleum | Premium gasoline | Premium gasoline | Retail | Double Wall, Fiberglass reinforced plastic | Fiberglass reinforced plastic |  |  | Double Wall, Flexible |  | 2019-02-01 06:00 |  | Catchment Basin, Single walled catchment basin | Audible high level alarm At 90% full | Audible high level alarm At 90% full | Interstitial Monitoring within Secondary Containment | SENSOR TO ATG |  | Single walled submersible pump containment sump | Automatic shutoff device (AELLD), Containment Sump | Containment Sump | Interstitial Monitoring within Secondary Containment | SENSOR TO ATG | Continuous alarm system | Continuous alarm system |  | UST Currently In Use: 2; UST Temp Close: 0; AST Currently In Use: 0; AST Temp Closed: 0 | 2 | 0 | 0 | 21257-103-021262 | KROGER BUSINESS LICENSES
52821 | Currently in Use |  | 2019-01-16 06:00 |  | Petroleum | Unleaded gasoline | Unleaded gasoline | Retail | Double Wall, Fiberglass coated steel | Fiberglass coated steel |  |  | Double Wall, Flexible |  |  |  | Catchment Basin, Single walled catchment basin | Automatic shutoff device At 95% full | Automatic shutoff device At 95% full | Interstitial Monitoring within Secondary Containment |  | Continuous Automatic Tank Gauge | [8 empty] | UST Currently In Use: 1; UST Temp Close: 0; AST Currently In Use: 0; AST Temp Closed: 0 | 1 | 0 | 3 | 24839-097-005662 | RAZAN ALMUHISEN
52822 | Currently in Use |  | 2019-02-15 06:00 |  | Petroleum | Unleaded gasoline | Unleaded gasoline | Retail | Double Wall, Fiberglass coated steel | Fiberglass coated steel |  |  | Double Wall, Fiberglass reinforced plastic |  | 2019-02-15 06:00 |  | Catchment Basin, Single walled catchment basin | Automatic shutoff device At 95% full | Automatic shutoff device At 95% full | Interstitial Monitoring within Secondary Containment |  |  |  | Automatic flow restrictor (MLLD) | Automatic flow restrictor (MLLD) | Interstitial Monitoring within Secondary Containment |  |  |  |  | UST Currently In Use: 3; UST Temp Close: 0; AST Currently In Use: 0; AST Temp Closed: 0 | 3 | 0 | 0 | 25538-055-021266 | HINABEN B PATEL
52823 | Currently in Use |  | 2019-02-15 06:00 |  | Petroleum | On road diesel | On road diesel | Retail | Double Wall, Fiberglass coated steel | Fiberglass coated steel |  |  | Double Wall, Flexible |  | 2019-02-15 06:00 |  | Catchment Basin, Single walled catchment basin | Automatic shutoff device At 95% full | Automatic shutoff device At 95% full | Interstitial Monitoring within Secondary Containment |  |  |  | Automatic flow restrictor (MLLD) | Automatic flow restrictor (MLLD) | Interstitial Monitoring within Secondary Containment |  |  |  |  | UST Currently In Use: 3; UST Temp Close: 0; AST Currently In Use: 0; AST Temp Closed: 0 | 3 | 0 | 0 | 25538-055-021266 | HINABEN B PATEL
52824 | Currently in Use |  | 2019-02-15 06:00 |  | Petroleum | Other, CONV | Other | Retail | Double Wall, Fiberglass coated steel | Fiberglass coated steel |  |  | Double Wall, Flexible |  | 2019-02-15 06:00 |  | Catchment Basin, Single walled catchment basin | Automatic shutoff device At 95% full | Automatic shutoff device At 95% full | Interstitial Monitoring within Secondary Containment |  |  |  | Automatic flow restrictor (MLLD) | Automatic flow restrictor (MLLD) | Interstitial Monitoring within Secondary Containment |  |  |  |  | UST Currently In Use: 3; UST Temp Close: 0; AST Currently In Use: 0; AST Temp Closed: 0 | 3 | 0 | 0 | 25538-055-021266 | HINABEN B PATEL
52825 | Currently in Use |  | 2018-10-01 06:00 |  | Petroleum | Unleaded gasoline | Unleaded gasoline | Retail | Double Wall, Fiberglass coated steel | Fiberglass coated steel |  |  | Double Wall, Fiberglass reinforced plastic |  | 2018-10-01 06:00 |  | Catchment Basin, Double walled catchment basin | Automatic shutoff device At 95% full | Automatic shutoff device At 95% full | Interstitial Monitoring within Secondary Containment |  | Continuous Automatic Tank Gauge | Single walled submersible pump containment sump | Automatic shutoff device (AELLD), Containment Sump | Containment Sump | Interstitial Monitoring within Secondary Containment | SENSOR TO ATG | Continuous alarm system | Continuous alarm system |  | UST Currently In Use: 2; UST Temp Close: 0; AST Currently In Use: 0; AST Temp Closed: 0 | 2 | 0 | 0 | 25540-089-021267 | HOUCHENS INDUSTRIES INC
52826 | Currently in Use |  | 2018-10-01 06:00 |  | Petroleum | Premium gasoline | Premium gasoline | Retail | Double Wall, Fiberglass coated steel | Fiberglass coated steel |  |  | Double Wall, Fiberglass reinforced plastic |  | 2018-10-01 06:00 |  | Catchment Basin, Double walled catchment basin | Automatic shutoff device At 95% full | Automatic shutoff device At 95% full | Interstitial Monitoring within Secondary Containment |  | Continuous Automatic Tank Gauge | Single walled submersible pump containment sump | Automatic shutoff device (AELLD) | Automatic shutoff device (AELLD) | Interstitial Monitoring within Secondary Containment | SENSOR TO ATG | Continuous alarm system | Continuous alarm system |  | UST Currently In Use: 2; UST Temp Close: 0; AST Currently In Use: 0; AST Temp Closed: 0 | 2 | 0 | 0 | 25540-089-021267 | HOUCHENS INDUSTRIES INC
52827 | Currently in Use |  | 2018-10-01 06:00 |  | Petroleum | Premium gasoline | Premium gasoline | Retail | Double Wall, Fiberglass coated steel | Fiberglass coated steel |  |  | Double Wall, Flexible |  | 2018-10-01 06:00 |  | Catchment Basin, Single walled catchment basin | Automatic shutoff device At 95% full | Automatic shutoff device At 95% full | Interstitial Monitoring within Secondary Containment | SENSOR TO ATG |  | Single walled submersible pump containment sump | Automatic shutoff device (AELLD), Containment Sump | Containment Sump | Interstitial Monitoring within Secondary Containment | SENSOR TO ATG |  |  |  | UST Currently In Use: 2; UST Temp Close: 0; AST Currently In Use: 0; AST Temp Closed: 0 | 2 | 0 | 0 | 11379-093-021268 | SIBLEY OIL COMPANY
52830 | Currently in Use |  | 2018-10-01 06:00 |  | Petroleum | Unleaded gasoline | Unleaded gasoline | Retail | Double Wall, Fiberglass coated steel | Fiberglass coated steel |  |  | Double Wall, Flexible |  | 2018-10-01 06:00 |  | Catchment Basin, Single walled catchment basin | Automatic shutoff device At 95% full | Automatic shutoff device At 95% full | Interstitial Monitoring within Secondary Containment | SENSOR TO ATG |  | Single walled submersible pump containment sump | Automatic shutoff device (AELLD), Containment Sump | Containment Sump | Interstitial Monitoring within Secondary Containment | SENSOR TO ATG |  |  |  | UST Currently In Use: 2; UST Temp Close: 0; AST Currently In Use: 0; AST Temp Closed: 0 | 2 | 0 | 0 | 11379-093-021268 | SIBLEY OIL COMPANY
52833 | Currently in Use |  | 2019-09-25 06:00 |  | Petroleum | Unleaded gasoline | Unleaded gasoline | Retail | Double Wall, Fiberglass reinforced plastic | Fiberglass reinforced plastic |  |  | Double Wall, Fiberglass reinforced plastic |  |  |  | Catchment Basin, Single walled catchment basin | Audible high level alarm At 90% full, Automatic shutoff device At 95% full | Automatic shutoff device At 95% full | Interstitial Monitoring within Secondary Containment | SENSOR TO ATG | Continuous Automatic Tank Gauge |  | Automatic shutoff device (AELLD), Containment Sump | Containment Sump | Interstitial Monitoring within Secondary Containment | SENSOR TO ATG | Continuous alarm system | Continuous alarm system |  | UST Currently In Use: 6; UST Temp Close: 0; AST Currently In Use: 0; AST Temp Closed: 0 | 6 | 0 | 0 | 21090-063-021271 | LOVES COUNTRY STORES
52834 | Currently in Use |  | 2019-09-25 06:00 |  | Petroleum | Unleaded gasoline | Unleaded gasoline | Retail | Double Wall, Fiberglass reinforced plastic | Fiberglass reinforced plastic |  |  | Double Wall, Fiberglass reinforced plastic |  |  |  | Catchment Basin, Single walled catchment basin | Audible high level alarm At 90% full, Automatic shutoff device At 95% full | Automatic shutoff device At 95% full | Interstitial Monitoring within Secondary Containment | SENSOR TO ATG | Continuous Automatic Tank Gauge |  | Automatic shutoff device (AELLD), Containment Sump | Containment Sump | Interstitial Monitoring within Secondary Containment | SENSOR TO ATG | Continuous alarm system | Continuous alarm system |  | UST Currently In Use: 6; UST Temp Close: 0; AST Currently In Use: 0; AST Temp Closed: 0 | 6 | 0 | 0 | 21090-063-021271 | LOVES COUNTRY STORES
52836 | Currently in Use |  | 2019-09-25 06:00 |  | Petroleum | On road diesel | On road diesel | Retail | Double Wall, Fiberglass reinforced plastic | Fiberglass reinforced plastic |  |  | Double Wall, Fiberglass reinforced plastic |  |  |  | Catchment Basin, Single walled catchment basin | Audible high level alarm At 90% full, Automatic shutoff device At 95% full | Automatic shutoff device At 95% full | Interstitial Monitoring within Secondary Containment | SENSOR TO ATG | Continuous Automatic Tank Gauge |  | Automatic shutoff device (AELLD), Containment Sump | Containment Sump | Interstitial Monitoring within Secondary Containment | SENSOR TO ATG | Continuous alarm system | Continuous alarm system |  | UST Currently In Use: 6; UST Temp Close: 0; AST Currently In Use: 0; AST Temp Closed: 0 | 6 | 0 | 0 | 21090-063-021271 | LOVES COUNTRY STORES
52837 | Currently in Use |  | 2019-09-25 06:00 |  | Petroleum | On road diesel | On road diesel | Retail | Double Wall, Fiberglass reinforced plastic | Fiberglass reinforced plastic |  |  | Double Wall, Fiberglass reinforced plastic |  |  |  | Catchment Basin, Single walled catchment basin | Audible high level alarm At 90% full, Automatic shutoff device At 95% full | Automatic shutoff device At 95% full | Interstitial Monitoring within Secondary Containment | SENSOR TO ATG | Continuous Automatic Tank Gauge |  | Automatic shutoff device (AELLD), Containment Sump | Containment Sump | Interstitial Monitoring within Secondary Containment | SENSOR TO ATG | Continuous alarm system | Continuous alarm system |  | UST Currently In Use: 6; UST Temp Close: 0; AST Currently In Use: 0; AST Temp Closed: 0 | 6 | 0 | 0 | 21090-063-021271 | LOVES COUNTRY STORES
52838 | Currently in Use |  | 2019-09-25 06:00 |  | Petroleum | Diesel containing greater than 20% biodiesel | Diesel containing greater than 20% biodiesel | Retail | Double Wall, Fiberglass reinforced plastic | Fiberglass reinforced plastic |  |  | Double Wall, Fiberglass reinforced plastic |  |  |  | Catchment Basin, Single walled catchment basin | Audible high level alarm At 90% full, Automatic shutoff device At 95% full | Automatic shutoff device At 95% full | Interstitial Monitoring within Secondary Containment | SENSOR TO ATG | Continuous Automatic Tank Gauge |  | Automatic shutoff device (AELLD), Containment Sump | Containment Sump | Interstitial Monitoring within Secondary Containment | SENSOR TO ATG | Continuous alarm system | Continuous alarm system |  | UST Currently In Use: 6; UST Temp Close: 0; AST Currently In Use: 0; AST Temp Closed: 0 | 6 | 0 | 0 | 21090-063-021271 | LOVES COUNTRY STORES
52841 | Currently in Use |  | 2019-09-25 06:00 |  | Petroleum | Virgin oil | Virgin oil | Retail | Double Wall, Fiberglass reinforced plastic | Fiberglass reinforced plastic |  |  | Double Wall, Fiberglass reinforced plastic |  |  |  | Catchment Basin, Single walled catchment basin | Audible high level alarm At 90% full | Audible high level alarm At 90% full | Interstitial Monitoring within Secondary Containment | SENSOR TO ATG | Continuous Automatic Tank Gauge | [8 empty] | UST Currently In Use: 6; UST Temp Close: 0; AST Currently In Use: 0; AST Temp Closed: 0 | 6 | 0 | 0 | 21090-063-021271 | LOVES COUNTRY STORES
52842 | Currently in Use |  | 2019-03-18 06:00 |  | Petroleum | Unleaded gasoline | Unleaded gasoline | Retail | Double Wall, Fiberglass coated steel | Fiberglass coated steel |  |  | Double Wall, Flexible |  | 2019-03-18 06:00 |  | Catchment Basin, Single walled catchment basin | Automatic shutoff device At 95% full | Automatic shutoff device At 95% full | Interstitial Monitoring within Secondary Containment |  |  |  | Automatic flow restrictor (MLLD) | Automatic flow restrictor (MLLD) | Interstitial Monitoring within Secondary Containment |  |  |  |  | UST Currently In Use: 2; UST Temp Close: 0; AST Currently In Use: 0; AST Temp Closed: 0 | 2 | 0 | 0 | 23806-021-021273 | ROYAL INVESTMENT GROUP LLC
52844 | Currently in Use |  | 2019-03-18 06:00 |  | Petroleum | Premium gasoline | Premium gasoline | Retail | Double Wall, Fiberglass coated steel | Fiberglass coated steel |  |  | Double Wall, Flexible |  |  |  | Catchment Basin, Single walled catchment basin | Automatic shutoff device At 95% full | Automatic shutoff device At 95% full | Interstitial Monitoring within Secondary Containment |  |  |  | Automatic flow restrictor (MLLD) | Automatic flow restrictor (MLLD) | Interstitial Monitoring within Secondary Containment |  |  |  |  | UST Currently In Use: 2; UST Temp Close: 0; AST Currently In Use: 0; AST Temp Closed: 0 | 2 | 0 | 0 | 23806-021-021273 | ROYAL INVESTMENT GROUP LLC
52845 | Currently in Use |  | 2019-03-18 06:00 |  | Petroleum | Unleaded gasoline | Unleaded gasoline | Retail | Double Wall, Fiberglass coated steel | Fiberglass coated steel |  |  | Double Wall, Flexible |  | 2019-03-18 06:00 |  | Catchment Basin, Single walled catchment basin | Automatic shutoff device At 95% full | Automatic shutoff device At 95% full | Interstitial Monitoring within Secondary Containment |  |  |  | Automatic flow restrictor (MLLD), Containment Sump | Containment Sump | Interstitial Monitoring within Secondary Containment |  | Continuous alarm system | Continuous alarm system |  | UST Currently In Use: 2; UST Temp Close: 0; AST Currently In Use: 0; AST Temp Closed: 0 | 2 | 0 | 0 | 23806-117-021274 | ROYAL INVESTMENT GROUP LLC
52846 | Currently in Use |  | 2019-03-18 06:00 |  | Petroleum | Premium gasoline | Premium gasoline | Retail | Double Wall, Fiberglass coated steel | Fiberglass coated steel |  |  | Double Wall, Flexible |  | 2019-03-18 06:00 |  | Catchment Basin, Single walled catchment basin | Automatic shutoff device At 95% full | Automatic shutoff device At 95% full | Interstitial Monitoring within Secondary Containment |  |  |  | Automatic flow restrictor (MLLD), Containment Sump | Containment Sump | Interstitial Monitoring within Secondary Containment |  | Continuous alarm system | Continuous alarm system |  | UST Currently In Use: 2; UST Temp Close: 0; AST Currently In Use: 0; AST Temp Closed: 0 | 2 | 0 | 0 | 23806-117-021274 | ROYAL INVESTMENT GROUP LLC
52847 | Currently in Use |  | 2018-08-21 06:00 |  | Petroleum | On road diesel | On road diesel | Retail | Double Wall, Fiberglass reinforced plastic | Fiberglass reinforced plastic |  |  | Double Wall, Flexible |  | 2018-08-21 06:00 |  | Catchment Basin, Single walled catchment basin | Automatic shutoff device At 95% full | Automatic shutoff device At 95% full | Interstitial Monitoring within Secondary Containment |  | Automatic Tank Gauge | Single walled submersible pump containment sump | Automatic shutoff device (AELLD), Containment Sump, Sump sensor relayed to automatically shut off submersible pump | Sump sensor relayed to automatically shut off submersible pump | Interstitial Monitoring within Secondary Containment | SENSOR TO ATG | Continuous alarm system | Continuous alarm system |  | UST Currently In Use: 7; UST Temp Close: 0; AST Currently In Use: 0; AST Temp Closed: 0 | 7 | 0 | 0 | 21012-003-021275 | SPEEDWAY LLC
52848 | Currently in Use |  | 2018-08-21 06:00 |  | Petroleum | On road diesel | On road diesel | Retail | Double Wall, Fiberglass reinforced plastic | Fiberglass reinforced plastic |  |  | Double Wall, Flexible |  | 2018-08-21 06:00 |  | Catchment Basin, Single walled catchment basin | Automatic shutoff device At 95% full | Automatic shutoff device At 95% full | Interstitial Monitoring within Secondary Containment |  | Automatic Tank Gauge | Single walled submersible pump containment sump | Automatic shutoff device (AELLD), Containment Sump, Sump sensor relayed to automatically shut off submersible pump | Sump sensor relayed to automatically shut off submersible pump | Interstitial Monitoring within Secondary Containment | SENSOR TO ATG | Continuous alarm system | Continuous alarm system |  | UST Currently In Use: 7; UST Temp Close: 0; AST Currently In Use: 0; AST Temp Closed: 0 | 7 | 0 | 0 | 21012-003-021275 | SPEEDWAY LLC
52850 | Currently in Use |  | 2018-08-21 06:00 |  | Petroleum | Unleaded gasoline | Unleaded gasoline | Retail | Double Wall, Fiberglass reinforced plastic | Fiberglass reinforced plastic |  |  | Double Wall, Flexible |  | 2018-08-21 06:00 |  | Catchment Basin, Single walled catchment basin | Automatic shutoff device At 95% full | Automatic shutoff device At 95% full | Interstitial Monitoring within Secondary Containment |  | Automatic Tank Gauge | Single walled submersible pump containment sump | Automatic shutoff device (AELLD), Containment Sump, Sump sensor relayed to automatically shut off submersible pump | Sump sensor relayed to automatically shut off submersible pump | Interstitial Monitoring within Secondary Containment | SENSOR TO ATG | Continuous alarm system | Continuous alarm system |  | UST Currently In Use: 7; UST Temp Close: 0; AST Currently In Use: 0; AST Temp Closed: 0 | 7 | 0 | 0 | 21012-003-021275 | SPEEDWAY LLC
52851 | Currently in Use |  | 2018-08-21 06:00 |  | Petroleum | Unleaded gasoline | Unleaded gasoline | Retail | Double Wall, Fiberglass reinforced plastic | Fiberglass reinforced plastic |  |  | Double Wall, Flexible |  | 2018-08-21 06:00 |  | Catchment Basin, Single walled catchment basin | Automatic shutoff device At 95% full | Automatic shutoff device At 95% full | Interstitial Monitoring within Secondary Containment |  | Automatic Tank Gauge | Single walled submersible pump containment sump | Automatic shutoff device (AELLD), Containment Sump, Sump sensor relayed to automatically shut off submersible pump | Sump sensor relayed to automatically shut off submersible pump | Interstitial Monitoring within Secondary Containment | SENSOR TO ATG | Continuous alarm system | Continuous alarm system |  | UST Currently In Use: 7; UST Temp Close: 0; AST Currently In Use: 0; AST Temp Closed: 0 | 7 | 0 | 0 | 21012-003-021275 | SPEEDWAY LLC
52852 | Currently in Use |  | 2018-08-21 06:00 |  | Petroleum | On road diesel | On road diesel |  | Double Wall, Fiberglass reinforced plastic | Fiberglass reinforced plastic |  |  | Double Wall, Flexible |  | 2018-08-21 06:00 |  | Catchment Basin, Single walled catchment basin | Automatic shutoff device At 95% full | Automatic shutoff device At 95% full | Interstitial Monitoring within Secondary Containment |  | Automatic Tank Gauge | Single walled submersible pump containment sump | Automatic shutoff device (AELLD), Containment Sump, Sump sensor relayed to automatically shut off submersible pump | Sump sensor relayed to automatically shut off submersible pump | Interstitial Monitoring within Secondary Containment | SENSOR TO ATG | Continuous alarm system | Continuous alarm system |  | UST Currently In Use: 7; UST Temp Close: 0; AST Currently In Use: 0; AST Temp Closed: 0 | 7 | 0 | 0 | 21012-003-021275 | SPEEDWAY LLC
52853 | Currently in Use |  | 2018-08-21 06:00 |  | Petroleum | Other, REC 90 | Other | Retail | Double Wall, Fiberglass reinforced plastic | Fiberglass reinforced plastic |  |  | Double Wall, Flexible |  | 2018-08-21 06:00 |  | Catchment Basin, Single walled catchment basin | Automatic shutoff device At 95% full | Automatic shutoff device At 95% full | Interstitial Monitoring within Secondary Containment |  | Automatic Tank Gauge | Single walled submersible pump containment sump | Automatic shutoff device (AELLD), Containment Sump, Sump sensor relayed to automatically shut off submersible pump | Sump sensor relayed to automatically shut off submersible pump | Interstitial Monitoring within Secondary Containment | SENSOR TO ATG | Continuous alarm system | Continuous alarm system |  | UST Currently In Use: 7; UST Temp Close: 0; AST Currently In Use: 0; AST Temp Closed: 0 | 7 | 0 | 0 | 21012-003-021275 | SPEEDWAY LLC
52856 | Currently in Use |  | 2018-08-21 06:00 |  | Petroleum | Premium gasoline | Premium gasoline | Retail | Double Wall, Fiberglass reinforced plastic | Fiberglass reinforced plastic |  |  | Double Wall, Flexible |  | 2018-08-21 06:00 |  | Catchment Basin, Single walled catchment basin | Automatic shutoff device At 95% full | Automatic shutoff device At 95% full | Interstitial Monitoring within Secondary Containment |  | Automatic Tank Gauge | Single walled submersible pump containment sump | Automatic shutoff device (AELLD), Containment Sump, Sump sensor relayed to automatically shut off submersible pump | Sump sensor relayed to automatically shut off submersible pump | Interstitial Monitoring within Secondary Containment | SENSOR TO ATG | Continuous alarm system | Continuous alarm system |  | UST Currently In Use: 7; UST Temp Close: 0; AST Currently In Use: 0; AST Temp Closed: 0 | 7 | 0 | 0 | 21012-003-021275 | SPEEDWAY LLC
52858 | Currently in Use |  | 2019-03-25 06:00 |  | Petroleum | Unleaded gasoline | Unleaded gasoline | Industrial | Double Wall, Fiberglass coated steel | Fiberglass coated steel |  |  | Double Wall, Fiberglass reinforced plastic |  | 2019-03-25 06:00 |  | Catchment Basin, Single walled catchment basin | Automatic shutoff device At 95% full | Automatic shutoff device At 95% full | Interstitial Monitoring within Secondary Containment |  | Automatic Tank Gauge |  | Automatic shutoff device (AELLD), Containment Sump | Containment Sump | Interstitial Monitoring within Secondary Containment |  | Continuous alarm system | Continuous alarm system |  | UST Currently In Use: 3; UST Temp Close: 0; AST Currently In Use: 0; AST Temp Closed: 0 | 3 | 0 | 0 | 15295-073-021277 | WARRIOR TRACTOR AND EQUIPMENT CO INC
52859 | Currently in Use |  | 2019-03-25 06:00 |  | Petroleum | Other, OFF ROAD | Other | Industrial | Double Wall, Fiberglass coated steel | Fiberglass coated steel |  |  | Double Wall, Fiberglass reinforced plastic |  | 2019-03-25 06:00 |  | Catchment Basin, Single walled catchment basin | Automatic shutoff device At 95% full | Automatic shutoff device At 95% full | Interstitial Monitoring within Secondary Containment |  | Automatic Tank Gauge | Single walled submersible pump containment sump | Automatic shutoff device (AELLD), Containment Sump | Containment Sump | Interstitial Monitoring within Secondary Containment |  | Continuous alarm system | Continuous alarm system |  | UST Currently In Use: 3; UST Temp Close: 0; AST Currently In Use: 0; AST Temp Closed: 0 | 3 | 0 | 0 | 15295-073-021277 | WARRIOR TRACTOR AND EQUIPMENT CO INC
52860 | Currently in Use |  | 2018-12-05 06:00 |  | Petroleum | On road diesel | On road diesel | Industrial | Double Wall, Fiberglass coated steel | Fiberglass coated steel |  |  | Double Wall, Fiberglass reinforced plastic |  | 2018-12-05 06:00 |  | Catchment Basin, Single walled catchment basin | Automatic shutoff device At 95% full | Automatic shutoff device At 95% full | Interstitial Monitoring within Secondary Containment |  |  |  | Automatic shutoff device (AELLD) | Automatic shutoff device (AELLD) |  |  | Continuous alarm system | Continuous alarm system |  | UST Currently In Use: 1; UST Temp Close: 0; AST Currently In Use: 0; AST Temp Closed: 0 | 1 | 0 | 0 | 25576-117-021279 | BEELMAN TRUCK COMPANY
52861 | Currently in Use |  | 2019-05-27 06:00 |  | Petroleum | Unleaded gasoline | Unleaded gasoline | Retail | Double Wall, Fiberglass reinforced plastic | Fiberglass reinforced plastic |  |  | Double Wall, Flexible |  | 2019-05-27 06:00 |  | Catchment Basin, Single walled catchment basin | Automatic shutoff device At 95% full | Automatic shutoff device At 95% full | Interstitial Monitoring within Secondary Containment |  |  |  | Automatic flow restrictor (MLLD) | Automatic flow restrictor (MLLD) | Interstitial Monitoring within Secondary Containment |  | Continuous alarm system | Continuous alarm system |  | UST Currently In Use: 2; UST Temp Close: 0; AST Currently In Use: 0; AST Temp Closed: 0 | 2 | 0 | 0 | 25492-089-021280 | TRI STAR ENERGY
52863 | Currently in Use |  | 2019-05-27 06:00 |  | Petroleum | Premium gasoline | Premium gasoline | Retail | Double Wall, Fiberglass reinforced plastic | Fiberglass reinforced plastic |  |  | Double Wall, Flexible |  | 2019-05-27 06:00 |  | Catchment Basin, Single walled catchment basin | Automatic shutoff device At 95% full | Automatic shutoff device At 95% full | Interstitial Monitoring within Secondary Containment |  |  |  | Automatic flow restrictor (MLLD) | Automatic flow restrictor (MLLD) | Interstitial Monitoring within Secondary Containment |  | Continuous alarm system | Continuous alarm system |  | UST Currently In Use: 2; UST Temp Close: 0; AST Currently In Use: 0; AST Temp Closed: 0 | 2 | 0 | 0 | 25492-089-021280 | TRI STAR ENERGY
52867 | Currently in Use |  | 2019-03-25 06:00 |  | Petroleum | On road diesel | On road diesel |  | Double Wall | Double Wall |  |  | Double Wall, Fiberglass reinforced plastic, 2 PIECES |  |  |  | Catchment Basin, Single walled catchment basin | Automatic shutoff device At 95% full | Automatic shutoff device At 95% full | Interstitial Monitoring within Secondary Containment |  |  |  | Automatic shutoff device (AELLD) | Automatic shutoff device (AELLD) | Interstitial Monitoring within Secondary Containment |  | Continuous alarm system | Continuous alarm system |  | UST Currently In Use: 3; UST Temp Close: 0; AST Currently In Use: 0; AST Temp Closed: 0 | 3 | 0 | 0 | 15295-073-021277 | WARRIOR TRACTOR AND EQUIPMENT CO INC
52868 | Currently in Use |  | 2019-04-03 06:00 |  | Petroleum | Unleaded gasoline | Unleaded gasoline | Retail | Double Wall, Fiberglass coated steel | Fiberglass coated steel |  |  | Double Wall, Fiberglass reinforced plastic |  | 2019-04-03 06:00 |  | Catchment Basin, Single walled catchment basin | Automatic shutoff device At 95% full | Automatic shutoff device At 95% full | Interstitial Monitoring within Secondary Containment | SENSOR TO ATG |  | Single walled submersible pump containment sump | Automatic flow restrictor (MLLD), Containment Sump | Containment Sump | Interstitial Monitoring within Secondary Containment | MANUAL/VISUAL CHECK |  |  |  | UST Currently In Use: 1; UST Temp Close: 0; AST Currently In Use: 0; AST Temp Closed: 0 | 1 | 0 | 0 | 23372-077-021296 | MIDSTATES PETROLEUM COMPANY
52871 | Currently in Use |  | 2018-06-27 06:00 |  | Petroleum | Unleaded gasoline | Unleaded gasoline | Retail | Double Wall | Double Wall |  |  | Double Wall |  | 2018-06-27 06:00 |  | Single walled catchment basin | Automatic shutoff device At 95% full | Automatic shutoff device At 95% full | Interstitial Monitoring within Secondary Containment | SENSOR TO ATG | Automatic Tank Gauge |  | Automatic flow restrictor (MLLD), Containment Sump | Containment Sump | Interstitial Monitoring within Secondary Containment | SENSOR TO ATG | Continuous alarm system, Other, REQUIRED | Other |  | UST Currently In Use: 1; UST Temp Close: 0; AST Currently In Use: 0; AST Temp Closed: 0 | 1 | 0 | 0 | 25249-073-021297 | AHMED (MIKE) BHADIGIA
52872 | Currently in Use |  | 2019-01-08 06:00 |  | Petroleum | Unleaded gasoline | Unleaded gasoline | Retail | Double Wall, Fiberglass coated steel | Fiberglass coated steel |  |  | Double Wall, Fiberglass reinforced plastic |  |  |  | Catchment Basin, Double walled catchment basin | Automatic shutoff device At 95% full | Automatic shutoff device At 95% full | Interstitial Monitoring within Secondary Containment |  |  | Single walled submersible pump containment sump | Automatic flow restrictor (MLLD), Containment Sump | Containment Sump |  |  | Continuous alarm system | Continuous alarm system |  | UST Currently In Use: 2; UST Temp Close: 0; AST Currently In Use: 0; AST Temp Closed: 0 | 2 | 0 | 3 | 22198-101-004552 | STORE ASSOCIATES, LLC
52873 | Currently in Use |  | 2019-01-08 06:00 |  | Petroleum | On road diesel | On road diesel | Retail | Double Wall, Fiberglass coated steel | Fiberglass coated steel |  |  | Double Wall, Fiberglass reinforced plastic |  |  |  | Catchment Basin, Double walled catchment basin | Automatic shutoff device At 95% full | Automatic shutoff device At 95% full | Interstitial Monitoring within Secondary Containment |  |  | Single walled submersible pump containment sump | Automatic flow restrictor (MLLD), Containment Sump | Containment Sump |  |  | Continuous alarm system | Continuous alarm system |  | UST Currently In Use: 2; UST Temp Close: 0; AST Currently In Use: 0; AST Temp Closed: 0 | 2 | 0 | 3 | 22198-101-004552 | STORE ASSOCIATES, LLC
52874 | Currently in Use |  | 2019-06-12 06:00 |  | Petroleum | Unleaded gasoline | Unleaded gasoline | Retail | Double Wall, Fiberglass reinforced plastic | Fiberglass reinforced plastic |  |  | Double Wall, Fiberglass reinforced plastic |  | 2019-06-12 06:00 |  | Catchment Basin, Single walled catchment basin | Automatic shutoff device At 95% full | Automatic shutoff device At 95% full | Interstitial Monitoring within Secondary Containment | SENSOR TO ATG | Continuous Automatic Tank Gauge |  | Automatic shutoff device (AELLD), Containment Sump | Containment Sump | Interstitial Monitoring within Secondary Containment | SENSOR TO ATG | Continuous alarm system | Continuous alarm system |  | UST Currently In Use: 4; UST Temp Close: 0; AST Currently In Use: 0; AST Temp Closed: 0 | 4 | 0 | 0 | 13786-023-021305 | PARRS, INC.
52876 | Currently in Use |  | 2019-06-12 06:00 |  | Petroleum | Premium gasoline | Premium gasoline | Retail | Double Wall, Fiberglass reinforced plastic | Fiberglass reinforced plastic |  |  | Double Wall, Fiberglass reinforced plastic |  | 2019-06-12 06:00 |  | Catchment Basin, Single walled catchment basin | Automatic shutoff device At 95% full | Automatic shutoff device At 95% full | Interstitial Monitoring within Secondary Containment | SENSOR TO ATG | Continuous Automatic Tank Gauge |  | Automatic shutoff device (AELLD), Containment Sump | Containment Sump | Interstitial Monitoring within Secondary Containment | SENSOR TO ATG | Continuous alarm system | Continuous alarm system |  | UST Currently In Use: 4; UST Temp Close: 0; AST Currently In Use: 0; AST Temp Closed: 0 | 4 | 0 | 0 | 13786-023-021305 | PARRS, INC.
52877 | Currently in Use |  | 2019-06-12 06:00 |  | Petroleum | On road diesel | On road diesel | Retail | Double Wall, Fiberglass reinforced plastic | Fiberglass reinforced plastic |  |  | Double Wall, Fiberglass reinforced plastic |  | 2019-06-12 06:00 |  | Catchment Basin, Single walled catchment basin | Automatic shutoff device At 95% full | Automatic shutoff device At 95% full | Interstitial Monitoring within Secondary Containment | SENSOR TO ATG | Continuous Automatic Tank Gauge |  | Automatic shutoff device (AELLD), Containment Sump | Containment Sump | Interstitial Monitoring within Secondary Containment | SENSOR TO ATG | Continuous alarm system | Continuous alarm system |  | UST Currently In Use: 4; UST Temp Close: 0; AST Currently In Use: 0; AST Temp Closed: 0 | 4 | 0 | 0 | 13786-023-021305 | PARRS, INC.
52880 | Currently in Use |  | 2019-06-12 06:00 |  | Petroleum | On road diesel | On road diesel | Retail | Double Wall, Fiberglass reinforced plastic | Fiberglass reinforced plastic |  |  | Double Wall, Fiberglass reinforced plastic |  | 2019-06-12 06:00 |  | Catchment Basin, Single walled catchment basin | Automatic shutoff device At 95% full | Automatic shutoff device At 95% full | Interstitial Monitoring within Secondary Containment | SENSOR TO ATG | Continuous Automatic Tank Gauge |  | Automatic shutoff device (AELLD), Containment Sump | Containment Sump | Interstitial Monitoring within Secondary Containment | SENSOR TO ATG | Continuous alarm system | Continuous alarm system |  | UST Currently In Use: 4; UST Temp Close: 0; AST Currently In Use: 0; AST Temp Closed: 0 | 4 | 0 | 0 | 13786-023-021305 | PARRS, INC.
52885 | Currently in Use |  | 2019-03-15 06:00 |  | Petroleum | Other, OFF RD DSL | Other | Emergency power generator | Double Wall, Fiberglass coated steel | Fiberglass coated steel |  |  | Double Wall, Fiberglass reinforced plastic |  | 2019-03-15 06:00 |  | Other, ABOVEGROUN | Automatic shutoff device At 95% full | Automatic shutoff device At 95% full | Interstitial Monitoring within Secondary Containment | SENSOR TO ATG |  |  | Containment Sump | Containment Sump | Interstitial Monitoring within Secondary Containment | SENSOR TO ATG | Continuous alarm system | Continuous alarm system |  | UST Currently In Use: 1; UST Temp Close: 0; AST Currently In Use: 0; AST Temp Closed: 0 | 1 | 0 | 0 | 25656-073-021306 | PROTON INTERNATIONAL ALABAMA LLC
52890 | Currently in Use |  | 2019-06-20 06:00 |  | Petroleum | Other, ETH FREE | Other | Retail | Double Wall, Fiberglass coated steel | Fiberglass coated steel |  |  | Double Wall, Fiberglass reinforced plastic |  |  |  | Catchment Basin, Single walled catchment basin | Automatic shutoff device At 95% full | Automatic shutoff device At 95% full | Interstitial Monitoring within Secondary Containment | SENSOR TO ATG |  | Single walled submersible pump containment sump | Automatic flow restrictor (MLLD), Containment Sump | Containment Sump | Interstitial Monitoring within Secondary Containment | SENSOR TO ATG | Annual line testing | Annual line testing |  | UST Currently In Use: 4; UST Temp Close: 0; AST Currently In Use: 0; AST Temp Closed: 0 | 4 | 0 | 0 | 25311-003-018507 | SUMMERDALE FOOD MART INC
52892 | Currently in Use |  | 2018-08-23 06:00 |  | Petroleum | Unleaded gasoline | Unleaded gasoline | Local government | Double Wall, Fiberglass coated steel | Fiberglass coated steel |  |  | Double Wall, Fiberglass reinforced plastic |  | 2018-08-23 06:00 |  | Catchment Basin, Single walled catchment basin | Automatic shutoff device At 95% full | Automatic shutoff device At 95% full | Interstitial Monitoring within Secondary Containment |  |  | Single walled submersible pump containment sump | Containment Sump | Containment Sump | Interstitial Monitoring within Secondary Containment | SENSOR TO ATG | Continuous alarm system | Continuous alarm system |  | UST Currently In Use: 1; UST Temp Close: 0; AST Currently In Use: 0; AST Temp Closed: 0 | 1 | 0 | 0 | 13860-113-021307 | PHENIX CITY BOARD OF EDUCATION
52893 | Currently in Use |  | 2019-08-01 06:00 |  | Petroleum | Unleaded gasoline | Unleaded gasoline | Retail | Double Wall, Fiberglass reinforced plastic | Fiberglass reinforced plastic |  |  | Double Wall, Fiberglass reinforced plastic |  | 2019-08-01 06:00 |  | Catchment Basin, Single walled catchment basin | Automatic shutoff device At 95% full | Automatic shutoff device At 95% full | Interstitial Monitoring within Secondary Containment |  |  |  | Automatic shutoff device (AELLD), Containment Sump | Containment Sump | Interstitial Monitoring within Secondary Containment |  | Continuous alarm system | Continuous alarm system |  | UST Currently In Use: 2; UST Temp Close: 0; AST Currently In Use: 0; AST Temp Closed: 0 | 2 | 0 | 0 | 24420-117-021308 | SPRING CREEK PROPERTIES LLC
52894 | Currently in Use |  | 2019-08-01 06:00 |  | Petroleum | Premium gasoline | Premium gasoline | Retail | Double Wall, Fiberglass reinforced plastic | Fiberglass reinforced plastic |  |  | Double Wall, Fiberglass reinforced plastic |  | 2019-08-01 06:00 |  | Catchment Basin, Single walled catchment basin | Automatic shutoff device At 95% full | Automatic shutoff device At 95% full | Interstitial Monitoring within Secondary Containment |  |  |  | Automatic shutoff device (AELLD), Containment Sump | Containment Sump | Interstitial Monitoring within Secondary Containment |  | Continuous alarm system | Continuous alarm system |  | UST Currently In Use: 2; UST Temp Close: 0; AST Currently In Use: 0; AST Temp Closed: 0 | 2 | 0 | 0 | 24420-117-021308 | SPRING CREEK PROPERTIES LLC
52895 | Currently in Use |  | 2019-10-15 06:00 |  | Petroleum | Unleaded gasoline | Unleaded gasoline | Retail | Double Wall, Fiberglass coated steel | Fiberglass coated steel |  |  | Double Wall, Flexible |  | 2019-10-15 06:00 |  | Catchment Basin, Single walled catchment basin | Automatic shutoff device At 95% full | Automatic shutoff device At 95% full | Interstitial Monitoring within Secondary Containment | MANUAL/VISUAL CHECK |  |  | Automatic flow restrictor (MLLD) | Automatic flow restrictor (MLLD) | Interstitial Monitoring within Secondary Containment | SENSOR TO ATG |  |  |  | UST Currently In Use: 2; UST Temp Close: 0; AST Currently In Use: 0; AST Temp Closed: 0 | 2 | 0 | 0 | 25658-021-021309 | CHERYLE GREENE
52896 | Currently in Use |  | 2019-10-05 06:00 |  | Petroleum | On road diesel | On road diesel | Retail | Double Wall, Fiberglass coated steel | Fiberglass coated steel |  |  | Double Wall, Flexible |  | 2019-10-15 06:00 |  | Catchment Basin, Single walled catchment basin | Automatic shutoff device At 95% full | Automatic shutoff device At 95% full | Interstitial Monitoring within Secondary Containment | MANUAL/VISUAL CHECK |  |  | Automatic flow restrictor (MLLD) | Automatic flow restrictor (MLLD) | Interstitial Monitoring within Secondary Containment | SENSOR TO ATG |  |  |  | UST Currently In Use: 2; UST Temp Close: 0; AST Currently In Use: 0; AST Temp Closed: 0 | 2 | 0 | 0 | 25658-021-021309 | CHERYLE GREENE
52897 | Currently in Use |  | 2019-11-01 06:00 |  | Petroleum | Unleaded gasoline | Unleaded gasoline | Retail | Double Wall, Fiberglass coated steel | Fiberglass coated steel |  |  | Double Wall, Flexible |  | 2019-11-01 06:00 |  | Catchment Basin, Single walled catchment basin | Automatic shutoff device At 95% full | Automatic shutoff device At 95% full | Interstitial Monitoring within Secondary Containment |  | Automatic Tank Gauge |  | Automatic flow restrictor (MLLD) | Automatic flow restrictor (MLLD) | Interstitial Monitoring within Secondary Containment |  |  |  |  | UST Currently In Use: 2; UST Temp Close: 0; AST Currently In Use: 0; AST Temp Closed: 0 | 2 | 0 | 0 | 25659-125-021310 | NAJIB KASIM
52898 | Currently in Use |  | 2019-11-01 06:00 |  | Petroleum | Premium gasoline | Premium gasoline | Retail | Double Wall, Fiberglass coated steel | Fiberglass coated steel |  |  | Double Wall, Flexible |  | 2019-11-01 06:00 |  | Catchment Basin, Single walled catchment basin | Automatic shutoff device At 95% full | Automatic shutoff device At 95% full | Interstitial Monitoring within Secondary Containment |  | Automatic Tank Gauge |  | Automatic flow restrictor (MLLD) | Automatic flow restrictor (MLLD) | Interstitial Monitoring within Secondary Containment |  |  |  |  | UST Currently In Use: 2; UST Temp Close: 0; AST Currently In Use: 0; AST Temp Closed: 0 | 2 | 0 | 0 | 25659-125-021310 | NAJIB KASIM
52900 | Currently in Use |  | 2019-09-16 06:00 |  | Petroleum | Other, NO ETH GAS | Other | Retail | Double Wall, Fiberglass coated steel | Fiberglass coated steel |  |  | Double Wall, Flexible |  |  |  | Catchment Basin, Single walled catchment basin | Automatic shutoff device At 95% full | Automatic shutoff device At 95% full | Interstitial Monitoring within Secondary Containment | SENSOR TO ATG | [9 empty] | UST Currently In Use: 3; UST Temp Close: 0; AST Currently In Use: 0; AST Temp Closed: 0 | 3 | 0 | 0 | 13364-097-018257 | MCKENZIE OIL COMPANY, INC.
52901 | Currently in Use |  | 2018-11-01 06:00 |  | Petroleum | On road diesel | On road diesel | Retail | Double Wall, Fiberglass reinforced plastic | Fiberglass reinforced plastic |  |  | Double Wall, Flexible |  | 2018-11-01 06:00 |  | Catchment Basin, Single walled catchment basin | Automatic shutoff device At 95% full | Automatic shutoff device At 95% full | Interstitial Monitoring within Secondary Containment |  |  |  | Automatic shutoff device (AELLD) | Automatic shutoff device (AELLD) | Interstitial Monitoring within Secondary Containment |  |  |  |  | UST Currently In Use: 2; UST Temp Close: 0; AST Currently In Use: 0; AST Temp Closed: 0 | 2 | 0 | 0 | 25664-117-021312 | SHANE JONES
52902 | Currently in Use |  | 2018-11-11 06:00 |  | Petroleum | Unleaded gasoline | Unleaded gasoline | Retail | Double Wall, Fiberglass reinforced plastic | Fiberglass reinforced plastic |  |  | Double Wall, Flexible |  | 2018-11-01 06:00 |  | Catchment Basin, Single walled catchment basin | Automatic shutoff device At 95% full | Automatic shutoff device At 95% full | Interstitial Monitoring within Secondary Containment |  |  |  | Automatic shutoff device (AELLD) | Automatic shutoff device (AELLD) | Interstitial Monitoring within Secondary Containment |  |  |  |  | UST Currently In Use: 2; UST Temp Close: 0; AST Currently In Use: 0; AST Temp Closed: 0 | 2 | 0 | 0 | 25664-117-021312 | SHANE JONES
52903 | Currently in Use |  | 2019-08-02 06:00 |  | Petroleum | Unleaded gasoline | Unleaded gasoline | Retail | Double Wall, Fiberglass reinforced plastic | Fiberglass reinforced plastic |  |  | Double Wall, Fiberglass reinforced plastic |  |  |  | Catchment Basin, Single walled catchment basin | Automatic shutoff device At 95% full | Automatic shutoff device At 95% full | Interstitial Monitoring within Secondary Containment |  |  |  | Automatic flow restrictor (MLLD), Containment Sump, Sump sensor relayed to automatically shut off submersible pump | Sump sensor relayed to automatically shut off submersible pump | Interstitial Monitoring within Secondary Containment |  | Continuous alarm system | Continuous alarm system |  | UST Currently In Use: 2; UST Temp Close: 0; AST Currently In Use: 0; AST Temp Closed: 0 | 2 | 0 | 2 | 13579-109-018336 | MURPHY OIL USA, INC.
52904 | Currently in Use |  | 2019-08-02 06:00 |  | Petroleum | Premium gasoline | Premium gasoline | Retail | Double Wall, Fiberglass reinforced plastic | Fiberglass reinforced plastic |  |  | Double Wall, Fiberglass reinforced plastic |  |  |  | Catchment Basin, Single walled catchment basin | Automatic shutoff device At 95% full | Automatic shutoff device At 95% full | Interstitial Monitoring within Secondary Containment |  |  |  | Automatic flow restrictor (MLLD), Containment Sump, Sump sensor relayed to automatically shut off submersible pump | Sump sensor relayed to automatically shut off submersible pump | Interstitial Monitoring within Secondary Containment |  | Continuous alarm system | Continuous alarm system |  | UST Currently In Use: 2; UST Temp Close: 0; AST Currently In Use: 0; AST Temp Closed: 0 | 2 | 0 | 2 | 13579-109-018336 | MURPHY OIL USA, INC.
52905 | Currently in Use |  | 2019-02-23 06:00 |  | Petroleum | Unleaded gasoline | Unleaded gasoline | Retail | Double Wall, Fiberglass coated steel | Fiberglass coated steel |  |  | Double Wall, Fiberglass reinforced plastic |  | 2019-02-23 06:00 |  | Catchment Basin, Single walled catchment basin | Audible high level alarm At 90% full, Automatic shutoff device At 95% full | Automatic shutoff device At 95% full | Interstitial Monitoring within Secondary Containment |  |  |  | Automatic shutoff device (AELLD) | Automatic shutoff device (AELLD) | Interstitial Monitoring within Secondary Containment |  |  |  |  | UST Currently In Use: 2; UST Temp Close: 0; AST Currently In Use: 0; AST Temp Closed: 0 | 2 | 0 | 0 | 25668-101-021313 | PRA PROPERTIES LLC
52906 | Currently in Use |  | 2019-02-23 06:00 |  | Petroleum | Premium gasoline | Premium gasoline | Retail | Double Wall, Fiberglass coated steel | Fiberglass coated steel |  |  | Double Wall, Fiberglass reinforced plastic |  | 2019-02-23 06:00 |  | Catchment Basin, Single walled catchment basin | Audible high level alarm At 90% full, Automatic shutoff device At 95% full | Automatic shutoff device At 95% full | Interstitial Monitoring within Secondary Containment |  |  |  | Automatic shutoff device (AELLD) | Automatic shutoff device (AELLD) | Interstitial Monitoring within Secondary Containment |  |  |  |  | UST Currently In Use: 2; UST Temp Close: 0; AST Currently In Use: 0; AST Temp Closed: 0 | 2 | 0 | 0 | 25668-101-021313 | PRA PROPERTIES LLC
52908 | Currently in Use |  | 2019-09-01 06:00 |  | Petroleum | Unleaded gasoline | Unleaded gasoline |  | Double Wall, Fiberglass coated steel | Fiberglass coated steel |  |  | Double Wall, Fiberglass reinforced plastic |  |  |  | Catchment Basin, Single walled catchment basin | Automatic shutoff device At 95% full | Automatic shutoff device At 95% full | Interstitial Monitoring within Secondary Containment |  | Continuous Automatic Tank Gauge |  | Automatic flow restrictor (MLLD) | Automatic flow restrictor (MLLD) | Interstitial Monitoring within Secondary Containment |  | Continuous alarm system | Continuous alarm system |  | UST Currently In Use: 3; UST Temp Close: 0; AST Currently In Use: 0; AST Temp Closed: 0 | 3 | 0 | 0 | 22788-055-018763 | FRED AND ALEX SOUZA
52909 | Currently in Use |  | 2019-10-01 06:00 |  | Petroleum | Unleaded gasoline | Unleaded gasoline | Retail | Double Wall, Fiberglass reinforced plastic | Fiberglass reinforced plastic |  |  | Double Wall, Fiberglass reinforced plastic |  | 2019-10-01 06:00 |  | Catchment Basin, Single walled catchment basin | Automatic shutoff device At 95% full | Automatic shutoff device At 95% full | Interstitial Monitoring within Secondary Containment |  |  | Double walled submersible pump containment sump | Automatic shutoff device (AELLD), Containment Sump | Containment Sump | Interstitial Monitoring within Secondary Containment | SENSOR TO ATG |  |  |  | UST Currently In Use: 3; UST Temp Close: 0; AST Currently In Use: 0; AST Temp Closed: 0 | 3 | 0 | 0 | 11576-083-021314 | DUTCH OIL COMPANY
52910 | Currently in Use |  | 2019-10-01 06:00 |  | Petroleum | Premium gasoline | Premium gasoline | Retail | Double Wall, Fiberglass reinforced plastic | Fiberglass reinforced plastic |  |  | Double Wall, Fiberglass reinforced plastic |  | 2019-10-01 06:00 |  | Catchment Basin, Single walled catchment basin | Automatic shutoff device At 95% full | Automatic shutoff device At 95% full | Interstitial Monitoring within Secondary Containment |  |  | Double walled submersible pump containment sump | Automatic shutoff device (AELLD), Containment Sump | Containment Sump | Interstitial Monitoring within Secondary Containment | SENSOR TO ATG |  |  |  | UST Currently In Use: 3; UST Temp Close: 0; AST Currently In Use: 0; AST Temp Closed: 0 | 3 | 0 | 0 | 11576-083-021314 | DUTCH OIL COMPANY
52911 | Currently in Use |  | 2019-10-01 06:00 |  | Petroleum | On road diesel | On road diesel | Retail | Double Wall, Fiberglass reinforced plastic | Fiberglass reinforced plastic |  |  | Double Wall, Fiberglass reinforced plastic |  | 2019-10-01 06:00 |  | Catchment Basin, Single walled catchment basin | Automatic shutoff device At 95% full | Automatic shutoff device At 95% full | Interstitial Monitoring within Secondary Containment |  |  |  | Automatic shutoff device (AELLD) | Automatic shutoff device (AELLD) | Interstitial Monitoring within Secondary Containment | SENSOR TO ATG |  |  |  | UST Currently In Use: 3; UST Temp Close: 0; AST Currently In Use: 0; AST Temp Closed: 0 | 3 | 0 | 0 | 11576-083-021314 | DUTCH OIL COMPANY
52912 | Currently in Use |  | 2019-01-21 06:00 |  | Petroleum | On road diesel | On road diesel | Retail | Double Wall, Fiberglass coated steel | Fiberglass coated steel |  |  | Double Wall, Flexible |  |  |  | Catchment Basin, Single walled catchment basin | Automatic shutoff device At 95% full | Automatic shutoff device At 95% full | Interstitial Monitoring within Secondary Containment |  |  |  | Automatic flow restrictor (MLLD) | Automatic flow restrictor (MLLD) | Interstitial Monitoring within Secondary Containment | MANUAL/VISUAL CHECK |  |  |  | UST Currently In Use: 3; UST Temp Close: 0; AST Currently In Use: 0; AST Temp Closed: 0 | 3 | 0 | 0 | 24489-051-018311 | DHYAN LLC
52916 | Currently in Use |  | 2018-11-11 06:00 |  | Petroleum | Unleaded gasoline | Unleaded gasoline |  | Double Wall, Fiberglass coated steel | Fiberglass coated steel |  |  | Double Wall, Flexible |  |  |  | Catchment Basin, Single walled catchment basin | Automatic shutoff device At 95% full | Automatic shutoff device At 95% full | Interstitial Monitoring within Secondary Containment |  |  | Single walled submersible pump containment sump | Automatic flow restrictor (MLLD) | Automatic flow restrictor (MLLD) |  |  | Annual line testing, Continuous alarm system | Continuous alarm system |  | UST Currently In Use: 6; UST Temp Close: 0; AST Currently In Use: 0; AST Temp Closed: 0 | 6 | 0 | 3 | 23867-095-008038 | NILAY PATEL & PRITIIBEN PATEL
52918 | Currently in Use |  | 1993-07-21 06:00 |  | Petroleum | Ethanol free gasoline | Ethanol free gasoline |  | Single Wall, Steel | Steel | Coated & cathodic protection (sti-P3) |  | Double Wall, Flexible |  |  |  | Catchment Basin, Single walled catchment basin | Automatic shutoff device At 95% full | Automatic shutoff device At 95% full |  |  | Automatic Tank Gauge | Single walled submersible pump containment sump | Automatic flow restrictor (MLLD) | Automatic flow restrictor (MLLD) |  |  | Annual line testing, Continuous alarm system | Continuous alarm system |  | UST Currently In Use: 6; UST Temp Close: 0; AST Currently In Use: 0; AST Temp Closed: 0 | 6 | 0 | 3 | 23867-095-008038 | NILAY PATEL & PRITIIBEN PATEL
52920 | Currently in Use |  | 2019-12-05 06:00 |  | Petroleum | Unleaded gasoline | Unleaded gasoline | Retail | Double Wall, Fiberglass coated steel | Fiberglass coated steel |  |  | Double Wall, Flexible |  |  |  | Catchment Basin, Single walled catchment basin | Automatic shutoff device At 95% full | Automatic shutoff device At 95% full | Interstitial Monitoring within Secondary Containment |  |  |  | Automatic shutoff device (AELLD), Containment Sump | Containment Sump |  |  | Continuous alarm system | Continuous alarm system |  | UST Currently In Use: 1; UST Temp Close: 0; AST Currently In Use: 0; AST Temp Closed: 0 | 1 | 0 | 8 | 22359-101-005789 | PREM INVESTMENTS OF AL LLC
52921 | Currently in Use |  | 2019-12-30 06:00 |  | Petroleum | On road diesel | On road diesel | Industrial | Double Wall, Fiberglass coated steel | Fiberglass coated steel |  |  | Double Wall, Fiberglass reinforced plastic |  | 2019-12-30 06:00 |  | Catchment Basin, Single walled catchment basin | Automatic shutoff device At 95% full | Automatic shutoff device At 95% full | Interstitial Monitoring within Secondary Containment |  | Automatic Tank Gauge | Single walled submersible pump containment sump | Automatic flow restrictor (MLLD), Containment Sump | Containment Sump | Interstitial Monitoring within Secondary Containment | SENSOR TO ATG |  |  |  | UST Currently In Use: 2; UST Temp Close: 0; AST Currently In Use: 0; AST Temp Closed: 0 | 2 | 0 | 0 | 25719-023-021321 | ROLISON TRUCKING
52923 | Currently in Use |  | 2019-12-30 06:00 |  | Petroleum | Unleaded gasoline | Unleaded gasoline | Industrial | Double Wall, Fiberglass coated steel | Fiberglass coated steel |  |  | Double Wall, Fiberglass reinforced plastic |  | 2019-12-30 06:00 |  | Catchment Basin, Single walled catchment basin | Automatic shutoff device At 95% full | Automatic shutoff device At 95% full | Interstitial Monitoring within Secondary Containment |  | Automatic Tank Gauge | Single walled submersible pump containment sump | Automatic flow restrictor (MLLD), Containment Sump | Containment Sump | Interstitial Monitoring within Secondary Containment | SENSOR TO ATG |  |  |  | UST Currently In Use: 2; UST Temp Close: 0; AST Currently In Use: 0; AST Temp Closed: 0 | 2 | 0 | 0 | 25719-023-021321 | ROLISON TRUCKING
52949 | Currently in Use |  | 2020-03-15 06:00 |  | Petroleum | Unleaded gasoline | Unleaded gasoline | Retail | Double Wall, Fiberglass coated steel | Fiberglass coated steel |  |  | Double Wall, Fiberglass reinforced plastic |  | 2020-03-15 06:00 |  | Catchment Basin, Single walled catchment basin | Automatic shutoff device At 95% full | Automatic shutoff device At 95% full | Interstitial Monitoring within Secondary Containment | SENSOR TO ATG |  | Single walled submersible pump containment sump | Automatic shutoff device (AELLD), Containment Sump | Containment Sump | Interstitial Monitoring within Secondary Containment |  | Continuous alarm system | Continuous alarm system |  | UST Currently In Use: 2; UST Temp Close: 0; AST Currently In Use: 0; AST Temp Closed: 0 | 2 | 0 | 0 | 25727-059-021322 | WELBORN OIL COMPANY
52950 | Currently in Use |  | 2020-03-15 06:00 |  | Petroleum | Unleaded gasoline | Unleaded gasoline | Retail | Double Wall, Fiberglass coated steel | Fiberglass coated steel |  |  | Double Wall, Fiberglass reinforced plastic |  | 2020-03-15 06:00 |  | Catchment Basin, Single walled catchment basin | Automatic shutoff device At 95% full | Automatic shutoff device At 95% full | Interstitial Monitoring within Secondary Containment | SENSOR TO ATG |  | Single walled submersible pump containment sump | Automatic shutoff device (AELLD), Containment Sump | Containment Sump | Interstitial Monitoring within Secondary Containment |  | Continuous alarm system | Continuous alarm system |  | UST Currently In Use: 2; UST Temp Close: 0; AST Currently In Use: 0; AST Temp Closed: 0 | 2 | 0 | 0 | 25727-059-021322 | WELBORN OIL COMPANY
52953 | Currently in Use |  | 2020-02-14 06:00 |  | Petroleum | Unleaded gasoline | Unleaded gasoline |  | Double Wall, Fiberglass reinforced plastic | Fiberglass reinforced plastic |  |  | Double Wall, Fiberglass reinforced plastic |  | 2020-02-14 06:00 |  | Catchment Basin, Single walled catchment basin | Audible high level alarm At 90% full, Automatic shutoff device At 95% full | Automatic shutoff device At 95% full | Interstitial Monitoring within Secondary Containment |  |  |  | Sump sensor relayed to automatically shut off submersible pump | Sump sensor relayed to automatically shut off submersible pump | Interstitial Monitoring within Secondary Containment |  |  |  |  | UST Currently In Use: 6; UST Temp Close: 0; AST Currently In Use: 0; AST Temp Closed: 0 | 6 | 0 | 0 | 21090-081-021324 | LOVES COUNTRY STORES
52954 | Currently in Use |  | 2020-02-14 06:00 |  | Petroleum | Unleaded gasoline | Unleaded gasoline | Retail | Double Wall, Fiberglass reinforced plastic | Fiberglass reinforced plastic |  |  | Double Wall, Fiberglass reinforced plastic |  | 2020-02-14 06:00 |  | Catchment Basin, Single walled catchment basin | Audible high level alarm At 90% full, Automatic shutoff device At 95% full | Automatic shutoff device At 95% full | Interstitial Monitoring within Secondary Containment |  |  |  | Sump sensor relayed to automatically shut off submersible pump | Sump sensor relayed to automatically shut off submersible pump |  |  | Continuous alarm system | Continuous alarm system |  | UST Currently In Use: 6; UST Temp Close: 0; AST Currently In Use: 0; AST Temp Closed: 0 | 6 | 0 | 0 | 21090-081-021324 | LOVES COUNTRY STORES
52955 | Currently in Use |  | 2020-02-14 06:00 |  | Petroleum | Premium gasoline | Premium gasoline | Retail | Double Wall, Fiberglass reinforced plastic | Fiberglass reinforced plastic |  |  | Double Wall, Fiberglass reinforced plastic |  | 2020-02-14 06:00 |  | Catchment Basin, Single walled catchment basin | Audible high level alarm At 90% full, Automatic shutoff device At 95% full | Automatic shutoff device At 95% full | Interstitial Monitoring within Secondary Containment |  |  |  | Sump sensor relayed to automatically shut off submersible pump | Sump sensor relayed to automatically shut off submersible pump |  |  | Continuous alarm system | Continuous alarm system |  | UST Currently In Use: 6; UST Temp Close: 0; AST Currently In Use: 0; AST Temp Closed: 0 | 6 | 0 | 0 | 21090-081-021324 | LOVES COUNTRY STORES
52956 | Currently in Use |  | 2020-02-14 06:00 |  | Petroleum | On road diesel | On road diesel | Retail | Double Wall, Fiberglass coated steel | Fiberglass coated steel |  |  | Double Wall, Fiberglass reinforced plastic |  | 2020-02-14 06:00 |  | Catchment Basin, Single walled catchment basin | Audible high level alarm At 90% full, Automatic shutoff device At 95% full | Automatic shutoff device At 95% full | Interstitial Monitoring within Secondary Containment |  |  |  | Sump sensor relayed to automatically shut off submersible pump | Sump sensor relayed to automatically shut off submersible pump |  |  | Continuous alarm system | Continuous alarm system |  | UST Currently In Use: 6; UST Temp Close: 0; AST Currently In Use: 0; AST Temp Closed: 0 | 6 | 0 | 0 | 21090-081-021324 | LOVES COUNTRY STORES
52957 | Currently in Use |  | 2020-02-14 06:00 |  | Petroleum | On road diesel | On road diesel | Retail | Double Wall, Fiberglass reinforced plastic | Fiberglass reinforced plastic |  |  | Double Wall, Fiberglass reinforced plastic |  | 2020-02-14 06:00 |  | Catchment Basin, Single walled catchment basin | Audible high level alarm At 90% full, Automatic shutoff device At 95% full | Automatic shutoff device At 95% full | Interstitial Monitoring within Secondary Containment |  |  |  | Sump sensor relayed to automatically shut off submersible pump | Sump sensor relayed to automatically shut off submersible pump |  |  | Continuous alarm system | Continuous alarm system |  | UST Currently In Use: 6; UST Temp Close: 0; AST Currently In Use: 0; AST Temp Closed: 0 | 6 | 0 | 0 | 21090-081-021324 | LOVES COUNTRY STORES
52958 | Currently in Use |  | 2020-02-14 06:00 |  | Petroleum | Other, B-99 | Other | Retail | Double Wall, Fiberglass reinforced plastic | Fiberglass reinforced plastic |  |  | Double Wall, Fiberglass reinforced plastic |  | 2020-02-14 06:00 |  | Catchment Basin, Single walled catchment basin | Audible high level alarm At 90% full, Automatic shutoff device At 95% full | Automatic shutoff device At 95% full | Interstitial Monitoring within Secondary Containment |  |  |  | Sump sensor relayed to automatically shut off submersible pump | Sump sensor relayed to automatically shut off submersible pump |  |  | Continuous alarm system | Continuous alarm system |  | UST Currently In Use: 6; UST Temp Close: 0; AST Currently In Use: 0; AST Temp Closed: 0 | 6 | 0 | 0 | 21090-081-021324 | LOVES COUNTRY STORES
52959 | Currently in Use |  | 2019-07-02 06:00 |  | Petroleum | Unleaded gasoline | Unleaded gasoline | Retail | Double Wall, Fiberglass reinforced plastic | Fiberglass reinforced plastic |  |  | Double Wall, Flexible |  |  |  | Catchment Basin, Single walled catchment basin | Audible high level alarm At 90% full, Automatic shutoff device At 95% full | Automatic shutoff device At 95% full | Interstitial Monitoring within Secondary Containment | SENSOR TO ATG |  | Single walled submersible pump containment sump | Automatic shutoff device (AELLD), Containment Sump | Containment Sump |  | SENSOR TO ATG | Continuous alarm system | Continuous alarm system |  | UST Currently In Use: 2; UST Temp Close: 0; AST Currently In Use: 0; AST Temp Closed: 0 | 2 | 0 | 0 | 16855-073-021325 | BIRMINGHAM AIRPORT AUTHORITY
52960 | Currently in Use |  | 2019-07-02 06:00 |  | Petroleum | Unleaded gasoline | Unleaded gasoline | Retail | Double Wall, Fiberglass reinforced plastic | Fiberglass reinforced plastic |  |  | Double Wall, Flexible |  | 2019-07-02 06:00 |  | Catchment Basin, Single walled catchment basin | Audible high level alarm At 90% full, Automatic shutoff device At 95% full | Automatic shutoff device At 95% full | Interstitial Monitoring within Secondary Containment | SENSOR TO ATG |  | Single walled submersible pump containment sump | Automatic shutoff device (AELLD), Containment Sump | Containment Sump | Interstitial Monitoring within Secondary Containment | SENSOR TO ATG | Continuous alarm system | Continuous alarm system |  | UST Currently In Use: 2; UST Temp Close: 0; AST Currently In Use: 0; AST Temp Closed: 0 | 2 | 0 | 0 | 16855-073-021325 | BIRMINGHAM AIRPORT AUTHORITY
52961 | Currently in Use |  | 2019-08-12 06:00 |  | Petroleum | Unleaded gasoline | Unleaded gasoline | Retail | Double Wall, Fiberglass reinforced plastic | Fiberglass reinforced plastic |  |  | Double Wall, Flexible |  | 2019-08-12 06:00 |  | Catchment Basin, Single walled catchment basin | Audible high level alarm At 90% full, Automatic shutoff device At 95% full | Automatic shutoff device At 95% full | Interstitial Monitoring within Secondary Containment | SENSOR TO ATG | Automatic Tank Gauge | Single walled submersible pump containment sump | Automatic shutoff device (AELLD), Containment Sump | Containment Sump |  | SENSOR TO ATG | Continuous alarm system | Continuous alarm system |  | UST Currently In Use: 1; UST Temp Close: 0; AST Currently In Use: 0; AST Temp Closed: 0 | 1 | 0 | 0 | 25993-073-021326 | BUDGET RENT A CAR
52962 | Currently in Use |  | 2018-12-04 06:00 |  | Petroleum | Unleaded gasoline | Unleaded gasoline | Retail | Double Wall, Fiberglass coated steel | Fiberglass coated steel |  |  | Double Wall, Fiberglass reinforced plastic |  | 2018-12-04 06:00 |  | Catchment Basin, Single walled catchment basin | Automatic shutoff device At 95% full | Automatic shutoff device At 95% full | Interstitial Monitoring within Secondary Containment | SENSOR TO ATG | Continuous Automatic Tank Gauge | Single walled submersible pump containment sump | Automatic shutoff device (AELLD), Containment Sump | Containment Sump | Interstitial Monitoring within Secondary Containment | SENSOR TO ATG |  |  |  | UST Currently In Use: 2; UST Temp Close: 0; AST Currently In Use: 0; AST Temp Closed: 0 | 2 | 0 | 0 | 25540-089-021327 | HOUCHENS INDUSTRIES INC
52963 | Currently in Use |  | 2018-12-04 06:00 |  | Petroleum | Premium gasoline | Premium gasoline | Retail | Double Wall, Fiberglass coated steel | Fiberglass coated steel |  |  | Double Wall, Fiberglass reinforced plastic |  | 2018-12-04 06:00 |  | Catchment Basin, Single walled catchment basin | Automatic shutoff device At 95% full | Automatic shutoff device At 95% full | Interstitial Monitoring within Secondary Containment | SENSOR TO ATG | Continuous Automatic Tank Gauge | Single walled submersible pump containment sump | Automatic shutoff device (AELLD), Containment Sump | Containment Sump | Interstitial Monitoring within Secondary Containment | SENSOR TO ATG |  |  |  | UST Currently In Use: 2; UST Temp Close: 0; AST Currently In Use: 0; AST Temp Closed: 0 | 2 | 0 | 0 | 25540-089-021327 | HOUCHENS INDUSTRIES INC
52969 | Currently in Use |  | 2019-11-13 06:00 |  | Petroleum | Unleaded gasoline | Unleaded gasoline | Retail | Double Wall, Fiberglass coated steel | Fiberglass coated steel |  |  | Double Wall, Fiberglass reinforced plastic |  | 2019-11-13 06:00 |  | Catchment Basin, Double walled catchment basin | Automatic shutoff device At 95% full | Automatic shutoff device At 95% full | Interstitial Monitoring within Secondary Containment | SENSOR TO ATG | Continuous Automatic Tank Gauge | Single walled submersible pump containment sump | Automatic flow restrictor (MLLD), Containment Sump | Containment Sump | Interstitial Monitoring within Secondary Containment | SENSOR TO ATG | Continuous alarm system | Continuous alarm system |  | UST Currently In Use: 3; UST Temp Close: 0; AST Currently In Use: 0; AST Temp Closed: 0 | 3 | 0 | 0 | 13929-003-021329 | PRINCE OIL COMPANY, INC.
52970 | Currently in Use |  | 2019-11-13 06:00 |  | Petroleum | On road diesel | On road diesel | Retail | Double Wall, Fiberglass coated steel | Fiberglass coated steel |  |  | Double Wall, Fiberglass reinforced plastic |  | 2019-11-13 06:00 |  | Catchment Basin, Double walled catchment basin | Automatic shutoff device At 95% full | Automatic shutoff device At 95% full | Interstitial Monitoring within Secondary Containment | SENSOR TO ATG | Continuous Automatic Tank Gauge | Single walled submersible pump containment sump | Automatic flow restrictor (MLLD), Containment Sump | Containment Sump | Interstitial Monitoring within Secondary Containment | SENSOR TO ATG | Continuous alarm system | Continuous alarm system |  | UST Currently In Use: 3; UST Temp Close: 0; AST Currently In Use: 0; AST Temp Closed: 0 | 3 | 0 | 0 | 13929-003-021329 | PRINCE OIL COMPANY, INC.
52972 | Currently in Use |  | 2019-11-13 06:00 |  | Petroleum | On road diesel | On road diesel | Retail | Double Wall, Fiberglass coated steel | Fiberglass coated steel |  |  | Double Wall, Fiberglass reinforced plastic |  | 2019-11-13 06:00 |  | Catchment Basin, Double walled catchment basin | Automatic shutoff device At 95% full | Automatic shutoff device At 95% full | Interstitial Monitoring within Secondary Containment | SENSOR TO ATG | Continuous Automatic Tank Gauge | Double walled submersible pump containment sump | Automatic flow restrictor (MLLD), Containment Sump | Containment Sump | Interstitial Monitoring within Secondary Containment | SENSOR TO ATG | Continuous alarm system | Continuous alarm system |  | UST Currently In Use: 3; UST Temp Close: 0; AST Currently In Use: 0; AST Temp Closed: 0 | 3 | 0 | 0 | 13929-003-021329 | PRINCE OIL COMPANY, INC.
52973 | Currently in Use |  | 2020-03-16 06:00 |  | Petroleum | Unleaded gasoline | Unleaded gasoline | Retail | Double Wall, Fiberglass coated steel | Fiberglass coated steel |  |  | Double Wall, Fiberglass reinforced plastic |  | 2020-03-16 06:00 |  | Catchment Basin, Single walled catchment basin | Automatic shutoff device At 95% full | Automatic shutoff device At 95% full | Interstitial Monitoring within Secondary Containment | SENSOR TO ATG |  | Single walled submersible pump containment sump | Automatic shutoff device (AELLD) | Automatic shutoff device (AELLD) | Interstitial Monitoring within Secondary Containment | SENSOR TO ATG | Continuous alarm system | Continuous alarm system |  | UST Currently In Use: 3; UST Temp Close: 0; AST Currently In Use: 0; AST Temp Closed: 0 | 3 | 0 | 2 | 13284-103-011584 | H.L. MARTIN DISTRIBUTING CO.
52974 | Currently in Use |  | 2020-03-16 06:00 |  | Petroleum | Premium gasoline | Premium gasoline | Retail | Double Wall, Fiberglass coated steel | Fiberglass coated steel |  |  | Double Wall, Fiberglass reinforced plastic |  | 2020-03-16 06:00 |  | Catchment Basin, Single walled catchment basin | Automatic shutoff device At 95% full | Automatic shutoff device At 95% full | Interstitial Monitoring within Secondary Containment | SENSOR TO ATG |  | Single walled submersible pump containment sump | Automatic shutoff device (AELLD), Containment Sump | Containment Sump | Interstitial Monitoring within Secondary Containment | SENSOR TO ATG | Continuous alarm system | Continuous alarm system |  | UST Currently In Use: 3; UST Temp Close: 0; AST Currently In Use: 0; AST Temp Closed: 0 | 3 | 0 | 2 | 13284-103-011584 | H.L. MARTIN DISTRIBUTING CO.
52975 | Currently in Use |  | 2020-03-16 06:00 |  | Petroleum | On road diesel | On road diesel | Retail | Double Wall, Fiberglass coated steel | Fiberglass coated steel |  |  | Double Wall, Fiberglass reinforced plastic |  | 2020-03-16 06:00 |  | Catchment Basin, Single walled catchment basin | Automatic shutoff device At 95% full | Automatic shutoff device At 95% full | Interstitial Monitoring within Secondary Containment | SENSOR TO ATG |  | Single walled submersible pump containment sump | Automatic shutoff device (AELLD), Containment Sump | Containment Sump | Interstitial Monitoring within Secondary Containment | SENSOR TO ATG | Continuous alarm system | Continuous alarm system |  | UST Currently In Use: 3; UST Temp Close: 0; AST Currently In Use: 0; AST Temp Closed: 0 | 3 | 0 | 2 | 13284-103-011584 | H.L. MARTIN DISTRIBUTING CO.
52976 | Currently in Use |  | 2019-11-18 06:00 |  | Petroleum | Unleaded gasoline | Unleaded gasoline | Retail | Double Wall, Fiberglass coated steel | Fiberglass coated steel |  |  | Double Wall, Flexible |  | 2019-11-18 06:00 |  | Catchment Basin, Single walled catchment basin | Automatic shutoff device At 95% full | Automatic shutoff device At 95% full | Interstitial Monitoring within Secondary Containment |  |  |  | Automatic flow restrictor (MLLD), Sump sensor relayed to automatically shut off submersible pump | Sump sensor relayed to automatically shut off submersible pump |  |  | Continuous alarm system | Continuous alarm system |  | UST Currently In Use: 2; UST Temp Close: 0; AST Currently In Use: 0; AST Temp Closed: 0 | 2 | 0 | 0 | 25744-115-021330 | MALHI & SONS LLC
52977 | Currently in Use |  | 2019-11-18 06:00 |  | Petroleum | Mid-grade gasoline | Mid-grade gasoline | Retail | Double Wall, Fiberglass coated steel | Fiberglass coated steel |  |  | Double Wall, Flexible |  | 2019-11-18 06:00 |  | Catchment Basin, Single walled catchment basin | Automatic shutoff device At 95% full | Automatic shutoff device At 95% full | Interstitial Monitoring within Secondary Containment |  |  |  | Automatic flow restrictor (MLLD), Sump sensor relayed to automatically shut off submersible pump | Sump sensor relayed to automatically shut off submersible pump |  |  | Continuous alarm system | Continuous alarm system |  | UST Currently In Use: 2; UST Temp Close: 0; AST Currently In Use: 0; AST Temp Closed: 0 | 2 | 0 | 0 | 25744-115-021330 | MALHI & SONS LLC
52982 | Currently in Use |  | 2019-11-06 06:00 |  | Petroleum | Unleaded gasoline | Unleaded gasoline |  | Double Wall, Fiberglass coated steel, 12R-4P-4D | Fiberglass coated steel |  |  | Double Wall, Flexible |  |  |  | Catchment Basin, Single walled catchment basin | Automatic shutoff device At 95% full | Automatic shutoff device At 95% full | Interstitial Monitoring within Secondary Containment | SENSOR TO ATG |  | Single walled submersible pump containment sump | Automatic flow restrictor (MLLD), Containment Sump | Containment Sump | Interstitial Monitoring within Secondary Containment | SENSOR TO ATG | Continuous alarm system | Continuous alarm system |  | UST Currently In Use: 1; UST Temp Close: 0; AST Currently In Use: 0; AST Temp Closed: 0 | 1 | 0 | 5 | 25804-073-007798 | ROZINA HOLDINGS
52983 | Currently in Use |  | 2019-10-29 06:00 |  | Petroleum | Unleaded gasoline | Unleaded gasoline | Retail | Double Wall, Fiberglass coated steel | Fiberglass coated steel |  |  | Double Wall, Fiberglass reinforced plastic |  |  |  | Catchment Basin, Double walled catchment basin | Automatic shutoff device At 95% full | Automatic shutoff device At 95% full | Interstitial Monitoring within Secondary Containment |  |  |  | Automatic flow restrictor (MLLD), Containment Sump | Containment Sump | Interstitial Monitoring within Secondary Containment |  | Continuous alarm system | Continuous alarm system |  | UST Currently In Use: 3; UST Temp Close: 0; AST Currently In Use: 0; AST Temp Closed: 0 | 3 | 0 | 3 | 23413-101-014205 | CIRCLE K STORES, INC.
52985 | Currently in Use |  | 2019-10-29 06:00 |  | Petroleum | Premium gasoline | Premium gasoline | Retail | Double Wall, Fiberglass coated steel | Fiberglass coated steel |  |  | Double Wall, Fiberglass reinforced plastic |  |  |  | Catchment Basin, Double walled catchment basin | Automatic shutoff device At 95% full | Automatic shutoff device At 95% full | Interstitial Monitoring within Secondary Containment |  |  |  | Automatic flow restrictor (MLLD) | Automatic flow restrictor (MLLD) | Interstitial Monitoring within Secondary Containment |  | Continuous alarm system | Continuous alarm system |  | UST Currently In Use: 3; UST Temp Close: 0; AST Currently In Use: 0; AST Temp Closed: 0 | 3 | 0 | 3 | 23413-101-014205 | CIRCLE K STORES, INC.
52986 | Currently in Use |  | 2020-10-29 06:00 |  | Petroleum | Premium gasoline | Premium gasoline | Retail | Double Wall, Fiberglass coated steel | Fiberglass coated steel |  |  | Double Wall, Fiberglass reinforced plastic |  |  |  | Catchment Basin, Double walled catchment basin | Automatic shutoff device At 95% full | Automatic shutoff device At 95% full | Interstitial Monitoring within Secondary Containment |  |  |  | Automatic flow restrictor (MLLD), Containment Sump | Containment Sump | Interstitial Monitoring within Secondary Containment |  | Continuous alarm system | Continuous alarm system |  | UST Currently In Use: 3; UST Temp Close: 0; AST Currently In Use: 0; AST Temp Closed: 0 | 3 | 0 | 3 | 23413-101-014205 | CIRCLE K STORES, INC.
52987 | Currently in Use |  | 2020-03-25 06:00 |  | Petroleum | Unleaded gasoline | Unleaded gasoline | Retail | Double Wall, Fiberglass reinforced plastic | Fiberglass reinforced plastic |  |  | Double Wall, Flexible |  | 2020-03-25 06:00 |  | Catchment Basin, Single walled catchment basin | Audible high level alarm At 90% full, Flow Rest 90% Full | Flow Rest 90% Full | Interstitial Monitoring within Secondary Containment | SENSOR TO ATG | Continuous Automatic Tank Gauge | Single walled submersible pump containment sump | Automatic shutoff device (AELLD) | Automatic shutoff device (AELLD) | Interstitial Monitoring within Secondary Containment | SENSOR TO ATG |  |  |  | UST Currently In Use: 2; UST Temp Close: 0; AST Currently In Use: 0; AST Temp Closed: 0 | 2 | 0 | 0 | 21233-089-021341 | MAPCO EXPRESS, LLC
52988 | Currently in Use |  | 2020-03-25 06:00 |  | Petroleum | Premium gasoline | Premium gasoline | Retail | Double Wall, Fiberglass reinforced plastic | Fiberglass reinforced plastic |  |  | Double Wall, Flexible |  | 2020-03-25 06:00 |  | Catchment Basin, Single walled catchment basin | Audible high level alarm At 90% full, Flow Rest 90% Full | Flow Rest 90% Full | Interstitial Monitoring within Secondary Containment | SENSOR TO ATG | Continuous Automatic Tank Gauge | Single walled submersible pump containment sump | Automatic shutoff device (AELLD) | Automatic shutoff device (AELLD) | Interstitial Monitoring within Secondary Containment | SENSOR TO ATG |  |  |  | UST Currently In Use: 2; UST Temp Close: 0; AST Currently In Use: 0; AST Temp Closed: 0 | 2 | 0 | 0 | 21233-089-021341 | MAPCO EXPRESS, LLC
52989 | Currently in Use |  | 2020-03-31 06:00 |  | Petroleum | Unleaded gasoline | Unleaded gasoline | Retail | Double Wall, Fiberglass reinforced plastic | Fiberglass reinforced plastic |  |  | Double Wall, Flexible |  | 2020-03-31 06:00 |  | Catchment Basin, Single walled catchment basin | Automatic shutoff device At 95% full | Automatic shutoff device At 95% full | Interstitial Monitoring within Secondary Containment | SENSOR TO ATG |  |  | Automatic shutoff device (AELLD), Containment Sump | Containment Sump | Interstitial Monitoring within Secondary Containment | SENSOR TO ATG | Continuous alarm system | Continuous alarm system |  | UST Currently In Use: 4; UST Temp Close: 0; AST Currently In Use: 0; AST Temp Closed: 0 | 4 | 0 | 0 | 21012-101-021342 | SPEEDWAY LLC
52990 | Currently in Use |  | 2020-03-31 06:00 |  | Petroleum | Unleaded gasoline | Unleaded gasoline | Retail | Double Wall, Fiberglass reinforced plastic | Fiberglass reinforced plastic |  |  | Double Wall, Flexible |  | 2020-03-31 06:00 |  | Catchment Basin, Single walled catchment basin | Automatic shutoff device At 95% full | Automatic shutoff device At 95% full | Interstitial Monitoring within Secondary Containment | SENSOR TO ATG |  |  | Automatic shutoff device (AELLD), Containment Sump | Containment Sump | Interstitial Monitoring within Secondary Containment | SENSOR TO ATG | Continuous alarm system | Continuous alarm system |  | UST Currently In Use: 4; UST Temp Close: 0; AST Currently In Use: 0; AST Temp Closed: 0 | 4 | 0 | 0 | 21012-101-021342 | SPEEDWAY LLC
52994 | Currently in Use |  | 2020-03-31 06:00 |  | Petroleum | On road diesel | On road diesel | Retail | Double Wall, Fiberglass reinforced plastic | Fiberglass reinforced plastic |  |  | Double Wall, Flexible |  | 2020-03-31 06:00 |  | Catchment Basin, Single walled catchment basin | Automatic shutoff device At 95% full | Automatic shutoff device At 95% full | Interstitial Monitoring within Secondary Containment | SENSOR TO ATG |  |  | Automatic shutoff device (AELLD), Containment Sump | Containment Sump | Interstitial Monitoring within Secondary Containment | SENSOR TO ATG | Continuous alarm system | Continuous alarm system |  | UST Currently In Use: 4; UST Temp Close: 0; AST Currently In Use: 0; AST Temp Closed: 0 | 4 | 0 | 0 | 21012-101-021342 | SPEEDWAY LLC
52995 | Currently in Use |  | 2020-03-31 06:00 |  | Petroleum | Premium gasoline | Premium gasoline | Retail | Double Wall, Fiberglass reinforced plastic | Fiberglass reinforced plastic |  |  | Double Wall, Flexible |  | 2020-03-31 06:00 |  | Catchment Basin, Single walled catchment basin | Automatic shutoff device At 95% full | Automatic shutoff device At 95% full | Interstitial Monitoring within Secondary Containment | SENSOR TO ATG |  |  | Automatic shutoff device (AELLD), Containment Sump | Containment Sump | Interstitial Monitoring within Secondary Containment | SENSOR TO ATG | Continuous alarm system | Continuous alarm system |  | UST Currently In Use: 4; UST Temp Close: 0; AST Currently In Use: 0; AST Temp Closed: 0 | 4 | 0 | 0 | 21012-101-021342 | SPEEDWAY LLC
52997 | Currently in Use |  | 2019-08-15 06:00 |  | Petroleum | Unleaded gasoline | Unleaded gasoline | Retail | Double Wall, Fiberglass reinforced plastic | Fiberglass reinforced plastic |  |  | Double Wall, Flexible |  | 2019-08-15 06:00 |  | Catchment Basin, Single walled catchment basin | Audible high level alarm At 90% full, Automatic shutoff device At 95% full | Automatic shutoff device At 95% full | Interstitial Monitoring within Secondary Containment | SENSOR TO ATG | Continuous Automatic Tank Gauge | Single walled submersible pump containment sump | Automatic shutoff device (AELLD), Containment Sump | Containment Sump | Interstitial Monitoring within Secondary Containment | SENSOR TO ATG | Continuous alarm system | Continuous alarm system |  | UST Currently In Use: 1; UST Temp Close: 0; AST Currently In Use: 0; AST Temp Closed: 0 | 1 | 0 | 0 | 16855-073-021343 | BIRMINGHAM AIRPORT AUTHORITY
52998 | Currently in Use |  | 2019-07-18 06:00 |  | Petroleum | Unleaded gasoline | Unleaded gasoline | Retail | Double Wall, Fiberglass reinforced plastic | Fiberglass reinforced plastic |  |  | Double Wall, Flexible |  | 2019-07-18 06:00 |  | Catchment Basin, Single walled catchment basin | Audible high level alarm At 90% full, Automatic shutoff device At 95% full | Automatic shutoff device At 95% full | Interstitial Monitoring within Secondary Containment |  | Continuous Automatic Tank Gauge |  | Automatic shutoff device (AELLD), Containment Sump | Containment Sump |  | SENSOR TO ATG | Continuous alarm system | Continuous alarm system |  | UST Currently In Use: 1; UST Temp Close: 0; AST Currently In Use: 0; AST Temp Closed: 0 | 1 | 0 | 0 | 12350-073-021344 | HERTZ CORPORATION
53000 | Temporary Closed | 2021-07-24 06:00 | 2006-06-01 06:00 |  | Petroleum | Unleaded gasoline | Unleaded gasoline | Retail | Double Wall, Fiberglass reinforced plastic | Fiberglass reinforced plastic |  |  | Double Wall, Flexible |  |  |  | Catchment Basin, Single walled catchment basin | Flow Rest 90% Full | Flow Rest 90% Full | Interstitial Monitoring within Secondary Containment |  |  |  | Automatic flow restrictor (MLLD), Containment Sump | Containment Sump | Interstitial Monitoring within Secondary Containment |  | Continuous alarm system | Continuous alarm system |  | UST Currently In Use: 0; UST Temp Close: 1; AST Currently In Use: 0; AST Temp Closed: 0 | 0 | 1 | 0 | 25879-027-021345 | PAMELA A DEWRELL
53001 | Currently in Use |  | 2019-11-01 06:00 |  | Petroleum | Unleaded gasoline | Unleaded gasoline | Retail | Double Wall, Fiberglass reinforced plastic | Fiberglass reinforced plastic |  |  | Double Wall, Flexible |  | 2019-11-01 06:00 |  | Catchment Basin, Single walled catchment basin | Automatic shutoff device At 95% full | Automatic shutoff device At 95% full | Interstitial Monitoring within Secondary Containment |  |  |  | Automatic flow restrictor (MLLD), Containment Sump | Containment Sump | Interstitial Monitoring within Secondary Containment |  | Continuous alarm system | Continuous alarm system |  | UST Currently In Use: 4; UST Temp Close: 0; AST Currently In Use: 0; AST Temp Closed: 0 | 4 | 0 | 0 | 25758-009-021346 | RAJ PATEL
53002 | Currently in Use |  | 2019-11-01 06:00 |  | Petroleum | Premium gasoline | Premium gasoline | Retail | Double Wall, Fiberglass reinforced plastic | Fiberglass reinforced plastic |  |  | Double Wall, Flexible |  | 2019-11-01 06:00 |  | Catchment Basin, Single walled catchment basin | Automatic shutoff device At 95% full | Automatic shutoff device At 95% full | Interstitial Monitoring within Secondary Containment |  |  |  | Automatic flow restrictor (MLLD), Containment Sump | Containment Sump |  |  | Continuous alarm system | Continuous alarm system |  | UST Currently In Use: 4; UST Temp Close: 0; AST Currently In Use: 0; AST Temp Closed: 0 | 4 | 0 | 0 | 25758-009-021346 | RAJ PATEL
53003 | Currently in Use |  | 2019-11-01 06:00 |  | Petroleum | Other, CONV | Other | Retail | Double Wall, Fiberglass reinforced plastic | Fiberglass reinforced plastic |  |  | Double Wall, Flexible |  | 2019-11-01 06:00 |  | Catchment Basin, Single walled catchment basin | Automatic shutoff device At 95% full | Automatic shutoff device At 95% full | Interstitial Monitoring within Secondary Containment |  |  |  | Automatic flow restrictor (MLLD), Containment Sump | Containment Sump |  |  | Continuous alarm system | Continuous alarm system |  | UST Currently In Use: 4; UST Temp Close: 0; AST Currently In Use: 0; AST Temp Closed: 0 | 4 | 0 | 0 | 25758-009-021346 | RAJ PATEL
53004 | Currently in Use |  | 2019-11-01 06:00 |  | Petroleum | On road diesel | On road diesel | Retail | Double Wall, Fiberglass reinforced plastic | Fiberglass reinforced plastic |  |  | Double Wall, Flexible |  | 2019-11-01 06:00 |  | Catchment Basin, Single walled catchment basin | Automatic shutoff device At 95% full | Automatic shutoff device At 95% full | Interstitial Monitoring within Secondary Containment |  |  |  | Automatic flow restrictor (MLLD), Containment Sump | Containment Sump | Interstitial Monitoring within Secondary Containment |  | Continuous alarm system | Continuous alarm system |  | UST Currently In Use: 4; UST Temp Close: 0; AST Currently In Use: 0; AST Temp Closed: 0 | 4 | 0 | 0 | 25758-009-021346 | RAJ PATEL
53005 | Currently in Use |  | 2020-01-01 06:00 |  | Petroleum | Unleaded gasoline | Unleaded gasoline | Retail | Double Wall, Fiberglass reinforced plastic | Fiberglass reinforced plastic |  |  | Double Wall, Fiberglass reinforced plastic |  |  |  | Catchment Basin, Single walled catchment basin | Automatic shutoff device At 95% full | Automatic shutoff device At 95% full | Interstitial Monitoring within Secondary Containment |  |  |  | Automatic flow restrictor (MLLD) | Automatic flow restrictor (MLLD) | Interstitial Monitoring within Secondary Containment |  |  |  |  | UST Currently In Use: 2; UST Temp Close: 0; AST Currently In Use: 0; AST Temp Closed: 0 | 2 | 0 | 0 | 25753-021-021340 | PARTH PATEL
53006 | Currently in Use |  | 2020-01-01 06:00 |  | Petroleum | On road diesel | On road diesel | Retail | Double Wall, Fiberglass reinforced plastic | Fiberglass reinforced plastic |  |  | Double Wall, Fiberglass reinforced plastic |  |  |  | Catchment Basin, Single walled catchment basin | Automatic shutoff device At 95% full | Automatic shutoff device At 95% full | Interstitial Monitoring within Secondary Containment |  |  |  | Automatic shutoff device (AELLD) | Automatic shutoff device (AELLD) | Interstitial Monitoring within Secondary Containment |  |  |  |  | UST Currently In Use: 2; UST Temp Close: 0; AST Currently In Use: 0; AST Temp Closed: 0 | 2 | 0 | 0 | 25753-021-021340 | PARTH PATEL
53009 | Currently in Use |  | 2020-02-25 06:00 |  | Petroleum | Unleaded gasoline | Unleaded gasoline | Retail | Double Wall, Fiberglass reinforced plastic | Fiberglass reinforced plastic |  |  | Double Wall, Fiberglass reinforced plastic |  | 2020-02-25 06:00 |  | Catchment Basin, Double walled catchment basin | Automatic shutoff device At 95% full | Automatic shutoff device At 95% full | Interstitial Monitoring within Secondary Containment | SENSOR TO ATG |  | Single walled submersible pump containment sump | Automatic flow restrictor (MLLD), Containment Sump | Containment Sump | Interstitial Monitoring within Secondary Containment |  | Continuous alarm system, Other, INTMON REQ | Other |  | UST Currently In Use: 2; UST Temp Close: 0; AST Currently In Use: 0; AST Temp Closed: 0 | 2 | 0 | 2 | 13579-033-017916 | MURPHY OIL USA, INC.
53010 | Currently in Use |  | 2020-02-25 06:00 |  | Petroleum | Premium gasoline | Premium gasoline | Retail | Double Wall, Fiberglass reinforced plastic | Fiberglass reinforced plastic |  |  | Double Wall, Fiberglass reinforced plastic |  | 2020-02-25 06:00 |  | Catchment Basin, Double walled catchment basin | Automatic shutoff device At 95% full | Automatic shutoff device At 95% full | Interstitial Monitoring within Secondary Containment | SENSOR TO ATG |  | Single walled submersible pump containment sump | Automatic flow restrictor (MLLD), Containment Sump | Containment Sump | Interstitial Monitoring within Secondary Containment | SENSOR TO ATG | Continuous alarm system, Other, INTMON REQ | Other |  | UST Currently In Use: 2; UST Temp Close: 0; AST Currently In Use: 0; AST Temp Closed: 0 | 2 | 0 | 2 | 13579-033-017916 | MURPHY OIL USA, INC.
53012 | Currently in Use |  | 2019-12-15 06:00 |  | Petroleum | On road diesel | On road diesel | Emergency Power Generator, Local Government | Double Wall, Fiberglass reinforced plastic | Fiberglass reinforced plastic |  |  | Double Wall, Flexible |  | 2019-12-15 06:00 |  | Catchment Basin, Single walled catchment basin | Automatic shutoff device At 95% full | Automatic shutoff device At 95% full | Interstitial Monitoring within Secondary Containment | SENSOR TO ATG |  |  | Containment Sump, Sump sensor relayed to automatically shut off submersible pump | Sump sensor relayed to automatically shut off submersible pump | Interstitial Monitoring within Secondary Containment | SENSOR TO ATG | Continuous alarm system | Continuous alarm system |  | UST Currently In Use: 1; UST Temp Close: 0; AST Currently In Use: 0; AST Temp Closed: 0 | 1 | 0 | 0 | 11036-073-021349 | CITY OF HOMEWOOD POLICE DEPT
53013 | Currently in Use |  | 2020-05-28 06:00 |  | Petroleum | Unleaded gasoline | Unleaded gasoline | Retail | Double Wall, Fiberglass coated steel | Fiberglass coated steel |  |  | Double Wall, Flexible |  | 2020-05-28 06:00 |  | Catchment Basin, Single walled catchment basin | Automatic shutoff device At 95% full | Automatic shutoff device At 95% full | Interstitial Monitoring within Secondary Containment |  |  |  | Automatic flow restrictor (MLLD), Containment Sump | Containment Sump | Interstitial Monitoring within Secondary Containment |  | Continuous alarm system | Continuous alarm system |  | UST Currently In Use: 1; UST Temp Close: 0; AST Currently In Use: 0; AST Temp Closed: 0 | 1 | 0 | 0 | 25289-125-021350 | A1 INVESTMENTS
53014 | Currently in Use |  | 2020-01-28 06:00 |  | Petroleum | Unleaded gasoline | Unleaded gasoline | Retail | Double Wall, Fiberglass reinforced plastic | Fiberglass reinforced plastic |  |  | Double Wall, Fiberglass reinforced plastic |  |  |  | Catchment Basin, Single walled catchment basin | Automatic shutoff device At 95% full | Automatic shutoff device At 95% full | Interstitial Monitoring within Secondary Containment | SENSOR TO ATG |  | Single walled submersible pump containment sump | Automatic shutoff device (AELLD), Containment Sump | Containment Sump | Interstitial Monitoring within Secondary Containment |  | Continuous alarm system | Continuous alarm system |  | UST Currently In Use: 4; UST Temp Close: 0; AST Currently In Use: 0; AST Temp Closed: 0 | 4 | 0 | 3 | 13343-043-007491 | MCCULLOUGH OIL COMPANY, INC.
53015 | Currently in Use |  | 2020-01-28 06:00 |  | Petroleum | Premium gasoline | Premium gasoline | Retail | Double Wall, Fiberglass reinforced plastic | Fiberglass reinforced plastic |  |  | Double Wall, Fiberglass reinforced plastic |  |  |  | Catchment Basin, Single walled catchment basin | Automatic shutoff device At 95% full | Automatic shutoff device At 95% full | Interstitial Monitoring within Secondary Containment | SENSOR TO ATG |  | Single walled submersible pump containment sump | Automatic shutoff device (AELLD), Containment Sump | Containment Sump | Interstitial Monitoring within Secondary Containment |  | Continuous alarm system | Continuous alarm system |  | UST Currently In Use: 4; UST Temp Close: 0; AST Currently In Use: 0; AST Temp Closed: 0 | 4 | 0 | 3 | 13343-043-007491 | MCCULLOUGH OIL COMPANY, INC.
53016 | Currently in Use |  | 2020-01-28 06:00 |  | Petroleum | Other, EFREE | Other | Retail | Double Wall, Fiberglass reinforced plastic | Fiberglass reinforced plastic |  |  | Double Wall, Fiberglass reinforced plastic |  |  |  | Catchment Basin, Single walled catchment basin | Automatic shutoff device At 95% full | Automatic shutoff device At 95% full | Interstitial Monitoring within Secondary Containment | SENSOR TO ATG |  | Single walled submersible pump containment sump | Automatic shutoff device (AELLD), Containment Sump | Containment Sump | Interstitial Monitoring within Secondary Containment |  | Continuous alarm system | Continuous alarm system |  | UST Currently In Use: 4; UST Temp Close: 0; AST Currently In Use: 0; AST Temp Closed: 0 | 4 | 0 | 3 | 13343-043-007491 | MCCULLOUGH OIL COMPANY, INC.
53017 | Currently in Use |  | 2020-01-28 06:00 |  | Petroleum | On road diesel | On road diesel | Retail | Double Wall, Fiberglass reinforced plastic | Fiberglass reinforced plastic |  |  | Double Wall, Fiberglass reinforced plastic |  |  |  | Catchment Basin, Single walled catchment basin | Automatic shutoff device At 95% full | Automatic shutoff device At 95% full | Interstitial Monitoring within Secondary Containment | SENSOR TO ATG |  | Single walled submersible pump containment sump | Automatic shutoff device (AELLD), Containment Sump | Containment Sump | Interstitial Monitoring within Secondary Containment |  | Continuous alarm system | Continuous alarm system |  | UST Currently In Use: 4; UST Temp Close: 0; AST Currently In Use: 0; AST Temp Closed: 0 | 4 | 0 | 3 | 13343-043-007491 | MCCULLOUGH OIL COMPANY, INC.
53018 | Temporary Closed | 2014-01-01 06:00 | 1995-04-08 06:00 |  | Petroleum | Premium gasoline | Premium gasoline | Retail | Steel | Steel | Coated & cathodic protection (sti-P3) |  | Fiberglass reinforced plastic |  |  |  | Catchment Basin, Single walled catchment basin | Automatic shutoff device At 95% full | Automatic shutoff device At 95% full | [11 empty] | UST Currently In Use: 4; UST Temp Close: 1; AST Currently In Use: 0; AST Temp Closed: 0 | 4 | 1 | 2 | 25076-043-008800 | HGK, INC.
53019 | Currently in Use |  | 2020-06-18 06:00 |  | Petroleum | Unleaded gasoline | Unleaded gasoline | Retail | Double Wall, Fiberglass coated steel | Fiberglass coated steel |  |  | Double Wall, Fiberglass reinforced plastic |  | 2020-06-18 06:00 |  | Catchment Basin, Single walled catchment basin | Automatic shutoff device At 95% full | Automatic shutoff device At 95% full | Interstitial Monitoring within Secondary Containment |  | Continuous Automatic Tank Gauge | Single walled submersible pump containment sump | Automatic shutoff device (AELLD) | Automatic shutoff device (AELLD) | Interstitial Monitoring within Secondary Containment | SENSOR TO ATG |  |  |  | UST Currently In Use: 2; UST Temp Close: 0; AST Currently In Use: 0; AST Temp Closed: 0 | 2 | 0 | 0 | 25776-083-021351 | STRATEGIC ALLIANCE INVESTMENTS LLC
53020 | Currently in Use |  | 2020-06-18 06:00 |  | Petroleum | Premium gasoline | Premium gasoline | Retail | Double Wall, Fiberglass coated steel | Fiberglass coated steel |  |  | Double Wall, Fiberglass reinforced plastic |  | 2020-06-18 06:00 |  | Catchment Basin, Single walled catchment basin | Automatic shutoff device At 95% full | Automatic shutoff device At 95% full | Interstitial Monitoring within Secondary Containment |  | Continuous Automatic Tank Gauge | Single walled submersible pump containment sump | Automatic shutoff device (AELLD) | Automatic shutoff device (AELLD) | Interstitial Monitoring within Secondary Containment | SENSOR TO ATG |  |  |  | UST Currently In Use: 2; UST Temp Close: 0; AST Currently In Use: 0; AST Temp Closed: 0 | 2 | 0 | 0 | 25776-083-021351 | STRATEGIC ALLIANCE INVESTMENTS LLC
53021 | Currently in Use |  | 2020-06-08 06:00 |  | Petroleum | Unleaded gasoline | Unleaded gasoline | Retail | Double Wall, Fiberglass coated steel | Fiberglass coated steel |  |  | Double Wall, Fiberglass reinforced plastic |  | 2020-06-08 06:00 |  | Catchment Basin, Single walled catchment basin | Automatic shutoff device At 95% full | Automatic shutoff device At 95% full | Interstitial Monitoring within Secondary Containment |  |  | Single walled submersible pump containment sump | Automatic shutoff device (AELLD), Containment Sump | Containment Sump | Interstitial Monitoring within Secondary Containment |  | Continuous alarm system | Continuous alarm system |  | UST Currently In Use: 2; UST Temp Close: 0; AST Currently In Use: 0; AST Temp Closed: 0 | 2 | 0 | 0 | 22888-081-021352 | PREM PROPERTIES LLC
53022 | Currently in Use |  | 2020-06-08 06:00 |  | Petroleum | Premium gasoline | Premium gasoline | Retail | Double Wall, Fiberglass coated steel | Fiberglass coated steel |  |  | Double Wall, Fiberglass reinforced plastic |  | 2020-06-08 06:00 |  | Catchment Basin, Single walled catchment basin | Automatic shutoff device At 95% full | Automatic shutoff device At 95% full | Interstitial Monitoring within Secondary Containment |  |  | Single walled submersible pump containment sump | Automatic shutoff device (AELLD), Containment Sump | Containment Sump | Interstitial Monitoring within Secondary Containment |  | Continuous alarm system | Continuous alarm system |  | UST Currently In Use: 2; UST Temp Close: 0; AST Currently In Use: 0; AST Temp Closed: 0 | 2 | 0 | 0 | 22888-081-021352 | PREM PROPERTIES LLC
53024 | Currently in Use |  | 2020-03-18 06:00 |  | Petroleum | Unleaded gasoline | Unleaded gasoline | Retail | Double Wall, Fiberglass reinforced plastic | Fiberglass reinforced plastic |  |  | Double Wall, Flexible |  | 2020-03-18 06:00 |  | Catchment Basin, Single walled catchment basin | Automatic shutoff device At 95% full | Automatic shutoff device At 95% full | Interstitial Monitoring within Secondary Containment | SENSOR TO ATG |  | Single walled submersible pump containment sump | Automatic shutoff device (AELLD) | Automatic shutoff device (AELLD) | Interstitial Monitoring within Secondary Containment | SENSOR TO ATG | Continuous alarm system | Continuous alarm system |  | UST Currently In Use: 3; UST Temp Close: 0; AST Currently In Use: 0; AST Temp Closed: 0 | 3 | 0 | 5 | 21012-089-014140 | SPEEDWAY LLC
53025 | Currently in Use |  | 2020-03-18 06:00 |  | Petroleum | Diesel containing greater than 20% biodiesel | Diesel containing greater than 20% biodiesel | Retail | Double Wall, Fiberglass reinforced plastic | Fiberglass reinforced plastic |  |  | Double Wall, Flexible |  | 2020-03-18 06:00 |  | Catchment Basin, Single walled catchment basin | Automatic shutoff device At 95% full | Automatic shutoff device At 95% full | Interstitial Monitoring within Secondary Containment | SENSOR TO ATG | Continuous Automatic Tank Gauge | Single walled submersible pump containment sump | Automatic shutoff device (AELLD) | Automatic shutoff device (AELLD) | Interstitial Monitoring within Secondary Containment | SENSOR TO ATG | Continuous alarm system | Continuous alarm system |  | UST Currently In Use: 3; UST Temp Close: 0; AST Currently In Use: 0; AST Temp Closed: 0 | 3 | 0 | 5 | 21012-089-014140 | SPEEDWAY LLC
53026 | Currently in Use |  | 2020-03-18 06:00 |  | Petroleum | Premium gasoline | Premium gasoline | Retail | Double Wall, Fiberglass reinforced plastic | Fiberglass reinforced plastic |  |  | Double Wall, Flexible |  | 2020-03-18 06:00 |  | Catchment Basin, Single walled catchment basin | Automatic shutoff device At 95% full | Automatic shutoff device At 95% full | Interstitial Monitoring within Secondary Containment | SENSOR TO ATG | Continuous Automatic Tank Gauge |  | Automatic shutoff device (AELLD) | Automatic shutoff device (AELLD) | Interstitial Monitoring within Secondary Containment | SENSOR TO ATG | Continuous alarm system | Continuous alarm system |  | UST Currently In Use: 3; UST Temp Close: 0; AST Currently In Use: 0; AST Temp Closed: 0 | 3 | 0 | 5 | 21012-089-014140 | SPEEDWAY LLC
53027 | Currently in Use |  | 2020-02-21 06:00 |  | Petroleum | Unleaded gasoline | Unleaded gasoline | Retail | Double Wall, Fiberglass reinforced plastic | Fiberglass reinforced plastic |  |  | Double Wall, Fiberglass reinforced plastic |  | 2020-01-01 06:00 |  | Catchment Basin, Single walled catchment basin | Automatic shutoff device At 95% full | Automatic shutoff device At 95% full | Interstitial Monitoring within Secondary Containment |  |  | Double walled submersible pump containment sump | Automatic shutoff device (AELLD) | Automatic shutoff device (AELLD) | Interstitial Monitoring within Secondary Containment | SENSOR TO ATG |  |  |  | UST Currently In Use: 2; UST Temp Close: 0; AST Currently In Use: 0; AST Temp Closed: 0 | 2 | 0 | 0 | 25654-123-021354 | PATRIOT FUELING CNTR ON THE CORNER
53028 | Currently in Use |  | 2020-02-21 06:00 |  | Petroleum | Premium gasoline | Premium gasoline | Retail | Double Wall, Fiberglass reinforced plastic | Fiberglass reinforced plastic |  |  | Double Wall, Fiberglass reinforced plastic |  | 2020-01-01 06:00 |  | Catchment Basin, Single walled catchment basin | Automatic shutoff device At 95% full | Automatic shutoff device At 95% full | Interstitial Monitoring within Secondary Containment |  |  | Double walled submersible pump containment sump | Automatic shutoff device (AELLD) | Automatic shutoff device (AELLD) | Interstitial Monitoring within Secondary Containment | SENSOR TO ATG |  |  |  | UST Currently In Use: 2; UST Temp Close: 0; AST Currently In Use: 0; AST Temp Closed: 0 | 2 | 0 | 0 | 25654-123-021354 | PATRIOT FUELING CNTR ON THE CORNER
53029 | Currently in Use |  | 2020-06-27 06:00 |  | Petroleum | On road diesel | On road diesel | Retail | Double Wall, Fiberglass reinforced plastic | Fiberglass reinforced plastic |  |  | Double Wall, Flexible |  | 2020-06-27 06:00 |  | Catchment Basin, Single walled catchment basin | Automatic shutoff device At 95% full | Automatic shutoff device At 95% full | Interstitial Monitoring within Secondary Containment |  |  |  | Automatic shutoff device (AELLD) | Automatic shutoff device (AELLD) |  |  | Continuous alarm system | Continuous alarm system |  | UST Currently In Use: 5; UST Temp Close: 0; AST Currently In Use: 0; AST Temp Closed: 0 | 5 | 0 | 0 | 21012-085-021357 | SPEEDWAY LLC
53030 | Currently in Use |  | 2020-06-27 06:00 |  | Petroleum | On road diesel | On road diesel | Retail | Double Wall, Fiberglass reinforced plastic | Fiberglass reinforced plastic |  |  | Double Wall, Flexible |  | 2020-06-27 06:00 |  | Catchment Basin, Single walled catchment basin | Automatic shutoff device At 95% full | Automatic shutoff device At 95% full | Interstitial Monitoring within Secondary Containment |  |  |  | Automatic shutoff device (AELLD) | Automatic shutoff device (AELLD) |  |  | Continuous alarm system | Continuous alarm system |  | UST Currently In Use: 5; UST Temp Close: 0; AST Currently In Use: 0; AST Temp Closed: 0 | 5 | 0 | 0 | 21012-085-021357 | SPEEDWAY LLC
53032 | Currently in Use |  | 2020-06-27 06:00 |  | Petroleum | On road diesel | On road diesel | Retail | Double Wall, Fiberglass reinforced plastic | Fiberglass reinforced plastic |  |  | Double Wall, Flexible |  | 2020-06-27 06:00 |  | Catchment Basin, Single walled catchment basin | Automatic shutoff device At 95% full | Automatic shutoff device At 95% full | Interstitial Monitoring within Secondary Containment |  |  |  | Automatic shutoff device (AELLD) | Automatic shutoff device (AELLD) |  |  | Continuous alarm system | Continuous alarm system |  | UST Currently In Use: 5; UST Temp Close: 0; AST Currently In Use: 0; AST Temp Closed: 0 | 5 | 0 | 0 | 21012-085-021357 | SPEEDWAY LLC
53034 | Currently in Use |  | 2020-06-27 06:00 |  | Petroleum | Unleaded gasoline | Unleaded gasoline | Retail | Double Wall, Fiberglass reinforced plastic | Fiberglass reinforced plastic |  |  | Double Wall, Flexible |  | 2020-06-27 06:00 |  | Catchment Basin, Single walled catchment basin | Automatic shutoff device At 95% full | Automatic shutoff device At 95% full | Interstitial Monitoring within Secondary Containment |  |  |  | Automatic shutoff device (AELLD) | Automatic shutoff device (AELLD) |  |  | Continuous alarm system | Continuous alarm system |  | UST Currently In Use: 5; UST Temp Close: 0; AST Currently In Use: 0; AST Temp Closed: 0 | 5 | 0 | 0 | 21012-085-021357 | SPEEDWAY LLC
53035 | Currently in Use |  | 2020-06-27 06:00 |  | Petroleum | Premium gasoline | Premium gasoline | Retail | Double Wall, Fiberglass reinforced plastic | Fiberglass reinforced plastic |  |  | Double Wall, Flexible |  | 2020-06-27 06:00 |  | Catchment Basin, Single walled catchment basin | Automatic shutoff device At 95% full | Automatic shutoff device At 95% full | Interstitial Monitoring within Secondary Containment |  |  |  | Automatic shutoff device (AELLD) | Automatic shutoff device (AELLD) |  |  | Continuous alarm system | Continuous alarm system |  | UST Currently In Use: 5; UST Temp Close: 0; AST Currently In Use: 0; AST Temp Closed: 0 | 5 | 0 | 0 | 21012-085-021357 | SPEEDWAY LLC
53036 | Currently in Use |  | 2020-04-28 06:00 |  | Petroleum | Unleaded gasoline | Unleaded gasoline | Retail | Double Wall, Fiberglass reinforced plastic | Fiberglass reinforced plastic |  |  | Double Wall, Fiberglass reinforced plastic |  |  |  | Catchment Basin, Single walled catchment basin | Automatic shutoff device At 95% full | Automatic shutoff device At 95% full | Interstitial Monitoring within Secondary Containment |  |  | Single walled submersible pump containment sump | Automatic flow restrictor (MLLD) | Automatic flow restrictor (MLLD) | Interstitial Monitoring within Secondary Containment |  | Continuous alarm system, Other, INTMON REQ | Other |  | UST Currently In Use: 2; UST Temp Close: 0; AST Currently In Use: 0; AST Temp Closed: 0 | 2 | 0 | 2 | 13579-089-018329 | MURPHY OIL USA, INC.
53037 | Currently in Use |  | 2020-04-28 06:00 |  | Petroleum | Premium gasoline | Premium gasoline | Retail | Double Wall, Fiberglass reinforced plastic | Fiberglass reinforced plastic |  |  | Double Wall, Fiberglass reinforced plastic |  |  |  | Catchment Basin, Single walled catchment basin | Automatic shutoff device At 95% full | Automatic shutoff device At 95% full | Interstitial Monitoring within Secondary Containment |  |  | Single walled submersible pump containment sump | Automatic flow restrictor (MLLD) | Automatic flow restrictor (MLLD) | Interstitial Monitoring within Secondary Containment |  | Continuous alarm system, Other, INTMON REQ | Other |  | UST Currently In Use: 2; UST Temp Close: 0; AST Currently In Use: 0; AST Temp Closed: 0 | 2 | 0 | 2 | 13579-089-018329 | MURPHY OIL USA, INC.
53038 | Currently in Use |  | 2020-07-08 06:00 |  | Petroleum | On road diesel | On road diesel | Retail | Double Wall, Fiberglass coated steel | Fiberglass coated steel |  |  | Double Wall, Fiberglass reinforced plastic |  |  |  | Catchment Basin, Single walled catchment basin | Audible high level alarm At 90% full, Automatic shutoff device At 95% full | Automatic shutoff device At 95% full | Interstitial Monitoring within Secondary Containment |  |  | Single walled submersible pump containment sump | Automatic shutoff device (AELLD), Containment Sump | Containment Sump | Interstitial Monitoring within Secondary Containment |  | Continuous alarm system | Continuous alarm system |  | UST Currently In Use: 3; UST Temp Close: 0; AST Currently In Use: 0; AST Temp Closed: 0 | 3 | 0 | 0 | 25191-021-018025 | MUTUAL, LLC DBA SUNSHINE 4
53039 | Currently in Use |  | 2020-04-27 06:00 |  | Petroleum | Unleaded gasoline | Unleaded gasoline | Retail | Double Wall, Fiberglass reinforced plastic | Fiberglass reinforced plastic |  |  | Double Wall, Fiberglass reinforced plastic |  | 2020-04-27 06:00 |  | Catchment Basin, Single walled catchment basin | Automatic shutoff device At 95% full | Automatic shutoff device At 95% full | Interstitial Monitoring within Secondary Containment |  | Continuous Automatic Tank Gauge | Double walled submersible pump containment sump | Automatic shutoff device (AELLD) | Automatic shutoff device (AELLD) | Interstitial Monitoring within Secondary Containment |  | Continuous alarm system | Continuous alarm system |  | UST Currently In Use: 3; UST Temp Close: 0; AST Currently In Use: 0; AST Temp Closed: 0 | 3 | 0 | 0 | 11576-083-021358 | DUTCH OIL COMPANY
53040 | Currently in Use |  | 2020-04-27 06:00 |  | Petroleum | Premium gasoline | Premium gasoline | Retail | Double Wall, Fiberglass reinforced plastic | Fiberglass reinforced plastic |  |  | Double Wall, Fiberglass reinforced plastic |  |  |  | Catchment Basin, Single walled catchment basin | Automatic shutoff device At 95% full | Automatic shutoff device At 95% full | Interstitial Monitoring within Secondary Containment |  | Continuous Automatic Tank Gauge | Double walled submersible pump containment sump | Automatic shutoff device (AELLD) | Automatic shutoff device (AELLD) | Interstitial Monitoring within Secondary Containment |  | Continuous alarm system | Continuous alarm system |  | UST Currently In Use: 3; UST Temp Close: 0; AST Currently In Use: 0; AST Temp Closed: 0 | 3 | 0 | 0 | 11576-083-021358 | DUTCH OIL COMPANY
53041 | Currently in Use |  | 2020-04-27 06:00 |  | Petroleum | On road diesel | On road diesel | Retail | Double Wall, Fiberglass reinforced plastic | Fiberglass reinforced plastic |  |  | Double Wall, Fiberglass reinforced plastic |  |  |  | Catchment Basin, Single walled catchment basin | Automatic shutoff device At 95% full | Automatic shutoff device At 95% full | Interstitial Monitoring within Secondary Containment |  | Continuous Automatic Tank Gauge | Double walled submersible pump containment sump | Automatic shutoff device (AELLD) | Automatic shutoff device (AELLD) | Interstitial Monitoring within Secondary Containment |  | Continuous alarm system | Continuous alarm system |  | UST Currently In Use: 3; UST Temp Close: 0; AST Currently In Use: 0; AST Temp Closed: 0 | 3 | 0 | 0 | 11576-083-021358 | DUTCH OIL COMPANY
53043 | Currently in Use |  | 2020-04-15 06:00 |  | Petroleum | Unleaded gasoline | Unleaded gasoline | Retail | Double Wall, Fiberglass coated steel | Fiberglass coated steel |  |  | Double Wall, Fiberglass reinforced plastic |  | 2020-04-15 06:00 |  | Catchment Basin, Single walled catchment basin | Automatic shutoff device At 95% full | Automatic shutoff device At 95% full | Interstitial Monitoring within Secondary Containment |  | Continuous Automatic Tank Gauge |  | Automatic shutoff device (AELLD), Containment Sump | Containment Sump | Interstitial Monitoring within Secondary Containment |  |  |  |  | UST Currently In Use: 2; UST Temp Close: 0; AST Currently In Use: 0; AST Temp Closed: 0 | 2 | 0 | 0 | 13434-013-021359 | MIDDLETON OIL COMPANY, INC.
53044 | Currently in Use |  | 2020-04-15 06:00 |  | Petroleum | On road diesel | On road diesel | Retail | Double Wall, Fiberglass coated steel | Fiberglass coated steel |  |  | Double Wall, Fiberglass reinforced plastic |  | 2020-04-15 06:00 |  | Catchment Basin, Single walled catchment basin | Automatic shutoff device At 95% full | Automatic shutoff device At 95% full | Interstitial Monitoring within Secondary Containment |  | Continuous Automatic Tank Gauge |  | Automatic shutoff device (AELLD), Containment Sump | Containment Sump | Interstitial Monitoring within Secondary Containment |  |  |  |  | UST Currently In Use: 2; UST Temp Close: 0; AST Currently In Use: 0; AST Temp Closed: 0 | 2 | 0 | 0 | 13434-013-021359 | MIDDLETON OIL COMPANY, INC.
53045 | Currently in Use |  | 2020-05-15 06:00 |  | Petroleum | Unleaded gasoline | Unleaded gasoline | Retail | Double Wall, Fiberglass reinforced plastic | Fiberglass reinforced plastic |  |  | Double Wall, Fiberglass reinforced plastic |  |  |  | Catchment Basin, Single walled catchment basin | Automatic shutoff device At 95% full | Automatic shutoff device At 95% full | Interstitial Monitoring within Secondary Containment |  |  |  | Automatic shutoff device (AELLD) | Automatic shutoff device (AELLD) |  |  | Annual line testing, Continuous alarm system | Continuous alarm system |  | UST Currently In Use: 3; UST Temp Close: 0; AST Currently In Use: 0; AST Temp Closed: 0 | 3 | 0 | 2 | 22176-021-018269 | Circle K Stores, Inc.
53046 | Currently in Use |  | 2020-05-15 06:00 |  | Petroleum | On road diesel | On road diesel | Retail | Double Wall, Fiberglass reinforced plastic | Fiberglass reinforced plastic |  |  | Double Wall, Fiberglass reinforced plastic |  |  |  | Catchment Basin, Single walled catchment basin | Automatic shutoff device At 95% full | Automatic shutoff device At 95% full | Interstitial Monitoring within Secondary Containment |  |  |  | Automatic shutoff device (AELLD) | Automatic shutoff device (AELLD) |  |  | Continuous alarm system | Continuous alarm system |  | UST Currently In Use: 3; UST Temp Close: 0; AST Currently In Use: 0; AST Temp Closed: 0 | 3 | 0 | 2 | 22176-021-018269 | Circle K Stores, Inc.
53047 | Currently in Use |  | 2020-05-15 06:00 |  | Petroleum | Premium gasoline | Premium gasoline | Retail | Double Wall, Fiberglass reinforced plastic | Fiberglass reinforced plastic |  |  | Double Wall, Fiberglass reinforced plastic |  |  |  | Catchment Basin, Single walled catchment basin | Automatic shutoff device At 95% full | Automatic shutoff device At 95% full | Interstitial Monitoring within Secondary Containment |  |  |  | Automatic shutoff device (AELLD) | Automatic shutoff device (AELLD) |  |  | Continuous alarm system | Continuous alarm system |  | UST Currently In Use: 3; UST Temp Close: 0; AST Currently In Use: 0; AST Temp Closed: 0 | 3 | 0 | 2 | 22176-021-018269 | Circle K Stores, Inc.
53048 | Currently in Use |  | 2017-04-01 06:00 |  | Petroleum | On road diesel | On road diesel | Retail | Double Wall, Fiberglass coated steel | Fiberglass coated steel |  |  | Double Wall, Fiberglass reinforced plastic |  |  |  | Catchment Basin, Single walled catchment basin | Automatic shutoff device At 95% full | Automatic shutoff device At 95% full | Interstitial Monitoring within Secondary Containment | SENSOR TO ATG | [9 empty] | UST Currently In Use: 4; UST Temp Close: 0; AST Currently In Use: 0; AST Temp Closed: 0 | 4 | 0 | 0 | 24922-021-015788 | MUTUAL LLC
53050 | Currently in Use |  | 2020-06-24 06:00 |  | Petroleum | Unleaded gasoline | Unleaded gasoline | Retail | Double Wall, Fiberglass coated steel | Fiberglass coated steel |  |  | Double Wall, Flexible |  | 2020-06-24 06:00 |  | Catchment Basin, Single walled catchment basin | Automatic shutoff device At 95% full | Automatic shutoff device At 95% full | Interstitial Monitoring within Secondary Containment |  |  |  | Automatic flow restrictor (MLLD), Containment Sump | Containment Sump | Interstitial Monitoring within Secondary Containment |  |  |  |  | UST Currently In Use: 2; UST Temp Close: 0; AST Currently In Use: 0; AST Temp Closed: 0 | 2 | 0 | 0 | 25800-117-021363 | ROYAL INVESTMENTS GROUP LLC DBA EAGLE MART 1
53051 | Currently in Use |  | 2020-06-24 06:00 |  | Petroleum | Premium gasoline | Premium gasoline | Retail | Double Wall, Fiberglass coated steel | Fiberglass coated steel |  |  | Double Wall, Flexible |  | 2020-06-24 06:00 |  | Catchment Basin, Single walled catchment basin | Automatic shutoff device At 95% full | Automatic shutoff device At 95% full | Interstitial Monitoring within Secondary Containment |  |  |  | Automatic flow restrictor (MLLD), Containment Sump | Containment Sump | Interstitial Monitoring within Secondary Containment |  |  |  |  | UST Currently In Use: 2; UST Temp Close: 0; AST Currently In Use: 0; AST Temp Closed: 0 | 2 | 0 | 0 | 25800-117-021363 | ROYAL INVESTMENTS GROUP LLC DBA EAGLE MART 1
53052 | Retired |  | 2020-06-24 06:00 |  | Petroleum | On road diesel | On road diesel | Retail | Double Wall, Fiberglass coated steel | Fiberglass coated steel |  |  | Double Wall, Flexible |  | 2020-06-24 06:00 |  | Catchment Basin, Single walled catchment basin | Automatic shutoff device At 95% full | Automatic shutoff device At 95% full | Interstitial Monitoring within Secondary Containment |  |  |  | Automatic flow restrictor (MLLD), Containment Sump | Containment Sump | Interstitial Monitoring within Secondary Containment |  |  |  |  | UST Currently In Use: 2; UST Temp Close: 0; AST Currently In Use: 0; AST Temp Closed: 0 | 2 | 0 | 0 | 25800-117-021363 | ROYAL INVESTMENTS GROUP LLC DBA EAGLE MART 1
53053 | Currently in Use |  | 2020-05-07 06:00 |  | Petroleum | Unleaded gasoline | Unleaded gasoline | Retail | Double Wall, Fiberglass reinforced plastic | Fiberglass reinforced plastic |  |  | Double Wall, Fiberglass reinforced plastic |  |  |  | Catchment Basin, Single walled catchment basin | Automatic shutoff device At 95% full | Automatic shutoff device At 95% full | Interstitial Monitoring within Secondary Containment |  |  | Single walled submersible pump containment sump | Automatic flow restrictor (MLLD), Sump sensor relayed to automatically shut off submersible pump | Sump sensor relayed to automatically shut off submersible pump | Interstitial Monitoring within Secondary Containment |  |  |  |  | UST Currently In Use: 2; UST Temp Close: 0; AST Currently In Use: 0; AST Temp Closed: 0 | 2 | 0 | 2 | 13579-089-018428 | MURPHY OIL USA, INC.
53055 | Currently in Use |  | 2020-05-07 06:00 |  | Petroleum | Premium gasoline | Premium gasoline | Retail | Double Wall, Fiberglass reinforced plastic | Fiberglass reinforced plastic |  |  | Double Wall, Fiberglass reinforced plastic |  |  |  | Catchment Basin, Single walled catchment basin | Automatic shutoff device At 95% full | Automatic shutoff device At 95% full | Interstitial Monitoring within Secondary Containment |  |  | Single walled submersible pump containment sump | Automatic flow restrictor (MLLD), Sump sensor relayed to automatically shut off submersible pump | Sump sensor relayed to automatically shut off submersible pump | Interstitial Monitoring within Secondary Containment |  |  |  |  | UST Currently In Use: 2; UST Temp Close: 0; AST Currently In Use: 0; AST Temp Closed: 0 | 2 | 0 | 2 | 13579-089-018428 | MURPHY OIL USA, INC.
53057 | Currently in Use |  | 2020-08-15 06:00 |  | Petroleum | Unleaded gasoline | Unleaded gasoline | Retail | Double Wall, Fiberglass reinforced plastic | Fiberglass reinforced plastic |  |  | Double Wall, Flexible |  |  |  | Catchment Basin, Single walled catchment basin | Audible high level alarm At 90% full, Automatic shutoff device At 95% full | Automatic shutoff device At 95% full | Interstitial Monitoring within Secondary Containment |  | Other |  | Automatic flow restrictor (MLLD), Containment Sump | Containment Sump | Interstitial Monitoring within Secondary Containment |  | Continuous alarm system | Continuous alarm system |  | UST Currently In Use: 2; UST Temp Close: 0; AST Currently In Use: 0; AST Temp Closed: 0 | 2 | 0 | 3 | 25492-067-001666 | TRI STAR ENERGY
53058 | Currently in Use |  | 2020-08-15 06:00 |  | Petroleum | Premium gasoline | Premium gasoline | Retail | Double Wall, Fiberglass reinforced plastic | Fiberglass reinforced plastic |  |  | Double Wall, Flexible |  |  |  | Catchment Basin, Single walled catchment basin | Audible high level alarm At 90% full, Automatic shutoff device At 95% full | Automatic shutoff device At 95% full | Interstitial Monitoring within Secondary Containment |  | Other |  | Automatic flow restrictor (MLLD), Containment Sump | Containment Sump | Interstitial Monitoring within Secondary Containment |  | Continuous alarm system | Continuous alarm system |  | UST Currently In Use: 2; UST Temp Close: 0; AST Currently In Use: 0; AST Temp Closed: 0 | 2 | 0 | 3 | 25492-067-001666 | TRI STAR ENERGY
53059 | Currently in Use |  | 2020-07-01 06:00 |  | Petroleum | On road diesel | On road diesel | Retail | Double Wall, Fiberglass coated steel | Fiberglass coated steel |  |  | Double Wall, Fiberglass reinforced plastic |  |  |  | Catchment Basin, Single walled catchment basin | Automatic shutoff device At 95% full | Automatic shutoff device At 95% full | Interstitial Monitoring within Secondary Containment |  | Statistical Inventory Reconciliation (SIR) |  | Automatic flow restrictor (MLLD) | Automatic flow restrictor (MLLD) |  |  | Statistical inventory reconciliation (SIR) | Statistical inventory reconciliation (SIR) |  | UST Currently In Use: 4; UST Temp Close: 0; AST Currently In Use: 0; AST Temp Closed: 0 | 4 | 0 | 0 | 17904-055-013110 | JEFFREY A. BROWN
53060 | Currently in Use |  | 2020-10-06 06:00 |  | Petroleum | Unleaded gasoline | Unleaded gasoline | Retail | Double Wall, Fiberglass coated steel | Fiberglass coated steel |  |  | Double Wall, Flexible |  | 2020-10-06 06:00 |  | Catchment Basin, Single walled catchment basin | Audible high level alarm At 90% full, Automatic shutoff device At 95% full | Automatic shutoff device At 95% full | Interstitial Monitoring within Secondary Containment |  |  |  | Automatic shutoff device (AELLD), Containment Sump | Containment Sump | Interstitial Monitoring within Secondary Containment |  | Continuous alarm system | Continuous alarm system |  | UST Currently In Use: 2; UST Temp Close: 0; AST Currently In Use: 0; AST Temp Closed: 0 | 2 | 0 | 0 | 22888-081-021365 | PREM PROPERTIES LLC
53062 | Currently in Use |  | 2020-10-06 06:00 |  | Petroleum | Premium gasoline | Premium gasoline | Retail | Double Wall, Fiberglass coated steel | Fiberglass coated steel |  |  | Double Wall, Flexible |  | 2020-10-06 06:00 |  | Catchment Basin, Single walled catchment basin | Audible high level alarm At 90% full, Automatic shutoff device At 95% full | Automatic shutoff device At 95% full | Interstitial Monitoring within Secondary Containment |  |  |  | Automatic shutoff device (AELLD), Containment Sump | Containment Sump | Interstitial Monitoring within Secondary Containment |  | Continuous alarm system | Continuous alarm system |  | UST Currently In Use: 2; UST Temp Close: 0; AST Currently In Use: 0; AST Temp Closed: 0 | 2 | 0 | 0 | 22888-081-021365 | PREM PROPERTIES LLC
53063 | Currently in Use |  | 2020-09-02 06:00 |  | Petroleum | On road diesel | On road diesel | Emergency Power Generator | Double Wall, Fiberglass coated steel | Fiberglass coated steel |  |  | Double Wall, Flexible |  |  |  | Catchment Basin, Single walled catchment basin | Automatic shutoff device At 95% full | Automatic shutoff device At 95% full | Interstitial Monitoring within Secondary Containment | [10 empty] | UST Currently In Use: 1; UST Temp Close: 0; AST Currently In Use: 0; AST Temp Closed: 0 | 1 | 0 | 1 | 19085-055-018300 | QHG OF GADSDEN
53065 | Currently in Use |  | 2020-06-22 06:00 |  | Petroleum | On road diesel | On road diesel | Retail | Double Wall, Fiberglass reinforced plastic | Fiberglass reinforced plastic |  |  | Double Wall, Flexible |  | 2020-06-22 06:00 |  | Catchment Basin, Single walled catchment basin | Audible high level alarm At 90% full, Automatic shutoff device At 95% full | Automatic shutoff device At 95% full | Interstitial Monitoring within Secondary Containment |  |  | Single walled submersible pump containment sump | Automatic shutoff device (AELLD), Containment Sump | Containment Sump | Interstitial Monitoring within Secondary Containment |  | Continuous alarm system | Continuous alarm system |  | UST Currently In Use: 6; UST Temp Close: 0; AST Currently In Use: 0; AST Temp Closed: 0 | 6 | 0 | 0 | 21012-103-021366 | SPEEDWAY LLC
53066 | Currently in Use |  | 2020-06-22 06:00 |  | Petroleum | Premium gasoline | Premium gasoline | Retail | Double Wall, Fiberglass reinforced plastic | Fiberglass reinforced plastic |  |  | Double Wall, Flexible |  | 2020-06-22 06:00 |  | Catchment Basin, Single walled catchment basin | Audible high level alarm At 90% full, Automatic shutoff device At 95% full | Automatic shutoff device At 95% full | Interstitial Monitoring within Secondary Containment |  |  | Single walled submersible pump containment sump | Automatic shutoff device (AELLD), Containment Sump | Containment Sump | Interstitial Monitoring within Secondary Containment |  | Continuous alarm system | Continuous alarm system |  | UST Currently In Use: 6; UST Temp Close: 0; AST Currently In Use: 0; AST Temp Closed: 0 | 6 | 0 | 0 | 21012-103-021366 | SPEEDWAY LLC
53067 | Currently in Use |  | 2020-06-23 06:00 |  | Petroleum | Unleaded gasoline | Unleaded gasoline | Retail | Double Wall, Fiberglass reinforced plastic | Fiberglass reinforced plastic |  |  | Double Wall, Flexible |  | 2020-06-22 06:00 |  | Catchment Basin, Single walled catchment basin | Audible high level alarm At 90% full, Automatic shutoff device At 95% full | Automatic shutoff device At 95% full | Interstitial Monitoring within Secondary Containment |  |  | Single walled submersible pump containment sump | Automatic shutoff device (AELLD), Containment Sump | Containment Sump | Interstitial Monitoring within Secondary Containment |  | Continuous alarm system | Continuous alarm system |  | UST Currently In Use: 6; UST Temp Close: 0; AST Currently In Use: 0; AST Temp Closed: 0 | 6 | 0 | 0 | 21012-103-021366 | SPEEDWAY LLC
53068 | Currently in Use |  | 2020-06-22 06:00 |  | Petroleum | On road diesel | On road diesel | Retail | Double Wall, Fiberglass reinforced plastic, WEST | Fiberglass reinforced plastic |  |  | Double Wall, Flexible |  | 2020-06-22 06:00 |  | Catchment Basin, Single walled catchment basin | Audible high level alarm At 90% full, Automatic shutoff device At 95% full | Automatic shutoff device At 95% full | Interstitial Monitoring within Secondary Containment |  |  | Single walled submersible pump containment sump | Automatic shutoff device (AELLD), Containment Sump | Containment Sump | Interstitial Monitoring within Secondary Containment |  | Continuous alarm system | Continuous alarm system |  | UST Currently In Use: 6; UST Temp Close: 0; AST Currently In Use: 0; AST Temp Closed: 0 | 6 | 0 | 0 | 21012-103-021366 | SPEEDWAY LLC
53069 | Currently in Use |  | 2020-06-22 06:00 |  | Petroleum | On road diesel | On road diesel | Retail | Double Wall, Fiberglass reinforced plastic, EAST | Fiberglass reinforced plastic |  |  | Double Wall, Flexible |  | 2020-06-22 06:00 |  | Catchment Basin, Single walled catchment basin | Audible high level alarm At 90% full, Automatic shutoff device At 95% full | Automatic shutoff device At 95% full | Interstitial Monitoring within Secondary Containment |  |  | Single walled submersible pump containment sump | Automatic shutoff device (AELLD), Containment Sump | Containment Sump | Interstitial Monitoring within Secondary Containment |  | Continuous alarm system | Continuous alarm system |  | UST Currently In Use: 6; UST Temp Close: 0; AST Currently In Use: 0; AST Temp Closed: 0 | 6 | 0 | 0 | 21012-103-021366 | SPEEDWAY LLC
53070 | Currently in Use |  | 2020-06-22 06:00 |  | Petroleum | Other, DEF | Other | Retail | Double Wall, Fiberglass reinforced plastic | Fiberglass reinforced plastic |  |  | Double Wall, Flexible |  | 2020-06-22 06:00 |  | Catchment Basin, Single walled catchment basin | Automatic shutoff device At 95% full | Automatic shutoff device At 95% full | Interstitial Monitoring within Secondary Containment |  |  | Single walled submersible pump containment sump | Automatic shutoff device (AELLD), Containment Sump | Containment Sump | Interstitial Monitoring within Secondary Containment |  | Continuous alarm system | Continuous alarm system |  | UST Currently In Use: 6; UST Temp Close: 0; AST Currently In Use: 0; AST Temp Closed: 0 | 6 | 0 | 0 | 21012-103-021366 | SPEEDWAY LLC
53071 | Currently in Use |  | 2020-03-13 06:00 |  | Petroleum | Unleaded gasoline | Unleaded gasoline | Industrial | Double Wall, Fiberglass coated steel | Fiberglass coated steel |  |  | Double Wall, Flexible |  |  |  | Catchment Basin, Single walled catchment basin | Automatic shutoff device At 95% full | Automatic shutoff device At 95% full | Interstitial Monitoring within Secondary Containment |  |  |  | Automatic flow restrictor (MLLD), Containment Sump | Containment Sump | Interstitial Monitoring within Secondary Containment |  |  |  |  | UST Currently In Use: 2; UST Temp Close: 0; AST Currently In Use: 0; AST Temp Closed: 0 | 2 | 0 | 1 | 14454-109-011621 | SOUTH ALABAMA ELECTRIC COOPERATIVE
53072 | Currently in Use |  | 2020-03-13 06:00 |  | Petroleum | On road diesel | On road diesel | Retail | Double Wall, Fiberglass coated steel | Fiberglass coated steel |  |  | Double Wall, Flexible |  |  |  | Catchment Basin, Single walled catchment basin | Automatic shutoff device At 95% full | Automatic shutoff device At 95% full | Interstitial Monitoring within Secondary Containment |  |  |  | Automatic flow restrictor (MLLD), Containment Sump | Containment Sump | Interstitial Monitoring within Secondary Containment |  |  |  |  | UST Currently In Use: 2; UST Temp Close: 0; AST Currently In Use: 0; AST Temp Closed: 0 | 2 | 0 | 1 | 14454-109-011621 | SOUTH ALABAMA ELECTRIC COOPERATIVE
53075 | Currently in Use |  | 2020-08-18 06:00 |  | Petroleum | Unleaded gasoline | Unleaded gasoline | Retail | Double Wall, Fiberglass reinforced plastic | Fiberglass reinforced plastic |  |  | Double Wall, Fiberglass reinforced plastic |  |  |  | Catchment Basin, Single walled catchment basin | Automatic shutoff device At 95% full | Automatic shutoff device At 95% full | Interstitial Monitoring within Secondary Containment |  | Automatic Tank Gauge | Single walled submersible pump containment sump | Automatic flow restrictor (MLLD), Containment Sump, Sump sensor relayed to automatically shut off submersible pump | Sump sensor relayed to automatically shut off submersible pump | Interstitial Monitoring within Secondary Containment |  | Annual line testing, Continuous alarm system | Continuous alarm system |  | UST Currently In Use: 2; UST Temp Close: 0; AST Currently In Use: 0; AST Temp Closed: 0 | 2 | 0 | 3 | 13579-103-018531 | MURPHY OIL USA, INC.
53076 | Currently in Use |  | 2020-08-08 06:00 |  | Petroleum | Premium gasoline | Premium gasoline | Retail | Double Wall, Fiberglass reinforced plastic | Fiberglass reinforced plastic |  |  | Double Wall, Fiberglass reinforced plastic |  |  |  | Catchment Basin, Single walled catchment basin | Automatic shutoff device At 95% full | Automatic shutoff device At 95% full | Interstitial Monitoring within Secondary Containment |  | Automatic Tank Gauge | Single walled submersible pump containment sump | Automatic flow restrictor (MLLD), Containment Sump, Sump sensor relayed to automatically shut off submersible pump | Sump sensor relayed to automatically shut off submersible pump | Interstitial Monitoring within Secondary Containment |  | Annual line testing, Continuous alarm system | Continuous alarm system |  | UST Currently In Use: 2; UST Temp Close: 0; AST Currently In Use: 0; AST Temp Closed: 0 | 2 | 0 | 3 | 13579-103-018531 | MURPHY OIL USA, INC.
53077 | Currently in Use |  | 2021-02-11 06:00 |  | Petroleum | Unleaded gasoline | Unleaded gasoline | Retail | Double Wall, Fiberglass coated steel | Fiberglass coated steel |  |  | Double Wall, Flexible |  | 2021-02-11 06:00 |  | Catchment Basin, Single walled catchment basin | Audible high level alarm At 90% full, Automatic shutoff device At 95% full | Automatic shutoff device At 95% full | Interstitial Monitoring within Secondary Containment |  |  |  | Sump sensor relayed to automatically shut off submersible pump | Sump sensor relayed to automatically shut off submersible pump | Interstitial Monitoring within Secondary Containment |  |  |  |  | UST Currently In Use: 6; UST Temp Close: 0; AST Currently In Use: 0; AST Temp Closed: 0 | 6 | 0 | 0 | 21090-029-021367 | LOVES COUNTRY STORES
53078 | Currently in Use |  | 2021-02-11 06:00 |  | Petroleum | Unleaded gasoline | Unleaded gasoline | Retail | Double Wall, Fiberglass coated steel | Fiberglass coated steel |  |  | Double Wall, Flexible |  | 2021-02-11 06:00 |  | Catchment Basin, Single walled catchment basin | Audible high level alarm At 90% full, Automatic shutoff device At 95% full | Automatic shutoff device At 95% full | Interstitial Monitoring within Secondary Containment |  |  |  | Sump sensor relayed to automatically shut off submersible pump | Sump sensor relayed to automatically shut off submersible pump | Interstitial Monitoring within Secondary Containment |  | Continuous alarm system | Continuous alarm system |  | UST Currently In Use: 6; UST Temp Close: 0; AST Currently In Use: 0; AST Temp Closed: 0 | 6 | 0 | 0 | 21090-029-021367 | LOVES COUNTRY STORES
53079 | Currently in Use |  | 2021-02-11 06:00 |  | Petroleum | On road diesel | On road diesel | Retail | Double Wall, Fiberglass coated steel | Fiberglass coated steel |  |  | Double Wall, Flexible |  | 2021-02-11 06:00 |  | Catchment Basin, Single walled catchment basin | Audible high level alarm At 90% full, Automatic shutoff device At 95% full | Automatic shutoff device At 95% full | Interstitial Monitoring within Secondary Containment |  |  |  | Sump sensor relayed to automatically shut off submersible pump | Sump sensor relayed to automatically shut off submersible pump | Interstitial Monitoring within Secondary Containment |  | Continuous alarm system | Continuous alarm system |  | UST Currently In Use: 6; UST Temp Close: 0; AST Currently In Use: 0; AST Temp Closed: 0 | 6 | 0 | 0 | 21090-029-021367 | LOVES COUNTRY STORES
53080 | Currently in Use |  | 2021-02-11 06:00 |  | Petroleum | On road diesel | On road diesel | Retail | Double Wall, Fiberglass coated steel | Fiberglass coated steel |  |  | Double Wall, Flexible |  | 2021-02-11 06:00 |  | Catchment Basin, Single walled catchment basin | Audible high level alarm At 90% full, Automatic shutoff device At 95% full | Automatic shutoff device At 95% full | Interstitial Monitoring within Secondary Containment |  |  |  | Sump sensor relayed to automatically shut off submersible pump | Sump sensor relayed to automatically shut off submersible pump | Interstitial Monitoring within Secondary Containment |  | Continuous alarm system | Continuous alarm system |  | UST Currently In Use: 6; UST Temp Close: 0; AST Currently In Use: 0; AST Temp Closed: 0 | 6 | 0 | 0 | 21090-029-021367 | LOVES COUNTRY STORES
53081 | Currently in Use |  | 2021-02-11 06:00 |  | Petroleum | On road diesel | On road diesel | Retail | Double Wall, Fiberglass coated steel | Fiberglass coated steel |  |  | Double Wall, Flexible |  | 2021-02-11 06:00 |  | Catchment Basin, Single walled catchment basin | Audible high level alarm At 90% full, Automatic shutoff device At 95% full | Automatic shutoff device At 95% full | Interstitial Monitoring within Secondary Containment |  |  |  | Sump sensor relayed to automatically shut off submersible pump | Sump sensor relayed to automatically shut off submersible pump | Interstitial Monitoring within Secondary Containment |  | Continuous alarm system | Continuous alarm system |  | UST Currently In Use: 6; UST Temp Close: 0; AST Currently In Use: 0; AST Temp Closed: 0 | 6 | 0 | 0 | 21090-029-021367 | LOVES COUNTRY STORES
53082 | Currently in Use |  | 2021-02-11 06:00 |  | Petroleum | Virgin oil | Virgin oil | Retail | Double Wall, Fiberglass coated steel | Fiberglass coated steel |  |  | Double Wall, Flexible |  | 2021-02-11 06:00 |  | Catchment Basin, Single walled catchment basin | Audible high level alarm At 90% full, Automatic shutoff device At 95% full | Automatic shutoff device At 95% full | Interstitial Monitoring within Secondary Containment |  |  |  | Sump sensor relayed to automatically shut off submersible pump | Sump sensor relayed to automatically shut off submersible pump | Interstitial Monitoring within Secondary Containment |  | Continuous alarm system | Continuous alarm system |  | UST Currently In Use: 6; UST Temp Close: 0; AST Currently In Use: 0; AST Temp Closed: 0 | 6 | 0 | 0 | 21090-029-021367 | LOVES COUNTRY STORES
53083 | Currently in Use |  | 2021-02-01 06:00 |  | Petroleum | Unleaded gasoline | Unleaded gasoline | Retail | Double Wall, Fiberglass coated steel | Fiberglass coated steel |  |  | Double Wall, Flexible |  | 2021-02-01 06:00 |  | Catchment Basin, Single walled catchment basin | Automatic shutoff device At 95% full | Automatic shutoff device At 95% full | Interstitial Monitoring within Secondary Containment |  |  |  | Automatic flow restrictor (MLLD), Containment Sump | Containment Sump | Interstitial Monitoring within Secondary Containment |  |  |  |  | UST Currently In Use: 2; UST Temp Close: 0; AST Currently In Use: 0; AST Temp Closed: 0 | 2 | 0 | 0 | 25838-117-021370 | DELTA INVESTMENTS DBA EAGLE FOOD MART 2
53084 | Currently in Use |  | 2021-02-01 06:00 |  | Petroleum | Premium gasoline | Premium gasoline | Retail | Double Wall, Fiberglass coated steel | Fiberglass coated steel |  |  | Double Wall, Flexible |  | 2021-02-01 06:00 |  | Catchment Basin, Single walled catchment basin | Automatic shutoff device At 95% full | Automatic shutoff device At 95% full | Interstitial Monitoring within Secondary Containment |  |  |  | Automatic flow restrictor (MLLD), Containment Sump | Containment Sump | Interstitial Monitoring within Secondary Containment |  |  |  |  | UST Currently In Use: 2; UST Temp Close: 0; AST Currently In Use: 0; AST Temp Closed: 0 | 2 | 0 | 0 | 25838-117-021370 | DELTA INVESTMENTS DBA EAGLE FOOD MART 2
53085 | Currently in Use |  | 2020-11-10 06:00 |  | Petroleum | Unleaded gasoline | Unleaded gasoline | Retail | Double Wall, Fiberglass reinforced plastic | Fiberglass reinforced plastic |  |  | Double Wall, Fiberglass reinforced plastic |  |  |  | Catchment Basin, Single walled catchment basin | Automatic shutoff device At 95% full | Automatic shutoff device At 95% full | Interstitial Monitoring within Secondary Containment |  |  |  | Automatic flow restrictor (MLLD), Containment Sump, Sump sensor relayed to automatically shut off submersible pump | Sump sensor relayed to automatically shut off submersible pump | Interstitial Monitoring within Secondary Containment |  | Annual line testing | Annual line testing |  | UST Currently In Use: 4; UST Temp Close: 0; AST Currently In Use: 0; AST Temp Closed: 0 | 4 | 0 | 0 | 13579-069-018663 | MURPHY OIL USA, INC.
53086 | Currently in Use |  | 2020-11-10 06:00 |  | Petroleum | Premium gasoline | Premium gasoline | Retail | Double Wall, Fiberglass reinforced plastic | Fiberglass reinforced plastic |  |  | Double Wall, Fiberglass reinforced plastic |  |  |  | Catchment Basin, Single walled catchment basin | Automatic shutoff device At 95% full | Automatic shutoff device At 95% full | Interstitial Monitoring within Secondary Containment |  |  |  | Automatic flow restrictor (MLLD), Containment Sump, Sump sensor relayed to automatically shut off submersible pump | Sump sensor relayed to automatically shut off submersible pump | Interstitial Monitoring within Secondary Containment |  |  |  |  | UST Currently In Use: 4; UST Temp Close: 0; AST Currently In Use: 0; AST Temp Closed: 0 | 4 | 0 | 0 | 13579-069-018663 | MURPHY OIL USA, INC.
53088 | Currently in Use |  | 2020-05-07 06:00 |  | Petroleum | Unleaded gasoline | Unleaded gasoline | Retail | Double Wall, Fiberglass coated steel | Fiberglass coated steel |  |  | Double Wall, Flexible |  | 2020-05-07 06:00 |  | Catchment Basin, Single walled catchment basin | Automatic shutoff device At 95% full | Automatic shutoff device At 95% full | Interstitial Monitoring within Secondary Containment |  |  |  | Automatic flow restrictor (MLLD), Containment Sump | Containment Sump | Interstitial Monitoring within Secondary Containment |  |  |  |  | UST Currently In Use: 2; UST Temp Close: 0; AST Currently In Use: 0; AST Temp Closed: 0 | 2 | 0 | 0 | 25843-081-021372 | GAS EXPRESS
53090 | Currently in Use |  | 2020-05-07 06:00 |  | Petroleum | On road diesel | On road diesel | Retail | Double Wall, Fiberglass coated steel | Fiberglass coated steel |  |  | Double Wall, Flexible |  | 2020-05-07 06:00 |  | Catchment Basin, Single walled catchment basin | Automatic shutoff device At 95% full | Automatic shutoff device At 95% full | Interstitial Monitoring within Secondary Containment |  |  |  | Automatic flow restrictor (MLLD), Containment Sump | Containment Sump | Interstitial Monitoring within Secondary Containment |  |  |  |  | UST Currently In Use: 2; UST Temp Close: 0; AST Currently In Use: 0; AST Temp Closed: 0 | 2 | 0 | 0 | 25843-081-021372 | GAS EXPRESS
53091 | Currently in Use |  | 2020-01-20 06:00 |  | Petroleum | Unleaded gasoline | Unleaded gasoline | Retail | Double Wall, Fiberglass coated steel | Fiberglass coated steel |  |  | Double Wall, Flexible |  |  |  | Catchment Basin, Single walled catchment basin | Audible high level alarm At 90% full | Audible high level alarm At 90% full | Interstitial Monitoring within Secondary Containment |  |  |  | Automatic shutoff device (AELLD), Containment Sump | Containment Sump | Interstitial Monitoring within Secondary Containment | SENSOR TO ATG |  |  |  | UST Currently In Use: 2; UST Temp Close: 0; AST Currently In Use: 0; AST Temp Closed: 0 | 2 | 0 | 6 | 24858-087-009157 | AKHILKAMAR M PATEL
53092 | Currently in Use |  | 2020-01-20 06:00 |  | Petroleum | Unleaded gasoline | Unleaded gasoline | Retail | Double Wall, Fiberglass coated steel | Fiberglass coated steel |  |  | Double Wall, Flexible |  |  |  | Catchment Basin, Single walled catchment basin | Audible high level alarm At 90% full | Audible high level alarm At 90% full | Interstitial Monitoring within Secondary Containment |  |  |  | Automatic shutoff device (AELLD), Containment Sump | Containment Sump | Interstitial Monitoring within Secondary Containment | SENSOR TO ATG |  |  |  | UST Currently In Use: 2; UST Temp Close: 0; AST Currently In Use: 0; AST Temp Closed: 0 | 2 | 0 | 6 | 24858-087-009157 | AKHILKAMAR M PATEL
53095 | Currently in Use |  | 2020-07-20 06:00 |  | Petroleum | Unleaded gasoline | Unleaded gasoline | Retail | Double Wall, Fiberglass reinforced plastic | Fiberglass reinforced plastic |  |  | Double Wall, Flexible |  | 2020-07-20 06:00 |  | Catchment Basin, Single walled catchment basin | Automatic shutoff device At 95% full | Automatic shutoff device At 95% full | Interstitial Monitoring within Secondary Containment |  | Continuous Automatic Tank Gauge | Single walled submersible pump containment sump | Automatic flow restrictor (MLLD) | Automatic flow restrictor (MLLD) | Interstitial Monitoring within Secondary Containment |  | Continuous alarm system | Continuous alarm system |  | UST Currently In Use: 2; UST Temp Close: 0; AST Currently In Use: 0; AST Temp Closed: 0 | 2 | 0 | 0 | 25492-083-021371 | TRI STAR ENERGY
53096 | Currently in Use |  | 2020-07-20 06:00 |  | Petroleum | Premium gasoline | Premium gasoline | Retail | Double Wall, Fiberglass reinforced plastic | Fiberglass reinforced plastic |  |  | Double Wall, Flexible |  | 2020-07-20 06:00 |  | Catchment Basin, Single walled catchment basin | Automatic shutoff device At 95% full | Automatic shutoff device At 95% full | Interstitial Monitoring within Secondary Containment |  | Continuous Automatic Tank Gauge | Single walled submersible pump containment sump | Automatic flow restrictor (MLLD) | Automatic flow restrictor (MLLD) | Interstitial Monitoring within Secondary Containment |  | Continuous alarm system | Continuous alarm system |  | UST Currently In Use: 2; UST Temp Close: 0; AST Currently In Use: 0; AST Temp Closed: 0 | 2 | 0 | 0 | 25492-083-021371 | TRI STAR ENERGY
53097 | Currently in Use |  | 2019-09-12 06:00 |  | Petroleum | On road diesel | On road diesel | Retail | Double Wall, Fiberglass coated steel | Fiberglass coated steel |  |  | Double Wall, Flexible |  |  |  | Catchment Basin, Single walled catchment basin | Automatic shutoff device At 95% full | Automatic shutoff device At 95% full | Interstitial Monitoring within Secondary Containment | SENSOR TO ATG |  |  | Automatic flow restrictor (MLLD), Containment Sump | Containment Sump | Interstitial Monitoring within Secondary Containment | MANUAL/VISUAL CHECK |  |  |  | UST Currently In Use: 3; UST Temp Close: 0; AST Currently In Use: 0; AST Temp Closed: 0 | 3 | 0 | 0 | 25455-051-018757 | WALLSBORO INC
53100 | Currently in Use |  | 2020-06-16 06:00 |  | Petroleum | Unleaded gasoline | Unleaded gasoline | Retail | Double Wall, Fiberglass reinforced plastic, 10R-5NE | Fiberglass reinforced plastic |  |  | Double Wall, Fiberglass reinforced plastic, 2-PIECES |  | 2020-06-16 06:00 |  | Single walled catchment basin | Automatic shutoff device At 95% full | Automatic shutoff device At 95% full |  |  | Continuous Automatic Tank Gauge |  | Automatic shutoff device (AELLD), Containment Sump, Sump sensor relayed to automatically shut off submersible pump | Sump sensor relayed to automatically shut off submersible pump | Interstitial Monitoring within Secondary Containment | SENSOR TO ATG | Continuous alarm system | Continuous alarm system |  | UST Currently In Use: 4; UST Temp Close: 0; AST Currently In Use: 0; AST Temp Closed: 0 | 4 | 0 | 0 | 13526-073-021373 | MOORE OIL COMPANY, INC.
53102 | Currently in Use |  | 2020-12-07 06:00 |  | Petroleum | On road diesel | On road diesel |  | Double Wall, Fiberglass coated steel | Fiberglass coated steel |  |  | Double Wall, Fiberglass reinforced plastic |  |  |  | Catchment Basin, Single walled catchment basin | Audible high level alarm At 90% full, Automatic shutoff device At 95% full | Automatic shutoff device At 95% full | Interstitial Monitoring within Secondary Containment |  |  |  | Automatic flow restrictor (MLLD), Containment Sump | Containment Sump | Interstitial Monitoring within Secondary Containment |  | Continuous alarm system | Continuous alarm system |  | UST Currently In Use: 3; UST Temp Close: 0; AST Currently In Use: 0; AST Temp Closed: 0 | 3 | 0 | 0 | 25733-125-011319 | SNP INVESTMENTS LLC
53103 | Currently in Use |  | 2020-12-26 06:00 |  | Petroleum | Unleaded gasoline | Unleaded gasoline | Retail | Double Wall, Fiberglass reinforced plastic | Fiberglass reinforced plastic |  |  | Double Wall, Fiberglass reinforced plastic |  | 2020-12-26 06:00 |  | Catchment Basin, Single walled catchment basin | Automatic shutoff device At 95% full | Automatic shutoff device At 95% full | Interstitial Monitoring within Secondary Containment |  |  |  | Automatic shutoff device (AELLD) | Automatic shutoff device (AELLD) | Interstitial Monitoring within Secondary Containment |  |  |  |  | UST Currently In Use: 4; UST Temp Close: 0; AST Currently In Use: 0; AST Temp Closed: 0 | 4 | 0 | 0 | 13343-125-021374 | MCCULLOUGH OIL COMPANY, INC.
53104 | Currently in Use |  | 2020-12-26 06:00 |  | Petroleum | Premium gasoline | Premium gasoline | Retail | Double Wall, Fiberglass reinforced plastic | Fiberglass reinforced plastic |  |  | Double Wall, Fiberglass reinforced plastic |  | 2020-12-26 06:00 |  | Catchment Basin, Single walled catchment basin | Automatic shutoff device At 95% full | Automatic shutoff device At 95% full | Interstitial Monitoring within Secondary Containment |  |  |  | Automatic shutoff device (AELLD) | Automatic shutoff device (AELLD) | Interstitial Monitoring within Secondary Containment |  |  |  |  | UST Currently In Use: 4; UST Temp Close: 0; AST Currently In Use: 0; AST Temp Closed: 0 | 4 | 0 | 0 | 13343-125-021374 | MCCULLOUGH OIL COMPANY, INC.
53105 | Currently in Use |  | 2020-12-26 06:00 |  | Petroleum | Other, CONV | Other | Retail | Double Wall, Fiberglass reinforced plastic | Fiberglass reinforced plastic |  |  | Double Wall, Fiberglass reinforced plastic |  | 2020-12-26 06:00 |  | Catchment Basin, Single walled catchment basin | Automatic shutoff device At 95% full | Automatic shutoff device At 95% full | Interstitial Monitoring within Secondary Containment |  |  |  | Automatic shutoff device (AELLD) | Automatic shutoff device (AELLD) |  |  | Continuous alarm system | Continuous alarm system |  | UST Currently In Use: 4; UST Temp Close: 0; AST Currently In Use: 0; AST Temp Closed: 0 | 4 | 0 | 0 | 13343-125-021374 | MCCULLOUGH OIL COMPANY, INC.
53107 | Currently in Use |  | 2020-12-26 06:00 |  | Petroleum | On road diesel | On road diesel | Retail | Double Wall, Fiberglass reinforced plastic | Fiberglass reinforced plastic |  |  | Double Wall, Fiberglass reinforced plastic |  | 2020-12-26 06:00 |  | Catchment Basin, Single walled catchment basin | Automatic shutoff device At 95% full | Automatic shutoff device At 95% full | Interstitial Monitoring within Secondary Containment |  |  |  | Automatic shutoff device (AELLD) | Automatic shutoff device (AELLD) | Interstitial Monitoring within Secondary Containment |  |  |  |  | UST Currently In Use: 4; UST Temp Close: 0; AST Currently In Use: 0; AST Temp Closed: 0 | 4 | 0 | 0 | 13343-125-021374 | MCCULLOUGH OIL COMPANY, INC.
53108 | Currently in Use |  | 2020-12-17 06:00 |  | Petroleum | On road diesel | On road diesel | Retail | Double Wall, Fiberglass coated steel | Fiberglass coated steel |  |  | Double Wall, Fiberglass reinforced plastic |  |  |  | Catchment Basin, Single walled catchment basin | Automatic shutoff device At 95% full | Automatic shutoff device At 95% full | Interstitial Monitoring within Secondary Containment |  |  | Single walled submersible pump containment sump | Containment Sump | Containment Sump | Interstitial Monitoring within Secondary Containment |  | Continuous alarm system | Continuous alarm system |  | UST Currently In Use: 4; UST Temp Close: 0; AST Currently In Use: 0; AST Temp Closed: 0 | 4 | 0 | 2 | 23740-069-015214 | ROBERTS GROCERY INC
53109 | Retired |  |  |  | Petroleum | Unleaded gasoline | Unleaded gasoline | Retail | Double Wall, Fiberglass reinforced plastic | Fiberglass reinforced plastic |  |  | Double Wall, Fiberglass reinforced plastic |  |  |  | Catchment Basin, Single walled catchment basin | Audible high level alarm At 90% full, Automatic shutoff device At 95% full | Automatic shutoff device At 95% full | Interstitial Monitoring within Secondary Containment |  | Continuous Automatic Tank Gauge |  | Containment Sump, Sump sensor relayed to automatically shut off submersible pump | Sump sensor relayed to automatically shut off submersible pump | Interstitial Monitoring within Secondary Containment |  | Annual line testing | Annual line testing |  | UST Currently In Use: 8; UST Temp Close: 0; AST Currently In Use: 0; AST Temp Closed: 0 | 8 | 0 | 0 | 21090-097-021375 | LOVES COUNTRY STORES
53110 | Retired |  |  |  | Petroleum | Unleaded gasoline | Unleaded gasoline | Retail | Double Wall, Fiberglass reinforced plastic | Fiberglass reinforced plastic |  |  | Double Wall, Fiberglass reinforced plastic |  |  |  | Catchment Basin, Single walled catchment basin | Audible high level alarm At 90% full, Automatic shutoff device At 95% full | Automatic shutoff device At 95% full | Interstitial Monitoring within Secondary Containment |  | Continuous Automatic Tank Gauge |  | Containment Sump, Sump sensor relayed to automatically shut off submersible pump | Sump sensor relayed to automatically shut off submersible pump | Interstitial Monitoring within Secondary Containment |  | Annual line testing | Annual line testing |  | UST Currently In Use: 8; UST Temp Close: 0; AST Currently In Use: 0; AST Temp Closed: 0 | 8 | 0 | 0 | 21090-097-021375 | LOVES COUNTRY STORES
53111 | Retired |  |  |  | Petroleum | Mid-grade gasoline | Mid-grade gasoline | Retail | Double Wall, Fiberglass reinforced plastic | Fiberglass reinforced plastic |  |  | Double Wall, Fiberglass reinforced plastic |  |  |  | Catchment Basin, Single walled catchment basin | Automatic shutoff device At 95% full, Flow Rest 90% Full | Flow Rest 90% Full | Interstitial Monitoring within Secondary Containment |  | Continuous Automatic Tank Gauge |  | Containment Sump, Sump sensor relayed to automatically shut off submersible pump | Sump sensor relayed to automatically shut off submersible pump | Interstitial Monitoring within Secondary Containment |  | Annual line testing | Annual line testing |  | UST Currently In Use: 8; UST Temp Close: 0; AST Currently In Use: 0; AST Temp Closed: 0 | 8 | 0 | 0 | 21090-097-021375 | LOVES COUNTRY STORES
53112 | Retired |  |  |  | Petroleum | Premium gasoline | Premium gasoline | Retail | Double Wall, Fiberglass reinforced plastic | Fiberglass reinforced plastic |  |  | Double Wall, Fiberglass reinforced plastic |  |  |  | Catchment Basin, Single walled catchment basin | Automatic shutoff device At 95% full, Flow Rest 90% Full | Flow Rest 90% Full | Interstitial Monitoring within Secondary Containment |  | Continuous Automatic Tank Gauge |  | Containment Sump, Sump sensor relayed to automatically shut off submersible pump | Sump sensor relayed to automatically shut off submersible pump | Interstitial Monitoring within Secondary Containment |  | Annual line testing | Annual line testing |  | UST Currently In Use: 8; UST Temp Close: 0; AST Currently In Use: 0; AST Temp Closed: 0 | 8 | 0 | 0 | 21090-097-021375 | LOVES COUNTRY STORES
53113 | Retired |  |  |  | Petroleum | Premium gasoline | Premium gasoline | Retail | Double Wall, Fiberglass reinforced plastic | Fiberglass reinforced plastic |  |  | Double Wall, Fiberglass reinforced plastic |  |  |  | Catchment Basin, Single walled catchment basin | Automatic shutoff device At 95% full, Flow Rest 90% Full | Flow Rest 90% Full | Interstitial Monitoring within Secondary Containment |  | Continuous Automatic Tank Gauge |  | Containment Sump, Sump sensor relayed to automatically shut off submersible pump | Sump sensor relayed to automatically shut off submersible pump | Interstitial Monitoring within Secondary Containment |  | Annual line testing | Annual line testing |  | UST Currently In Use: 8; UST Temp Close: 0; AST Currently In Use: 0; AST Temp Closed: 0 | 8 | 0 | 0 | 21090-097-021375 | LOVES COUNTRY STORES
53114 | Retired |  |  |  | Petroleum | Other, B99 | Other | Retail | Double Wall, Fiberglass reinforced plastic | Fiberglass reinforced plastic |  |  | Double Wall, Fiberglass reinforced plastic |  |  |  | Catchment Basin, Single walled catchment basin | Automatic shutoff device At 95% full, Flow Rest 90% Full | Flow Rest 90% Full | Interstitial Monitoring within Secondary Containment |  | Continuous Automatic Tank Gauge |  | Containment Sump, Sump sensor relayed to automatically shut off submersible pump | Sump sensor relayed to automatically shut off submersible pump |  |  | Annual line testing, Continuous alarm system | Continuous alarm system |  | UST Currently In Use: 8; UST Temp Close: 0; AST Currently In Use: 0; AST Temp Closed: 0 | 8 | 0 | 0 | 21090-097-021375 | LOVES COUNTRY STORES
53115 | Currently in Use |  | 2021-07-28 06:00 |  | Petroleum | On road diesel | On road diesel | Retail | Double Wall, Fiberglass coated steel | Fiberglass coated steel |  |  | Double Wall, Flexible |  |  |  | Catchment Basin, Single walled catchment basin | Automatic shutoff device At 95% full | Automatic shutoff device At 95% full | Interstitial Monitoring within Secondary Containment |  |  |  | Automatic flow restrictor (MLLD), Containment Sump | Containment Sump | Interstitial Monitoring within Secondary Containment | SENSOR TO ATG | Annual line testing | Annual line testing | Pressurized Piping | UST Currently In Use: 4; UST Temp Close: 0; AST Currently In Use: 0; AST Temp Closed: 0 | 4 | 0 | 0 | 25834-097-021368 | WARING OIL CO., LLC
53117 | Currently in Use |  | 2021-07-28 06:00 |  | Petroleum | Off road diesel | Off road diesel | Retail | Double Wall, Fiberglass coated steel | Fiberglass coated steel |  |  | Double Wall, Flexible |  |  |  | Catchment Basin, Single walled catchment basin | Automatic shutoff device At 95% full | Automatic shutoff device At 95% full | Interstitial Monitoring within Secondary Containment | SENSOR TO ATG |  |  | Automatic flow restrictor (MLLD), Containment Sump | Containment Sump | Interstitial Monitoring within Secondary Containment | SENSOR TO ATG | Annual line testing | Annual line testing |  | UST Currently In Use: 4; UST Temp Close: 0; AST Currently In Use: 0; AST Temp Closed: 0 | 4 | 0 | 0 | 25834-097-021368 | WARING OIL CO., LLC
53118 | Currently in Use |  | 2021-07-28 06:00 |  | Petroleum | Unleaded gasoline | Unleaded gasoline | Retail | Double Wall, Fiberglass coated steel | Fiberglass coated steel |  |  | Double Wall, Flexible |  |  |  | Catchment Basin, Single walled catchment basin | Automatic shutoff device At 95% full | Automatic shutoff device At 95% full | Interstitial Monitoring within Secondary Containment | SENSOR TO ATG |  | Single walled under dispenser containment | Automatic flow restrictor (MLLD), Containment Sump | Containment Sump | Interstitial Monitoring within Secondary Containment | SENSOR TO ATG | Annual line testing | Annual line testing | Pressurized Piping | UST Currently In Use: 4; UST Temp Close: 0; AST Currently In Use: 0; AST Temp Closed: 0 | 4 | 0 | 0 | 25834-097-021368 | WARING OIL CO., LLC
53119 | Currently in Use |  | 2021-07-28 06:00 |  | Petroleum | Ethanol free gasoline | Ethanol free gasoline | Retail | Double Wall, Fiberglass coated steel | Fiberglass coated steel |  |  | Double Wall, Flexible |  |  |  | Catchment Basin, Single walled catchment basin | Automatic shutoff device At 95% full | Automatic shutoff device At 95% full | Interstitial Monitoring within Secondary Containment |  |  |  | Automatic flow restrictor (MLLD), Containment Sump | Containment Sump | Interstitial Monitoring within Secondary Containment |  | Annual line testing | Annual line testing |  | UST Currently In Use: 4; UST Temp Close: 0; AST Currently In Use: 0; AST Temp Closed: 0 | 4 | 0 | 0 | 25834-097-021368 | WARING OIL CO., LLC
53120 | Currently in Use |  | 2019-08-27 06:00 |  | Petroleum | Unleaded gasoline | Unleaded gasoline | Retail | Double Wall, Fiberglass reinforced plastic | Fiberglass reinforced plastic |  |  | Double Wall, Fiberglass reinforced plastic |  |  |  | Catchment Basin, Single walled catchment basin | Automatic shutoff device At 95% full | Automatic shutoff device At 95% full | Interstitial Monitoring within Secondary Containment |  | Continuous Automatic Tank Gauge | Single walled submersible pump containment sump | Automatic shutoff device (AELLD), Containment Sump | Containment Sump | Interstitial Monitoring within Secondary Containment |  |  |  |  | UST Currently In Use: 3; UST Temp Close: 0; AST Currently In Use: 0; AST Temp Closed: 0 | 3 | 0 | 4 | 13526-073-001907 | MOORE OIL COMPANY, INC.
53121 | Currently in Use |  | 2019-08-27 06:00 |  | Petroleum | Unleaded gasoline | Unleaded gasoline | Retail | Double Wall, Fiberglass reinforced plastic | Fiberglass reinforced plastic |  |  | Double Wall, Fiberglass reinforced plastic |  |  |  | Catchment Basin, Single walled catchment basin | Automatic shutoff device At 95% full | Automatic shutoff device At 95% full | Interstitial Monitoring within Secondary Containment |  | Continuous Automatic Tank Gauge | Single walled submersible pump containment sump | Automatic shutoff device (AELLD), Containment Sump | Containment Sump | Interstitial Monitoring within Secondary Containment |  |  |  |  | UST Currently In Use: 3; UST Temp Close: 0; AST Currently In Use: 0; AST Temp Closed: 0 | 3 | 0 | 4 | 13526-073-001907 | MOORE OIL COMPANY, INC.
53122 | Currently in Use |  | 2019-08-27 06:00 |  | Petroleum | Premium gasoline | Premium gasoline | Retail | Double Wall, Fiberglass reinforced plastic | Fiberglass reinforced plastic |  |  | Double Wall, Fiberglass reinforced plastic |  |  |  | Catchment Basin, Single walled catchment basin | Automatic shutoff device At 95% full | Automatic shutoff device At 95% full | Interstitial Monitoring within Secondary Containment |  | Continuous Automatic Tank Gauge | Single walled submersible pump containment sump | Automatic shutoff device (AELLD), Containment Sump | Containment Sump | Interstitial Monitoring within Secondary Containment |  |  |  |  | UST Currently In Use: 3; UST Temp Close: 0; AST Currently In Use: 0; AST Temp Closed: 0 | 3 | 0 | 4 | 13526-073-001907 | MOORE OIL COMPANY, INC.
53124 | Currently in Use |  | 2020-06-16 06:00 |  | Petroleum | Unleaded gasoline | Unleaded gasoline | Retail | Double Wall, Fiberglass reinforced plastic, 8R-4NE | Fiberglass reinforced plastic |  |  | Double Wall, Fiberglass reinforced plastic, 2-PIECES |  | 2020-06-16 06:00 |  | Single walled catchment basin | Automatic shutoff device At 95% full | Automatic shutoff device At 95% full |  |  | Continuous Automatic Tank Gauge |  | Automatic shutoff device (AELLD), Containment Sump, Sump sensor relayed to automatically shut off submersible pump | Sump sensor relayed to automatically shut off submersible pump | Interstitial Monitoring within Secondary Containment | SENSOR TO ATG | Continuous alarm system | Continuous alarm system |  | UST Currently In Use: 4; UST Temp Close: 0; AST Currently In Use: 0; AST Temp Closed: 0 | 4 | 0 | 0 | 13526-073-021373 | MOORE OIL COMPANY, INC.
53125 | Currently in Use |  | 2020-06-16 06:00 |  | Petroleum | Premium gasoline | Premium gasoline | Retail | Double Wall, Fiberglass reinforced plastic | Fiberglass reinforced plastic |  |  | Double Wall, Fiberglass reinforced plastic, 2-PIECES |  | 2020-06-16 06:00 |  | Catchment Basin, Single walled catchment basin | Automatic shutoff device At 95% full | Automatic shutoff device At 95% full |  |  | Continuous Automatic Tank Gauge | Single walled submersible pump containment sump | Automatic shutoff device (AELLD), Containment Sump, Sump sensor relayed to automatically shut off submersible pump | Sump sensor relayed to automatically shut off submersible pump | Interstitial Monitoring within Secondary Containment | SENSOR TO ATG | Continuous alarm system | Continuous alarm system |  | UST Currently In Use: 4; UST Temp Close: 0; AST Currently In Use: 0; AST Temp Closed: 0 | 4 | 0 | 0 | 13526-073-021373 | MOORE OIL COMPANY, INC.
53126 | Currently in Use |  | 2020-06-16 06:00 |  | Petroleum | On road diesel | On road diesel | Retail | Double Wall, Fiberglass reinforced plastic | Fiberglass reinforced plastic |  |  | Double Wall, Fiberglass reinforced plastic, 2-PIECES |  | 2020-06-16 06:00 |  | Catchment Basin, Single walled catchment basin | Automatic shutoff device At 95% full | Automatic shutoff device At 95% full |  |  | Continuous Automatic Tank Gauge | Single walled submersible pump containment sump | Automatic shutoff device (AELLD), Containment Sump, Sump sensor relayed to automatically shut off submersible pump | Sump sensor relayed to automatically shut off submersible pump | Interstitial Monitoring within Secondary Containment | SENSOR TO ATG | Continuous alarm system | Continuous alarm system |  | UST Currently In Use: 4; UST Temp Close: 0; AST Currently In Use: 0; AST Temp Closed: 0 | 4 | 0 | 0 | 13526-073-021373 | MOORE OIL COMPANY, INC.
53128 | Currently in Use |  | 2021-01-01 06:00 |  | Petroleum | Unleaded gasoline | Unleaded gasoline | Retail | Double Wall, Fiberglass coated steel | Fiberglass coated steel |  |  | Double Wall, Flexible |  | 2021-01-01 06:00 |  | Catchment Basin, Single walled catchment basin | Automatic shutoff device At 95% full | Automatic shutoff device At 95% full | Interstitial Monitoring within Secondary Containment |  |  |  | Automatic flow restrictor (MLLD), Containment Sump | Containment Sump | Interstitial Monitoring within Secondary Containment |  | Continuous alarm system | Continuous alarm system |  | UST Currently In Use: 3; UST Temp Close: 0; AST Currently In Use: 0; AST Temp Closed: 0 | 3 | 0 | 0 | 25870-087-021377 | SKEGEE TRAVEL CENTER HOLDINGS LLC
53129 | Currently in Use |  | 2021-01-01 06:00 |  | Petroleum | Premium gasoline | Premium gasoline | Retail | Double Wall, Fiberglass coated steel | Fiberglass coated steel |  |  | Double Wall, Flexible |  | 2021-01-01 06:00 |  | Catchment Basin, Single walled catchment basin | Automatic shutoff device At 95% full | Automatic shutoff device At 95% full | Interstitial Monitoring within Secondary Containment |  |  |  | Automatic flow restrictor (MLLD), Containment Sump | Containment Sump | Interstitial Monitoring within Secondary Containment |  | Continuous alarm system | Continuous alarm system |  | UST Currently In Use: 3; UST Temp Close: 0; AST Currently In Use: 0; AST Temp Closed: 0 | 3 | 0 | 0 | 25870-087-021377 | SKEGEE TRAVEL CENTER HOLDINGS LLC
53130 | Currently in Use |  | 2021-01-01 06:00 |  | Petroleum | On road diesel | On road diesel | Retail | Double Wall, Fiberglass coated steel | Fiberglass coated steel |  |  | Double Wall, Flexible |  | 2021-01-01 06:00 |  | Catchment Basin, Single walled catchment basin | Automatic shutoff device At 95% full | Automatic shutoff device At 95% full | Interstitial Monitoring within Secondary Containment |  |  |  | Automatic flow restrictor (MLLD), Containment Sump | Containment Sump | Interstitial Monitoring within Secondary Containment |  | Continuous alarm system | Continuous alarm system |  | UST Currently In Use: 3; UST Temp Close: 0; AST Currently In Use: 0; AST Temp Closed: 0 | 3 | 0 | 0 | 25870-087-021377 | SKEGEE TRAVEL CENTER HOLDINGS LLC
53131 | Currently in Use |  | 2020-12-20 06:00 |  | Petroleum | E85 | E85 | State/Federal Government | Double Wall, Fiberglass coated steel | Fiberglass coated steel |  |  | Double Wall, Fiberglass reinforced plastic |  |  |  | Catchment Basin, Single walled catchment basin | Automatic shutoff device At 95% full | Automatic shutoff device At 95% full | Interstitial Monitoring within Secondary Containment |  |  | Double walled submersible pump containment sump | Automatic shutoff device (AELLD) | Automatic shutoff device (AELLD) | Interstitial Monitoring within Secondary Containment |  |  |  |  | UST Currently In Use: 3; UST Temp Close: 0; AST Currently In Use: 0; AST Temp Closed: 0 | 3 | 0 | 6 | 14655-123-002944 | DEPARTMENT OF TRANSPORTATION
53133 | Currently in Use |  | 2020-03-30 06:00 |  | Petroleum | Unleaded gasoline | Unleaded gasoline | Retail | Double Wall, Fiberglass reinforced plastic | Fiberglass reinforced plastic |  |  | Double Wall, Fiberglass reinforced plastic |  | 2020-03-30 06:00 |  | Catchment Basin, Single walled catchment basin | Automatic shutoff device At 95% full | Automatic shutoff device At 95% full | Interstitial Monitoring within Secondary Containment | SENSOR TO ATG |  | Single walled submersible pump containment sump | Automatic shutoff device (AELLD), Containment Sump, Sump sensor relayed to automatically shut off submersible pump | Sump sensor relayed to automatically shut off submersible pump | Interstitial Monitoring within Secondary Containment | SENSOR TO ATG | Annual line testing, Continuous alarm system | Continuous alarm system |  | UST Currently In Use: 6; UST Temp Close: 0; AST Currently In Use: 0; AST Temp Closed: 0 | 6 | 0 | 0 | 25488-073-021380 | BUC-EE'S ALABAMA, LLC
53136 | Currently in Use |  | 2020-03-30 06:00 |  | Petroleum | Unleaded gasoline | Unleaded gasoline | Retail | Double Wall, Fiberglass reinforced plastic | Fiberglass reinforced plastic |  |  | Double Wall, Fiberglass reinforced plastic |  | 2020-03-30 06:00 |  | Catchment Basin, Single walled catchment basin | Automatic shutoff device At 95% full | Automatic shutoff device At 95% full | Interstitial Monitoring within Secondary Containment | SENSOR TO ATG |  | Single walled submersible pump containment sump | Automatic shutoff device (AELLD), Containment Sump, Sump sensor relayed to automatically shut off submersible pump | Sump sensor relayed to automatically shut off submersible pump | Interstitial Monitoring within Secondary Containment | SENSOR TO ATG | Annual line testing, Continuous alarm system | Continuous alarm system |  | UST Currently In Use: 6; UST Temp Close: 0; AST Currently In Use: 0; AST Temp Closed: 0 | 6 | 0 | 0 | 25488-073-021380 | BUC-EE'S ALABAMA, LLC
53137 | Currently in Use |  | 2020-03-30 06:00 |  | Petroleum | On road diesel | On road diesel | Retail | Double Wall, Fiberglass reinforced plastic | Fiberglass reinforced plastic |  |  | Double Wall, Fiberglass reinforced plastic |  | 2020-03-30 06:00 |  | Catchment Basin, Single walled catchment basin | Automatic shutoff device At 95% full | Automatic shutoff device At 95% full | Interstitial Monitoring within Secondary Containment | SENSOR TO ATG |  | Single walled submersible pump containment sump | Automatic shutoff device (AELLD), Containment Sump, Sump sensor relayed to automatically shut off submersible pump | Sump sensor relayed to automatically shut off submersible pump | Interstitial Monitoring within Secondary Containment | SENSOR TO ATG | Annual line testing, Continuous alarm system | Continuous alarm system |  | UST Currently In Use: 6; UST Temp Close: 0; AST Currently In Use: 0; AST Temp Closed: 0 | 6 | 0 | 0 | 25488-073-021380 | BUC-EE'S ALABAMA, LLC
53138 | Currently in Use |  | 2020-03-30 06:00 |  | Petroleum | Unleaded gasoline | Unleaded gasoline | Retail | Double Wall, Fiberglass reinforced plastic | Fiberglass reinforced plastic |  |  | Double Wall, Fiberglass reinforced plastic |  | 2020-03-30 06:00 |  | Catchment Basin, Single walled catchment basin | Audible high level alarm At 90% full, Automatic shutoff device At 95% full | Automatic shutoff device At 95% full | Interstitial Monitoring within Secondary Containment | SENSOR TO ATG |  | Single walled submersible pump containment sump | Automatic shutoff device (AELLD), Containment Sump, Sump sensor relayed to automatically shut off submersible pump | Sump sensor relayed to automatically shut off submersible pump | Interstitial Monitoring within Secondary Containment | SENSOR TO ATG | Annual line testing, Continuous alarm system | Continuous alarm system |  | UST Currently In Use: 6; UST Temp Close: 0; AST Currently In Use: 0; AST Temp Closed: 0 | 6 | 0 | 0 | 25488-073-021380 | BUC-EE'S ALABAMA, LLC
53139 | Currently in Use |  | 2020-03-30 06:00 |  | Petroleum | Unleaded gasoline | Unleaded gasoline | Retail | Double Wall, Fiberglass reinforced plastic | Fiberglass reinforced plastic |  |  | Double Wall, Fiberglass reinforced plastic |  | 2020-03-30 06:00 |  | Catchment Basin, Single walled catchment basin | Automatic shutoff device At 95% full | Automatic shutoff device At 95% full | Interstitial Monitoring within Secondary Containment | SENSOR TO ATG |  | Single walled submersible pump containment sump | Automatic shutoff device (AELLD), Containment Sump, Sump sensor relayed to automatically shut off submersible pump | Sump sensor relayed to automatically shut off submersible pump | Interstitial Monitoring within Secondary Containment | SENSOR TO ATG | Continuous alarm system | Continuous alarm system |  | UST Currently In Use: 6; UST Temp Close: 0; AST Currently In Use: 0; AST Temp Closed: 0 | 6 | 0 | 0 | 25488-073-021380 | BUC-EE'S ALABAMA, LLC
53140 | Currently in Use |  | 2020-03-30 06:00 |  | Petroleum | Premium gasoline | Premium gasoline | Retail | Double Wall, Fiberglass reinforced plastic | Fiberglass reinforced plastic |  |  | Double Wall, Fiberglass reinforced plastic |  | 2020-03-30 06:00 |  | Catchment Basin, Single walled catchment basin | Automatic shutoff device At 95% full | Automatic shutoff device At 95% full | Interstitial Monitoring within Secondary Containment | SENSOR TO ATG |  | Single walled submersible pump containment sump | Automatic shutoff device (AELLD), Containment Sump, Sump sensor relayed to automatically shut off submersible pump | Sump sensor relayed to automatically shut off submersible pump | Interstitial Monitoring within Secondary Containment | SENSOR TO ATG | Continuous alarm system | Continuous alarm system |  | UST Currently In Use: 6; UST Temp Close: 0; AST Currently In Use: 0; AST Temp Closed: 0 | 6 | 0 | 0 | 25488-073-021380 | BUC-EE'S ALABAMA, LLC
53141 | Currently in Use |  | 2021-01-01 06:00 |  | Petroleum | Unleaded gasoline | Unleaded gasoline | Retail | Double Wall, Fiberglass reinforced plastic | Fiberglass reinforced plastic |  |  | Double Wall, Fiberglass reinforced plastic |  | 2021-01-01 06:00 |  | Catchment Basin, Single walled catchment basin | Audible high level alarm At 90% full, Automatic shutoff device At 95% full | Automatic shutoff device At 95% full | Interstitial Monitoring within Secondary Containment | SENSOR TO ATG |  | Single walled submersible pump containment sump | Automatic shutoff device (AELLD), Containment Sump | Containment Sump | Interstitial Monitoring within Secondary Containment | SENSOR TO ATG |  |  | Pressurized Piping | UST Currently In Use: 5; UST Temp Close: 0; AST Currently In Use: 0; AST Temp Closed: 0 | 5 | 0 | 0 | 21090-093-021348 | LOVES COUNTRY STORES
53142 | Currently in Use |  | 2021-01-01 06:00 |  | Petroleum | Unleaded gasoline | Unleaded gasoline | Retail | Double Wall, Fiberglass reinforced plastic | Fiberglass reinforced plastic |  |  | Double Wall, Fiberglass reinforced plastic |  | 2021-01-01 06:00 |  | Catchment Basin, Single walled catchment basin | Audible high level alarm At 90% full, Automatic shutoff device At 95% full | Automatic shutoff device At 95% full | Interstitial Monitoring within Secondary Containment | SENSOR TO ATG |  | Single walled submersible pump containment sump | Automatic shutoff device (AELLD), Containment Sump | Containment Sump | Interstitial Monitoring within Secondary Containment | SENSOR TO ATG |  |  | Pressurized Piping | UST Currently In Use: 5; UST Temp Close: 0; AST Currently In Use: 0; AST Temp Closed: 0 | 5 | 0 | 0 | 21090-093-021348 | LOVES COUNTRY STORES
53144 | Currently in Use |  | 2021-01-01 06:00 |  | Petroleum | On road diesel | On road diesel | Retail | Double Wall, Fiberglass reinforced plastic | Fiberglass reinforced plastic |  |  | Double Wall, Fiberglass reinforced plastic |  | 2021-01-01 06:00 |  | Catchment Basin, Single walled catchment basin | Automatic shutoff device At 95% full | Automatic shutoff device At 95% full | Interstitial Monitoring within Secondary Containment | SENSOR TO ATG |  | Single walled submersible pump containment sump | Automatic shutoff device (AELLD), Containment Sump | Containment Sump | Interstitial Monitoring within Secondary Containment | SENSOR TO ATG |  |  | Pressurized Piping | UST Currently In Use: 5; UST Temp Close: 0; AST Currently In Use: 0; AST Temp Closed: 0 | 5 | 0 | 0 | 21090-093-021348 | LOVES COUNTRY STORES
53145 | Currently in Use |  | 2021-01-01 06:00 |  | Petroleum | On road diesel | On road diesel | Retail | Double Wall, Fiberglass reinforced plastic | Fiberglass reinforced plastic |  |  | Double Wall, Fiberglass reinforced plastic |  | 2021-01-01 06:00 |  | Catchment Basin, Single walled catchment basin | Audible high level alarm At 90% full, Automatic shutoff device At 95% full | Automatic shutoff device At 95% full | Interstitial Monitoring within Secondary Containment | SENSOR TO ATG |  | Single walled submersible pump containment sump | Automatic shutoff device (AELLD), Containment Sump | Containment Sump | Interstitial Monitoring within Secondary Containment | SENSOR TO ATG |  |  | Pressurized Piping | UST Currently In Use: 5; UST Temp Close: 0; AST Currently In Use: 0; AST Temp Closed: 0 | 5 | 0 | 0 | 21090-093-021348 | LOVES COUNTRY STORES
53146 | Currently in Use |  | 2021-01-01 06:00 |  | Petroleum | On road diesel | On road diesel | Retail | Double Wall, Fiberglass reinforced plastic | Fiberglass reinforced plastic |  |  | Double Wall, Fiberglass reinforced plastic |  | 2021-01-01 06:00 |  | Catchment Basin, Single walled catchment basin | Audible high level alarm At 90% full, Automatic shutoff device At 95% full | Automatic shutoff device At 95% full | Interstitial Monitoring within Secondary Containment | SENSOR TO ATG |  | Single walled submersible pump containment sump | Automatic shutoff device (AELLD), Containment Sump | Containment Sump | Interstitial Monitoring within Secondary Containment | SENSOR TO ATG |  |  | Pressurized Piping | UST Currently In Use: 5; UST Temp Close: 0; AST Currently In Use: 0; AST Temp Closed: 0 | 5 | 0 | 0 | 21090-093-021348 | LOVES COUNTRY STORES
53148 | Currently in Use |  | 2020-11-18 06:00 |  | Petroleum | Unleaded gasoline | Unleaded gasoline | Retail | Double Wall, Fiberglass reinforced plastic | Fiberglass reinforced plastic |  |  | Double Wall, Fiberglass reinforced plastic |  | 2020-11-18 06:00 |  | Catchment Basin, Single walled catchment basin | Automatic shutoff device At 95% full | Automatic shutoff device At 95% full | Interstitial Monitoring within Secondary Containment |  | Continuous Automatic Tank Gauge | Single walled submersible pump containment sump | Automatic shutoff device (AELLD), Containment Sump | Containment Sump | Interstitial Monitoring within Secondary Containment |  | Continuous alarm system | Continuous alarm system |  | UST Currently In Use: 2; UST Temp Close: 0; AST Currently In Use: 0; AST Temp Closed: 0 | 2 | 0 | 0 | 12920-003-021381 | JUNIOR FOOD STORES OF WEST FLORIDA
53149 | Currently in Use |  | 2020-11-18 06:00 |  | Petroleum | Unleaded gasoline | Unleaded gasoline | Retail | Double Wall, Fiberglass reinforced plastic | Fiberglass reinforced plastic |  |  | Double Wall, Fiberglass reinforced plastic |  | 2020-11-18 06:00 |  | Catchment Basin, Single walled catchment basin | Automatic shutoff device At 95% full | Automatic shutoff device At 95% full | Interstitial Monitoring within Secondary Containment | SENSOR TO ATG | Continuous Automatic Tank Gauge | Single walled submersible pump containment sump | Automatic shutoff device (AELLD), Containment Sump | Containment Sump | Interstitial Monitoring within Secondary Containment | SENSOR TO ATG | Continuous alarm system | Continuous alarm system |  | UST Currently In Use: 2; UST Temp Close: 0; AST Currently In Use: 0; AST Temp Closed: 0 | 2 | 0 | 0 | 12920-003-021381 | JUNIOR FOOD STORES OF WEST FLORIDA
53150 | Currently in Use |  | 2020-09-23 06:00 |  | Petroleum | Unleaded gasoline | Unleaded gasoline | Retail | Double Wall, Fiberglass reinforced plastic | Fiberglass reinforced plastic |  |  | Double Wall, Flexible |  | 2020-09-23 06:00 |  | Catchment Basin, Single walled catchment basin | Audible high level alarm At 90% full | Audible high level alarm At 90% full | Interstitial Monitoring within Secondary Containment |  |  | Single walled submersible pump containment sump | Automatic shutoff device (AELLD), Containment Sump | Containment Sump | Interstitial Monitoring within Secondary Containment |  |  |  |  | UST Currently In Use: 2; UST Temp Close: 0; AST Currently In Use: 0; AST Temp Closed: 0 | 2 | 0 | 0 | 21233-117-021382 | MAPCO EXPRESS, LLC
53151 | Currently in Use |  | 2020-09-23 06:00 |  | Petroleum | Unleaded gasoline | Unleaded gasoline | Retail | Double Wall, Fiberglass reinforced plastic | Fiberglass reinforced plastic |  |  | Double Wall, Flexible |  | 2020-09-23 06:00 |  | Catchment Basin, Single walled catchment basin | Audible high level alarm At 90% full | Audible high level alarm At 90% full | Interstitial Monitoring within Secondary Containment |  |  | Single walled submersible pump containment sump | Automatic shutoff device (AELLD), Containment Sump | Containment Sump | Interstitial Monitoring within Secondary Containment |  |  |  |  | UST Currently In Use: 2; UST Temp Close: 0; AST Currently In Use: 0; AST Temp Closed: 0 | 2 | 0 | 0 | 21233-117-021382 | MAPCO EXPRESS, LLC
53155 | Currently in Use |  | 2020-08-27 06:00 |  | Petroleum | Unleaded gasoline | Unleaded gasoline | Retail | Double Wall, Fiberglass reinforced plastic | Fiberglass reinforced plastic |  |  | Double Wall, Fiberglass reinforced plastic |  |  |  | Catchment Basin, Single walled catchment basin | Audible high level alarm At 90% full, Automatic shutoff device At 95% full | Automatic shutoff device At 95% full | Interstitial Monitoring within Secondary Containment | SENSOR TO ATG | Continuous Automatic Tank Gauge | Single walled submersible pump containment sump | Automatic shutoff device (AELLD), Containment Sump | Containment Sump | Interstitial Monitoring within Secondary Containment | SENSOR TO ATG | Continuous alarm system | Continuous alarm system |  | UST Currently In Use: 5; UST Temp Close: 0; AST Currently In Use: 0; AST Temp Closed: 0 | 5 | 0 | 3 | 14001-073-012644 | RaceTrac, Inc.
53158 | Currently in Use |  | 2020-08-27 06:00 |  | Petroleum | On road diesel | On road diesel | Retail | Double Wall, Fiberglass reinforced plastic | Fiberglass reinforced plastic |  |  | Double Wall, Fiberglass reinforced plastic |  |  |  | Catchment Basin, Single walled catchment basin | Audible high level alarm At 90% full, Automatic shutoff device At 95% full | Automatic shutoff device At 95% full | Interstitial Monitoring within Secondary Containment | SENSOR TO ATG | Continuous Automatic Tank Gauge | Single walled submersible pump containment sump | Automatic shutoff device (AELLD), Containment Sump | Containment Sump | Interstitial Monitoring within Secondary Containment | SENSOR TO ATG | Continuous alarm system | Continuous alarm system |  | UST Currently In Use: 5; UST Temp Close: 0; AST Currently In Use: 0; AST Temp Closed: 0 | 5 | 0 | 3 | 14001-073-012644 | RaceTrac, Inc.
53159 | Currently in Use |  | 2020-08-27 06:00 |  | Petroleum | Premium gasoline | Premium gasoline | Retail | Double Wall, Fiberglass reinforced plastic | Fiberglass reinforced plastic |  |  | Double Wall, Fiberglass reinforced plastic |  |  |  | Catchment Basin, Single walled catchment basin | Audible high level alarm At 90% full, Automatic shutoff device At 95% full | Automatic shutoff device At 95% full | Interstitial Monitoring within Secondary Containment | SENSOR TO ATG | Continuous Automatic Tank Gauge |  | Automatic shutoff device (AELLD), Containment Sump | Containment Sump | Interstitial Monitoring within Secondary Containment | SENSOR TO ATG | Continuous alarm system | Continuous alarm system |  | UST Currently In Use: 5; UST Temp Close: 0; AST Currently In Use: 0; AST Temp Closed: 0 | 5 | 0 | 3 | 14001-073-012644 | RaceTrac, Inc.
53160 | Currently in Use |  | 2020-08-27 06:00 |  | Petroleum | Other, ETHANOL FR | Other | Retail | Double Wall, Fiberglass reinforced plastic | Fiberglass reinforced plastic |  |  | Double Wall, Fiberglass reinforced plastic |  |  |  | Catchment Basin, Single walled catchment basin | Audible high level alarm At 90% full, Automatic shutoff device At 95% full | Automatic shutoff device At 95% full | Interstitial Monitoring within Secondary Containment | SENSOR TO ATG | Continuous Automatic Tank Gauge |  | Automatic shutoff device (AELLD), Containment Sump | Containment Sump | Interstitial Monitoring within Secondary Containment | SENSOR TO ATG | Continuous alarm system | Continuous alarm system |  | UST Currently In Use: 5; UST Temp Close: 0; AST Currently In Use: 0; AST Temp Closed: 0 | 5 | 0 | 3 | 14001-073-012644 | RaceTrac, Inc.
53161 | Currently in Use |  | 2020-08-27 06:00 |  | Petroleum | On road diesel | On road diesel | Retail | Double Wall, Fiberglass reinforced plastic | Fiberglass reinforced plastic |  |  | Double Wall, Fiberglass reinforced plastic |  |  |  | Catchment Basin, Single walled catchment basin | Audible high level alarm At 90% full, Automatic shutoff device At 95% full | Automatic shutoff device At 95% full | Interstitial Monitoring within Secondary Containment | SENSOR TO ATG | Continuous Automatic Tank Gauge | Single walled submersible pump containment sump | Automatic shutoff device (AELLD), Containment Sump | Containment Sump | Interstitial Monitoring within Secondary Containment | SENSOR TO ATG | Continuous alarm system | Continuous alarm system |  | UST Currently In Use: 5; UST Temp Close: 0; AST Currently In Use: 0; AST Temp Closed: 0 | 5 | 0 | 3 | 14001-073-012644 | RaceTrac, Inc.
53162 | Currently in Use |  | 2020-04-28 06:00 |  | Petroleum | Unleaded gasoline | Unleaded gasoline | Local government | Double Wall, Fiberglass coated steel | Fiberglass coated steel |  |  | Double Wall, Flexible |  | 2020-04-28 06:00 |  | Catchment Basin, Single walled catchment basin | Automatic shutoff device At 95% full | Automatic shutoff device At 95% full | Interstitial Monitoring within Secondary Containment |  |  | Single walled submersible pump containment sump | Automatic flow restrictor (MLLD), Containment Sump | Containment Sump | Interstitial Monitoring within Secondary Containment |  |  |  |  | UST Currently In Use: 1; UST Temp Close: 0; AST Currently In Use: 0; AST Temp Closed: 0 | 1 | 0 | 0 | 11068-001-021384 | CITY OF PRATTVILLE
53163 | Currently in Use |  | 2021-01-20 06:00 |  | Petroleum | Unleaded gasoline | Unleaded gasoline | Retail | Double Wall, Fiberglass coated steel | Fiberglass coated steel |  |  | Double Wall, Fiberglass reinforced plastic |  |  |  | Catchment Basin, Single walled catchment basin | Automatic shutoff device At 95% full | Automatic shutoff device At 95% full | Interstitial Monitoring within Secondary Containment |  | Other |  | Automatic shutoff device (AELLD), Containment Sump | Containment Sump | Interstitial Monitoring within Secondary Containment |  | Continuous alarm system, Other, INTMON REQ | Other |  | UST Currently In Use: 3; UST Temp Close: 0; AST Currently In Use: 0; AST Temp Closed: 0 | 3 | 0 | 2 | 23429-115-009881 | MUSA PROPERTIES, LLC
53165 | Currently in Use |  | 2020-10-15 06:00 |  | Petroleum | Premium gasoline | Premium gasoline | Retail | Double Wall, Fiberglass coated steel | Fiberglass coated steel |  |  | Double Wall, Flexible |  |  |  | Catchment Basin, Single walled catchment basin | Automatic shutoff device At 95% full | Automatic shutoff device At 95% full | Interstitial Monitoring within Secondary Containment | SENSOR TO ATG | Continuous Automatic Tank Gauge | Single walled submersible pump containment sump | Automatic shutoff device (AELLD), Containment Sump | Containment Sump | Interstitial Monitoring within Secondary Containment | SENSOR TO ATG | Annual line testing | Annual line testing |  | UST Currently In Use: 5; UST Temp Close: 0; AST Currently In Use: 0; AST Temp Closed: 0 | 5 | 0 | 0 | 23109-095-015314 | JR PROPERTIES
53166 | Currently in Use |  | 2020-10-15 06:00 |  | Petroleum | Other, OFF/EFREE | Other | Retail | Double Wall, Fiberglass coated steel | Fiberglass coated steel |  |  | Double Wall, Flexible |  |  |  | Catchment Basin, Single walled catchment basin | Automatic shutoff device At 95% full | Automatic shutoff device At 95% full | Interstitial Monitoring within Secondary Containment | SENSOR TO ATG | Continuous Automatic Tank Gauge | Single walled submersible pump containment sump | Automatic shutoff device (AELLD), Containment Sump | Containment Sump | Interstitial Monitoring within Secondary Containment | SENSOR TO ATG | Annual line testing | Annual line testing |  | UST Currently In Use: 5; UST Temp Close: 0; AST Currently In Use: 0; AST Temp Closed: 0 | 5 | 0 | 0 | 23109-095-015314 | JR PROPERTIES
53167 | Currently in Use |  | 2020-10-01 06:00 |  | Petroleum | Unleaded gasoline | Unleaded gasoline | Retail | Double Wall, Fiberglass coated steel | Fiberglass coated steel |  |  | Double Wall, Fiberglass reinforced plastic |  | 2020-10-01 06:00 |  | Catchment Basin, Single walled catchment basin | Audible high level alarm At 90% full | Audible high level alarm At 90% full | Interstitial Monitoring within Secondary Containment |  |  | Single walled submersible pump containment sump | Automatic flow restrictor (MLLD), Containment Sump | Containment Sump | Interstitial Monitoring within Secondary Containment |  |  |  |  | UST Currently In Use: 1; UST Temp Close: 0; AST Currently In Use: 0; AST Temp Closed: 0 | 1 | 0 | 0 | 25918-101-021386 | MONTGOMERY PROPERTIES 1, LLC
53168 | Currently in Use |  | 2020-10-23 06:00 |  | Petroleum | Unleaded gasoline | Unleaded gasoline | Retail | Double Wall, Fiberglass coated steel | Fiberglass coated steel |  |  | Double Wall, Flexible |  | 2020-10-23 06:00 |  | Catchment Basin, Single walled catchment basin | Automatic shutoff device At 95% full | Automatic shutoff device At 95% full | Interstitial Monitoring within Secondary Containment |  |  |  | Automatic flow restrictor (MLLD), Containment Sump | Containment Sump | Interstitial Monitoring within Secondary Containment |  |  |  |  | UST Currently In Use: 2; UST Temp Close: 0; AST Currently In Use: 0; AST Temp Closed: 0 | 2 | 0 | 0 | 25843-101-021387 | GAS EXPRESS
53169 | Currently in Use |  | 2020-10-23 06:00 |  | Petroleum | Premium gasoline | Premium gasoline | Retail | Double Wall, Fiberglass coated steel | Fiberglass coated steel |  |  | Double Wall, Flexible |  | 2020-10-23 06:00 |  | Catchment Basin, Single walled catchment basin | Automatic shutoff device At 95% full | Automatic shutoff device At 95% full | Interstitial Monitoring within Secondary Containment |  |  |  | Automatic flow restrictor (MLLD), Containment Sump | Containment Sump | Interstitial Monitoring within Secondary Containment |  |  |  |  | UST Currently In Use: 2; UST Temp Close: 0; AST Currently In Use: 0; AST Temp Closed: 0 | 2 | 0 | 0 | 25843-101-021387 | GAS EXPRESS
53170 | Currently in Use |  | 2021-02-10 06:00 |  | Petroleum | On road diesel | On road diesel | Retail | Double Wall, Fiberglass reinforced plastic | Fiberglass reinforced plastic |  |  | Double Wall, Fiberglass reinforced plastic |  | 2021-02-10 06:00 |  | Catchment Basin, Single walled catchment basin | Automatic shutoff device At 95% full | Automatic shutoff device At 95% full | Interstitial Monitoring within Secondary Containment | SENSOR TO ATG | Continuous Automatic Tank Gauge | Single walled submersible pump containment sump | Automatic shutoff device (AELLD), Containment Sump | Containment Sump | Interstitial Monitoring within Secondary Containment |  |  |  |  | UST Currently In Use: 3; UST Temp Close: 0; AST Currently In Use: 0; AST Temp Closed: 0 | 3 | 0 | 0 | 22176-083-021390 | Circle K Stores, Inc.
53171 | Currently in Use |  | 2021-02-10 06:00 |  | Petroleum | Unleaded gasoline | Unleaded gasoline | Retail | Double Wall, Fiberglass reinforced plastic | Fiberglass reinforced plastic |  |  | Double Wall, Fiberglass reinforced plastic |  | 2021-02-10 06:00 |  | Catchment Basin, Single walled catchment basin | Automatic shutoff device At 95% full | Automatic shutoff device At 95% full | Interstitial Monitoring within Secondary Containment | SENSOR TO ATG | Continuous Automatic Tank Gauge | Single walled submersible pump containment sump | Automatic shutoff device (AELLD), Containment Sump | Containment Sump | Interstitial Monitoring within Secondary Containment |  |  |  |  | UST Currently In Use: 3; UST Temp Close: 0; AST Currently In Use: 0; AST Temp Closed: 0 | 3 | 0 | 0 | 22176-083-021390 | Circle K Stores, Inc.
53172 | Currently in Use |  | 2021-02-10 06:00 |  | Petroleum | Premium gasoline | Premium gasoline | Retail | Double Wall, Fiberglass reinforced plastic | Fiberglass reinforced plastic |  |  | Double Wall, Fiberglass reinforced plastic |  | 2021-02-10 06:00 |  | Catchment Basin, Single walled catchment basin | Automatic shutoff device At 95% full | Automatic shutoff device At 95% full | Interstitial Monitoring within Secondary Containment | SENSOR TO ATG | Continuous Automatic Tank Gauge | Single walled submersible pump containment sump | Automatic shutoff device (AELLD), Containment Sump | Containment Sump | Interstitial Monitoring within Secondary Containment |  |  |  |  | UST Currently In Use: 3; UST Temp Close: 0; AST Currently In Use: 0; AST Temp Closed: 0 | 3 | 0 | 0 | 22176-083-021390 | Circle K Stores, Inc.
53174 | Currently in Use |  | 2021-03-30 06:00 |  | Petroleum | Unleaded gasoline | Unleaded gasoline | Retail | Double Wall, Fiberglass reinforced plastic | Fiberglass reinforced plastic |  |  | Double Wall, Fiberglass reinforced plastic |  |  |  | Catchment Basin, Single walled catchment basin | Automatic shutoff device At 95% full | Automatic shutoff device At 95% full | Interstitial Monitoring within Secondary Containment |  |  |  | Automatic flow restrictor (MLLD) | Automatic flow restrictor (MLLD) | Interstitial Monitoring within Secondary Containment |  | Continuous alarm system | Continuous alarm system |  | UST Currently In Use: 5; UST Temp Close: 0; AST Currently In Use: 0; AST Temp Closed: 0 | 5 | 0 | 5 | 14001-015-010016 | RaceTrac, Inc.
53175 | Currently in Use |  | 2021-03-30 06:00 |  | Petroleum | Premium gasoline | Premium gasoline | Retail | Double Wall, Fiberglass reinforced plastic | Fiberglass reinforced plastic |  |  | Double Wall, Fiberglass reinforced plastic |  |  |  | Catchment Basin, Single walled catchment basin | Automatic shutoff device At 95% full | Automatic shutoff device At 95% full | Interstitial Monitoring within Secondary Containment |  |  |  | Automatic flow restrictor (MLLD), Containment Sump | Containment Sump | Interstitial Monitoring within Secondary Containment |  | Continuous alarm system | Continuous alarm system |  | UST Currently In Use: 5; UST Temp Close: 0; AST Currently In Use: 0; AST Temp Closed: 0 | 5 | 0 | 5 | 14001-015-010016 | RaceTrac, Inc.
53176 | Currently in Use |  | 2021-03-30 06:00 |  | Petroleum | On road diesel | On road diesel | Retail | Double Wall, Fiberglass reinforced plastic | Fiberglass reinforced plastic |  |  | Double Wall, Fiberglass reinforced plastic |  |  |  | Catchment Basin, Single walled catchment basin | Automatic shutoff device At 95% full | Automatic shutoff device At 95% full | Interstitial Monitoring within Secondary Containment |  |  |  | Automatic flow restrictor (MLLD) | Automatic flow restrictor (MLLD) | Interstitial Monitoring within Secondary Containment |  | Continuous alarm system | Continuous alarm system |  | UST Currently In Use: 5; UST Temp Close: 0; AST Currently In Use: 0; AST Temp Closed: 0 | 5 | 0 | 5 | 14001-015-010016 | RaceTrac, Inc.
53177 | Currently in Use |  | 2021-03-30 06:00 |  | Petroleum | Other, DEF | Other | Retail | Double Wall, Fiberglass reinforced plastic | Fiberglass reinforced plastic |  |  | Double Wall, Fiberglass reinforced plastic |  |  |  | Catchment Basin, Single walled catchment basin | Automatic shutoff device At 95% full | Automatic shutoff device At 95% full | Interstitial Monitoring within Secondary Containment |  |  |  | Automatic flow restrictor (MLLD) | Automatic flow restrictor (MLLD) | Interstitial Monitoring within Secondary Containment |  | Continuous alarm system | Continuous alarm system |  | UST Currently In Use: 5; UST Temp Close: 0; AST Currently In Use: 0; AST Temp Closed: 0 | 5 | 0 | 5 | 14001-015-010016 | RaceTrac, Inc.
53178 | Currently in Use |  | 2021-03-30 06:00 |  | Petroleum | Diesel containing greater than 20% biodiesel | Diesel containing greater than 20% biodiesel | Retail | Double Wall, Fiberglass reinforced plastic | Fiberglass reinforced plastic |  |  | Double Wall, Fiberglass reinforced plastic |  |  |  | Catchment Basin, Single walled catchment basin | Flow Rest 90% Full | Flow Rest 90% Full | Interstitial Monitoring within Secondary Containment |  |  |  | Automatic flow restrictor (MLLD) | Automatic flow restrictor (MLLD) | Interstitial Monitoring within Secondary Containment |  | Continuous alarm system | Continuous alarm system |  | UST Currently In Use: 5; UST Temp Close: 0; AST Currently In Use: 0; AST Temp Closed: 0 | 5 | 0 | 5 | 14001-015-010016 | RaceTrac, Inc.
53179 | Currently in Use |  | 2020-11-12 06:00 |  | Petroleum | Unleaded gasoline | Unleaded gasoline | Retail | Double Wall, Fiberglass reinforced plastic | Fiberglass reinforced plastic |  |  | Double Wall, Flexible |  | 2020-11-12 06:00 |  | Catchment Basin, Single walled catchment basin | Automatic shutoff device At 95% full | Automatic shutoff device At 95% full | Interstitial Monitoring within Secondary Containment | SENSOR TO ATG |  | Single walled submersible pump containment sump | Automatic shutoff device (AELLD), Containment Sump | Containment Sump | Interstitial Monitoring within Secondary Containment |  | Continuous alarm system | Continuous alarm system |  | UST Currently In Use: 2; UST Temp Close: 0; AST Currently In Use: 0; AST Temp Closed: 0 | 2 | 0 | 0 | 25822-095-021395 | K-VA-T FOOD STORES
53180 | Currently in Use |  | 2020-11-12 06:00 |  | Petroleum | Premium gasoline | Premium gasoline | Retail | Double Wall, Fiberglass reinforced plastic | Fiberglass reinforced plastic |  |  | Double Wall, Flexible |  | 2020-11-12 06:00 |  | Catchment Basin, Single walled catchment basin | Automatic shutoff device At 95% full | Automatic shutoff device At 95% full | Interstitial Monitoring within Secondary Containment | SENSOR TO ATG |  | Single walled submersible pump containment sump | Automatic shutoff device (AELLD), Containment Sump | Containment Sump | Interstitial Monitoring within Secondary Containment |  | Continuous alarm system | Continuous alarm system |  | UST Currently In Use: 2; UST Temp Close: 0; AST Currently In Use: 0; AST Temp Closed: 0 | 2 | 0 | 0 | 25822-095-021395 | K-VA-T FOOD STORES
53181 | Currently in Use |  | 2021-04-20 06:00 |  | Petroleum | Unleaded gasoline | Unleaded gasoline | Retail | Double Wall, Fiberglass coated steel | Fiberglass coated steel |  |  | Double Wall, Fiberglass reinforced plastic |  | 2021-04-20 06:00 |  | Catchment Basin, Single walled catchment basin | Automatic shutoff device At 95% full | Automatic shutoff device At 95% full | Interstitial Monitoring within Secondary Containment |  |  |  | Automatic flow restrictor (MLLD), Containment Sump | Containment Sump | Interstitial Monitoring within Secondary Containment |  |  |  |  | UST Currently In Use: 2; UST Temp Close: 0; AST Currently In Use: 0; AST Temp Closed: 0 | 2 | 0 | 0 | 25843-101-021396 | GAS EXPRESS
53182 | Currently in Use |  | 2021-04-20 06:00 |  | Petroleum | Premium gasoline | Premium gasoline | Retail | Double Wall, Fiberglass coated steel | Fiberglass coated steel |  |  | Double Wall, Fiberglass reinforced plastic |  | 2021-04-20 06:00 |  | Catchment Basin, Single walled catchment basin | Automatic shutoff device At 95% full | Automatic shutoff device At 95% full | Interstitial Monitoring within Secondary Containment |  |  |  | Automatic flow restrictor (MLLD), Containment Sump | Containment Sump | Interstitial Monitoring within Secondary Containment |  |  |  |  | UST Currently In Use: 2; UST Temp Close: 0; AST Currently In Use: 0; AST Temp Closed: 0 | 2 | 0 | 0 | 25843-101-021396 | GAS EXPRESS
53183 | Currently in Use |  | 2021-01-05 06:00 |  | Petroleum | Unleaded gasoline | Unleaded gasoline | Retail | Double Wall, Fiberglass coated steel | Fiberglass coated steel |  |  | Double Wall, Flexible |  | 2021-01-05 06:00 |  | Catchment Basin, Single walled catchment basin | Automatic shutoff device At 95% full | Automatic shutoff device At 95% full | Interstitial Monitoring within Secondary Containment |  |  |  | Automatic flow restrictor (MLLD), Containment Sump | Containment Sump | Interstitial Monitoring within Secondary Containment |  |  |  |  | UST Currently In Use: 2; UST Temp Close: 0; AST Currently In Use: 0; AST Temp Closed: 0 | 2 | 0 | 0 | 25951-101-021397 | GAS EXPRESS
53184 | Currently in Use |  | 2020-12-10 06:00 |  | Petroleum | Premium gasoline | Premium gasoline | Retail | Double Wall, Fiberglass coated steel | Fiberglass coated steel |  |  | Double Wall, Flexible |  | 2021-01-05 06:00 |  | Catchment Basin, Single walled catchment basin | Automatic shutoff device At 95% full | Automatic shutoff device At 95% full | Interstitial Monitoring within Secondary Containment |  |  |  | Automatic flow restrictor (MLLD), Containment Sump | Containment Sump | Interstitial Monitoring within Secondary Containment |  |  |  |  | UST Currently In Use: 2; UST Temp Close: 0; AST Currently In Use: 0; AST Temp Closed: 0 | 2 | 0 | 0 | 25951-101-021397 | GAS EXPRESS
53186 | Currently in Use |  | 2021-02-20 06:00 |  | Petroleum | Unleaded gasoline | Unleaded gasoline |  | Double Wall, Fiberglass coated steel | Fiberglass coated steel |  |  | Double Wall, Flexible |  | 2021-02-20 06:00 |  | Catchment Basin, Single walled catchment basin | Audible high level alarm At 90% full | Audible high level alarm At 90% full | Interstitial Monitoring within Secondary Containment |  |  |  | Automatic flow restrictor (MLLD) | Automatic flow restrictor (MLLD) | Interstitial Monitoring within Secondary Containment | SENSOR TO ATG | Continuous alarm system | Continuous alarm system |  | UST Currently In Use: 2; UST Temp Close: 0; AST Currently In Use: 0; AST Temp Closed: 0 | 2 | 0 | 0 | 25957-061-021399 | RONALD REID
53187 | Currently in Use |  | 2021-02-20 06:00 |  | Petroleum | On road diesel | On road diesel | Retail | Double Wall, Fiberglass coated steel | Fiberglass coated steel |  |  | Double Wall, Flexible |  | 2021-02-20 06:00 |  | Catchment Basin, Single walled catchment basin | Audible high level alarm At 90% full | Audible high level alarm At 90% full | Interstitial Monitoring within Secondary Containment |  |  |  | Automatic flow restrictor (MLLD), Containment Sump | Containment Sump | Interstitial Monitoring within Secondary Containment | SENSOR TO ATG | Continuous alarm system | Continuous alarm system |  | UST Currently In Use: 2; UST Temp Close: 0; AST Currently In Use: 0; AST Temp Closed: 0 | 2 | 0 | 0 | 25957-061-021399 | RONALD REID
53188 | Currently in Use |  | 2021-03-16 06:00 |  | Petroleum | Unleaded gasoline | Unleaded gasoline | Retail | Double Wall, Fiberglass reinforced plastic | Fiberglass reinforced plastic |  |  | Double Wall, Fiberglass reinforced plastic |  |  |  | Catchment Basin, Single walled catchment basin | Automatic shutoff device At 95% full | Automatic shutoff device At 95% full | Interstitial Monitoring within Secondary Containment |  |  | Single walled submersible pump containment sump | Automatic flow restrictor (MLLD), Sump sensor relayed to automatically shut off submersible pump | Sump sensor relayed to automatically shut off submersible pump | Interstitial Monitoring within Secondary Containment |  |  |  |  | UST Currently In Use: 2; UST Temp Close: 0; AST Currently In Use: 0; AST Temp Closed: 0 | 2 | 0 | 2 | 13579-095-018814 | MURPHY OIL USA, INC.
53189 | Currently in Use |  | 2021-03-16 06:00 |  | Petroleum | Premium gasoline | Premium gasoline | Retail | Double Wall, Fiberglass reinforced plastic | Fiberglass reinforced plastic |  |  | Double Wall, Fiberglass reinforced plastic |  |  |  | Catchment Basin, Single walled catchment basin | Automatic shutoff device At 95% full | Automatic shutoff device At 95% full | Interstitial Monitoring within Secondary Containment |  |  | Single walled submersible pump containment sump | Automatic flow restrictor (MLLD), Sump sensor relayed to automatically shut off submersible pump | Sump sensor relayed to automatically shut off submersible pump | Interstitial Monitoring within Secondary Containment |  |  |  |  | UST Currently In Use: 2; UST Temp Close: 0; AST Currently In Use: 0; AST Temp Closed: 0 | 2 | 0 | 2 | 13579-095-018814 | MURPHY OIL USA, INC.
53190 | Currently in Use |  | 2020-11-05 06:00 |  | Petroleum | Unleaded gasoline | Unleaded gasoline | Retail | Double Wall, Fiberglass reinforced plastic | Fiberglass reinforced plastic |  |  | Double Wall, Flexible |  | 2020-11-05 06:00 |  | Single walled catchment basin | Automatic shutoff device At 95% full | Automatic shutoff device At 95% full | Interstitial Monitoring within Secondary Containment | SENSOR TO ATG | Continuous Automatic Tank Gauge |  | Automatic shutoff device (AELLD), Containment Sump | Containment Sump | Interstitial Monitoring within Secondary Containment | SENSOR TO ATG |  |  |  | UST Currently In Use: 8; UST Temp Close: 0; AST Currently In Use: 0; AST Temp Closed: 0 | 8 | 0 | 0 | 21090-097-021375 | LOVES COUNTRY STORES
53191 | Currently in Use |  | 2020-11-05 06:00 |  | Petroleum | Unleaded gasoline | Unleaded gasoline | Retail | Double Wall, Fiberglass reinforced plastic | Fiberglass reinforced plastic |  |  | Double Wall, Flexible |  | 2020-11-05 06:00 |  | Single walled catchment basin | Automatic shutoff device At 95% full | Automatic shutoff device At 95% full | Interstitial Monitoring within Secondary Containment | SENSOR TO ATG | Continuous Automatic Tank Gauge |  | Automatic shutoff device (AELLD), Containment Sump | Containment Sump | Interstitial Monitoring within Secondary Containment | SENSOR TO ATG |  |  |  | UST Currently In Use: 8; UST Temp Close: 0; AST Currently In Use: 0; AST Temp Closed: 0 | 8 | 0 | 0 | 21090-097-021375 | LOVES COUNTRY STORES
53192 | Currently in Use |  | 2020-11-05 06:00 |  | Petroleum | On road diesel | On road diesel | Retail | Double Wall, Fiberglass reinforced plastic | Fiberglass reinforced plastic |  |  | Double Wall, Flexible |  | 2020-11-05 06:00 |  | Single walled catchment basin | Automatic shutoff device At 95% full | Automatic shutoff device At 95% full | Interstitial Monitoring within Secondary Containment | SENSOR TO ATG | Continuous Automatic Tank Gauge |  | Automatic shutoff device (AELLD), Containment Sump | Containment Sump | Interstitial Monitoring within Secondary Containment | SENSOR TO ATG | Continuous alarm system | Continuous alarm system |  | UST Currently In Use: 8; UST Temp Close: 0; AST Currently In Use: 0; AST Temp Closed: 0 | 8 | 0 | 0 | 21090-097-021375 | LOVES COUNTRY STORES
53193 | Currently in Use |  | 2020-11-05 06:00 |  | Petroleum | On road diesel | On road diesel |  | Double Wall, Fiberglass reinforced plastic | Fiberglass reinforced plastic |  |  | Double Wall, Flexible |  | 2020-11-05 06:00 |  | Single walled catchment basin | Automatic shutoff device At 95% full | Automatic shutoff device At 95% full | Interstitial Monitoring within Secondary Containment | SENSOR TO ATG | Continuous Automatic Tank Gauge |  | Automatic shutoff device (AELLD) | Automatic shutoff device (AELLD) | Interstitial Monitoring within Secondary Containment | SENSOR TO ATG |  |  |  | UST Currently In Use: 8; UST Temp Close: 0; AST Currently In Use: 0; AST Temp Closed: 0 | 8 | 0 | 0 | 21090-097-021375 | LOVES COUNTRY STORES
53194 | Currently in Use |  | 2020-11-05 06:00 |  | Petroleum | 100% biodiesel (Not Regulated) | 100% biodiesel (Not Regulated) | Retail | Double Wall, Fiberglass reinforced plastic | Fiberglass reinforced plastic |  |  | Double Wall, Flexible |  | 2020-11-05 06:00 |  | Single walled catchment basin | Automatic shutoff device At 95% full | Automatic shutoff device At 95% full | Interstitial Monitoring within Secondary Containment | SENSOR TO ATG | Continuous Automatic Tank Gauge |  | Automatic shutoff device (AELLD), Containment Sump | Containment Sump | Interstitial Monitoring within Secondary Containment | SENSOR TO ATG | Continuous alarm system | Continuous alarm system |  | UST Currently In Use: 8; UST Temp Close: 0; AST Currently In Use: 0; AST Temp Closed: 0 | 8 | 0 | 0 | 21090-097-021375 | LOVES COUNTRY STORES
53195 | Currently in Use |  | 2020-11-05 06:00 |  | Petroleum | Other, DEF | Other | Retail | Double Wall, Fiberglass reinforced plastic | Fiberglass reinforced plastic |  |  | Double Wall, Flexible |  | 2020-11-05 06:00 |  | Single walled catchment basin | Automatic shutoff device At 95% full | Automatic shutoff device At 95% full | Interstitial Monitoring within Secondary Containment |  | Continuous Automatic Tank Gauge |  | Automatic shutoff device (AELLD), Containment Sump | Containment Sump | Interstitial Monitoring within Secondary Containment | SENSOR TO ATG | Continuous alarm system | Continuous alarm system |  | UST Currently In Use: 8; UST Temp Close: 0; AST Currently In Use: 0; AST Temp Closed: 0 | 8 | 0 | 0 | 21090-097-021375 | LOVES COUNTRY STORES
53196 | Currently in Use |  | 2020-10-28 06:00 |  | Petroleum | Virgin oil | Virgin oil | Retail | Double Wall, Fiberglass reinforced plastic | Fiberglass reinforced plastic |  |  | Double Wall, Flexible |  | 2020-11-05 06:00 |  | Single walled catchment basin | Audible high level alarm At 90% full | Audible high level alarm At 90% full | Interstitial Monitoring within Secondary Containment | SENSOR TO ATG | Continuous Automatic Tank Gauge | [8 empty] | UST Currently In Use: 8; UST Temp Close: 0; AST Currently In Use: 0; AST Temp Closed: 0 | 8 | 0 | 0 | 21090-097-021375 | LOVES COUNTRY STORES
53201 | Currently in Use |  | 2020-10-28 06:00 |  | Petroleum | Virgin oil | Virgin oil | Retail | Double Wall, Fiberglass reinforced plastic | Fiberglass reinforced plastic |  |  | Double Wall, Flexible |  | 2020-11-05 06:00 |  | Single walled catchment basin | Audible high level alarm At 90% full, Automatic shutoff device At 95% full | Automatic shutoff device At 95% full | Interstitial Monitoring within Secondary Containment |  | Continuous Automatic Tank Gauge | [8 empty] | UST Currently In Use: 8; UST Temp Close: 0; AST Currently In Use: 0; AST Temp Closed: 0 | 8 | 0 | 0 | 21090-097-021375 | LOVES COUNTRY STORES
53202 | Currently in Use |  | 2020-09-15 06:00 |  | Petroleum | Unleaded gasoline | Unleaded gasoline | Retail | Double Wall, Fiberglass coated steel | Fiberglass coated steel |  |  | Double Wall, MASTIC |  | 2020-09-15 06:00 |  | Catchment Basin, Single walled catchment basin | Automatic shutoff device At 95% full | Automatic shutoff device At 95% full | Interstitial Monitoring within Secondary Containment | SENSOR TO ATG | Continuous Automatic Tank Gauge |  | Automatic shutoff device (AELLD), Containment Sump | Containment Sump | Interstitial Monitoring within Secondary Containment | SENSOR TO ATG | Continuous alarm system | Continuous alarm system |  | UST Currently In Use: 2; UST Temp Close: 0; AST Currently In Use: 0; AST Temp Closed: 0 | 2 | 0 | 0 | 25249-073-021401 | AHMED (MIKE) BHADIGIA
53204 | Currently in Use |  | 2020-09-15 06:00 |  | Petroleum | Premium gasoline | Premium gasoline | Retail | Double Wall, Fiberglass coated steel | Fiberglass coated steel |  |  | Double Wall, MASTIC |  | 2020-09-15 06:00 |  | Catchment Basin, Single walled catchment basin | Automatic shutoff device At 95% full | Automatic shutoff device At 95% full | Interstitial Monitoring within Secondary Containment | SENSOR TO ATG | Continuous Automatic Tank Gauge |  | Automatic shutoff device (AELLD), Containment Sump | Containment Sump | Interstitial Monitoring within Secondary Containment | SENSOR TO ATG | Continuous alarm system | Continuous alarm system |  | UST Currently In Use: 2; UST Temp Close: 0; AST Currently In Use: 0; AST Temp Closed: 0 | 2 | 0 | 0 | 25249-073-021401 | AHMED (MIKE) BHADIGIA
53205 | Currently in Use |  | 2020-11-17 06:00 |  | Petroleum | Unleaded gasoline | Unleaded gasoline | Retail | Double Wall, Fiberglass reinforced plastic | Fiberglass reinforced plastic |  |  | Double Wall, Fiberglass reinforced plastic |  |  |  | Catchment Basin, Single walled catchment basin | Automatic shutoff device At 95% full | Automatic shutoff device At 95% full | Interstitial Monitoring within Secondary Containment |  |  |  | Automatic shutoff device (AELLD), Containment Sump | Containment Sump | Interstitial Monitoring within Secondary Containment |  | Continuous alarm system | Continuous alarm system |  | UST Currently In Use: 2; UST Temp Close: 0; AST Currently In Use: 0; AST Temp Closed: 0 | 2 | 0 | 3 | 22372-101-004551 | LIONS PRIDE MARKET INC
53206 | Currently in Use |  | 2020-11-17 06:00 |  | Petroleum | On road diesel | On road diesel | Retail | Double Wall, Fiberglass reinforced plastic | Fiberglass reinforced plastic |  |  | Double Wall, Fiberglass reinforced plastic |  |  |  | Catchment Basin, Single walled catchment basin | Automatic shutoff device At 95% full | Automatic shutoff device At 95% full | Interstitial Monitoring within Secondary Containment |  |  |  | Automatic shutoff device (AELLD), Containment Sump | Containment Sump | Interstitial Monitoring within Secondary Containment |  | Continuous alarm system | Continuous alarm system |  | UST Currently In Use: 2; UST Temp Close: 0; AST Currently In Use: 0; AST Temp Closed: 0 | 2 | 0 | 3 | 22372-101-004551 | LIONS PRIDE MARKET INC
53207 | Currently in Use |  | 2021-03-17 06:00 |  | Petroleum | On road diesel | On road diesel | Retail | Double Wall, Fiberglass coated steel | Fiberglass coated steel |  |  | Double Wall, Fiberglass reinforced plastic |  |  |  | Catchment Basin, Single walled catchment basin | Automatic shutoff device At 95% full | Automatic shutoff device At 95% full | Interstitial Monitoring within Secondary Containment |  | Automatic Tank Gauge | Single walled submersible pump containment sump | Automatic flow restrictor (MLLD), Containment Sump, Sump sensor relayed to automatically shut off submersible pump | Sump sensor relayed to automatically shut off submersible pump | Interstitial Monitoring within Secondary Containment |  |  |  |  | UST Currently In Use: 2; UST Temp Close: 0; AST Currently In Use: 0; AST Temp Closed: 0 | 2 | 0 | 0 | 22859-115-018255 | KARIMA ALLUDDIN
53208 | Currently in Use |  | 2020-11-11 06:00 |  | Petroleum | Unleaded gasoline | Unleaded gasoline | Retail | Double Wall, Fiberglass reinforced plastic | Fiberglass reinforced plastic |  |  | Double Wall, Flexible |  | 2020-11-11 06:00 |  | Catchment Basin, Single walled catchment basin | Automatic shutoff device At 95% full | Automatic shutoff device At 95% full | Interstitial Monitoring within Secondary Containment |  |  |  | Automatic flow restrictor (MLLD), Containment Sump | Containment Sump | Interstitial Monitoring within Secondary Containment |  |  |  |  | UST Currently In Use: 2; UST Temp Close: 0; AST Currently In Use: 0; AST Temp Closed: 0 | 2 | 0 | 0 | 25843-101-021403 | GAS EXPRESS
53209 | Currently in Use |  | 2020-11-11 06:00 |  | Petroleum | Premium gasoline | Premium gasoline | Retail | Double Wall, Fiberglass coated steel | Fiberglass coated steel |  |  | Double Wall, Flexible |  | 2020-11-11 06:00 |  | Catchment Basin, Single walled catchment basin | Automatic shutoff device At 95% full | Automatic shutoff device At 95% full | Interstitial Monitoring within Secondary Containment |  |  |  | Automatic flow restrictor (MLLD), Containment Sump | Containment Sump | Interstitial Monitoring within Secondary Containment |  |  |  |  | UST Currently In Use: 2; UST Temp Close: 0; AST Currently In Use: 0; AST Temp Closed: 0 | 2 | 0 | 0 | 25843-101-021403 | GAS EXPRESS
53212 | Currently in Use |  | 2021-07-01 06:00 |  | Petroleum | Unleaded gasoline | Unleaded gasoline | Retail | Double Wall, Fiberglass coated steel | Fiberglass coated steel |  |  | Double Wall, Fiberglass reinforced plastic |  | 2021-07-01 06:00 |  | Catchment Basin, Single walled catchment basin | Automatic shutoff device At 95% full | Automatic shutoff device At 95% full | Interstitial Monitoring within Secondary Containment |  |  |  | Automatic flow restrictor (MLLD), Containment Sump | Containment Sump | Interstitial Monitoring within Secondary Containment |  |  |  |  | UST Currently In Use: 2; UST Temp Close: 0; AST Currently In Use: 0; AST Temp Closed: 0 | 2 | 0 | 0 | 25969-081-021404 | GANESHA LLC
53213 | Currently in Use |  | 2021-07-01 06:00 |  | Petroleum | Premium gasoline | Premium gasoline | Retail | Double Wall, Fiberglass coated steel | Fiberglass coated steel |  |  | Double Wall, Fiberglass reinforced plastic |  | 2021-07-01 06:00 |  | Catchment Basin, Single walled catchment basin | Automatic shutoff device At 95% full | Automatic shutoff device At 95% full | Interstitial Monitoring within Secondary Containment |  |  |  | Automatic flow restrictor (MLLD), Containment Sump | Containment Sump | Interstitial Monitoring within Secondary Containment |  |  |  |  | UST Currently In Use: 2; UST Temp Close: 0; AST Currently In Use: 0; AST Temp Closed: 0 | 2 | 0 | 0 | 25969-081-021404 | GANESHA LLC
53214 | Currently in Use |  | 2021-06-10 06:00 |  | Petroleum | Unleaded gasoline | Unleaded gasoline | Retail | Double Wall, Fiberglass coated steel | Fiberglass coated steel |  |  | Double Wall, Fiberglass reinforced plastic |  | 2021-06-10 06:00 |  | Catchment Basin, Single walled catchment basin | Automatic shutoff device At 95% full | Automatic shutoff device At 95% full | Interstitial Monitoring within Secondary Containment |  |  |  | Automatic shutoff device (AELLD) | Automatic shutoff device (AELLD) | Interstitial Monitoring within Secondary Containment |  |  |  |  | UST Currently In Use: 1; UST Temp Close: 0; AST Currently In Use: 0; AST Temp Closed: 0 | 1 | 0 | 0 | 25975-123-021405 | DONNIE MCDANIEL
53215 | Currently in Use |  | 2021-02-09 06:00 |  | Petroleum | Premium gasoline | Premium gasoline | Retail | Double Wall, Fiberglass reinforced plastic | Fiberglass reinforced plastic |  |  | Double Wall, Flexible |  | 2021-02-09 06:00 |  | Catchment Basin, Single walled catchment basin | Automatic shutoff device At 95% full | Automatic shutoff device At 95% full | Interstitial Monitoring within Secondary Containment |  |  | Single walled submersible pump containment sump | Automatic shutoff device (AELLD), Containment Sump | Containment Sump | Interstitial Monitoring within Secondary Containment |  |  |  |  | UST Currently In Use: 5; UST Temp Close: 0; AST Currently In Use: 0; AST Temp Closed: 0 | 5 | 0 | 0 | 21012-125-021409 | SPEEDWAY LLC
53216 | Currently in Use |  | 2021-02-09 06:00 |  | Petroleum | Unleaded gasoline | Unleaded gasoline | Retail | Double Wall, Fiberglass reinforced plastic | Fiberglass reinforced plastic |  |  | Double Wall, Flexible |  | 2021-02-09 06:00 |  | Catchment Basin, Single walled catchment basin | Automatic shutoff device At 95% full | Automatic shutoff device At 95% full | Interstitial Monitoring within Secondary Containment |  |  | Single walled submersible pump containment sump | Containment Sump | Containment Sump | Interstitial Monitoring within Secondary Containment |  |  |  |  | UST Currently In Use: 5; UST Temp Close: 0; AST Currently In Use: 0; AST Temp Closed: 0 | 5 | 0 | 0 | 21012-125-021409 | SPEEDWAY LLC
53217 | Currently in Use |  | 2021-02-09 06:00 |  | Petroleum | On road diesel | On road diesel | Retail | Double Wall, Fiberglass reinforced plastic | Fiberglass reinforced plastic |  |  | Double Wall, Flexible |  | 2021-02-09 06:00 |  | Catchment Basin, Single walled catchment basin | Automatic shutoff device At 95% full | Automatic shutoff device At 95% full | Interstitial Monitoring within Secondary Containment |  |  | Single walled submersible pump containment sump | Automatic shutoff device (AELLD), Containment Sump | Containment Sump |  |  | Continuous alarm system | Continuous alarm system |  | UST Currently In Use: 5; UST Temp Close: 0; AST Currently In Use: 0; AST Temp Closed: 0 | 5 | 0 | 0 | 21012-125-021409 | SPEEDWAY LLC
53219 | Currently in Use |  | 2021-02-09 06:00 |  | Petroleum | On road diesel | On road diesel | Retail | Double Wall, Fiberglass reinforced plastic | Fiberglass reinforced plastic |  |  | Double Wall, Flexible |  | 2021-02-09 06:00 |  | Catchment Basin, Single walled catchment basin | Automatic shutoff device At 95% full | Automatic shutoff device At 95% full | Interstitial Monitoring within Secondary Containment |  |  | Single walled submersible pump containment sump | Automatic shutoff device (AELLD), Containment Sump | Containment Sump |  |  | Continuous alarm system | Continuous alarm system |  | UST Currently In Use: 5; UST Temp Close: 0; AST Currently In Use: 0; AST Temp Closed: 0 | 5 | 0 | 0 | 21012-125-021409 | SPEEDWAY LLC
53229 | Currently in Use |  | 2021-02-09 06:00 |  | Petroleum | Other, X-DEF | Other | Retail | Double Wall, Fiberglass reinforced plastic | Fiberglass reinforced plastic |  |  | Double Wall, Flexible, SINGLE |  | 2021-02-09 06:00 |  | Catchment Basin, Single walled catchment basin | Automatic shutoff device At 95% full | Automatic shutoff device At 95% full | Interstitial Monitoring within Secondary Containment |  |  | Single walled submersible pump containment sump | Automatic shutoff device (AELLD), Containment Sump | Containment Sump | Interstitial Monitoring within Secondary Containment |  |  |  |  | UST Currently In Use: 5; UST Temp Close: 0; AST Currently In Use: 0; AST Temp Closed: 0 | 5 | 0 | 0 | 21012-125-021409 | SPEEDWAY LLC
53230 | Currently in Use |  | 2021-05-12 06:00 |  | Petroleum | Unleaded gasoline | Unleaded gasoline | Retail | Double Wall, Fiberglass coated steel | Fiberglass coated steel |  |  | Double Wall, Fiberglass reinforced plastic |  | 2021-05-12 06:00 |  | Catchment Basin, Double walled catchment basin | Automatic shutoff device At 95% full | Automatic shutoff device At 95% full | Interstitial Monitoring within Secondary Containment |  |  |  | Automatic shutoff device (AELLD) | Automatic shutoff device (AELLD) | Interstitial Monitoring within Secondary Containment |  | Continuous alarm system | Continuous alarm system |  | UST Currently In Use: 2; UST Temp Close: 0; AST Currently In Use: 0; AST Temp Closed: 0 | 2 | 0 | 0 | 25961-001-021410 | PREM SUN NEIL LLC
53232 | Currently in Use |  | 2021-05-02 06:00 |  | Petroleum | Premium gasoline | Premium gasoline | Retail | Double Wall, Fiberglass coated steel | Fiberglass coated steel |  |  | Double Wall, Fiberglass reinforced plastic |  | 2021-05-12 06:00 |  | Catchment Basin, Double walled catchment basin | Automatic shutoff device At 95% full | Automatic shutoff device At 95% full | Interstitial Monitoring within Secondary Containment |  |  |  | Automatic shutoff device (AELLD) | Automatic shutoff device (AELLD) | Interstitial Monitoring within Secondary Containment |  | Continuous alarm system | Continuous alarm system |  | UST Currently In Use: 2; UST Temp Close: 0; AST Currently In Use: 0; AST Temp Closed: 0 | 2 | 0 | 0 | 25961-001-021410 | PREM SUN NEIL LLC
53233 | Currently in Use |  | 2021-06-29 06:00 |  | Petroleum | Unleaded gasoline | Unleaded gasoline | Retail | Double Wall, Fiberglass reinforced plastic | Fiberglass reinforced plastic |  |  | Double Wall, Fiberglass reinforced plastic |  |  |  | Catchment Basin, Single walled catchment basin | Automatic shutoff device At 95% full | Automatic shutoff device At 95% full | Interstitial Monitoring within Secondary Containment | SENSOR TO ATG |  | Single walled submersible pump containment sump | Automatic flow restrictor (MLLD), Containment Sump, Sump sensor relayed to automatically shut off submersible pump | Sump sensor relayed to automatically shut off submersible pump | Interstitial Monitoring within Secondary Containment | SENSOR TO ATG | Annual line testing, Continuous alarm system | Continuous alarm system |  | UST Currently In Use: 2; UST Temp Close: 0; AST Currently In Use: 0; AST Temp Closed: 0 | 2 | 0 | 2 | 13579-073-018833 | MURPHY OIL USA, INC.
53234 | Currently in Use |  | 2021-06-29 06:00 |  | Petroleum | Premium gasoline | Premium gasoline | Retail | Double Wall, Fiberglass reinforced plastic, 8P-10D-8NE | Fiberglass reinforced plastic |  |  | Double Wall, Fiberglass reinforced plastic |  |  |  | Catchment Basin, Single walled catchment basin | Automatic shutoff device At 95% full | Automatic shutoff device At 95% full | Interstitial Monitoring within Secondary Containment | SENSOR TO ATG |  | Single walled submersible pump containment sump | Automatic flow restrictor (MLLD), Containment Sump, Sump sensor relayed to automatically shut off submersible pump | Sump sensor relayed to automatically shut off submersible pump | Interstitial Monitoring within Secondary Containment | SENSOR TO ATG | Annual line testing, Continuous alarm system | Continuous alarm system |  | UST Currently In Use: 2; UST Temp Close: 0; AST Currently In Use: 0; AST Temp Closed: 0 | 2 | 0 | 2 | 13579-073-018833 | MURPHY OIL USA, INC.
53236 | Currently in Use |  | 2021-04-22 06:00 |  | Petroleum | Unleaded gasoline | Unleaded gasoline | Retail | Double Wall, Fiberglass coated steel | Fiberglass coated steel |  |  | Double Wall, Flexible |  | 2021-04-22 06:00 |  | Catchment Basin, Single walled catchment basin | Automatic shutoff device At 95% full | Automatic shutoff device At 95% full | Interstitial Monitoring within Secondary Containment |  | Other | Single walled submersible pump containment sump | Automatic flow restrictor (MLLD), Containment Sump | Containment Sump | Interstitial Monitoring within Secondary Containment |  | Continuous alarm system, Other, INTMON REQ | Other |  | UST Currently In Use: 2; UST Temp Close: 0; AST Currently In Use: 0; AST Temp Closed: 0 | 2 | 0 | 0 | 25492-089-021412 | TRI STAR ENERGY
53237 | Currently in Use |  | 2021-04-22 06:00 |  | Petroleum | Premium gasoline | Premium gasoline | Retail | Double Wall, Fiberglass coated steel | Fiberglass coated steel |  |  | Double Wall, Flexible |  | 2021-04-22 06:00 |  | Catchment Basin, Single walled catchment basin | Automatic shutoff device At 95% full | Automatic shutoff device At 95% full | Interstitial Monitoring within Secondary Containment |  | Other | Single walled submersible pump containment sump | Automatic flow restrictor (MLLD), Containment Sump | Containment Sump | Interstitial Monitoring within Secondary Containment |  | Continuous alarm system, Other, INTMON REQ | Other |  | UST Currently In Use: 2; UST Temp Close: 0; AST Currently In Use: 0; AST Temp Closed: 0 | 2 | 0 | 0 | 25492-089-021412 | TRI STAR ENERGY
53238 | Currently in Use |  | 2021-08-06 06:00 |  | Petroleum | Unleaded gasoline | Unleaded gasoline | Retail | Double Wall, Fiberglass coated steel | Fiberglass coated steel |  |  | Double Wall, Flexible |  | 2021-08-06 06:00 |  | Catchment Basin, Single walled catchment basin | Automatic shutoff device At 95% full | Automatic shutoff device At 95% full | Interstitial Monitoring within Secondary Containment |  |  | Single walled submersible pump containment sump | Automatic flow restrictor (MLLD), Containment Sump | Containment Sump | Interstitial Monitoring within Secondary Containment |  | Other, INTMON REQ | Other |  | UST Currently In Use: 2; UST Temp Close: 0; AST Currently In Use: 0; AST Temp Closed: 0 | 2 | 0 | 0 | 25492-089-021413 | TRI STAR ENERGY
53239 | Currently in Use |  | 2021-08-06 06:00 |  | Petroleum | Premium gasoline | Premium gasoline | Retail | Double Wall, Fiberglass coated steel | Fiberglass coated steel |  |  | Double Wall, Flexible |  | 2021-08-06 06:00 |  | Catchment Basin, Single walled catchment basin | Automatic shutoff device At 95% full | Automatic shutoff device At 95% full | Interstitial Monitoring within Secondary Containment |  |  | Single walled submersible pump containment sump | Automatic flow restrictor (MLLD), Containment Sump | Containment Sump | Interstitial Monitoring within Secondary Containment |  | Other, INTMON REQ | Other |  | UST Currently In Use: 2; UST Temp Close: 0; AST Currently In Use: 0; AST Temp Closed: 0 | 2 | 0 | 0 | 25492-089-021413 | TRI STAR ENERGY
53240 | Currently in Use |  | 2021-07-10 06:00 |  | Petroleum | Unleaded gasoline | Unleaded gasoline | Retail | Double Wall, Fiberglass reinforced plastic | Fiberglass reinforced plastic |  |  | Double Wall, Flexible |  | 2021-07-10 06:00 |  | Catchment Basin, Single walled catchment basin | Automatic shutoff device At 95% full, Flow Rest 90% Full | Flow Rest 90% Full | Interstitial Monitoring within Secondary Containment |  | Continuous Automatic Tank Gauge |  | Automatic flow restrictor (MLLD), Containment Sump | Containment Sump |  |  | Annual line testing | Annual line testing |  | UST Currently In Use: 2; UST Temp Close: 0; AST Currently In Use: 0; AST Temp Closed: 0 | 2 | 0 | 0 | 25998-031-021414 | HEER PROPERTIES LLC
53242 | Currently in Use |  | 2021-07-10 06:00 |  | Petroleum | Premium gasoline | Premium gasoline | Retail | Double Wall, Fiberglass reinforced plastic | Fiberglass reinforced plastic |  |  | Double Wall, Flexible |  | 2021-07-10 06:00 |  | Catchment Basin, Single walled catchment basin | Automatic shutoff device At 95% full, Flow Rest 90% Full | Flow Rest 90% Full | Interstitial Monitoring within Secondary Containment |  | Continuous Automatic Tank Gauge |  | Automatic flow restrictor (MLLD), Containment Sump | Containment Sump |  |  | Annual line testing | Annual line testing |  | UST Currently In Use: 2; UST Temp Close: 0; AST Currently In Use: 0; AST Temp Closed: 0 | 2 | 0 | 0 | 25998-031-021414 | HEER PROPERTIES LLC
53243 | Currently in Use |  | 2020-07-20 06:00 |  | Petroleum | Unleaded gasoline | Unleaded gasoline | Retail | Double Wall, Fiberglass coated steel | Fiberglass coated steel |  |  | Double Wall, Flexible |  | 2020-07-20 06:00 |  | Catchment Basin, Single walled catchment basin | Automatic shutoff device At 95% full | Automatic shutoff device At 95% full | Interstitial Monitoring within Secondary Containment | SENSOR TO ATG |  |  | Automatic flow restrictor (MLLD) | Automatic flow restrictor (MLLD) | Interstitial Monitoring within Secondary Containment | SENSOR TO ATG | Other, INTMON REQ | Other |  | UST Currently In Use: 2; UST Temp Close: 0; AST Currently In Use: 0; AST Temp Closed: 0 | 2 | 0 | 0 | 23806-125-021415 | ROYAL INVESTMENT GROUP LLC
53244 | Currently in Use |  | 2020-07-30 06:00 |  | Petroleum | Premium gasoline | Premium gasoline | Retail | Double Wall, Fiberglass coated steel | Fiberglass coated steel |  |  | Double Wall, Flexible |  | 2020-07-20 06:00 |  | Catchment Basin, Single walled catchment basin | Automatic shutoff device At 95% full | Automatic shutoff device At 95% full | Interstitial Monitoring within Secondary Containment | SENSOR TO ATG |  |  | Automatic flow restrictor (MLLD) | Automatic flow restrictor (MLLD) | Interstitial Monitoring within Secondary Containment | SENSOR TO ATG | Other, INTMON REQ | Other |  | UST Currently In Use: 2; UST Temp Close: 0; AST Currently In Use: 0; AST Temp Closed: 0 | 2 | 0 | 0 | 23806-125-021415 | ROYAL INVESTMENT GROUP LLC
53245 | Currently in Use |  | 2021-06-25 06:00 |  | Petroleum | Unleaded gasoline | Unleaded gasoline | Retail | Double Wall, Fiberglass coated steel | Fiberglass coated steel |  |  | Double Wall, Fiberglass reinforced plastic |  | 2021-06-25 06:00 |  | Catchment Basin, Single walled catchment basin | Automatic shutoff device At 95% full | Automatic shutoff device At 95% full | Interstitial Monitoring within Secondary Containment |  | Other | Single walled submersible pump containment sump | Automatic shutoff device (AELLD), Containment Sump | Containment Sump | Interstitial Monitoring within Secondary Containment |  | Continuous alarm system, Other, INTMON REQ | Other |  | UST Currently In Use: 3; UST Temp Close: 0; AST Currently In Use: 0; AST Temp Closed: 0 | 3 | 0 | 0 | 26005-059-021416 | MARK WELBORN
53246 | Currently in Use |  | 2021-06-25 06:00 |  | Petroleum | Premium gasoline | Premium gasoline | Retail | Double Wall, Fiberglass coated steel | Fiberglass coated steel |  |  | Double Wall, Fiberglass reinforced plastic |  | 2021-06-25 06:00 |  | Catchment Basin, Single walled catchment basin |  |  | Interstitial Monitoring within Secondary Containment |  | Other | Single walled submersible pump containment sump | Automatic shutoff device (AELLD), Containment Sump | Containment Sump | Interstitial Monitoring within Secondary Containment |  | Continuous alarm system, Other, INTMON REQ | Other |  | UST Currently In Use: 3; UST Temp Close: 0; AST Currently In Use: 0; AST Temp Closed: 0 | 3 | 0 | 0 | 26005-059-021416 | MARK WELBORN
53247 | Currently in Use |  | 2021-06-25 06:00 |  | Petroleum | On road diesel | On road diesel | Retail | Double Wall, Fiberglass coated steel | Fiberglass coated steel |  |  | Double Wall, Fiberglass reinforced plastic |  | 2021-06-25 06:00 |  | Catchment Basin, Single walled catchment basin | Automatic shutoff device At 95% full | Automatic shutoff device At 95% full | Interstitial Monitoring within Secondary Containment |  | Other | Single walled submersible pump containment sump | Automatic shutoff device (AELLD), Containment Sump | Containment Sump | Interstitial Monitoring within Secondary Containment |  | Continuous alarm system, Other, INTMON REQ | Other |  | UST Currently In Use: 3; UST Temp Close: 0; AST Currently In Use: 0; AST Temp Closed: 0 | 3 | 0 | 0 | 26005-059-021416 | MARK WELBORN
53249 | Currently in Use |  | 2021-01-21 06:00 |  | Petroleum | Unleaded gasoline | Unleaded gasoline | Retail | Double Wall, Fiberglass reinforced plastic | Fiberglass reinforced plastic |  |  | Double Wall, Fiberglass reinforced plastic |  | 2021-01-21 06:00 |  | Catchment Basin, Double walled catchment basin | Audible high level alarm At 90% full | Audible high level alarm At 90% full | Interstitial Monitoring within Secondary Containment |  |  | Single walled submersible pump containment sump | Automatic shutoff device (AELLD), Containment Sump | Containment Sump | Interstitial Monitoring within Secondary Containment |  | Continuous alarm system, Other, INTMON REQ | Other |  | UST Currently In Use: 3; UST Temp Close: 0; AST Currently In Use: 0; AST Temp Closed: 0 | 3 | 0 | 0 | 14001-117-021418 | RaceTrac, Inc.
53250 | Currently in Use |  | 2021-01-21 06:00 |  | Petroleum | Premium gasoline | Premium gasoline | Retail | Double Wall, Fiberglass reinforced plastic | Fiberglass reinforced plastic |  |  | Double Wall, Fiberglass reinforced plastic |  | 2021-01-21 06:00 |  | Catchment Basin, Double walled catchment basin | Audible high level alarm At 90% full | Audible high level alarm At 90% full | Interstitial Monitoring within Secondary Containment |  |  | Single walled submersible pump containment sump | Automatic shutoff device (AELLD), Containment Sump | Containment Sump | Interstitial Monitoring within Secondary Containment |  | Continuous alarm system, Other, INTMON | Other |  | UST Currently In Use: 3; UST Temp Close: 0; AST Currently In Use: 0; AST Temp Closed: 0 | 3 | 0 | 0 | 14001-117-021418 | RaceTrac, Inc.
53251 | Currently in Use |  | 2021-01-21 06:00 |  | Petroleum | On road diesel | On road diesel | Retail | Double Wall, Fiberglass reinforced plastic | Fiberglass reinforced plastic |  |  | Double Wall, Fiberglass reinforced plastic |  | 2021-01-21 06:00 |  | Catchment Basin, Double walled catchment basin | Audible high level alarm At 90% full | Audible high level alarm At 90% full | Interstitial Monitoring within Secondary Containment |  |  | Single walled submersible pump containment sump | Automatic shutoff device (AELLD), Containment Sump | Containment Sump | Interstitial Monitoring within Secondary Containment |  | Continuous alarm system, Other, INTMON REQ | Other |  | UST Currently In Use: 3; UST Temp Close: 0; AST Currently In Use: 0; AST Temp Closed: 0 | 3 | 0 | 0 | 14001-117-021418 | RaceTrac, Inc.
53252 | Currently in Use |  | 2020-11-11 06:00 |  | Petroleum | Unleaded gasoline | Unleaded gasoline | Retail | Double Wall, Fiberglass coated steel | Fiberglass coated steel |  |  | Double Wall, Flexible |  | 2020-11-11 06:00 |  | Single walled catchment basin | Automatic shutoff device At 95% full | Automatic shutoff device At 95% full | Interstitial Monitoring within Secondary Containment |  |  |  | Automatic flow restrictor (MLLD) | Automatic flow restrictor (MLLD) | Interstitial Monitoring within Secondary Containment |  |  |  |  | UST Currently In Use: 2; UST Temp Close: 0; AST Currently In Use: 0; AST Temp Closed: 0 | 2 | 0 | 0 | 25843-101-021419 | GAS EXPRESS
53255 | Currently in Use |  | 2020-11-11 06:00 |  | Petroleum | Premium gasoline | Premium gasoline | Retail | Double Wall, Fiberglass coated steel | Fiberglass coated steel |  |  | Double Wall, Flexible |  | 2020-11-11 06:00 |  | Catchment Basin, Single walled catchment basin | Automatic shutoff device At 95% full | Automatic shutoff device At 95% full | Interstitial Monitoring within Secondary Containment |  |  |  | Automatic flow restrictor (MLLD) | Automatic flow restrictor (MLLD) | Interstitial Monitoring within Secondary Containment |  |  |  |  | UST Currently In Use: 2; UST Temp Close: 0; AST Currently In Use: 0; AST Temp Closed: 0 | 2 | 0 | 0 | 25843-101-021419 | GAS EXPRESS
53256 | Currently in Use |  | 2021-01-14 06:00 |  | Petroleum | Unleaded gasoline | Unleaded gasoline | Retail | Double Wall, Fiberglass coated steel | Fiberglass coated steel |  |  | Double Wall, Flexible |  | 2021-01-14 06:00 |  | Catchment Basin, Single walled catchment basin | Automatic shutoff device At 95% full | Automatic shutoff device At 95% full | Interstitial Monitoring within Secondary Containment |  |  |  | Automatic flow restrictor (MLLD) | Automatic flow restrictor (MLLD) | Interstitial Monitoring within Secondary Containment |  |  |  |  | UST Currently In Use: 2; UST Temp Close: 0; AST Currently In Use: 0; AST Temp Closed: 0 | 2 | 0 | 0 | 25843-081-021420 | GAS EXPRESS
53257 | Currently in Use |  | 2021-01-14 06:00 |  | Petroleum | Premium gasoline | Premium gasoline | Retail | Double Wall, Fiberglass coated steel | Fiberglass coated steel |  |  | Double Wall, Flexible |  | 2021-01-14 06:00 |  | Catchment Basin, Single walled catchment basin | Automatic shutoff device At 95% full | Automatic shutoff device At 95% full | Interstitial Monitoring within Secondary Containment |  |  |  | Automatic flow restrictor (MLLD) | Automatic flow restrictor (MLLD) | Interstitial Monitoring within Secondary Containment |  |  |  |  | UST Currently In Use: 2; UST Temp Close: 0; AST Currently In Use: 0; AST Temp Closed: 0 | 2 | 0 | 0 | 25843-081-021420 | GAS EXPRESS
53258 | Currently in Use |  | 2020-10-15 06:00 |  | Petroleum | Unleaded gasoline | Unleaded gasoline | Retail | Double Wall, Fiberglass coated steel | Fiberglass coated steel |  |  | Double Wall, Fiberglass reinforced plastic |  |  |  | Catchment Basin, Single walled catchment basin | Automatic shutoff device At 95% full | Automatic shutoff device At 95% full | Interstitial Monitoring within Secondary Containment |  |  | Single walled submersible pump containment sump | Automatic flow restrictor (MLLD), Containment Sump | Containment Sump | Interstitial Monitoring within Secondary Containment |  | Continuous alarm system | Continuous alarm system |  | UST Currently In Use: 3; UST Temp Close: 0; AST Currently In Use: 0; AST Temp Closed: 0 | 3 | 0 | 5 | 23164-121-015178 | BIG DADDY'S FAYETTVILLE LLC
53259 | Currently in Use |  | 2020-10-15 06:00 |  | Petroleum | On road diesel | On road diesel | Retail | Double Wall, Fiberglass coated steel | Fiberglass coated steel |  |  | Double Wall, Fiberglass reinforced plastic |  |  |  | Catchment Basin, Single walled catchment basin | Automatic shutoff device At 95% full | Automatic shutoff device At 95% full | Interstitial Monitoring within Secondary Containment |  |  |  | Automatic flow restrictor (MLLD), Containment Sump | Containment Sump | Interstitial Monitoring within Secondary Containment |  | Continuous alarm system | Continuous alarm system |  | UST Currently In Use: 3; UST Temp Close: 0; AST Currently In Use: 0; AST Temp Closed: 0 | 3 | 0 | 5 | 23164-121-015178 | BIG DADDY'S FAYETTVILLE LLC
53260 | Currently in Use |  | 2020-10-15 06:00 |  | Petroleum | On road diesel | On road diesel | Retail | Double Wall, Fiberglass coated steel | Fiberglass coated steel |  |  | Double Wall, Fiberglass reinforced plastic |  |  |  | Catchment Basin, Single walled catchment basin | Automatic shutoff device At 95% full | Automatic shutoff device At 95% full | Interstitial Monitoring within Secondary Containment |  |  |  | Automatic flow restrictor (MLLD), Containment Sump | Containment Sump | Interstitial Monitoring within Secondary Containment |  | Continuous alarm system | Continuous alarm system |  | UST Currently In Use: 3; UST Temp Close: 0; AST Currently In Use: 0; AST Temp Closed: 0 | 3 | 0 | 5 | 23164-121-015178 | BIG DADDY'S FAYETTVILLE LLC
53261 | Currently in Use |  | 2021-07-27 06:00 |  | Petroleum | Unleaded gasoline | Unleaded gasoline |  | Double Wall, Fiberglass reinforced plastic | Fiberglass reinforced plastic |  |  | Double Wall, Fiberglass reinforced plastic |  |  |  | Catchment Basin, Single walled catchment basin | Automatic shutoff device At 95% full | Automatic shutoff device At 95% full | Interstitial Monitoring within Secondary Containment |  |  |  | Containment Sump, Sump sensor relayed to automatically shut off submersible pump | Sump sensor relayed to automatically shut off submersible pump | Interstitial Monitoring within Secondary Containment |  |  |  |  | UST Currently In Use: 2; UST Temp Close: 0; AST Currently In Use: 0; AST Temp Closed: 0 | 2 | 0 | 2 | 13579-081-018714 | MURPHY OIL USA, INC.
53262 | Currently in Use |  | 2021-07-27 06:00 |  | Petroleum | Premium gasoline | Premium gasoline | Retail | Double Wall, Fiberglass reinforced plastic | Fiberglass reinforced plastic |  |  | Double Wall, Fiberglass reinforced plastic |  |  |  | Catchment Basin, Single walled catchment basin | Automatic shutoff device At 95% full | Automatic shutoff device At 95% full | Interstitial Monitoring within Secondary Containment |  |  |  | Automatic flow restrictor (MLLD), Containment Sump, Sump sensor relayed to automatically shut off submersible pump | Sump sensor relayed to automatically shut off submersible pump | Interstitial Monitoring within Secondary Containment |  |  |  |  | UST Currently In Use: 2; UST Temp Close: 0; AST Currently In Use: 0; AST Temp Closed: 0 | 2 | 0 | 2 | 13579-081-018714 | MURPHY OIL USA, INC.
53263 | Currently in Use |  | 2021-08-01 06:00 |  | Petroleum | Premium gasoline | Premium gasoline | Retail | Double Wall, Fiberglass coated steel | Fiberglass coated steel |  |  | Double Wall, Fiberglass reinforced plastic |  |  |  | Catchment Basin, Single walled catchment basin | Automatic shutoff device At 95% full | Automatic shutoff device At 95% full | Interstitial Monitoring within Secondary Containment |  | Continuous Automatic Tank Gauge |  | Automatic shutoff device (AELLD), Containment Sump, Sump sensor relayed to automatically shut off submersible pump | Sump sensor relayed to automatically shut off submersible pump | Interstitial Monitoring within Secondary Containment |  | Continuous alarm system | Continuous alarm system |  | UST Currently In Use: 4; UST Temp Close: 0; AST Currently In Use: 0; AST Temp Closed: 0 | 4 | 0 | 0 | 13343-073-018435 | MCCULLOUGH OIL COMPANY, INC.
53264 | Currently in Use |  | 2021-08-25 06:00 |  | Petroleum | Unleaded gasoline | Unleaded gasoline | Retail | Double Wall, Fiberglass coated steel | Fiberglass coated steel |  |  | Double Wall, Fiberglass reinforced plastic |  | 2021-08-25 06:00 |  | Catchment Basin, Single walled catchment basin | Automatic shutoff device At 95% full | Automatic shutoff device At 95% full | Interstitial Monitoring within Secondary Containment |  |  | Single walled submersible pump containment sump | Automatic flow restrictor (MLLD), Containment Sump | Containment Sump | Interstitial Monitoring within Secondary Containment |  | Other, INTMON REQ | Other |  | UST Currently In Use: 4; UST Temp Close: 0; AST Currently In Use: 0; AST Temp Closed: 0 | 4 | 0 | 0 | 24200-077-021423 | MCCOY & COMPANY, INC.
53267 | Currently in Use |  | 2021-08-15 06:00 |  | Petroleum | Unleaded gasoline | Unleaded gasoline | Retail | Double Wall, Fiberglass coated steel | Fiberglass coated steel |  |  | Double Wall, Fiberglass reinforced plastic |  | 2021-08-25 06:00 |  | Catchment Basin, Single walled catchment basin | Automatic shutoff device At 95% full | Automatic shutoff device At 95% full | Interstitial Monitoring within Secondary Containment |  | Other, ATG | Single walled submersible pump containment sump | Automatic flow restrictor (MLLD), Containment Sump | Containment Sump | Interstitial Monitoring within Secondary Containment |  | Other, INTMON REQ | Other |  | UST Currently In Use: 4; UST Temp Close: 0; AST Currently In Use: 0; AST Temp Closed: 0 | 4 | 0 | 0 | 24200-077-021423 | MCCOY & COMPANY, INC.
53268 | Currently in Use |  | 2021-08-15 06:00 |  | Petroleum | Premium gasoline | Premium gasoline | Retail | Double Wall, Fiberglass coated steel | Fiberglass coated steel |  |  | Double Wall, Fiberglass reinforced plastic |  | 2021-08-25 06:00 |  | Catchment Basin, Single walled catchment basin | Automatic shutoff device At 95% full | Automatic shutoff device At 95% full | Interstitial Monitoring within Secondary Containment |  | Other, ATG | Single walled submersible pump containment sump | Automatic flow restrictor (MLLD), Containment Sump | Containment Sump | Interstitial Monitoring within Secondary Containment |  | Other, INTMON REQ | Other |  | UST Currently In Use: 4; UST Temp Close: 0; AST Currently In Use: 0; AST Temp Closed: 0 | 4 | 0 | 0 | 24200-077-021423 | MCCOY & COMPANY, INC.
53269 | Currently in Use |  | 2021-08-15 06:00 |  | Petroleum | On road diesel | On road diesel | Retail | Double Wall, Fiberglass coated steel | Fiberglass coated steel |  |  | Double Wall, Fiberglass reinforced plastic |  | 2021-08-25 06:00 |  | Catchment Basin, Single walled catchment basin | Automatic shutoff device At 95% full | Automatic shutoff device At 95% full | Interstitial Monitoring within Secondary Containment |  | Other, ATG | Single walled submersible pump containment sump | Automatic flow restrictor (MLLD), Containment Sump | Containment Sump | Interstitial Monitoring within Secondary Containment |  | Other, INTMON REQ | Other |  | UST Currently In Use: 4; UST Temp Close: 0; AST Currently In Use: 0; AST Temp Closed: 0 | 4 | 0 | 0 | 24200-077-021423 | MCCOY & COMPANY, INC.
53271 | Currently in Use |  | 2021-09-14 06:00 |  | Petroleum | Unleaded gasoline | Unleaded gasoline | Retail | Double Wall, Fiberglass reinforced plastic | Fiberglass reinforced plastic |  |  | Double Wall, Fiberglass reinforced plastic |  |  |  | Double walled catchment basin | Automatic shutoff device At 95% full | Automatic shutoff device At 95% full | Interstitial Monitoring within Secondary Containment |  |  | Single walled under dispenser containment | Automatic flow restrictor (MLLD), Sump sensor relayed to automatically shut off submersible pump | Sump sensor relayed to automatically shut off submersible pump | Interstitial Monitoring within Secondary Containment |  |  |  |  | UST Currently In Use: 2; UST Temp Close: 0; AST Currently In Use: 0; AST Temp Closed: 0 | 2 | 0 | 0 | 13579-089-018900 | Murphy Oil USA, Inc.
53272 | Currently in Use |  | 2021-09-14 06:00 |  | Petroleum | Premium gasoline | Premium gasoline | Retail | Double Wall, Fiberglass reinforced plastic | Fiberglass reinforced plastic |  |  | Double Wall, Fiberglass reinforced plastic |  |  |  | Double walled catchment basin | Automatic shutoff device At 95% full | Automatic shutoff device At 95% full | Interstitial Monitoring within Secondary Containment |  |  | Single walled under dispenser containment | Automatic flow restrictor (MLLD), Sump sensor relayed to automatically shut off submersible pump | Sump sensor relayed to automatically shut off submersible pump | Interstitial Monitoring within Secondary Containment |  |  |  |  | UST Currently In Use: 2; UST Temp Close: 0; AST Currently In Use: 0; AST Temp Closed: 0 | 2 | 0 | 0 | 13579-089-018900 | Murphy Oil USA, Inc.
53274 | Currently in Use |  | 2021-05-12 06:00 |  | Petroleum | Unleaded gasoline | Unleaded gasoline | Retail | Double Wall, Fiberglass reinforced plastic | Fiberglass reinforced plastic |  |  | Double Wall, Flexible |  |  |  | Double walled catchment basin | Automatic shutoff device At 95% full | Automatic shutoff device At 95% full | Interstitial Monitoring within Secondary Containment |  |  | Single walled submersible pump containment sump, Single walled under dispenser containment | Automatic shutoff device (AELLD) | Automatic shutoff device (AELLD) | Interstitial Monitoring within Secondary Containment |  |  |  |  | UST Currently In Use: 4; UST Temp Close: 0; AST Currently In Use: 0; AST Temp Closed: 0 | 4 | 0 | 0 | 21012-101-021428 | Speedway LLC
53275 | Currently in Use |  | 2021-05-12 06:00 |  | Petroleum | On road diesel | On road diesel | Retail | Double Wall, Fiberglass reinforced plastic | Fiberglass reinforced plastic |  |  | Double Wall, Flexible |  |  |  | Double walled catchment basin | Automatic shutoff device At 95% full | Automatic shutoff device At 95% full | Interstitial Monitoring within Secondary Containment |  |  | Single walled submersible pump containment sump, Single walled under dispenser containment | Automatic shutoff device (AELLD) | Automatic shutoff device (AELLD) | Interstitial Monitoring within Secondary Containment |  |  |  |  | UST Currently In Use: 4; UST Temp Close: 0; AST Currently In Use: 0; AST Temp Closed: 0 | 4 | 0 | 0 | 21012-101-021428 | Speedway LLC
53276 | Currently in Use |  | 2021-05-12 06:00 |  |  |  |  | Retail | Double Wall, Fiberglass reinforced plastic | Fiberglass reinforced plastic |  |  | Double Wall, Flexible |  |  |  | Double walled catchment basin | Automatic shutoff device At 95% full | Automatic shutoff device At 95% full | Interstitial Monitoring within Secondary Containment | SENSOR TO ATG |  | Single walled under dispenser containment | Automatic shutoff device (AELLD) | Automatic shutoff device (AELLD) | Interstitial Monitoring within Secondary Containment | SENSOR TO ATG |  |  |  | UST Currently In Use: 4; UST Temp Close: 0; AST Currently In Use: 0; AST Temp Closed: 0 | 4 | 0 | 0 | 21012-101-021428 | Speedway LLC
53277 | Currently in Use |  | 2021-05-12 06:00 |  | Petroleum | Premium gasoline | Premium gasoline | Retail | Double Wall, Fiberglass reinforced plastic | Fiberglass reinforced plastic |  |  | Double Wall, Flexible |  |  |  | Double walled catchment basin | Automatic shutoff device At 95% full | Automatic shutoff device At 95% full | Interstitial Monitoring within Secondary Containment |  |  | Single walled submersible pump containment sump, Single walled under dispenser containment | Automatic shutoff device (AELLD) | Automatic shutoff device (AELLD) | Interstitial Monitoring within Secondary Containment |  |  |  |  | UST Currently In Use: 4; UST Temp Close: 0; AST Currently In Use: 0; AST Temp Closed: 0 | 4 | 0 | 0 | 21012-101-021428 | Speedway LLC
53280 | Currently in Use |  | 1999-01-01 06:00 |  |  |  |  | Emergency Power Generator | Double Wall, Fiberglass reinforced plastic | Fiberglass reinforced plastic |  |  | Double Wall, Fiberglass reinforced plastic |  |  |  | Single walled catchment basin |  |  | Interstitial Monitoring within Secondary Containment | [10 empty] | UST Currently In Use: 1; UST Temp Close: 0; AST Currently In Use: 0; AST Temp Closed: 0 | 1 | 0 | 0 | 26056-101-021429 | General Services Administation
53282 | Currently in Use |  | 2021-04-21 06:00 |  | Petroleum | Unleaded gasoline | Unleaded gasoline | Retail | Double Wall, Fiberglass coated steel | Fiberglass coated steel |  |  | Flexible |  |  |  | Single walled catchment basin |  |  | Interstitial Monitoring within Secondary Containment |  |  |  | Automatic flow restrictor (MLLD) | Automatic flow restrictor (MLLD) | Interstitial Monitoring within Secondary Containment |  |  |  | Pressurized Piping | UST Currently In Use: 4; UST Temp Close: 1; AST Currently In Use: 0; AST Temp Closed: 0 | 4 | 1 | 0 | 25299-031-011362 | CAROLINES COUNTRY STORES LLC
53283 | Currently in Use | [29 empty] | UST Currently In Use: 3; UST Temp Close: 0; AST Currently In Use: 0; AST Temp Closed: 0 | 3 | 0 | 0 | 24423-127-018433 | MRIGESH PATEL
53291 | Currently in Use |  | 2021-05-31 06:00 |  | Petroleum | Unleaded gasoline | Unleaded gasoline | Retail | Double Wall, Fiberglass reinforced plastic | Fiberglass reinforced plastic |  |  | Double Wall, Fiberglass reinforced plastic |  |  |  | Single walled catchment basin | Automatic shutoff device At 95% full | Automatic shutoff device At 95% full | Interstitial Monitoring within Secondary Containment |  | Automatic Tank Gauge | Single walled submersible pump containment sump | Automatic shutoff device (AELLD) | Automatic shutoff device (AELLD) | Interstitial Monitoring within Secondary Containment |  |  |  |  | UST Currently In Use: 2; UST Temp Close: 0; AST Currently In Use: 0; AST Temp Closed: 0 | 2 | 0 | 0 | 20411-073-021438 | D.C. Oil Co.
53292 | Currently in Use |  | 2021-05-31 06:00 |  | Petroleum | Premium gasoline | Premium gasoline | Retail | Double Wall, Fiberglass reinforced plastic | Fiberglass reinforced plastic |  |  | Double Wall, Fiberglass reinforced plastic |  |  |  | Single walled catchment basin | Automatic shutoff device At 95% full | Automatic shutoff device At 95% full | Interstitial Monitoring within Secondary Containment |  | Automatic Tank Gauge | Single walled submersible pump containment sump | Automatic shutoff device (AELLD) | Automatic shutoff device (AELLD) | Interstitial Monitoring within Secondary Containment |  |  |  |  | UST Currently In Use: 2; UST Temp Close: 0; AST Currently In Use: 0; AST Temp Closed: 0 | 2 | 0 | 0 | 20411-073-021438 | D.C. Oil Co.
53294 | Currently in Use |  | 2021-05-19 06:00 |  | Petroleum | Unleaded gasoline | Unleaded gasoline | Retail | Double Wall, Fiberglass reinforced plastic | Fiberglass reinforced plastic |  |  | Double Wall, Fiberglass reinforced plastic, Flexible |  |  |  | Double walled catchment basin | Automatic shutoff device At 95% full | Automatic shutoff device At 95% full | Interstitial Monitoring within Secondary Containment |  | Continuous Automatic Tank Gauge | Single walled submersible pump containment sump, Single walled under dispenser containment | Automatic shutoff device (AELLD) | Automatic shutoff device (AELLD) | Interstitial Monitoring within Secondary Containment |  |  |  |  | UST Currently In Use: 9; UST Temp Close: 0; AST Currently In Use: 0; AST Temp Closed: 0 | 9 | 0 | 0 | 26075-125-021439 | QuikTrip Corporation
53295 | Currently in Use |  | 2021-05-19 06:00 |  | Petroleum | Unleaded gasoline | Unleaded gasoline | Retail | Double Wall, Fiberglass reinforced plastic | Fiberglass reinforced plastic |  |  | Double Wall, Fiberglass reinforced plastic, Flexible |  |  |  | Double walled catchment basin | Automatic shutoff device At 95% full | Automatic shutoff device At 95% full | Interstitial Monitoring within Secondary Containment |  | Continuous Automatic Tank Gauge | Single walled submersible pump containment sump, Single walled under dispenser containment | Automatic shutoff device (AELLD) | Automatic shutoff device (AELLD) | Interstitial Monitoring within Secondary Containment |  |  |  |  | UST Currently In Use: 9; UST Temp Close: 0; AST Currently In Use: 0; AST Temp Closed: 0 | 9 | 0 | 0 | 26075-125-021439 | QuikTrip Corporation
53297 | Currently in Use |  | 2022-05-19 06:00 |  | Petroleum | Ethanol free gasoline | Ethanol free gasoline | Retail | Double Wall, Fiberglass reinforced plastic | Fiberglass reinforced plastic |  |  | Double Wall, Fiberglass reinforced plastic, Flexible |  |  |  | Double walled catchment basin | Automatic shutoff device At 95% full | Automatic shutoff device At 95% full | Interstitial Monitoring within Secondary Containment |  | Continuous Automatic Tank Gauge | Single walled submersible pump containment sump, Single walled under dispenser containment | Automatic shutoff device (AELLD) | Automatic shutoff device (AELLD) | Interstitial Monitoring within Secondary Containment |  |  |  |  | UST Currently In Use: 9; UST Temp Close: 0; AST Currently In Use: 0; AST Temp Closed: 0 | 9 | 0 | 0 | 26075-125-021439 | QuikTrip Corporation
53298 | Currently in Use |  | 2021-05-19 06:00 |  | Petroleum | Premium gasoline | Premium gasoline | Retail | Double Wall, Fiberglass reinforced plastic | Fiberglass reinforced plastic |  |  | Double Wall, Fiberglass reinforced plastic, Flexible |  |  |  | Double walled catchment basin | Automatic shutoff device At 95% full | Automatic shutoff device At 95% full | Interstitial Monitoring within Secondary Containment |  | Continuous Automatic Tank Gauge | Single walled submersible pump containment sump, Single walled under dispenser containment | Automatic shutoff device (AELLD) | Automatic shutoff device (AELLD) | Interstitial Monitoring within Secondary Containment |  |  |  |  | UST Currently In Use: 9; UST Temp Close: 0; AST Currently In Use: 0; AST Temp Closed: 0 | 9 | 0 | 0 | 26075-125-021439 | QuikTrip Corporation
53299 | Currently in Use |  | 2021-05-12 06:00 |  | Petroleum | On road diesel | On road diesel | Retail | Double Wall, Fiberglass reinforced plastic | Fiberglass reinforced plastic |  |  | Double Wall, Fiberglass reinforced plastic |  |  |  | Double walled catchment basin | Automatic shutoff device At 95% full | Automatic shutoff device At 95% full | Interstitial Monitoring within Secondary Containment |  | Continuous Automatic Tank Gauge | Single walled submersible pump containment sump, Single walled under dispenser containment | Automatic shutoff device (AELLD) | Automatic shutoff device (AELLD) | Interstitial Monitoring within Secondary Containment |  |  |  |  | UST Currently In Use: 9; UST Temp Close: 0; AST Currently In Use: 0; AST Temp Closed: 0 | 9 | 0 | 0 | 26075-125-021439 | QuikTrip Corporation
53300 | Currently in Use |  | 2021-05-12 06:00 |  | Petroleum | On road diesel | On road diesel | Retail | Double Wall, Fiberglass reinforced plastic | Fiberglass reinforced plastic |  |  | Double Wall, Fiberglass reinforced plastic, Flexible |  |  |  | Double walled catchment basin | Automatic shutoff device At 95% full | Automatic shutoff device At 95% full | Interstitial Monitoring within Secondary Containment |  | Continuous Automatic Tank Gauge | Single walled submersible pump containment sump, Single walled under dispenser containment | Automatic shutoff device (AELLD) | Automatic shutoff device (AELLD) | Interstitial Monitoring within Secondary Containment |  |  |  |  | UST Currently In Use: 9; UST Temp Close: 0; AST Currently In Use: 0; AST Temp Closed: 0 | 9 | 0 | 0 | 26075-125-021439 | QuikTrip Corporation
53301 | Currently in Use |  | 2021-05-12 06:00 |  | Petroleum | On road diesel | On road diesel | Retail | Double Wall, Fiberglass reinforced plastic | Fiberglass reinforced plastic |  |  | Double Wall, Fiberglass reinforced plastic |  |  |  | Double walled catchment basin | Automatic shutoff device At 95% full | Automatic shutoff device At 95% full | Interstitial Monitoring within Secondary Containment |  | Continuous Automatic Tank Gauge | Single walled submersible pump containment sump, Single walled under dispenser containment | Automatic shutoff device (AELLD) | Automatic shutoff device (AELLD) | Interstitial Monitoring within Secondary Containment |  |  |  |  | UST Currently In Use: 9; UST Temp Close: 0; AST Currently In Use: 0; AST Temp Closed: 0 | 9 | 0 | 0 | 26075-125-021439 | QuikTrip Corporation
53302 | Currently in Use |  | 2021-05-12 06:00 |  | Petroleum | On road diesel | On road diesel | Retail | Double Wall, Fiberglass reinforced plastic | Fiberglass reinforced plastic |  |  | Double Wall, Fiberglass reinforced plastic |  |  |  | Double walled catchment basin | Automatic shutoff device At 95% full | Automatic shutoff device At 95% full | Interstitial Monitoring within Secondary Containment |  | Continuous Automatic Tank Gauge | Single walled submersible pump containment sump, Single walled under dispenser containment | Automatic shutoff device (AELLD) | Automatic shutoff device (AELLD) | Interstitial Monitoring within Secondary Containment |  |  |  |  | UST Currently In Use: 9; UST Temp Close: 0; AST Currently In Use: 0; AST Temp Closed: 0 | 9 | 0 | 0 | 26075-125-021439 | QuikTrip Corporation
53303 | Currently in Use |  | 2021-05-12 06:00 |  | Petroleum | Other, DEF | Other | Retail | Double Wall, Fiberglass reinforced plastic | Fiberglass reinforced plastic |  |  | Double Wall, Fiberglass reinforced plastic |  |  |  | Double walled catchment basin | Automatic shutoff device At 95% full | Automatic shutoff device At 95% full | Interstitial Monitoring within Secondary Containment |  | Continuous Automatic Tank Gauge | Single walled submersible pump containment sump, Single walled under dispenser containment | Automatic shutoff device (AELLD) | Automatic shutoff device (AELLD) | Interstitial Monitoring within Secondary Containment |  |  |  |  | UST Currently In Use: 9; UST Temp Close: 0; AST Currently In Use: 0; AST Temp Closed: 0 | 9 | 0 | 0 | 26075-125-021439 | QuikTrip Corporation
53305 | Currently in Use |  | 2021-10-19 06:00 |  | Petroleum | Unleaded gasoline | Unleaded gasoline | Retail | Double Wall, Fiberglass coated steel | Fiberglass coated steel |  |  | Double Wall, Flexible |  |  |  | Single walled catchment basin | Automatic shutoff device At 95% full | Automatic shutoff device At 95% full | Interstitial Monitoring within Secondary Containment |  |  | Single walled submersible pump containment sump, Single walled under dispenser containment | Automatic shutoff device (AELLD) | Automatic shutoff device (AELLD) | Interstitial Monitoring within Secondary Containment |  |  |  |  | UST Currently In Use: 1; UST Temp Close: 0; AST Currently In Use: 0; AST Temp Closed: 0 | 1 | 0 | 0 | 22069-015-021440 | Sam's Properties, LLC
53307 | [30 empty] | UST Currently In Use: 1; UST Temp Close: 0; AST Currently In Use: 0; AST Temp Closed: 0 | 1 | 0 | 0 | 22069-015-021440 | Sam's Properties, LLC
53313 | Currently in Use |  | 2021-09-13 06:00 |  | Petroleum | Unleaded gasoline | Unleaded gasoline | Retail | Double Wall, Fiberglass reinforced plastic | Fiberglass reinforced plastic |  |  | Double Wall, Fiberglass reinforced plastic |  |  |  | Single walled catchment basin | Automatic shutoff device At 95% full | Automatic shutoff device At 95% full | Interstitial Monitoring within Secondary Containment |  | Continuous Automatic Tank Gauge | Single walled submersible pump containment sump, Single walled under dispenser containment | Automatic shutoff device (AELLD), Sump sensor relayed to automatically shut off submersible pump | Sump sensor relayed to automatically shut off submersible pump | Interstitial Monitoring within Secondary Containment |  |  |  |  | UST Currently In Use: 4; UST Temp Close: 0; AST Currently In Use: 0; AST Temp Closed: 0 | 4 | 0 | 0 | 13343-073-021446 | McCullough Oil Company, Inc.
53314 | Currently in Use |  | 2021-09-13 06:00 |  | Petroleum | Premium gasoline | Premium gasoline | Retail | Double Wall, Fiberglass reinforced plastic | Fiberglass reinforced plastic |  |  | Double Wall, Fiberglass reinforced plastic |  |  |  | Single walled catchment basin | Automatic shutoff device At 95% full | Automatic shutoff device At 95% full | Interstitial Monitoring within Secondary Containment |  | Continuous Automatic Tank Gauge | Single walled submersible pump containment sump, Single walled under dispenser containment | Automatic shutoff device (AELLD), Sump sensor relayed to automatically shut off submersible pump | Sump sensor relayed to automatically shut off submersible pump | Interstitial Monitoring within Secondary Containment |  |  |  |  | UST Currently In Use: 4; UST Temp Close: 0; AST Currently In Use: 0; AST Temp Closed: 0 | 4 | 0 | 0 | 13343-073-021446 | McCullough Oil Company, Inc.
53315 | Currently in Use |  | 2021-09-13 06:00 |  | Petroleum | Ethanol free gasoline | Ethanol free gasoline | Retail | Double Wall, Fiberglass reinforced plastic | Fiberglass reinforced plastic |  |  | Double Wall, Fiberglass reinforced plastic |  |  |  | Single walled catchment basin | Automatic shutoff device At 95% full | Automatic shutoff device At 95% full | Interstitial Monitoring within Secondary Containment |  | Continuous Automatic Tank Gauge | Single walled submersible pump containment sump, Single walled under dispenser containment | Automatic shutoff device (AELLD), Sump sensor relayed to automatically shut off submersible pump | Sump sensor relayed to automatically shut off submersible pump | Interstitial Monitoring within Secondary Containment |  |  |  |  | UST Currently In Use: 4; UST Temp Close: 0; AST Currently In Use: 0; AST Temp Closed: 0 | 4 | 0 | 0 | 13343-073-021446 | McCullough Oil Company, Inc.
53316 | Currently in Use |  | 2021-09-13 06:00 |  | Petroleum | On road diesel | On road diesel | Retail | Double Wall, Fiberglass reinforced plastic | Fiberglass reinforced plastic |  |  | Double Wall, Fiberglass reinforced plastic |  |  |  | Single walled catchment basin | Automatic shutoff device At 95% full | Automatic shutoff device At 95% full | Interstitial Monitoring within Secondary Containment |  | Continuous Automatic Tank Gauge | Single walled submersible pump containment sump, Single walled under dispenser containment | Automatic shutoff device (AELLD), Sump sensor relayed to automatically shut off submersible pump | Sump sensor relayed to automatically shut off submersible pump | Interstitial Monitoring within Secondary Containment |  |  |  |  | UST Currently In Use: 4; UST Temp Close: 0; AST Currently In Use: 0; AST Temp Closed: 0 | 4 | 0 | 0 | 13343-073-021446 | McCullough Oil Company, Inc.
53317 | Currently in Use |  | 2021-09-23 06:00 |  | Petroleum | Unleaded gasoline | Unleaded gasoline | Retail | Double Wall, Fiberglass reinforced plastic | Fiberglass reinforced plastic | [6 empty] | Catchment Basin | Automatic shutoff device At 95% full | Automatic shutoff device At 95% full | Interstitial Monitoring within Secondary Containment | [5 empty] | Interstitial Monitoring within Secondary Containment |  |  |  |  | UST Currently In Use: 2; UST Temp Close: 0; AST Currently In Use: 0; AST Temp Closed: 0 | 2 | 0 | 2 | 13579-111-018892 | MURPHY OIL USA, INC.
53318 | Currently in Use |  | 2021-09-23 06:00 |  | Petroleum | Premium gasoline | Premium gasoline | Retail |  |  |  |  | Double Wall |  |  |  | Catchment Basin | Automatic shutoff device At 95% full | Automatic shutoff device At 95% full | [6 empty] | Interstitial Monitoring within Secondary Containment |  |  |  |  | UST Currently In Use: 2; UST Temp Close: 0; AST Currently In Use: 0; AST Temp Closed: 0 | 2 | 0 | 2 | 13579-111-018892 | MURPHY OIL USA, INC.
53329 | Currently in Use |  | 2021-11-18 06:00 |  | Petroleum | Unleaded gasoline | Unleaded gasoline | Retail | Double Wall, Fiberglass coated steel | Fiberglass coated steel |  |  | Double Wall, Flexible |  |  |  | Single walled catchment basin | Automatic shutoff device At 95% full | Automatic shutoff device At 95% full | Interstitial Monitoring within Secondary Containment | SENSOR TO ATG | Continuous Automatic Tank Gauge | Double walled submersible pump containment sump | Automatic flow restrictor (MLLD) | Automatic flow restrictor (MLLD) | Interstitial Monitoring within Secondary Containment | SENSOR TO ATG | Annual line testing | Annual line testing |  | UST Currently In Use: 1; UST Temp Close: 0; AST Currently In Use: 0; AST Temp Closed: 0 | 1 | 0 | 0 | 25895-073-010831 | Delta Investments
53330 | Currently in Use |  | 2021-10-09 06:00 |  | Petroleum | Unleaded gasoline | Unleaded gasoline | Retail | Double Wall, Fiberglass reinforced plastic | Fiberglass reinforced plastic |  |  | Double Wall, Fiberglass reinforced plastic, Flexible |  |  |  | Double walled catchment basin | Audible high level alarm At 90% full, Automatic shutoff device At 95% full | Automatic shutoff device At 95% full | Interstitial Monitoring within Secondary Containment |  | Continuous Automatic Tank Gauge | Single walled submersible pump containment sump, Single walled under dispenser containment | Automatic shutoff device (AELLD) | Automatic shutoff device (AELLD) | Interstitial Monitoring within Secondary Containment |  |  |  |  | UST Currently In Use: 3; UST Temp Close: 0; AST Currently In Use: 0; AST Temp Closed: 0 | 3 | 0 | 0 | 21233-117-021449 | Mapco
53331 | Currently in Use |  | 2021-10-09 06:00 |  | Petroleum | Unleaded gasoline | Unleaded gasoline | Retail | Double Wall, Fiberglass reinforced plastic | Fiberglass reinforced plastic |  |  | Double Wall, Fiberglass reinforced plastic, Flexible |  |  |  | Double walled catchment basin | Audible high level alarm At 90% full, Automatic shutoff device At 95% full | Automatic shutoff device At 95% full | Interstitial Monitoring within Secondary Containment |  | Continuous Automatic Tank Gauge | Single walled submersible pump containment sump, Single walled under dispenser containment | Automatic shutoff device (AELLD) | Automatic shutoff device (AELLD) | Interstitial Monitoring within Secondary Containment |  |  |  |  | UST Currently In Use: 3; UST Temp Close: 0; AST Currently In Use: 0; AST Temp Closed: 0 | 3 | 0 | 0 | 21233-117-021449 | Mapco
53332 | Currently in Use |  | 2021-10-09 06:00 |  | Petroleum | Unleaded gasoline | Unleaded gasoline | Retail | Double Wall, Fiberglass reinforced plastic | Fiberglass reinforced plastic |  |  | Double Wall, Fiberglass reinforced plastic, Flexible |  |  |  | Double walled catchment basin | Audible high level alarm At 90% full, Automatic shutoff device At 95% full | Automatic shutoff device At 95% full | Interstitial Monitoring within Secondary Containment |  | Continuous Automatic Tank Gauge | Single walled submersible pump containment sump, Single walled under dispenser containment | Automatic shutoff device (AELLD) | Automatic shutoff device (AELLD) | Interstitial Monitoring within Secondary Containment |  |  |  |  | UST Currently In Use: 3; UST Temp Close: 0; AST Currently In Use: 0; AST Temp Closed: 0 | 3 | 0 | 0 | 21233-117-021449 | Mapco
53340 | Currently in Use |  | 2021-08-12 06:00 |  | Petroleum | Unleaded gasoline | Unleaded gasoline | Retail | Double Wall, Fiberglass reinforced plastic | Fiberglass reinforced plastic |  |  | Double Wall, Flexible |  |  |  | Single walled catchment basin | Automatic shutoff device At 95% full | Automatic shutoff device At 95% full | Interstitial Monitoring within Secondary Containment |  |  | Single walled submersible pump containment sump, Single walled under dispenser containment | Automatic shutoff device (AELLD) | Automatic shutoff device (AELLD) | Interstitial Monitoring within Secondary Containment |  |  |  |  | UST Currently In Use: 4; UST Temp Close: 0; AST Currently In Use: 0; AST Temp Closed: 0 | 4 | 0 | 0 | 21012-073-021450 | Speedway LLC
53341 | Currently in Use |  | 2021-08-12 06:00 |  | Petroleum | On road diesel | On road diesel | Retail | Double Wall, Fiberglass reinforced plastic | Fiberglass reinforced plastic |  |  | Double Wall, Flexible |  |  |  | Single walled catchment basin | Automatic shutoff device At 95% full | Automatic shutoff device At 95% full | Interstitial Monitoring within Secondary Containment |  |  | Single walled submersible pump containment sump, Single walled under dispenser containment | Automatic shutoff device (AELLD) | Automatic shutoff device (AELLD) | Interstitial Monitoring within Secondary Containment |  |  |  |  | UST Currently In Use: 4; UST Temp Close: 0; AST Currently In Use: 0; AST Temp Closed: 0 | 4 | 0 | 0 | 21012-073-021450 | Speedway LLC
53342 | Currently in Use |  | 2021-08-12 06:00 |  | Petroleum | On road diesel | On road diesel | Retail | Double Wall, Fiberglass reinforced plastic | Fiberglass reinforced plastic |  |  | Double Wall, Flexible |  |  |  | Single walled catchment basin | Automatic shutoff device At 95% full | Automatic shutoff device At 95% full | Interstitial Monitoring within Secondary Containment |  |  | Single walled submersible pump containment sump, Single walled under dispenser containment | Automatic shutoff device (AELLD) | Automatic shutoff device (AELLD) | Interstitial Monitoring within Secondary Containment |  |  |  |  | UST Currently In Use: 4; UST Temp Close: 0; AST Currently In Use: 0; AST Temp Closed: 0 | 4 | 0 | 0 | 21012-073-021450 | Speedway LLC
53344 | Currently in Use |  | 2021-08-12 06:00 |  | Petroleum | Premium gasoline | Premium gasoline | Retail | Double Wall, Fiberglass reinforced plastic | Fiberglass reinforced plastic |  |  | Double Wall, Flexible |  |  |  | Single walled catchment basin | Automatic shutoff device At 95% full | Automatic shutoff device At 95% full | Interstitial Monitoring within Secondary Containment |  |  | Single walled submersible pump containment sump, Single walled under dispenser containment | Automatic shutoff device (AELLD) | Automatic shutoff device (AELLD) | Interstitial Monitoring within Secondary Containment |  |  |  |  | UST Currently In Use: 4; UST Temp Close: 0; AST Currently In Use: 0; AST Temp Closed: 0 | 4 | 0 | 0 | 21012-073-021450 | Speedway LLC
53346 | Currently in Use |  | 2021-11-14 06:00 |  | Petroleum | Unleaded gasoline | Unleaded gasoline | Retail | Double Wall | Double Wall |  |  | Double Wall |  |  |  | Single walled catchment basin | Automatic shutoff device At 95% full | Automatic shutoff device At 95% full | Interstitial Monitoring within Secondary Containment |  |  | Single walled under dispenser containment | Automatic flow restrictor (MLLD) | Automatic flow restrictor (MLLD) | Interstitial Monitoring within Secondary Containment |  |  |  |  | UST Currently In Use: 4; UST Temp Close: 0; AST Currently In Use: 0; AST Temp Closed: 0 | 4 | 0 | 0 | 25843-101-021457 | Gas Express Petroleum
53347 | Currently in Use |  | 2021-11-14 06:00 |  | Petroleum | Unleaded gasoline | Unleaded gasoline | Retail | Double Wall | Double Wall |  |  | Double Wall |  |  |  | Single walled catchment basin | Automatic shutoff device At 95% full | Automatic shutoff device At 95% full | Interstitial Monitoring within Secondary Containment |  |  | Single walled under dispenser containment | Automatic flow restrictor (MLLD) | Automatic flow restrictor (MLLD) | Interstitial Monitoring within Secondary Containment |  |  |  |  | UST Currently In Use: 4; UST Temp Close: 0; AST Currently In Use: 0; AST Temp Closed: 0 | 4 | 0 | 0 | 25843-101-021457 | Gas Express Petroleum
53348 | Currently in Use |  | 2021-11-14 06:00 |  | Petroleum | On road diesel | On road diesel | Retail | Double Wall | Double Wall |  |  | Double Wall |  |  |  | Single walled catchment basin | Automatic shutoff device At 95% full | Automatic shutoff device At 95% full | Interstitial Monitoring within Secondary Containment |  |  | Single walled under dispenser containment | Automatic flow restrictor (MLLD) | Automatic flow restrictor (MLLD) | Interstitial Monitoring within Secondary Containment |  |  |  |  | UST Currently In Use: 4; UST Temp Close: 0; AST Currently In Use: 0; AST Temp Closed: 0 | 4 | 0 | 0 | 25843-101-021457 | Gas Express Petroleum
53349 | Currently in Use |  | 2021-11-14 06:00 |  | Petroleum | Gasoline containing greater than 10% ethanol | Gasoline containing greater than 10% ethanol | Retail | Double Wall | Double Wall |  |  | Double Wall |  |  |  | Single walled catchment basin | Automatic shutoff device At 95% full | Automatic shutoff device At 95% full | Interstitial Monitoring within Secondary Containment |  |  | Single walled under dispenser containment | Automatic flow restrictor (MLLD) | Automatic flow restrictor (MLLD) | Interstitial Monitoring within Secondary Containment |  |  |  |  | UST Currently In Use: 4; UST Temp Close: 0; AST Currently In Use: 0; AST Temp Closed: 0 | 4 | 0 | 0 | 25843-101-021457 | Gas Express Petroleum
53357 | Currently in Use |  | 2021-12-15 06:00 |  | Petroleum | Unleaded gasoline | Unleaded gasoline | Retail | Double Wall | Double Wall |  |  | Flexible |  |  |  | Single walled catchment basin | Automatic shutoff device At 95% full | Automatic shutoff device At 95% full | Interstitial Monitoring within Secondary Containment |  |  | Single walled submersible pump containment sump, Single walled under dispenser containment | Automatic shutoff device (AELLD) | Automatic shutoff device (AELLD) | Interstitial Monitoring within Secondary Containment |  |  |  |  | UST Currently In Use: 4; UST Temp Close: 0; AST Currently In Use: 0; AST Temp Closed: 0 | 4 | 0 | 0 | 21126-101-021452 | FREEDOM FUELS LLC
53358 | Currently in Use |  | 2021-12-15 06:00 |  | Petroleum | Unleaded gasoline | Unleaded gasoline | Retail | Double Wall | Double Wall |  |  | Flexible |  |  |  | Single walled catchment basin | Automatic shutoff device At 95% full | Automatic shutoff device At 95% full | Interstitial Monitoring within Secondary Containment |  |  | Single walled submersible pump containment sump, Single walled under dispenser containment | Automatic shutoff device (AELLD) | Automatic shutoff device (AELLD) | Interstitial Monitoring within Secondary Containment |  |  |  |  | UST Currently In Use: 4; UST Temp Close: 0; AST Currently In Use: 0; AST Temp Closed: 0 | 4 | 0 | 0 | 21126-101-021452 | FREEDOM FUELS LLC
53359 | Currently in Use |  | 2021-12-15 06:00 |  | Petroleum | Premium gasoline | Premium gasoline | Retail | Double Wall | Double Wall |  |  | Flexible |  |  |  | Single walled catchment basin | Automatic shutoff device At 95% full | Automatic shutoff device At 95% full | Interstitial Monitoring within Secondary Containment |  |  | Single walled submersible pump containment sump, Single walled under dispenser containment | Automatic shutoff device (AELLD) | Automatic shutoff device (AELLD) | Interstitial Monitoring within Secondary Containment |  |  |  |  | UST Currently In Use: 4; UST Temp Close: 0; AST Currently In Use: 0; AST Temp Closed: 0 | 4 | 0 | 0 | 21126-101-021452 | FREEDOM FUELS LLC
53360 | Currently in Use |  | 2021-12-15 06:00 |  | Petroleum | Other, DEF - Diesel Exhaust Fluid | Other | Retail | Double Wall | Double Wall |  |  | Flexible |  |  |  | Single walled catchment basin | Automatic shutoff device At 95% full | Automatic shutoff device At 95% full | Interstitial Monitoring within Secondary Containment |  |  | Single walled submersible pump containment sump, Single walled under dispenser containment | Automatic shutoff device (AELLD) | Automatic shutoff device (AELLD) | Interstitial Monitoring within Secondary Containment |  |  |  |  | UST Currently In Use: 4; UST Temp Close: 0; AST Currently In Use: 0; AST Temp Closed: 0 | 4 | 0 | 0 | 21126-101-021452 | FREEDOM FUELS LLC
53361 | Currently in Use |  | 2020-09-20 06:00 |  | Petroleum | Unleaded gasoline | Unleaded gasoline | Retail | Double Wall, Fiberglass coated steel | Fiberglass coated steel |  |  | Double Wall, Fiberglass reinforced plastic |  |  |  | Single walled catchment basin | Automatic shutoff device At 95% full | Automatic shutoff device At 95% full | Interstitial Monitoring within Secondary Containment |  | Automatic Tank Gauge, Continuous Automatic Tank Gauge, Other, Interstitial monitoring within secondary containment | Single walled submersible pump containment sump, Single walled under dispenser containment | Automatic shutoff device (AELLD) | Automatic shutoff device (AELLD) | Interstitial Monitoring within Secondary Containment |  |  |  |  | UST Currently In Use: 3; UST Temp Close: 0; AST Currently In Use: 0; AST Temp Closed: 0 | 3 | 0 | 0 | 26092-115-021455 | Shri Shayona Inc
53362 | Currently in Use |  | 2020-09-20 06:00 |  | Petroleum | Premium gasoline | Premium gasoline | Retail | Double Wall, Fiberglass coated steel | Fiberglass coated steel |  |  | Double Wall, Fiberglass reinforced plastic |  |  |  | Single walled catchment basin | Automatic shutoff device At 95% full | Automatic shutoff device At 95% full | Interstitial Monitoring within Secondary Containment |  | Automatic Tank Gauge, Continuous Automatic Tank Gauge, Other, Interstitial monitoring within secondary containment | Single walled submersible pump containment sump, Single walled under dispenser containment | Automatic shutoff device (AELLD) | Automatic shutoff device (AELLD) | Interstitial Monitoring within Secondary Containment |  |  |  |  | UST Currently In Use: 3; UST Temp Close: 0; AST Currently In Use: 0; AST Temp Closed: 0 | 3 | 0 | 0 | 26092-115-021455 | Shri Shayona Inc
53363 | Currently in Use |  | 2020-09-20 06:00 |  | Petroleum | Off road diesel | Off road diesel | Retail | Double Wall, Fiberglass coated steel | Fiberglass coated steel |  |  | Double Wall, Fiberglass reinforced plastic |  |  |  | Single walled catchment basin | Automatic shutoff device At 95% full | Automatic shutoff device At 95% full | Interstitial Monitoring within Secondary Containment |  | Automatic Tank Gauge, Continuous Automatic Tank Gauge, Other, Interstitial monitoring within secondary containment | Single walled submersible pump containment sump, Single walled under dispenser containment | Automatic shutoff device (AELLD) | Automatic shutoff device (AELLD) | Interstitial Monitoring within Secondary Containment |  |  |  |  | UST Currently In Use: 3; UST Temp Close: 0; AST Currently In Use: 0; AST Temp Closed: 0 | 3 | 0 | 0 | 26092-115-021455 | Shri Shayona Inc
53371 | Currently in Use |  | 2021-04-08 06:00 |  | Petroleum | Ethanol free gasoline | Ethanol free gasoline | Retail | Double Wall, Fiberglass coated steel | Fiberglass coated steel |  |  | Double Wall, Fiberglass reinforced plastic |  |  |  | Single walled catchment basin | Automatic shutoff device At 95% full | Automatic shutoff device At 95% full | Interstitial Monitoring within Secondary Containment |  |  | Single walled under dispenser containment | Automatic flow restrictor (MLLD) | Automatic flow restrictor (MLLD) | Interstitial Monitoring within Secondary Containment |  |  |  |  | UST Currently In Use: 2; UST Temp Close: 0; AST Currently In Use: 0; AST Temp Closed: 0 | 2 | 0 | 0 | 26104-115-021458 | Shivaay LLC
53372 | Currently in Use |  | 2021-04-08 06:00 |  | Petroleum | Unleaded gasoline | Unleaded gasoline | Retail | Double Wall, Fiberglass coated steel | Fiberglass coated steel |  |  | Double Wall, Fiberglass reinforced plastic |  |  |  | Single walled catchment basin | Automatic shutoff device At 95% full | Automatic shutoff device At 95% full | Interstitial Monitoring within Secondary Containment |  |  | Single walled under dispenser containment | Automatic flow restrictor (MLLD) | Automatic flow restrictor (MLLD) | Interstitial Monitoring within Secondary Containment |  |  |  |  | UST Currently In Use: 2; UST Temp Close: 0; AST Currently In Use: 0; AST Temp Closed: 0 | 2 | 0 | 0 | 26104-115-021458 | Shivaay LLC
53376 | Currently in Use |  | 2021-05-19 06:00 |  | Petroleum | Unleaded gasoline | Unleaded gasoline | Retail | Double Wall, Fiberglass reinforced plastic | Fiberglass reinforced plastic |  |  | Double Wall, Fiberglass reinforced plastic, Flexible |  |  |  | Double walled catchment basin | Automatic shutoff device At 95% full | Automatic shutoff device At 95% full | Interstitial Monitoring within Secondary Containment |  | Continuous Automatic Tank Gauge | Single walled submersible pump containment sump, Single walled under dispenser containment | Automatic shutoff device (AELLD) | Automatic shutoff device (AELLD) | Interstitial Monitoring within Secondary Containment |  |  |  |  | UST Currently In Use: 9; UST Temp Close: 0; AST Currently In Use: 0; AST Temp Closed: 0 | 9 | 0 | 0 | 26103-117-021459 | QuikTrip
53377 | Currently in Use |  | 2021-05-19 06:00 |  | Petroleum | Unleaded gasoline | Unleaded gasoline | Retail | Double Wall, Fiberglass reinforced plastic | Fiberglass reinforced plastic |  |  | Double Wall, Fiberglass reinforced plastic, Flexible |  |  |  | Double walled catchment basin | Automatic shutoff device At 95% full | Automatic shutoff device At 95% full | Interstitial Monitoring within Secondary Containment |  | Continuous Automatic Tank Gauge | Single walled submersible pump containment sump, Single walled under dispenser containment | Automatic shutoff device (AELLD) | Automatic shutoff device (AELLD) | Interstitial Monitoring within Secondary Containment |  |  |  |  | UST Currently In Use: 9; UST Temp Close: 0; AST Currently In Use: 0; AST Temp Closed: 0 | 9 | 0 | 0 | 26103-117-021459 | QuikTrip
53378 | Currently in Use |  | 2021-05-19 06:00 |  | Petroleum | Ethanol free gasoline | Ethanol free gasoline | Retail | Double Wall, Fiberglass reinforced plastic | Fiberglass reinforced plastic |  |  | Double Wall, Fiberglass reinforced plastic, Flexible |  |  |  | Double walled catchment basin | Automatic shutoff device At 95% full | Automatic shutoff device At 95% full | Interstitial Monitoring within Secondary Containment |  | Continuous Automatic Tank Gauge | Single walled submersible pump containment sump, Single walled under dispenser containment | Automatic shutoff device (AELLD) | Automatic shutoff device (AELLD) | Interstitial Monitoring within Secondary Containment |  |  |  |  | UST Currently In Use: 9; UST Temp Close: 0; AST Currently In Use: 0; AST Temp Closed: 0 | 9 | 0 | 0 | 26103-117-021459 | QuikTrip
53379 | Currently in Use |  | 2021-05-19 06:00 |  | Petroleum | Premium gasoline | Premium gasoline | Retail | Double Wall, Fiberglass reinforced plastic | Fiberglass reinforced plastic |  |  | Double Wall, Fiberglass reinforced plastic, Flexible |  |  |  | Double walled catchment basin | Automatic shutoff device At 95% full | Automatic shutoff device At 95% full | Interstitial Monitoring within Secondary Containment |  | Continuous Automatic Tank Gauge | Single walled submersible pump containment sump, Single walled under dispenser containment | Automatic shutoff device (AELLD) | Automatic shutoff device (AELLD) | Interstitial Monitoring within Secondary Containment |  |  |  |  | UST Currently In Use: 9; UST Temp Close: 0; AST Currently In Use: 0; AST Temp Closed: 0 | 9 | 0 | 0 | 26103-117-021459 | QuikTrip
53380 | Currently in Use |  | 2021-05-12 06:00 |  | Petroleum | On road diesel | On road diesel | Retail | Double Wall, Fiberglass reinforced plastic | Fiberglass reinforced plastic |  |  | Double Wall, Fiberglass reinforced plastic |  |  |  | Double walled catchment basin | Automatic shutoff device At 95% full | Automatic shutoff device At 95% full | Interstitial Monitoring within Secondary Containment |  | Continuous Automatic Tank Gauge | Single walled submersible pump containment sump, Single walled under dispenser containment | Automatic shutoff device (AELLD) | Automatic shutoff device (AELLD) | Interstitial Monitoring within Secondary Containment |  |  |  |  | UST Currently In Use: 9; UST Temp Close: 0; AST Currently In Use: 0; AST Temp Closed: 0 | 9 | 0 | 0 | 26103-117-021459 | QuikTrip
53381 | Currently in Use |  | 2021-05-12 06:00 |  | Petroleum | On road diesel | On road diesel | Retail | Double Wall, Fiberglass reinforced plastic | Fiberglass reinforced plastic |  |  | Double Wall, Fiberglass reinforced plastic |  |  |  | Double walled catchment basin | Automatic shutoff device At 95% full | Automatic shutoff device At 95% full | Interstitial Monitoring within Secondary Containment |  | Continuous Automatic Tank Gauge | Single walled submersible pump containment sump, Single walled under dispenser containment | Automatic shutoff device (AELLD) | Automatic shutoff device (AELLD) | Interstitial Monitoring within Secondary Containment |  |  |  |  | UST Currently In Use: 9; UST Temp Close: 0; AST Currently In Use: 0; AST Temp Closed: 0 | 9 | 0 | 0 | 26103-117-021459 | QuikTrip
53382 | Currently in Use |  | 2021-05-12 06:00 |  | Petroleum | On road diesel | On road diesel | Retail | Double Wall, Fiberglass reinforced plastic | Fiberglass reinforced plastic |  |  | Double Wall, Fiberglass reinforced plastic |  |  |  | Double walled catchment basin | Automatic shutoff device At 95% full | Automatic shutoff device At 95% full | Interstitial Monitoring within Secondary Containment |  | Continuous Automatic Tank Gauge | Single walled submersible pump containment sump, Single walled under dispenser containment | Automatic shutoff device (AELLD) | Automatic shutoff device (AELLD) | Interstitial Monitoring within Secondary Containment |  |  |  |  | UST Currently In Use: 9; UST Temp Close: 0; AST Currently In Use: 0; AST Temp Closed: 0 | 9 | 0 | 0 | 26103-117-021459 | QuikTrip
53383 | Currently in Use |  | 2021-05-12 06:00 |  | Petroleum | On road diesel | On road diesel | Retail | Double Wall, Fiberglass reinforced plastic | Fiberglass reinforced plastic |  |  | Double Wall, Fiberglass reinforced plastic |  |  |  | Double walled catchment basin | Automatic shutoff device At 95% full | Automatic shutoff device At 95% full | Interstitial Monitoring within Secondary Containment |  | Continuous Automatic Tank Gauge | Single walled submersible pump containment sump, Single walled under dispenser containment | Automatic shutoff device (AELLD) | Automatic shutoff device (AELLD) | Interstitial Monitoring within Secondary Containment |  |  |  |  | UST Currently In Use: 9; UST Temp Close: 0; AST Currently In Use: 0; AST Temp Closed: 0 | 9 | 0 | 0 | 26103-117-021459 | QuikTrip
53384 | Currently in Use |  | 2021-05-12 06:00 |  | Petroleum | Other, DEF | Other | Retail | Double Wall, Fiberglass reinforced plastic | Fiberglass reinforced plastic |  |  | Double Wall, Fiberglass reinforced plastic |  |  |  | Double walled catchment basin | Automatic shutoff device At 95% full | Automatic shutoff device At 95% full | Interstitial Monitoring within Secondary Containment |  | Continuous Automatic Tank Gauge | Single walled submersible pump containment sump, Single walled under dispenser containment | Automatic shutoff device (AELLD) | Automatic shutoff device (AELLD) | Interstitial Monitoring within Secondary Containment |  |  |  |  | UST Currently In Use: 9; UST Temp Close: 0; AST Currently In Use: 0; AST Temp Closed: 0 | 9 | 0 | 0 | 26103-117-021459 | QuikTrip
53389 | Currently in Use |  | 2022-01-19 06:00 |  | Petroleum | Unleaded gasoline | Unleaded gasoline | Retail | Double Wall, Fiberglass reinforced plastic | Fiberglass reinforced plastic |  |  | Double Wall, Flexible |  |  |  | Single walled catchment basin | Audible high level alarm At 90% full, Automatic shutoff device At 95% full | Automatic shutoff device At 95% full | Interstitial Monitoring within Secondary Containment | SENSOR TO ATG | Automatic Tank Gauge | Single walled submersible pump containment sump, Single walled under dispenser containment | Sump sensor relayed to automatically shut off submersible pump | Sump sensor relayed to automatically shut off submersible pump | Interstitial Monitoring within Secondary Containment | SENSOR TO ATG |  |  | Pressurized Piping | UST Currently In Use: 2; UST Temp Close: 0; AST Currently In Use: 0; AST Temp Closed: 0 | 2 | 0 | 0 | 24978-089-021435 | Kroger Limited Partnership 1
53390 | Currently in Use |  | 2022-01-19 06:00 |  | Petroleum | Premium gasoline | Premium gasoline | Retail | Double Wall, Fiberglass reinforced plastic | Fiberglass reinforced plastic |  |  | Double Wall, Flexible |  |  |  | Single walled catchment basin | Audible high level alarm At 90% full, Automatic shutoff device At 95% full | Automatic shutoff device At 95% full | Interstitial Monitoring within Secondary Containment |  | Automatic Tank Gauge | Single walled submersible pump containment sump, Single walled under dispenser containment | Sump sensor relayed to automatically shut off submersible pump | Sump sensor relayed to automatically shut off submersible pump | Interstitial Monitoring within Secondary Containment |  |  |  |  | UST Currently In Use: 2; UST Temp Close: 0; AST Currently In Use: 0; AST Temp Closed: 0 | 2 | 0 | 0 | 24978-089-021435 | Kroger Limited Partnership 1
53414 | Currently in Use |  | 2022-06-15 06:00 |  | Petroleum | Unleaded gasoline | Unleaded gasoline | Retail | Double Wall, Fiberglass coated steel | Fiberglass coated steel |  |  | Double Wall, Flexible |  | 2022-06-15 06:00 |  | Double walled catchment basin | Automatic shutoff device At 95% full | Automatic shutoff device At 95% full | Interstitial Monitoring within Secondary Containment | SENSOR TO ATG |  | Single walled submersible pump containment sump, Single walled under dispenser containment | Sump sensor relayed to automatically shut off submersible pump | Sump sensor relayed to automatically shut off submersible pump | Interstitial Monitoring within Secondary Containment | SENSOR TO ATG |  |  | Pressurized Piping | UST Currently In Use: 1; UST Temp Close: 0; AST Currently In Use: 0; AST Temp Closed: 0 | 1 | 0 | 0 | 23372-043-021468 | Midstates Petroleum
53415 | Currently in Use |  | 2021-09-23 06:00 |  | Petroleum | Unleaded gasoline | Unleaded gasoline | Retail | Double Wall, Fiberglass reinforced plastic | Fiberglass reinforced plastic |  |  | Double Wall, Fiberglass reinforced plastic |  |  |  | Double walled catchment basin | Automatic shutoff device At 95% full | Automatic shutoff device At 95% full | Interstitial Monitoring within Secondary Containment |  | Continuous Automatic Tank Gauge | Single walled submersible pump containment sump, Single walled under dispenser containment | Automatic shutoff device (AELLD) | Automatic shutoff device (AELLD) | Interstitial Monitoring within Secondary Containment |  |  |  |  | UST Currently In Use: 2; UST Temp Close: 0; AST Currently In Use: 0; AST Temp Closed: 0 | 2 | 0 | 0 | 12920-003-021461 | Junior Food Stores of West Florida, Inc.
53416 | Currently in Use |  | 2021-09-23 06:00 |  | Petroleum | Unleaded gasoline | Unleaded gasoline | Retail | Double Wall, Fiberglass reinforced plastic | Fiberglass reinforced plastic |  |  | Double Wall, Fiberglass reinforced plastic |  |  |  | Double walled catchment basin | Automatic shutoff device At 95% full | Automatic shutoff device At 95% full | Interstitial Monitoring within Secondary Containment |  | Continuous Automatic Tank Gauge | Single walled submersible pump containment sump, Single walled under dispenser containment | Automatic shutoff device (AELLD) | Automatic shutoff device (AELLD) | Interstitial Monitoring within Secondary Containment |  |  |  |  | UST Currently In Use: 2; UST Temp Close: 0; AST Currently In Use: 0; AST Temp Closed: 0 | 2 | 0 | 0 | 12920-003-021461 | Junior Food Stores of West Florida, Inc.
53426 | Currently in Use |  | 2021-07-23 06:00 |  | Petroleum | Unleaded gasoline | Unleaded gasoline | Retail | Double Wall, Fiberglass reinforced plastic | Fiberglass reinforced plastic |  |  | Double Wall, Fiberglass reinforced plastic |  |  |  | Double walled catchment basin | Audible high level alarm At 90% full, Automatic shutoff device At 95% full | Automatic shutoff device At 95% full | Interstitial Monitoring within Secondary Containment |  |  | Single walled submersible pump containment sump, Single walled under dispenser containment | Automatic flow restrictor (MLLD) | Automatic flow restrictor (MLLD) | Interstitial Monitoring within Secondary Containment |  |  |  |  | UST Currently In Use: 4; UST Temp Close: 0; AST Currently In Use: 0; AST Temp Closed: 0 | 4 | 0 | 0 | 14001-117-021462 | Racetrac Inc.
53427 | Currently in Use |  | 2021-07-23 06:00 |  | Petroleum | Premium gasoline | Premium gasoline | Retail | Double Wall, Fiberglass reinforced plastic | Fiberglass reinforced plastic |  |  | Double Wall, Fiberglass reinforced plastic |  |  |  | Double walled catchment basin | Audible high level alarm At 90% full, Automatic shutoff device At 95% full | Automatic shutoff device At 95% full | Interstitial Monitoring within Secondary Containment |  |  | Single walled submersible pump containment sump, Single walled under dispenser containment | Automatic flow restrictor (MLLD) | Automatic flow restrictor (MLLD) | Interstitial Monitoring within Secondary Containment |  |  |  |  | UST Currently In Use: 4; UST Temp Close: 0; AST Currently In Use: 0; AST Temp Closed: 0 | 4 | 0 | 0 | 14001-117-021462 | Racetrac Inc.
53428 | Currently in Use |  | 2021-07-23 06:00 |  | Petroleum | 100% biodiesel (Not Regulated) | 100% biodiesel (Not Regulated) | Retail | Double Wall, Fiberglass reinforced plastic | Fiberglass reinforced plastic |  |  | Double Wall, Fiberglass reinforced plastic |  |  |  | Double walled catchment basin | Audible high level alarm At 90% full, Automatic shutoff device At 95% full | Automatic shutoff device At 95% full | Interstitial Monitoring within Secondary Containment |  |  | Single walled submersible pump containment sump, Single walled under dispenser containment | Automatic flow restrictor (MLLD) | Automatic flow restrictor (MLLD) | Interstitial Monitoring within Secondary Containment |  |  |  |  | UST Currently In Use: 4; UST Temp Close: 0; AST Currently In Use: 0; AST Temp Closed: 0 | 4 | 0 | 0 | 14001-117-021462 | Racetrac Inc.
53429 | Currently in Use |  | 2021-07-23 06:00 |  | Petroleum | On road diesel | On road diesel | Retail | Double Wall, Fiberglass reinforced plastic | Fiberglass reinforced plastic |  |  | Double Wall, Fiberglass reinforced plastic |  |  |  | Double walled catchment basin | Audible high level alarm At 90% full, Automatic shutoff device At 95% full | Automatic shutoff device At 95% full | Interstitial Monitoring within Secondary Containment |  |  | Single walled submersible pump containment sump, Single walled under dispenser containment | Automatic flow restrictor (MLLD) | Automatic flow restrictor (MLLD) | Interstitial Monitoring within Secondary Containment |  |  |  |  | UST Currently In Use: 4; UST Temp Close: 0; AST Currently In Use: 0; AST Temp Closed: 0 | 4 | 0 | 0 | 14001-117-021462 | Racetrac Inc.
53445 | Currently in Use |  | 2022-05-20 06:00 |  | Petroleum | Unleaded gasoline | Unleaded gasoline | Retail | Double Wall, Fiberglass coated steel | Fiberglass coated steel |  |  | Double Wall, Fiberglass reinforced plastic |  |  |  | Single walled catchment basin | Automatic shutoff device At 95% full | Automatic shutoff device At 95% full | Interstitial Monitoring within Secondary Containment |  | Automatic Tank Gauge, Continuous Automatic Tank Gauge | Single walled submersible pump containment sump, Single walled under dispenser containment | Automatic shutoff device (AELLD) | Automatic shutoff device (AELLD) | Interstitial Monitoring within Secondary Containment |  |  |  |  | UST Currently In Use: 3; UST Temp Close: 0; AST Currently In Use: 0; AST Temp Closed: 0 | 3 | 0 | 0 | 13526-073-021464 | Moore Oil Company
53446 | Currently in Use |  | 2022-05-20 06:00 |  | Petroleum | Unleaded gasoline | Unleaded gasoline | Retail | Double Wall, Fiberglass coated steel | Fiberglass coated steel |  |  | Double Wall, Fiberglass reinforced plastic |  |  |  | Single walled catchment basin | Automatic shutoff device At 95% full | Automatic shutoff device At 95% full | Interstitial Monitoring within Secondary Containment |  | Automatic Tank Gauge, Continuous Automatic Tank Gauge | Single walled submersible pump containment sump, Single walled under dispenser containment | Automatic shutoff device (AELLD) | Automatic shutoff device (AELLD) | Interstitial Monitoring within Secondary Containment |  |  |  |  | UST Currently In Use: 3; UST Temp Close: 0; AST Currently In Use: 0; AST Temp Closed: 0 | 3 | 0 | 0 | 13526-073-021464 | Moore Oil Company
53447 | Currently in Use |  | 2022-05-20 06:00 |  | Petroleum | Premium gasoline | Premium gasoline | Retail | Double Wall, Fiberglass coated steel | Fiberglass coated steel |  |  | Double Wall, Fiberglass reinforced plastic |  |  |  | Single walled catchment basin | Automatic shutoff device At 95% full | Automatic shutoff device At 95% full | Interstitial Monitoring within Secondary Containment |  | Automatic Tank Gauge, Continuous Automatic Tank Gauge | Single walled submersible pump containment sump, Single walled under dispenser containment | Automatic shutoff device (AELLD) | Automatic shutoff device (AELLD) | Interstitial Monitoring within Secondary Containment |  |  |  |  | UST Currently In Use: 3; UST Temp Close: 0; AST Currently In Use: 0; AST Temp Closed: 0 | 3 | 0 | 0 | 13526-073-021464 | Moore Oil Company
53459 | Currently in Use |  | 1999-01-01 06:00 |  | Petroleum | Unleaded gasoline | Unleaded gasoline | Retail | Steel | Steel | Coated & cathodic protection (sti-P3) |  | Fiberglass reinforced plastic |  |  |  | Single walled catchment basin | Automatic shutoff device At 95% full | Automatic shutoff device At 95% full |  |  | Statistical Inventory Reconciliation (SIR) | [8 empty] | UST Currently In Use: 1; UST Temp Close: 1; AST Currently In Use: 0; AST Temp Closed: 0 | 1 | 1 | 0 | 26131-097-017375 | Allison Frazier
53460 | Temporary Closed | 2022-04-21 06:00 | 1999-01-01 06:00 |  | Petroleum | Premium gasoline | Premium gasoline | Retail | Steel | Steel | Coated & cathodic protection (sti-P3) |  | Fiberglass reinforced plastic |  |  |  | Single walled catchment basin | Automatic shutoff device At 95% full | Automatic shutoff device At 95% full |  |  | Statistical Inventory Reconciliation (SIR) | [8 empty] | UST Currently In Use: 1; UST Temp Close: 1; AST Currently In Use: 0; AST Temp Closed: 0 | 1 | 1 | 0 | 26131-097-017375 | Allison Frazier
53464 | Currently in Use |  | 2022-05-05 06:00 |  | Petroleum | Unleaded gasoline | Unleaded gasoline | Retail | Double Wall, Fiberglass coated steel | Fiberglass coated steel |  |  | Double Wall, Fiberglass reinforced plastic |  |  |  | Single walled catchment basin | Automatic shutoff device At 95% full | Automatic shutoff device At 95% full | Interstitial Monitoring within Secondary Containment |  | Automatic Tank Gauge, Continuous Automatic Tank Gauge | Single walled submersible pump containment sump, Single walled under dispenser containment | Automatic shutoff device (AELLD), Sump sensor relayed to automatically shut off submersible pump | Sump sensor relayed to automatically shut off submersible pump | Interstitial Monitoring within Secondary Containment |  |  |  |  | UST Currently In Use: 2; UST Temp Close: 0; AST Currently In Use: 0; AST Temp Closed: 0 | 2 | 0 | 0 | 26150-083-021448 | YASER ARDAFARI
53465 | Currently in Use |  | 2022-05-05 06:00 |  | Petroleum | Premium gasoline | Premium gasoline | Retail | Double Wall, Fiberglass coated steel | Fiberglass coated steel |  |  | Double Wall, Fiberglass reinforced plastic |  |  |  | Single walled catchment basin | Automatic shutoff device At 95% full | Automatic shutoff device At 95% full | Interstitial Monitoring within Secondary Containment |  | Automatic Tank Gauge, Continuous Automatic Tank Gauge | Single walled submersible pump containment sump, Single walled under dispenser containment | Automatic shutoff device (AELLD) | Automatic shutoff device (AELLD) | Interstitial Monitoring within Secondary Containment |  |  |  |  | UST Currently In Use: 2; UST Temp Close: 0; AST Currently In Use: 0; AST Temp Closed: 0 | 2 | 0 | 0 | 26150-083-021448 | YASER ARDAFARI
53469 | Currently in Use |  | 2021-10-14 06:00 |  | Petroleum | Unleaded gasoline | Unleaded gasoline | Retail | Double Wall, Fiberglass coated steel | Fiberglass coated steel |  |  | Double Wall, Flexible |  |  |  | Single walled catchment basin | Automatic shutoff device At 95% full | Automatic shutoff device At 95% full | Interstitial Monitoring within Secondary Containment |  | Automatic Tank Gauge | Single walled submersible pump containment sump, Single walled under dispenser containment | Automatic flow restrictor (MLLD) | Automatic flow restrictor (MLLD) | Interstitial Monitoring within Secondary Containment |  |  |  |  | UST Currently In Use: 1; UST Temp Close: 0; AST Currently In Use: 0; AST Temp Closed: 0 | 1 | 0 | 0 | 14493-125-021470 | Southern Oil Company
53470 | Currently in Use |  | 2005-01-01 06:00 |  | Petroleum | Unleaded gasoline | Unleaded gasoline | Retail | Fiberglass coated steel | Fiberglass coated steel |  |  | Fiberglass reinforced plastic |  |  |  | Single walled catchment basin | Automatic shutoff device At 95% full | Automatic shutoff device At 95% full |  |  | Continuous Automatic Tank Gauge |  | Automatic flow restrictor (MLLD) | Automatic flow restrictor (MLLD) |  |  | Annual line testing | Annual line testing |  | UST Currently In Use: 2; UST Temp Close: 0; AST Currently In Use: 0; AST Temp Closed: 0 | 2 | 0 | 0 | 10748-023-021379 | Burns & Burns, Inc.
53471 | Currently in Use |  | 2005-01-01 06:00 |  | Petroleum | Ethanol free gasoline | Ethanol free gasoline | Retail | Fiberglass coated steel | Fiberglass coated steel |  |  | Fiberglass reinforced plastic |  |  |  | Single walled catchment basin | Automatic shutoff device At 95% full | Automatic shutoff device At 95% full |  |  | Continuous Automatic Tank Gauge |  | Automatic flow restrictor (MLLD) | Automatic flow restrictor (MLLD) |  |  | Annual line testing | Annual line testing |  | UST Currently In Use: 2; UST Temp Close: 0; AST Currently In Use: 0; AST Temp Closed: 0 | 2 | 0 | 0 | 10748-023-021379 | Burns & Burns, Inc.
53472 | Currently in Use |  | 2021-06-30 06:00 |  | Petroleum | Unleaded gasoline | Unleaded gasoline | Retail | Double Wall | Double Wall |  |  | Fiberglass reinforced plastic |  |  |  | Double walled catchment basin | Automatic shutoff device At 95% full | Automatic shutoff device At 95% full | Interstitial Monitoring within Secondary Containment |  |  | Single walled submersible pump containment sump, Single walled under dispenser containment | Automatic flow restrictor (MLLD), Sump sensor relayed to automatically shut off submersible pump | Sump sensor relayed to automatically shut off submersible pump | Interstitial Monitoring within Secondary Containment |  |  |  |  | UST Currently In Use: 2; UST Temp Close: 0; AST Currently In Use: 0; AST Temp Closed: 0 | 2 | 0 | 0 | 25690-071-021471 | Lackey and Dean Oil, LLC
53473 | Currently in Use |  | 2021-06-30 06:00 |  | Petroleum | Unleaded gasoline | Unleaded gasoline | Retail | Double Wall | Double Wall |  |  | Fiberglass reinforced plastic |  |  |  | Double walled catchment basin | Automatic shutoff device At 95% full | Automatic shutoff device At 95% full | Interstitial Monitoring within Secondary Containment |  |  | Single walled submersible pump containment sump, Single walled under dispenser containment | Automatic flow restrictor (MLLD), Sump sensor relayed to automatically shut off submersible pump | Sump sensor relayed to automatically shut off submersible pump | Interstitial Monitoring within Secondary Containment |  |  |  |  | UST Currently In Use: 2; UST Temp Close: 0; AST Currently In Use: 0; AST Temp Closed: 0 | 2 | 0 | 0 | 25690-071-021471 | Lackey and Dean Oil, LLC
53484 | Currently in Use |  | 2022-03-19 06:00 |  | Petroleum | Unleaded gasoline | Unleaded gasoline | Retail | Double Wall, Fiberglass reinforced plastic | Fiberglass reinforced plastic |  |  | Double Wall, Fiberglass reinforced plastic |  |  |  | Double walled catchment basin | Automatic shutoff device At 95% full | Automatic shutoff device At 95% full | Interstitial Monitoring within Secondary Containment | SENSOR TO ATG |  | Single walled under dispenser containment | Sump sensor relayed to automatically shut off submersible pump | Sump sensor relayed to automatically shut off submersible pump | Interstitial Monitoring within Secondary Containment |  | Annual line testing | Annual line testing | Pressurized Piping | UST Currently In Use: 2; UST Temp Close: 0; AST Currently In Use: 0; AST Temp Closed: 0 | 2 | 0 | 2 | 13579-127-017451 | MURPHY OIL USA, INC.
53485 | Currently in Use |  | 2022-03-19 06:00 |  | Petroleum | On road diesel | On road diesel | Retail | Double Wall, Fiberglass reinforced plastic | Fiberglass reinforced plastic |  |  | Double Wall, Fiberglass reinforced plastic |  |  |  | Double walled catchment basin | Automatic shutoff device At 95% full | Automatic shutoff device At 95% full | Interstitial Monitoring within Secondary Containment |  |  | Single walled under dispenser containment | Sump sensor relayed to automatically shut off submersible pump | Sump sensor relayed to automatically shut off submersible pump | Interstitial Monitoring within Secondary Containment | SENSOR TO ATG | Annual line testing | Annual line testing | Pressurized Piping | UST Currently In Use: 2; UST Temp Close: 0; AST Currently In Use: 0; AST Temp Closed: 0 | 2 | 0 | 2 | 13579-127-017451 | MURPHY OIL USA, INC.
53487 | Currently in Use |  | 2022-04-06 06:00 |  | Petroleum | Unleaded gasoline | Unleaded gasoline | Retail | Double Wall, Fiberglass reinforced plastic | Fiberglass reinforced plastic |  |  | Double Wall, Fiberglass reinforced plastic |  |  |  | Double walled catchment basin | Automatic shutoff device At 95% full | Automatic shutoff device At 95% full | Interstitial Monitoring within Secondary Containment |  | Automatic Tank Gauge | Single walled under dispenser containment | Automatic flow restrictor (MLLD) | Automatic flow restrictor (MLLD) | Interstitial Monitoring within Secondary Containment |  |  |  |  | UST Currently In Use: 2; UST Temp Close: 0; AST Currently In Use: 0; AST Temp Closed: 0 | 2 | 0 | 0 | 13579-121-018911 | Murphy Oil USA, Inc
53488 | Currently in Use |  | 2022-04-06 06:00 |  | Petroleum | Unleaded gasoline | Unleaded gasoline | Retail | Double Wall, Fiberglass reinforced plastic | Fiberglass reinforced plastic |  |  | Double Wall, Fiberglass reinforced plastic |  |  |  | Double walled catchment basin | Automatic shutoff device At 95% full | Automatic shutoff device At 95% full | Interstitial Monitoring within Secondary Containment |  | Automatic Tank Gauge | Single walled under dispenser containment | Automatic flow restrictor (MLLD) | Automatic flow restrictor (MLLD) | Interstitial Monitoring within Secondary Containment |  |  |  |  | UST Currently In Use: 2; UST Temp Close: 0; AST Currently In Use: 0; AST Temp Closed: 0 | 2 | 0 | 0 | 13579-121-018911 | Murphy Oil USA, Inc
53494 | Currently in Use |  | 2022-06-24 06:00 |  | Petroleum | Unleaded gasoline | Unleaded gasoline | Retail | Double Wall, Fiberglass reinforced plastic | Fiberglass reinforced plastic |  |  | Double Wall, Flexible |  |  |  | Single walled catchment basin | Audible high level alarm At 90% full | Audible high level alarm At 90% full | Interstitial Monitoring within Secondary Containment |  |  | Single walled submersible pump containment sump, Single walled under dispenser containment | Automatic shutoff device (AELLD) | Automatic shutoff device (AELLD) | Interstitial Monitoring within Secondary Containment |  |  |  |  | UST Currently In Use: 4; UST Temp Close: 0; AST Currently In Use: 0; AST Temp Closed: 0 | 4 | 0 | 0 | 15420-101-021477 | MAPCO Express In.
53495 | Currently in Use |  | 2022-06-24 06:00 |  | Petroleum | Unleaded gasoline | Unleaded gasoline | Retail | Double Wall, Fiberglass reinforced plastic | Fiberglass reinforced plastic |  |  | Flexible |  |  |  | Single walled catchment basin | Audible high level alarm At 90% full | Audible high level alarm At 90% full | Interstitial Monitoring within Secondary Containment |  |  | Single walled submersible pump containment sump, Single walled under dispenser containment | Automatic shutoff device (AELLD) | Automatic shutoff device (AELLD) | Interstitial Monitoring within Secondary Containment |  |  |  |  | UST Currently In Use: 4; UST Temp Close: 0; AST Currently In Use: 0; AST Temp Closed: 0 | 4 | 0 | 0 | 15420-101-021477 | MAPCO Express In.
53496 | Currently in Use |  | 2022-06-24 06:00 |  | Petroleum | Premium gasoline | Premium gasoline | Retail | Double Wall, Fiberglass reinforced plastic | Fiberglass reinforced plastic |  |  | Flexible |  |  |  | Single walled catchment basin | Audible high level alarm At 90% full, Automatic shutoff device At 95% full | Automatic shutoff device At 95% full | Interstitial Monitoring within Secondary Containment |  |  | Single walled submersible pump containment sump, Single walled under dispenser containment | Automatic shutoff device (AELLD) | Automatic shutoff device (AELLD) | Interstitial Monitoring within Secondary Containment |  |  |  |  | UST Currently In Use: 4; UST Temp Close: 0; AST Currently In Use: 0; AST Temp Closed: 0 | 4 | 0 | 0 | 15420-101-021477 | MAPCO Express In.
53497 | Currently in Use |  | 2022-06-24 06:00 |  | Petroleum | On road diesel | On road diesel | Retail | Double Wall, Fiberglass reinforced plastic | Fiberglass reinforced plastic |  |  | Flexible |  |  |  | Single walled catchment basin | Audible high level alarm At 90% full, Automatic shutoff device At 95% full | Automatic shutoff device At 95% full | Interstitial Monitoring within Secondary Containment |  |  | Single walled submersible pump containment sump, Single walled under dispenser containment | Automatic shutoff device (AELLD) | Automatic shutoff device (AELLD) | Interstitial Monitoring within Secondary Containment |  |  |  |  | UST Currently In Use: 4; UST Temp Close: 0; AST Currently In Use: 0; AST Temp Closed: 0 | 4 | 0 | 0 | 15420-101-021477 | MAPCO Express In.
53498 | Permanently Closed | 2022-09-15 06:00 | 1995-01-01 06:00 | 2022-09-15 06:00 | Petroleum | Unleaded gasoline | Unleaded gasoline | Industrial | Steel | Steel | Coated & cathodic protection (sti-P3) |  | Flexible |  |  |  | Single walled catchment basin | Audible high level alarm At 90% full, Automatic shutoff device At 95% full | Automatic shutoff device At 95% full | Interstitial Monitoring within Secondary Containment |  |  | Direct bury submersible pump | Other, Not Available | Other | Interstitial Monitoring within Secondary Containment |  |  |  |  | UST Currently In Use: 0; UST Temp Close: 0; AST Currently In Use: 0; AST Temp Closed: 0 | 0 | 0 | 1 | 26149-125-021476 | Hall Taylor Construction Company, Inc.
53506 | Currently in Use | 2021-07-12 06:00 | 2021-07-12 06:00 |  |  |  |  | Retail | [22 empty] | UST Currently In Use: 1; UST Temp Close: 0; AST Currently In Use: 0; AST Temp Closed: 0 | 1 | 0 | 3 | 23868-101-005248 | SLIDELL OIL COMPANY, LLC
53533 | Currently in Use |  | 2022-03-24 06:00 |  | Petroleum | Unleaded gasoline | Unleaded gasoline | Retail | Double Wall, Fiberglass reinforced plastic | Fiberglass reinforced plastic |  |  | Double Wall, Flexible |  |  |  | Single walled catchment basin | Automatic shutoff device At 95% full | Automatic shutoff device At 95% full | Interstitial Monitoring within Secondary Containment | SENSOR TO ATG | Automatic Tank Gauge, Other, Interstitial monitoring within secondary containment | Single walled under dispenser containment | Automatic flow restrictor (MLLD), Sump sensor relayed to automatically shut off submersible pump | Sump sensor relayed to automatically shut off submersible pump | Interstitial Monitoring within Secondary Containment | SENSOR TO ATG |  |  |  | UST Currently In Use: 2; UST Temp Close: 0; AST Currently In Use: 0; AST Temp Closed: 0 | 2 | 0 | 0 | 26160-117-021481 | MDR Calera LLC
53534 | Currently in Use |  | 2022-03-24 06:00 |  | Petroleum | Premium gasoline | Premium gasoline | Retail | Double Wall, Fiberglass reinforced plastic | Fiberglass reinforced plastic |  |  | Double Wall, Flexible |  |  |  | Single walled catchment basin | Automatic shutoff device At 95% full | Automatic shutoff device At 95% full | Interstitial Monitoring within Secondary Containment |  | Automatic Tank Gauge, Other, Interstitial monitoring within the secondary containment | Single walled under dispenser containment | Automatic flow restrictor (MLLD), Sump sensor relayed to automatically shut off submersible pump | Sump sensor relayed to automatically shut off submersible pump | Interstitial Monitoring within Secondary Containment | SENSOR TO ATG |  |  |  | UST Currently In Use: 2; UST Temp Close: 0; AST Currently In Use: 0; AST Temp Closed: 0 | 2 | 0 | 0 | 26160-117-021481 | MDR Calera LLC
53535 | Currently in Use |  | 2021-07-01 06:00 |  | Petroleum | Unleaded gasoline | Unleaded gasoline | Retail | Double Wall, Fiberglass coated steel, Steel | Steel | Other, fiberglass coated steel |  | Double Wall, Fiberglass reinforced plastic |  |  |  | Single walled catchment basin | Audible high level alarm At 90% full | Audible high level alarm At 90% full | Interstitial Monitoring within Secondary Containment |  |  | Single walled submersible pump containment sump, Single walled under dispenser containment | Automatic flow restrictor (MLLD) | Automatic flow restrictor (MLLD) | Interstitial Monitoring within Secondary Containment |  |  |  |  | UST Currently In Use: 3; UST Temp Close: 0; AST Currently In Use: 0; AST Temp Closed: 0 | 3 | 0 | 0 | 25495-031-021488 | REC Investments
53536 | Currently in Use |  | 2021-07-01 06:00 |  | Petroleum | Ethanol free gasoline | Ethanol free gasoline | Retail | Double Wall, Fiberglass coated steel, Steel | Steel | Other, fiberglass coated steel |  | Double Wall, Fiberglass reinforced plastic |  |  |  | Single walled catchment basin | Audible high level alarm At 90% full | Audible high level alarm At 90% full | Interstitial Monitoring within Secondary Containment |  |  | Single walled submersible pump containment sump, Single walled under dispenser containment | Automatic flow restrictor (MLLD) | Automatic flow restrictor (MLLD) | Interstitial Monitoring within Secondary Containment |  |  |  |  | UST Currently In Use: 3; UST Temp Close: 0; AST Currently In Use: 0; AST Temp Closed: 0 | 3 | 0 | 0 | 25495-031-021488 | REC Investments
53537 | Currently in Use |  | 2021-07-01 06:00 |  | Petroleum | On road diesel | On road diesel | Retail | Double Wall, Fiberglass coated steel, Steel | Steel | Other, fiberglass coated steel |  | Double Wall, Fiberglass reinforced plastic |  |  |  | Single walled catchment basin | Audible high level alarm At 90% full | Audible high level alarm At 90% full | Interstitial Monitoring within Secondary Containment |  |  | Single walled submersible pump containment sump, Single walled under dispenser containment | Automatic flow restrictor (MLLD) | Automatic flow restrictor (MLLD) | Interstitial Monitoring within Secondary Containment |  |  |  |  | UST Currently In Use: 3; UST Temp Close: 0; AST Currently In Use: 0; AST Temp Closed: 0 | 3 | 0 | 0 | 25495-031-021488 | REC Investments
53538 | Currently in Use |  | 2022-03-09 06:00 |  | Petroleum | Unleaded gasoline | Unleaded gasoline | Retail | Double Wall | Double Wall |  |  | Double Wall, Flexible |  |  |  | Single walled catchment basin | Automatic shutoff device At 95% full | Automatic shutoff device At 95% full | Interstitial Monitoring within Secondary Containment |  | Automatic Tank Gauge, Other, Interstitial monitoring within secondary containment | Single walled submersible pump containment sump, Single walled under dispenser containment | Automatic flow restrictor (MLLD), Sump sensor relayed to automatically shut off submersible pump | Sump sensor relayed to automatically shut off submersible pump | Interstitial Monitoring within Secondary Containment |  |  |  |  | UST Currently In Use: 2; UST Temp Close: 0; AST Currently In Use: 0; AST Temp Closed: 0 | 2 | 0 | 0 | 26301-043-021482 | kashmir singh malhi
53540 | Currently in Use |  | 2022-03-09 06:00 |  | Petroleum | Premium gasoline | Premium gasoline | Retail | Double Wall | Double Wall |  |  | Double Wall, Flexible |  |  |  | Single walled catchment basin | Automatic shutoff device At 95% full | Automatic shutoff device At 95% full | Interstitial Monitoring within Secondary Containment |  | Automatic Tank Gauge, Other, Interstitial monitoring within secondary containment | Single walled submersible pump containment sump, Single walled under dispenser containment | Automatic flow restrictor (MLLD), Sump sensor relayed to automatically shut off submersible pump | Sump sensor relayed to automatically shut off submersible pump | Interstitial Monitoring within Secondary Containment |  |  |  |  | UST Currently In Use: 2; UST Temp Close: 0; AST Currently In Use: 0; AST Temp Closed: 0 | 2 | 0 | 0 | 26301-043-021482 | kashmir singh malhi
53544 | Currently in Use |  | 2022-03-16 06:00 |  | Petroleum | Unleaded gasoline | Unleaded gasoline | Retail | Double Wall, Fiberglass reinforced plastic | Fiberglass reinforced plastic |  |  | Double Wall, Fiberglass reinforced plastic |  |  |  | Single walled catchment basin | Automatic shutoff device At 95% full | Automatic shutoff device At 95% full | Interstitial Monitoring within Secondary Containment | SENSOR TO ATG |  | Single walled under dispenser containment | Automatic flow restrictor (MLLD) | Automatic flow restrictor (MLLD) | Interstitial Monitoring within Secondary Containment | SENSOR TO ATG |  |  |  | UST Currently In Use: 2; UST Temp Close: 0; AST Currently In Use: 0; AST Temp Closed: 0 | 2 | 0 | 2 | 13579-003-018297 | MURPHY OIL USA, INC.
53545 | Currently in Use |  | 2022-03-16 06:00 |  | Petroleum | On road diesel | On road diesel | Retail | Double Wall, Fiberglass reinforced plastic | Fiberglass reinforced plastic |  |  | Double Wall, Fiberglass reinforced plastic |  |  |  | Single walled catchment basin | Automatic shutoff device At 95% full | Automatic shutoff device At 95% full | Interstitial Monitoring within Secondary Containment | SENSOR TO ATG |  | Single walled under dispenser containment | Automatic flow restrictor (MLLD) | Automatic flow restrictor (MLLD) | Interstitial Monitoring within Secondary Containment | SENSOR TO ATG |  |  |  | UST Currently In Use: 2; UST Temp Close: 0; AST Currently In Use: 0; AST Temp Closed: 0 | 2 | 0 | 2 | 13579-003-018297 | MURPHY OIL USA, INC.
53567 | Currently in Use |  | 2022-08-22 06:00 |  | Petroleum | Unleaded gasoline | Unleaded gasoline | Retail | Double Wall, Fiberglass coated steel | Fiberglass coated steel |  |  | Double Wall, Flexible |  |  |  | Single walled catchment basin | Automatic shutoff device At 95% full | Automatic shutoff device At 95% full | Interstitial Monitoring within Secondary Containment |  | Automatic Tank Gauge, Continuous Automatic Tank Gauge | Single walled submersible pump containment sump, Single walled under dispenser containment | Automatic flow restrictor (MLLD) | Automatic flow restrictor (MLLD) | Interstitial Monitoring within Secondary Containment |  |  |  |  | UST Currently In Use: 2; UST Temp Close: 0; AST Currently In Use: 0; AST Temp Closed: 0 | 2 | 0 | 0 | 25895-125-021490 | Delta Investments LLC
53568 | Currently in Use |  | 2022-08-22 06:00 |  | Petroleum | Premium gasoline | Premium gasoline | Retail | Double Wall, Fiberglass coated steel | Fiberglass coated steel |  |  | Double Wall, Flexible |  |  |  | Single walled catchment basin | Automatic shutoff device At 95% full | Automatic shutoff device At 95% full | Interstitial Monitoring within Secondary Containment |  | Automatic Tank Gauge, Continuous Automatic Tank Gauge | Single walled submersible pump containment sump, Single walled under dispenser containment | Automatic flow restrictor (MLLD) | Automatic flow restrictor (MLLD) | Interstitial Monitoring within Secondary Containment |  |  |  |  | UST Currently In Use: 2; UST Temp Close: 0; AST Currently In Use: 0; AST Temp Closed: 0 | 2 | 0 | 0 | 25895-125-021490 | Delta Investments LLC
53589 | Currently in Use |  | 2021-10-25 06:00 |  | Petroleum | Unleaded gasoline | Unleaded gasoline | Retail | Double Wall, Fiberglass reinforced plastic | Fiberglass reinforced plastic |  |  | Double Wall, Flexible |  |  |  | Single walled catchment basin | Automatic shutoff device At 95% full | Automatic shutoff device At 95% full | Interstitial Monitoring within Secondary Containment |  | Automatic Tank Gauge | Single walled submersible pump containment sump, Single walled under dispenser containment | Sump sensor relayed to automatically shut off submersible pump | Sump sensor relayed to automatically shut off submersible pump | Interstitial Monitoring within Secondary Containment |  |  |  |  | UST Currently In Use: 4; UST Temp Close: 0; AST Currently In Use: 0; AST Temp Closed: 0 | 4 | 0 | 0 | 11543-025-021491 | Dozier Oil Company, Inc.
53590 | Currently in Use |  | 2021-10-25 06:00 |  | Petroleum | Premium gasoline | Premium gasoline | Retail | Double Wall, Fiberglass reinforced plastic | Fiberglass reinforced plastic |  |  | Double Wall, Flexible |  |  |  | Single walled catchment basin | Automatic shutoff device At 95% full | Automatic shutoff device At 95% full | Interstitial Monitoring within Secondary Containment |  | Automatic Tank Gauge | Single walled submersible pump containment sump, Single walled under dispenser containment | Sump sensor relayed to automatically shut off submersible pump | Sump sensor relayed to automatically shut off submersible pump | Interstitial Monitoring within Secondary Containment |  |  |  |  | UST Currently In Use: 4; UST Temp Close: 0; AST Currently In Use: 0; AST Temp Closed: 0 | 4 | 0 | 0 | 11543-025-021491 | Dozier Oil Company, Inc.
53591 | Currently in Use |  | 2021-10-25 06:00 |  | Petroleum | On road diesel | On road diesel | Retail | Double Wall, Fiberglass reinforced plastic | Fiberglass reinforced plastic |  |  | Double Wall, Flexible |  |  |  | Single walled catchment basin | Audible high level alarm At 90% full, Automatic shutoff device At 95% full | Automatic shutoff device At 95% full | Interstitial Monitoring within Secondary Containment |  | Automatic Tank Gauge | Single walled submersible pump containment sump, Single walled under dispenser containment | Sump sensor relayed to automatically shut off submersible pump | Sump sensor relayed to automatically shut off submersible pump | Interstitial Monitoring within Secondary Containment |  |  |  |  | UST Currently In Use: 4; UST Temp Close: 0; AST Currently In Use: 0; AST Temp Closed: 0 | 4 | 0 | 0 | 11543-025-021491 | Dozier Oil Company, Inc.
53592 | Currently in Use |  | 2021-10-25 06:00 |  | Petroleum | Off road diesel | Off road diesel | Retail | Double Wall, Fiberglass reinforced plastic | Fiberglass reinforced plastic |  |  | Double Wall, Flexible |  |  |  | Single walled catchment basin | Automatic shutoff device At 95% full | Automatic shutoff device At 95% full | Interstitial Monitoring within Secondary Containment |  | Automatic Tank Gauge | Single walled submersible pump containment sump, Single walled under dispenser containment | Sump sensor relayed to automatically shut off submersible pump | Sump sensor relayed to automatically shut off submersible pump | Interstitial Monitoring within Secondary Containment |  |  |  |  | UST Currently In Use: 4; UST Temp Close: 0; AST Currently In Use: 0; AST Temp Closed: 0 | 4 | 0 | 0 | 11543-025-021491 | Dozier Oil Company, Inc.
53616 | Currently in Use |  | 2022-12-19 06:00 |  | Petroleum | Unleaded gasoline | Unleaded gasoline | Retail | Double Wall, Steel | Steel | Other, fiberglass coated steel |  | Double Wall, Flexible |  |  |  | Single walled catchment basin | Automatic shutoff device At 95% full | Automatic shutoff device At 95% full | Interstitial Monitoring within Secondary Containment | SENSOR TO ATG |  | Single walled submersible pump containment sump, Single walled under dispenser containment | Automatic shutoff device (AELLD) | Automatic shutoff device (AELLD) | Interstitial Monitoring within Secondary Containment |  |  |  |  | UST Currently In Use: 4; UST Temp Close: 0; AST Currently In Use: 0; AST Temp Closed: 0 | 4 | 0 | 0 | 11576-125-021511 | Dutch OIl Co.
53617 | Currently in Use |  | 2022-01-19 06:00 |  | Petroleum | Unleaded gasoline | Unleaded gasoline | Retail | Double Wall, Fiberglass reinforced plastic | Fiberglass reinforced plastic |  |  | Double Wall, Flexible |  |  |  | Double walled catchment basin | Automatic shutoff device At 95% full | Automatic shutoff device At 95% full | Interstitial Monitoring within Secondary Containment |  | Continuous Automatic Tank Gauge | Single walled under dispenser containment | Automatic shutoff device (AELLD) | Automatic shutoff device (AELLD) | Interstitial Monitoring within Secondary Containment |  |  |  |  | UST Currently In Use: 9; UST Temp Close: 0; AST Currently In Use: 0; AST Temp Closed: 0 | 9 | 0 | 0 | 25972-081-021498 | QuikTrip Corporation
53618 | Currently in Use |  | 2022-01-19 06:00 |  | Petroleum | Unleaded gasoline | Unleaded gasoline | Retail | Double Wall, Fiberglass reinforced plastic | Fiberglass reinforced plastic |  |  | Double Wall, Flexible |  |  |  | Double walled catchment basin | Automatic shutoff device At 95% full | Automatic shutoff device At 95% full | Interstitial Monitoring within Secondary Containment |  | Continuous Automatic Tank Gauge | Single walled under dispenser containment | Automatic shutoff device (AELLD) | Automatic shutoff device (AELLD) | Interstitial Monitoring within Secondary Containment |  |  |  |  | UST Currently In Use: 9; UST Temp Close: 0; AST Currently In Use: 0; AST Temp Closed: 0 | 9 | 0 | 0 | 25972-081-021498 | QuikTrip Corporation
53619 | Currently in Use |  | 2022-01-19 06:00 |  | Petroleum | Ethanol free gasoline | Ethanol free gasoline | Retail | Double Wall, Fiberglass reinforced plastic | Fiberglass reinforced plastic |  |  | Double Wall, Flexible |  |  |  | Double walled catchment basin | Automatic shutoff device At 95% full | Automatic shutoff device At 95% full | Interstitial Monitoring within Secondary Containment |  | Continuous Automatic Tank Gauge | Single walled under dispenser containment | Automatic shutoff device (AELLD) | Automatic shutoff device (AELLD) | Interstitial Monitoring within Secondary Containment |  |  |  |  | UST Currently In Use: 9; UST Temp Close: 0; AST Currently In Use: 0; AST Temp Closed: 0 | 9 | 0 | 0 | 25972-081-021498 | QuikTrip Corporation
53620 | Currently in Use |  | 2022-01-19 06:00 |  | Petroleum | Premium gasoline | Premium gasoline | Retail | Double Wall, Fiberglass reinforced plastic | Fiberglass reinforced plastic |  |  | Double Wall, Flexible |  |  |  | Double walled catchment basin | Automatic shutoff device At 95% full | Automatic shutoff device At 95% full | Interstitial Monitoring within Secondary Containment |  | Continuous Automatic Tank Gauge | Single walled under dispenser containment | Automatic shutoff device (AELLD) | Automatic shutoff device (AELLD) | Interstitial Monitoring within Secondary Containment |  |  |  |  | UST Currently In Use: 9; UST Temp Close: 0; AST Currently In Use: 0; AST Temp Closed: 0 | 9 | 0 | 0 | 25972-081-021498 | QuikTrip Corporation
53621 | Currently in Use |  | 2022-01-19 06:00 |  | Petroleum | On road diesel | On road diesel | Retail | Double Wall, Fiberglass reinforced plastic | Fiberglass reinforced plastic |  |  | Double Wall, Flexible |  |  |  | Double walled catchment basin | Automatic shutoff device At 95% full | Automatic shutoff device At 95% full | Interstitial Monitoring within Secondary Containment |  | Continuous Automatic Tank Gauge | Single walled under dispenser containment | Automatic shutoff device (AELLD) | Automatic shutoff device (AELLD) | Interstitial Monitoring within Secondary Containment |  |  |  |  | UST Currently In Use: 9; UST Temp Close: 0; AST Currently In Use: 0; AST Temp Closed: 0 | 9 | 0 | 0 | 25972-081-021498 | QuikTrip Corporation
53622 | Currently in Use |  | 2021-12-22 06:00 |  | Petroleum | On road diesel | On road diesel | Retail | Double Wall, Fiberglass reinforced plastic | Fiberglass reinforced plastic |  |  | Double Wall, Flexible |  |  |  | Double walled catchment basin | Automatic shutoff device At 95% full | Automatic shutoff device At 95% full | Interstitial Monitoring within Secondary Containment |  | Continuous Automatic Tank Gauge | Single walled under dispenser containment | Automatic shutoff device (AELLD) | Automatic shutoff device (AELLD) | Interstitial Monitoring within Secondary Containment |  |  |  |  | UST Currently In Use: 9; UST Temp Close: 0; AST Currently In Use: 0; AST Temp Closed: 0 | 9 | 0 | 0 | 25972-081-021498 | QuikTrip Corporation
53623 | Currently in Use |  | 2021-12-22 06:00 |  | Petroleum | On road diesel | On road diesel | Retail | Double Wall, Fiberglass reinforced plastic | Fiberglass reinforced plastic |  |  | Double Wall, Flexible |  |  |  | Double walled catchment basin | Automatic shutoff device At 95% full | Automatic shutoff device At 95% full | Interstitial Monitoring within Secondary Containment |  | Continuous Automatic Tank Gauge | Single walled under dispenser containment | Automatic shutoff device (AELLD) | Automatic shutoff device (AELLD) | Interstitial Monitoring within Secondary Containment |  |  |  |  | UST Currently In Use: 9; UST Temp Close: 0; AST Currently In Use: 0; AST Temp Closed: 0 | 9 | 0 | 0 | 25972-081-021498 | QuikTrip Corporation
53624 | Currently in Use |  | 2021-12-22 06:00 |  | Petroleum | On road diesel | On road diesel | Retail | Double Wall, Fiberglass reinforced plastic | Fiberglass reinforced plastic |  |  | Double Wall, Flexible |  |  |  | Double walled catchment basin | Automatic shutoff device At 95% full | Automatic shutoff device At 95% full | Interstitial Monitoring within Secondary Containment |  | Continuous Automatic Tank Gauge | Single walled under dispenser containment | Automatic shutoff device (AELLD) | Automatic shutoff device (AELLD) | Interstitial Monitoring within Secondary Containment |  |  |  |  | UST Currently In Use: 9; UST Temp Close: 0; AST Currently In Use: 0; AST Temp Closed: 0 | 9 | 0 | 0 | 25972-081-021498 | QuikTrip Corporation
53625 | Currently in Use |  | 2021-12-22 06:00 |  | Petroleum | Other, DEF | Other | Retail | Double Wall, Fiberglass reinforced plastic | Fiberglass reinforced plastic |  |  | Double Wall, Flexible |  |  |  | Double walled catchment basin | Automatic shutoff device At 95% full | Automatic shutoff device At 95% full | Interstitial Monitoring within Secondary Containment |  | Continuous Automatic Tank Gauge | Single walled under dispenser containment | Automatic shutoff device (AELLD) | Automatic shutoff device (AELLD) | Interstitial Monitoring within Secondary Containment |  |  |  |  | UST Currently In Use: 9; UST Temp Close: 0; AST Currently In Use: 0; AST Temp Closed: 0 | 9 | 0 | 0 | 25972-081-021498 | QuikTrip Corporation
53627 | Currently in Use |  | 2014-04-22 06:00 |  | Petroleum | On road diesel | On road diesel | Retail | Double Wall, Fiberglass coated steel | Fiberglass coated steel |  |  | Double Wall, Fiberglass reinforced plastic |  |  |  | Single walled catchment basin | Automatic shutoff device At 95% full | Automatic shutoff device At 95% full | Interstitial Monitoring within Secondary Containment |  | Automatic Tank Gauge | Double walled submersible pump containment sump, Single walled under dispenser containment | Automatic shutoff device (AELLD) | Automatic shutoff device (AELLD) | Interstitial Monitoring within Secondary Containment |  | Annual line testing | Annual line testing |  | UST Currently In Use: 4; UST Temp Close: 0; AST Currently In Use: 0; AST Temp Closed: 0 | 4 | 0 | 0 | 23372-125-019026 | MIDSTATES PETROLEUM COMPANY
53633 | Currently in Use |  | 2021-11-11 06:00 |  | Petroleum | Unleaded gasoline | Unleaded gasoline | Retail | Double Wall | Double Wall |  |  | Double Wall |  |  |  | Single walled catchment basin | Automatic shutoff device At 95% full | Automatic shutoff device At 95% full | Interstitial Monitoring within Secondary Containment |  |  | Single walled under dispenser containment | Automatic flow restrictor (MLLD) | Automatic flow restrictor (MLLD) | Interstitial Monitoring within Secondary Containment |  |  |  |  | UST Currently In Use: 2; UST Temp Close: 0; AST Currently In Use: 0; AST Temp Closed: 0 | 2 | 0 | 0 | 25843-101-021502 | Gas Express LLC
53634 | Currently in Use |  | 2021-11-11 06:00 |  | Petroleum | Premium gasoline | Premium gasoline | Retail | Double Wall | Double Wall |  |  | Double Wall |  |  |  | Single walled catchment basin | Automatic shutoff device At 95% full | Automatic shutoff device At 95% full | Interstitial Monitoring within Secondary Containment |  |  | Single walled under dispenser containment | Automatic flow restrictor (MLLD) | Automatic flow restrictor (MLLD) | Interstitial Monitoring within Secondary Containment |  |  |  |  | UST Currently In Use: 2; UST Temp Close: 0; AST Currently In Use: 0; AST Temp Closed: 0 | 2 | 0 | 0 | 25843-101-021502 | Gas Express LLC
53651 | Currently in Use |  | 2021-10-18 06:00 |  | Petroleum | Unleaded gasoline | Unleaded gasoline | Retail | Double Wall, Steel | Steel | Coated & cathodic protection (sti-P3) |  | Double Wall, Fiberglass reinforced plastic |  |  |  | Single walled catchment basin | Audible high level alarm At 90% full | Audible high level alarm At 90% full | Interstitial Monitoring within Secondary Containment |  | Continuous Automatic Tank Gauge | Single walled submersible pump containment sump, Single walled under dispenser containment | Automatic flow restrictor (MLLD) | Automatic flow restrictor (MLLD) | Interstitial Monitoring within Secondary Containment |  |  |  |  | UST Currently In Use: 2; UST Temp Close: 0; AST Currently In Use: 0; AST Temp Closed: 0 | 2 | 0 | 0 | 26202-073-021501 | Al Noor LLC
53652 | Currently in Use |  | 2021-10-18 06:00 |  | Petroleum | Premium gasoline | Premium gasoline | Retail | Double Wall, Steel | Steel | Coated & cathodic protection (sti-P3) |  | Double Wall, Fiberglass reinforced plastic |  |  |  | Single walled catchment basin | Audible high level alarm At 90% full | Audible high level alarm At 90% full | Interstitial Monitoring within Secondary Containment |  | Continuous Automatic Tank Gauge | Single walled submersible pump containment sump, Single walled under dispenser containment | Automatic flow restrictor (MLLD) | Automatic flow restrictor (MLLD) | Interstitial Monitoring within Secondary Containment |  |  |  |  | UST Currently In Use: 2; UST Temp Close: 0; AST Currently In Use: 0; AST Temp Closed: 0 | 2 | 0 | 0 | 26202-073-021501 | Al Noor LLC
53653 | Currently in Use |  | 2022-04-21 06:00 |  | Petroleum | Unleaded gasoline | Unleaded gasoline | Retail | Double Wall, Fiberglass reinforced plastic | Fiberglass reinforced plastic |  |  | Double Wall, Fiberglass reinforced plastic |  |  |  | Double walled catchment basin | Automatic shutoff device At 95% full | Automatic shutoff device At 95% full | Interstitial Monitoring within Secondary Containment |  |  | Single walled submersible pump containment sump, Single walled under dispenser containment | Automatic shutoff device (AELLD), Sump sensor relayed to automatically shut off submersible pump | Sump sensor relayed to automatically shut off submersible pump | Interstitial Monitoring within Secondary Containment |  |  |  |  | UST Currently In Use: 6; UST Temp Close: 0; AST Currently In Use: 0; AST Temp Closed: 0 | 6 | 0 | 0 | 26212-083-021447 | Buc-ee's Alabama II, LLC
53654 | Currently in Use |  | 2022-04-21 06:00 |  | Petroleum | Unleaded gasoline | Unleaded gasoline | Retail | Double Wall, Fiberglass reinforced plastic | Fiberglass reinforced plastic |  |  | Double Wall, Fiberglass reinforced plastic |  |  |  | Double walled catchment basin | Automatic shutoff device At 95% full | Automatic shutoff device At 95% full | Interstitial Monitoring within Secondary Containment |  |  | Single walled submersible pump containment sump, Single walled under dispenser containment | Automatic shutoff device (AELLD), Sump sensor relayed to automatically shut off submersible pump | Sump sensor relayed to automatically shut off submersible pump | Interstitial Monitoring within Secondary Containment |  |  |  |  | UST Currently In Use: 6; UST Temp Close: 0; AST Currently In Use: 0; AST Temp Closed: 0 | 6 | 0 | 0 | 26212-083-021447 | Buc-ee's Alabama II, LLC
53655 | Currently in Use |  | 2022-04-21 06:00 |  | Petroleum | Diesel containing less than or equal to 20% biodiesel | Diesel containing less than or equal to 20% biodiesel | Retail | Double Wall, Fiberglass reinforced plastic | Fiberglass reinforced plastic |  |  | Double Wall, Fiberglass reinforced plastic |  |  |  | Double walled catchment basin | Automatic shutoff device At 95% full | Automatic shutoff device At 95% full | Interstitial Monitoring within Secondary Containment |  |  | Single walled submersible pump containment sump, Single walled under dispenser containment | Automatic shutoff device (AELLD), Sump sensor relayed to automatically shut off submersible pump | Sump sensor relayed to automatically shut off submersible pump | Interstitial Monitoring within Secondary Containment |  |  |  |  | UST Currently In Use: 6; UST Temp Close: 0; AST Currently In Use: 0; AST Temp Closed: 0 | 6 | 0 | 0 | 26212-083-021447 | Buc-ee's Alabama II, LLC
53656 | Currently in Use |  | 2022-04-21 06:00 |  | Petroleum | Unleaded gasoline | Unleaded gasoline | Retail | Double Wall, Fiberglass reinforced plastic | Fiberglass reinforced plastic |  |  | Double Wall, Fiberglass reinforced plastic |  |  |  | Double walled catchment basin | Audible high level alarm At 90% full, Automatic shutoff device At 95% full | Automatic shutoff device At 95% full | Interstitial Monitoring within Secondary Containment |  |  | Single walled submersible pump containment sump, Single walled under dispenser containment | Automatic shutoff device (AELLD), Sump sensor relayed to automatically shut off submersible pump | Sump sensor relayed to automatically shut off submersible pump | Interstitial Monitoring within Secondary Containment |  |  |  |  | UST Currently In Use: 6; UST Temp Close: 0; AST Currently In Use: 0; AST Temp Closed: 0 | 6 | 0 | 0 | 26212-083-021447 | Buc-ee's Alabama II, LLC
53657 | Currently in Use |  | 2022-04-21 06:00 |  | Petroleum | Unleaded gasoline | Unleaded gasoline | Retail | Double Wall, Fiberglass reinforced plastic | Fiberglass reinforced plastic |  |  | Double Wall, Fiberglass reinforced plastic |  |  |  | Double walled catchment basin | Automatic shutoff device At 95% full | Automatic shutoff device At 95% full | Interstitial Monitoring within Secondary Containment |  |  | Single walled submersible pump containment sump, Single walled under dispenser containment | Automatic shutoff device (AELLD), Sump sensor relayed to automatically shut off submersible pump | Sump sensor relayed to automatically shut off submersible pump | Interstitial Monitoring within Secondary Containment |  |  |  |  | UST Currently In Use: 6; UST Temp Close: 0; AST Currently In Use: 0; AST Temp Closed: 0 | 6 | 0 | 0 | 26212-083-021447 | Buc-ee's Alabama II, LLC
53658 | Currently in Use |  | 2022-04-21 06:00 |  | Petroleum | Diesel containing less than or equal to 20% biodiesel | Diesel containing less than or equal to 20% biodiesel | Retail | Double Wall, Fiberglass reinforced plastic | Fiberglass reinforced plastic |  |  | Double Wall, Fiberglass reinforced plastic |  |  |  | Double walled catchment basin | Automatic shutoff device At 95% full | Automatic shutoff device At 95% full | Interstitial Monitoring within Secondary Containment |  |  | Single walled submersible pump containment sump, Single walled under dispenser containment | Automatic shutoff device (AELLD) | Automatic shutoff device (AELLD) | Interstitial Monitoring within Secondary Containment |  |  |  |  | UST Currently In Use: 6; UST Temp Close: 0; AST Currently In Use: 0; AST Temp Closed: 0 | 6 | 0 | 0 | 26212-083-021447 | Buc-ee's Alabama II, LLC
53660 | Currently in Use |  | 2022-07-29 06:00 |  | Petroleum | Unleaded gasoline | Unleaded gasoline | Retail | Double Wall, Fiberglass reinforced plastic | Fiberglass reinforced plastic |  |  | Double Wall, Fiberglass reinforced plastic |  | 2022-07-29 06:00 |  | Double walled catchment basin | Automatic shutoff device At 95% full | Automatic shutoff device At 95% full | Interstitial Monitoring within Secondary Containment | SENSOR TO ATG |  | Single walled under dispenser containment | Automatic flow restrictor (MLLD) | Automatic flow restrictor (MLLD) | Interstitial Monitoring within Secondary Containment | SENSOR TO ATG |  |  | Pressurized Piping | UST Currently In Use: 2; UST Temp Close: 0; AST Currently In Use: 0; AST Temp Closed: 0 | 2 | 0 | 2 | 13579-073-018897 | MURPHY OIL USA, INC.
53661 | Currently in Use |  | 2022-07-29 06:00 |  | Petroleum | On road diesel | On road diesel | Retail | Double Wall, Fiberglass reinforced plastic | Fiberglass reinforced plastic |  |  | Double Wall, Fiberglass reinforced plastic |  | 2022-07-29 06:00 |  | Double walled catchment basin | Automatic shutoff device At 95% full | Automatic shutoff device At 95% full | Interstitial Monitoring within Secondary Containment | SENSOR TO ATG |  | Single walled under dispenser containment | Automatic flow restrictor (MLLD) | Automatic flow restrictor (MLLD) | Interstitial Monitoring within Secondary Containment | SENSOR TO ATG |  |  | Pressurized Piping | UST Currently In Use: 2; UST Temp Close: 0; AST Currently In Use: 0; AST Temp Closed: 0 | 2 | 0 | 2 | 13579-073-018897 | MURPHY OIL USA, INC.
53663 | Currently in Use |  | 2022-06-09 06:00 |  | Petroleum | Unleaded gasoline | Unleaded gasoline | Retail | Double Wall, Fiberglass reinforced plastic | Fiberglass reinforced plastic |  |  | Double Wall, Fiberglass reinforced plastic |  | 2022-06-09 06:00 |  | Double walled catchment basin | Automatic shutoff device At 95% full | Automatic shutoff device At 95% full | Interstitial Monitoring within Secondary Containment | SENSOR TO ATG |  | Single walled under dispenser containment | Automatic flow restrictor (MLLD) | Automatic flow restrictor (MLLD) | Interstitial Monitoring within Secondary Containment | SENSOR TO ATG |  |  | Pressurized Piping | UST Currently In Use: 2; UST Temp Close: 0; AST Currently In Use: 0; AST Temp Closed: 0 | 2 | 0 | 2 | 13579-097-018890 | MURPHY OIL USA, INC.
53664 | Currently in Use |  | 2022-06-09 06:00 |  | Petroleum | Premium gasoline | Premium gasoline | Retail | Double Wall, Fiberglass reinforced plastic | Fiberglass reinforced plastic |  |  | Double Wall, Fiberglass reinforced plastic |  | 2022-06-02 06:00 |  | Double walled catchment basin | Automatic shutoff device At 95% full | Automatic shutoff device At 95% full | Interstitial Monitoring within Secondary Containment | SENSOR TO ATG |  | Single walled under dispenser containment | Automatic flow restrictor (MLLD) | Automatic flow restrictor (MLLD) |  | SENSOR TO ATG |  |  | Pressurized Piping | UST Currently In Use: 2; UST Temp Close: 0; AST Currently In Use: 0; AST Temp Closed: 0 | 2 | 0 | 2 | 13579-097-018890 | MURPHY OIL USA, INC.
53665 | Currently in Use |  | 2022-05-11 06:00 |  | Petroleum | Unleaded gasoline | Unleaded gasoline | Retail | Fiberglass coated steel | Fiberglass coated steel |  |  | Double Wall |  |  |  | Single walled catchment basin | Automatic shutoff device At 95% full | Automatic shutoff device At 95% full | Interstitial Monitoring within Secondary Containment | SENSOR TO ATG | Continuous Automatic Tank Gauge | Single walled submersible pump containment sump, Single walled under dispenser containment | Automatic shutoff device (AELLD) | Automatic shutoff device (AELLD) | Interstitial Monitoring within Secondary Containment | SENSOR TO ATG | Automatic electronic line leak detector (AELLD) | Automatic electronic line leak detector (AELLD) | Pressurized Piping | UST Currently In Use: 4; UST Temp Close: 0; AST Currently In Use: 1; AST Temp Closed: 0 | 4 | 0 | 5 | 21720-115-013647 | DJG, INC
53668 | Currently in Use |  | 2022-05-11 06:00 |  | Petroleum | Ethanol free gasoline | Ethanol free gasoline | Retail | Fiberglass coated steel | Fiberglass coated steel |  |  | Double Wall |  |  |  | Single walled catchment basin | Automatic shutoff device At 95% full | Automatic shutoff device At 95% full | Interstitial Monitoring within Secondary Containment | SENSOR TO ATG | Continuous Automatic Tank Gauge | Single walled submersible pump containment sump, Single walled under dispenser containment | Automatic shutoff device (AELLD) | Automatic shutoff device (AELLD) | Interstitial Monitoring within Secondary Containment | SENSOR TO ATG | Automatic electronic line leak detector (AELLD) | Automatic electronic line leak detector (AELLD) | Pressurized Piping | UST Currently In Use: 4; UST Temp Close: 0; AST Currently In Use: 1; AST Temp Closed: 0 | 4 | 0 | 5 | 21720-115-013647 | DJG, INC
53669 | Currently in Use |  | 2022-05-11 06:00 |  | Petroleum | Off road diesel | Off road diesel | Retail | Fiberglass coated steel | Fiberglass coated steel |  |  | Double Wall |  |  |  | Single walled catchment basin | Automatic shutoff device At 95% full | Automatic shutoff device At 95% full | Interstitial Monitoring within Secondary Containment | SENSOR TO ATG | Continuous Automatic Tank Gauge | Single walled submersible pump containment sump, Single walled under dispenser containment | Automatic shutoff device (AELLD) | Automatic shutoff device (AELLD) | Interstitial Monitoring within Secondary Containment | SENSOR TO ATG | Automatic electronic line leak detector (AELLD) | Automatic electronic line leak detector (AELLD) | Pressurized Piping | UST Currently In Use: 4; UST Temp Close: 0; AST Currently In Use: 1; AST Temp Closed: 0 | 4 | 0 | 5 | 21720-115-013647 | DJG, INC
53671 | Currently in Use |  | 2022-06-01 06:00 |  | Petroleum | Premium gasoline | Premium gasoline | Retail | Double Wall, Fiberglass reinforced plastic | Fiberglass reinforced plastic |  |  | Double Wall, Fiberglass reinforced plastic |  |  |  | Double walled catchment basin | Audible high level alarm At 90% full, Automatic shutoff device At 95% full | Automatic shutoff device At 95% full | Interstitial Monitoring within Secondary Containment |  | Automatic Tank Gauge, Continuous Automatic Tank Gauge | Double walled submersible pump containment sump | Automatic shutoff device (AELLD) | Automatic shutoff device (AELLD) | Interstitial Monitoring within Secondary Containment |  |  |  |  | UST Currently In Use: 5; UST Temp Close: 0; AST Currently In Use: 0; AST Temp Closed: 0 | 5 | 0 | 0 | 22176-121-021507 | Circle K Stores, Inc.
53673 | Currently in Use |  | 2022-06-01 06:00 |  | Petroleum | Unleaded gasoline | Unleaded gasoline | Retail | Double Wall, Fiberglass reinforced plastic | Fiberglass reinforced plastic |  |  | Double Wall, Fiberglass reinforced plastic |  |  |  | Double walled catchment basin | Audible high level alarm At 90% full, Automatic shutoff device At 95% full | Automatic shutoff device At 95% full | Interstitial Monitoring within Secondary Containment |  | Automatic Tank Gauge, Continuous Automatic Tank Gauge | Double walled submersible pump containment sump | Automatic shutoff device (AELLD) | Automatic shutoff device (AELLD) | Interstitial Monitoring within Secondary Containment |  |  |  |  | UST Currently In Use: 5; UST Temp Close: 0; AST Currently In Use: 0; AST Temp Closed: 0 | 5 | 0 | 0 | 22176-121-021507 | Circle K Stores, Inc.
53674 | Currently in Use |  | 2022-06-01 06:00 |  | Petroleum | On road diesel | On road diesel | Retail | Double Wall, Fiberglass reinforced plastic | Fiberglass reinforced plastic |  |  | Double Wall, Fiberglass reinforced plastic |  |  |  | Double walled catchment basin | Audible high level alarm At 90% full, Automatic shutoff device At 95% full | Automatic shutoff device At 95% full | Interstitial Monitoring within Secondary Containment |  | Automatic Tank Gauge, Continuous Automatic Tank Gauge | Double walled submersible pump containment sump | Automatic shutoff device (AELLD) | Automatic shutoff device (AELLD) | Interstitial Monitoring within Secondary Containment |  |  |  |  | UST Currently In Use: 5; UST Temp Close: 0; AST Currently In Use: 0; AST Temp Closed: 0 | 5 | 0 | 0 | 22176-121-021507 | Circle K Stores, Inc.
53675 | Currently in Use |  | 2022-06-01 06:00 |  | Petroleum | Off road diesel | Off road diesel | Retail | Double Wall, Fiberglass reinforced plastic | Fiberglass reinforced plastic |  |  | Double Wall, Fiberglass reinforced plastic |  |  |  | Double walled catchment basin | Audible high level alarm At 90% full, Automatic shutoff device At 95% full | Automatic shutoff device At 95% full | Interstitial Monitoring within Secondary Containment |  | Automatic Tank Gauge, Continuous Automatic Tank Gauge | Double walled submersible pump containment sump | Automatic shutoff device (AELLD) | Automatic shutoff device (AELLD) | Interstitial Monitoring within Secondary Containment |  |  |  |  | UST Currently In Use: 5; UST Temp Close: 0; AST Currently In Use: 0; AST Temp Closed: 0 | 5 | 0 | 0 | 22176-121-021507 | Circle K Stores, Inc.
53676 | Currently in Use |  | 2022-06-01 06:00 |  | Petroleum | Other, DEF | Other | Retail | Double Wall, Fiberglass reinforced plastic | Fiberglass reinforced plastic |  |  | Double Wall, Fiberglass reinforced plastic |  |  |  | Double walled catchment basin | Audible high level alarm At 90% full, Automatic shutoff device At 95% full | Automatic shutoff device At 95% full | Interstitial Monitoring within Secondary Containment |  | Automatic Tank Gauge, Continuous Automatic Tank Gauge | Double walled submersible pump containment sump | Automatic shutoff device (AELLD) | Automatic shutoff device (AELLD) | Interstitial Monitoring within Secondary Containment |  |  |  |  | UST Currently In Use: 5; UST Temp Close: 0; AST Currently In Use: 0; AST Temp Closed: 0 | 5 | 0 | 0 | 22176-121-021507 | Circle K Stores, Inc.
53680 | Currently in Use |  | 2022-12-19 06:00 |  | Petroleum | On road diesel | On road diesel | Retail | Double Wall, Steel | Steel | Other, fiberglass coated steel |  | Double Wall, Flexible |  |  |  | Single walled catchment basin | Automatic shutoff device At 95% full | Automatic shutoff device At 95% full | Interstitial Monitoring within Secondary Containment | SENSOR TO ATG |  | Single walled submersible pump containment sump, Single walled under dispenser containment | Automatic shutoff device (AELLD) | Automatic shutoff device (AELLD) | Interstitial Monitoring within Secondary Containment |  |  |  |  | UST Currently In Use: 4; UST Temp Close: 0; AST Currently In Use: 0; AST Temp Closed: 0 | 4 | 0 | 0 | 11576-125-021511 | Dutch OIl Co.
53681 | Currently in Use |  | 2022-12-19 06:00 |  | Petroleum | On road diesel | On road diesel | Retail | Double Wall, Steel | Steel | Other, fiberglass coated steel |  | Double Wall, Flexible |  |  |  | Single walled catchment basin | Automatic shutoff device At 95% full | Automatic shutoff device At 95% full | Interstitial Monitoring within Secondary Containment | SENSOR TO ATG |  | Single walled submersible pump containment sump, Single walled under dispenser containment | Automatic shutoff device (AELLD) | Automatic shutoff device (AELLD) | Interstitial Monitoring within Secondary Containment |  |  |  |  | UST Currently In Use: 4; UST Temp Close: 0; AST Currently In Use: 0; AST Temp Closed: 0 | 4 | 0 | 0 | 11576-125-021511 | Dutch OIl Co.
53682 | Currently in Use |  | 2022-12-19 06:00 |  | Petroleum | Premium gasoline | Premium gasoline | Retail | Double Wall, Steel | Steel | Other, fiberglass coated steel |  | Double Wall, Flexible |  |  |  | Single walled catchment basin | Automatic shutoff device At 95% full | Automatic shutoff device At 95% full | Interstitial Monitoring within Secondary Containment | SENSOR TO ATG |  | Single walled submersible pump containment sump, Single walled under dispenser containment | Automatic shutoff device (AELLD) | Automatic shutoff device (AELLD) | Interstitial Monitoring within Secondary Containment |  |  |  |  | UST Currently In Use: 4; UST Temp Close: 0; AST Currently In Use: 0; AST Temp Closed: 0 | 4 | 0 | 0 | 11576-125-021511 | Dutch OIl Co.
53694 | Currently in Use |  | 2022-11-09 06:00 |  | Petroleum | Unleaded gasoline | Unleaded gasoline | Retail | Double Wall | Double Wall |  |  | Double Wall |  |  |  | Double walled catchment basin | Audible high level alarm At 90% full | Audible high level alarm At 90% full | Interstitial Monitoring within Secondary Containment |  |  | Single walled under dispenser containment | Automatic shutoff device (AELLD) | Automatic shutoff device (AELLD) | Interstitial Monitoring within Secondary Containment |  |  |  |  | UST Currently In Use: 4; UST Temp Close: 0; AST Currently In Use: 0; AST Temp Closed: 0 | 4 | 0 | 0 | 14001-097-021506 | Racetrac Inc.
53695 | Currently in Use |  | 2022-11-09 06:00 |  | Petroleum | Premium gasoline | Premium gasoline | Retail | Double Wall | Double Wall |  |  | Double Wall |  |  |  | Double walled catchment basin | Audible high level alarm At 90% full | Audible high level alarm At 90% full | Interstitial Monitoring within Secondary Containment |  |  | Single walled under dispenser containment | Automatic shutoff device (AELLD) | Automatic shutoff device (AELLD) | Interstitial Monitoring within Secondary Containment |  |  |  |  | UST Currently In Use: 4; UST Temp Close: 0; AST Currently In Use: 0; AST Temp Closed: 0 | 4 | 0 | 0 | 14001-097-021506 | Racetrac Inc.
53696 | Currently in Use |  | 2022-11-09 06:00 |  | Petroleum | On road diesel | On road diesel | Retail | Double Wall, Fiberglass coated steel | Fiberglass coated steel |  |  | Double Wall, Fiberglass reinforced plastic |  |  |  | Double walled catchment basin | Audible high level alarm At 90% full | Audible high level alarm At 90% full | Interstitial Monitoring within Secondary Containment |  |  | Single walled under dispenser containment | Automatic shutoff device (AELLD) | Automatic shutoff device (AELLD) | Interstitial Monitoring within Secondary Containment |  |  |  |  | UST Currently In Use: 4; UST Temp Close: 0; AST Currently In Use: 0; AST Temp Closed: 0 | 4 | 0 | 0 | 14001-097-021506 | Racetrac Inc.
53699 | Currently in Use |  | 2022-11-09 06:00 |  | Petroleum | On road diesel | On road diesel | Retail | Double Wall, Fiberglass reinforced plastic | Fiberglass reinforced plastic |  |  | Double Wall, Fiberglass reinforced plastic |  |  |  | Double walled catchment basin | Audible high level alarm At 90% full | Audible high level alarm At 90% full | Interstitial Monitoring within Secondary Containment |  |  | Single walled submersible pump containment sump, Single walled under dispenser containment | Automatic shutoff device (AELLD) | Automatic shutoff device (AELLD) | Interstitial Monitoring within Secondary Containment |  |  |  |  | UST Currently In Use: 4; UST Temp Close: 0; AST Currently In Use: 0; AST Temp Closed: 0 | 4 | 0 | 0 | 14001-097-021506 | Racetrac Inc.
53737 | Currently in Use |  | 2022-07-15 06:00 |  | Petroleum | Premium gasoline | Premium gasoline | Retail | Double Wall | Double Wall |  |  | Double Wall |  |  |  | Double walled catchment basin | Audible high level alarm At 90% full, Automatic shutoff device At 95% full | Automatic shutoff device At 95% full | Interstitial Monitoring within Secondary Containment |  |  | Single walled under dispenser containment | Sump sensor relayed to automatically shut off submersible pump | Sump sensor relayed to automatically shut off submersible pump | Interstitial Monitoring within Secondary Containment |  |  |  |  | UST Currently In Use: 3; UST Temp Close: 0; AST Currently In Use: 0; AST Temp Closed: 0 | 3 | 0 | 0 | 23413-089-021519 | Christopher Bavuso
53738 | Currently in Use |  | 2022-07-15 06:00 |  | Petroleum | Unleaded gasoline | Unleaded gasoline | Retail | Double Wall | Double Wall |  |  | Double Wall |  |  |  | Double walled catchment basin | Audible high level alarm At 90% full, Automatic shutoff device At 95% full | Automatic shutoff device At 95% full | Interstitial Monitoring within Secondary Containment |  |  | Single walled under dispenser containment | Sump sensor relayed to automatically shut off submersible pump | Sump sensor relayed to automatically shut off submersible pump | Interstitial Monitoring within Secondary Containment |  |  |  |  | UST Currently In Use: 3; UST Temp Close: 0; AST Currently In Use: 0; AST Temp Closed: 0 | 3 | 0 | 0 | 23413-089-021519 | Christopher Bavuso
53739 | Currently in Use |  | 2022-07-15 06:00 |  | Petroleum | On road diesel | On road diesel | Retail | Double Wall | Double Wall |  |  | Double Wall |  |  |  | Double walled catchment basin | Audible high level alarm At 90% full, Automatic shutoff device At 95% full | Automatic shutoff device At 95% full | Interstitial Monitoring within Secondary Containment |  |  | Single walled under dispenser containment | Sump sensor relayed to automatically shut off submersible pump | Sump sensor relayed to automatically shut off submersible pump | Interstitial Monitoring within Secondary Containment |  |  |  |  | UST Currently In Use: 3; UST Temp Close: 0; AST Currently In Use: 0; AST Temp Closed: 0 | 3 | 0 | 0 | 23413-089-021519 | Christopher Bavuso
53741 | Currently in Use |  | 2022-05-05 06:00 |  | Petroleum | Unleaded gasoline | Unleaded gasoline | Retail | Double Wall, Fiberglass coated steel | Fiberglass coated steel |  |  | Double Wall, Fiberglass reinforced plastic |  |  |  | Double walled catchment basin | Automatic shutoff device At 95% full | Automatic shutoff device At 95% full | Interstitial Monitoring within Secondary Containment |  |  | Single walled submersible pump containment sump, Single walled under dispenser containment | Automatic flow restrictor (MLLD) | Automatic flow restrictor (MLLD) | Interstitial Monitoring within Secondary Containment |  |  |  |  | UST Currently In Use: 2; UST Temp Close: 0; AST Currently In Use: 0; AST Temp Closed: 0 | 2 | 0 | 0 | 23982-039-021532 | Cenergy Oil and Gas, LLC
53746 | Currently in Use |  | 2022-05-05 06:00 |  | Petroleum | Premium gasoline | Premium gasoline | Retail | Double Wall, Fiberglass coated steel | Fiberglass coated steel |  |  | Double Wall, Fiberglass reinforced plastic |  |  |  | Double walled catchment basin | Automatic shutoff device At 95% full | Automatic shutoff device At 95% full | Interstitial Monitoring within Secondary Containment |  |  | Single walled submersible pump containment sump, Single walled under dispenser containment | Automatic flow restrictor (MLLD) | Automatic flow restrictor (MLLD) | Interstitial Monitoring within Secondary Containment |  |  |  |  | UST Currently In Use: 2; UST Temp Close: 0; AST Currently In Use: 0; AST Temp Closed: 0 | 2 | 0 | 0 | 23982-039-021532 | Cenergy Oil and Gas, LLC
53751 | Currently in Use |  | 2022-12-16 06:00 |  | Petroleum | Unleaded gasoline | Unleaded gasoline | Retail | Double Wall, Fiberglass coated steel | Fiberglass coated steel |  |  | Double Wall, Flexible |  |  |  | Single walled catchment basin | Automatic shutoff device At 95% full | Automatic shutoff device At 95% full | Interstitial Monitoring within Secondary Containment |  |  | Single walled under dispenser containment | Automatic flow restrictor (MLLD) | Automatic flow restrictor (MLLD) | Interstitial Monitoring within Secondary Containment | SENSOR TO ATG |  |  | Pressurized Piping | UST Currently In Use: 1; UST Temp Close: 3; AST Currently In Use: 0; AST Temp Closed: 0 | 1 | 3 | 0 | 26229-045-010109 | Umesh Patel
53761 | Currently in Use |  | 2020-08-27 06:00 |  | Petroleum | Unleaded gasoline | Unleaded gasoline | Retail | Double Wall, Fiberglass coated steel | Fiberglass coated steel |  |  | Double Wall, Fiberglass reinforced plastic |  |  |  | Double walled catchment basin | Automatic shutoff device At 95% full | Automatic shutoff device At 95% full | Interstitial Monitoring within Secondary Containment | SENSOR TO ATG |  | Single walled submersible pump containment sump, Single walled under dispenser containment | Automatic flow restrictor (MLLD) | Automatic flow restrictor (MLLD) | Interstitial Monitoring within Secondary Containment | SENSOR TO ATG |  |  | Pressurized Piping | UST Currently In Use: 2; UST Temp Close: 0; AST Currently In Use: 0; AST Temp Closed: 0 | 2 | 0 | 0 | 25843-101-021536 | Gas Express LLC
53763 | Currently in Use |  | 2020-08-25 06:00 |  | Petroleum | Premium gasoline | Premium gasoline | Retail | Double Wall, Fiberglass coated steel | Fiberglass coated steel |  |  | Double Wall, Fiberglass reinforced plastic |  |  |  | Double walled catchment basin | Automatic shutoff device At 95% full | Automatic shutoff device At 95% full | Interstitial Monitoring within Secondary Containment | SENSOR TO ATG | Automatic Tank Gauge, Continuous Automatic Tank Gauge | Single walled submersible pump containment sump, Single walled under dispenser containment | Automatic flow restrictor (MLLD) | Automatic flow restrictor (MLLD) | Interstitial Monitoring within Secondary Containment | SENSOR TO ATG |  |  | Pressurized Piping | UST Currently In Use: 2; UST Temp Close: 0; AST Currently In Use: 0; AST Temp Closed: 0 | 2 | 0 | 0 | 25843-101-021536 | Gas Express LLC
53779 | Currently in Use |  | 2021-04-12 06:00 |  | Petroleum | Unleaded gasoline | Unleaded gasoline | Retail | Double Wall, Fiberglass coated steel | Fiberglass coated steel |  |  | Double Wall, Fiberglass reinforced plastic |  |  |  | Single walled catchment basin | Automatic shutoff device At 95% full | Automatic shutoff device At 95% full | Interstitial Monitoring within Secondary Containment | SENSOR TO ATG | Continuous Automatic Tank Gauge | Single walled submersible pump containment sump, Single walled under dispenser containment | Automatic shutoff device (AELLD) | Automatic shutoff device (AELLD) | Interstitial Monitoring within Secondary Containment | SENSOR TO ATG |  |  | Pressurized Piping | UST Currently In Use: 2; UST Temp Close: 0; AST Currently In Use: 0; AST Temp Closed: 0 | 2 | 0 | 0 | 23737-015-009566 | Merry Millennium
53780 | Currently in Use |  | 2021-04-12 06:00 |  | Petroleum | Ethanol free gasoline | Ethanol free gasoline | Retail | Double Wall, Fiberglass coated steel | Fiberglass coated steel |  |  | Double Wall, Fiberglass reinforced plastic |  |  |  | Single walled catchment basin | Automatic shutoff device At 95% full | Automatic shutoff device At 95% full | Interstitial Monitoring within Secondary Containment | SENSOR TO ATG | Continuous Automatic Tank Gauge | Single walled submersible pump containment sump, Single walled under dispenser containment | Automatic shutoff device (AELLD) | Automatic shutoff device (AELLD) | Interstitial Monitoring within Secondary Containment | SENSOR TO ATG |  |  | Pressurized Piping | UST Currently In Use: 2; UST Temp Close: 0; AST Currently In Use: 0; AST Temp Closed: 0 | 2 | 0 | 0 | 23737-015-009566 | Merry Millennium
53784 | Currently in Use |  | 2022-06-16 06:00 |  | Petroleum | Unleaded gasoline | Unleaded gasoline | Bulk facility | Double Wall, Fiberglass reinforced plastic | Fiberglass reinforced plastic |  |  | Double Wall, Fiberglass reinforced plastic |  |  |  | Double walled catchment basin | Automatic shutoff device At 95% full | Automatic shutoff device At 95% full | Interstitial Monitoring within Secondary Containment | SENSOR TO ATG |  | Double walled under dispenser containment | Automatic flow restrictor (MLLD), Automatic shutoff device (AELLD) | Automatic shutoff device (AELLD) | Interstitial Monitoring within Secondary Containment | SENSOR TO ATG |  |  |  | UST Currently In Use: 2; UST Temp Close: 0; AST Currently In Use: 0; AST Temp Closed: 0 | 2 | 0 | 0 | 13722-083-021544 | Penske Truck Leasing Co., LP
53791 | Currently in Use |  | 2022-06-16 06:00 |  | Petroleum | On road diesel | On road diesel | Bulk facility | Double Wall, Fiberglass reinforced plastic | Fiberglass reinforced plastic |  |  | Double Wall, Fiberglass reinforced plastic |  |  |  | Double walled catchment basin | Automatic shutoff device At 95% full | Automatic shutoff device At 95% full | Interstitial Monitoring within Secondary Containment | SENSOR TO ATG |  | Double walled under dispenser containment | Automatic flow restrictor (MLLD), Automatic shutoff device (AELLD) | Automatic shutoff device (AELLD) | Interstitial Monitoring within Secondary Containment | SENSOR TO ATG |  |  |  | UST Currently In Use: 2; UST Temp Close: 0; AST Currently In Use: 0; AST Temp Closed: 0 | 2 | 0 | 0 | 13722-083-021544 | Penske Truck Leasing Co., LP
53792 | Currently in Use | 2017-08-16 06:00 | 2017-08-16 06:00 |  | Petroleum | Unleaded gasoline | Unleaded gasoline | Retail | Double Wall, Fiberglass reinforced plastic | Fiberglass reinforced plastic |  |  | Double Wall, Flexible |  |  |  | Catchment Basin, Single walled catchment basin | Audible high level alarm At 90% full | Audible high level alarm At 90% full | Interstitial Monitoring within Secondary Containment |  |  |  | Automatic flow restrictor (MLLD) | Automatic flow restrictor (MLLD) | Interstitial Monitoring within Secondary Containment |  |  |  |  | UST Currently In Use: 2; UST Temp Close: 0; AST Currently In Use: 0; AST Temp Closed: 0 | 2 | 0 | 2 | 23806-125-003108 | ROYAL INVESTMENT GROUP LLC
53793 | Currently in Use |  | 2017-08-16 06:00 |  | Petroleum | Premium gasoline | Premium gasoline | Retail | Double Wall, Fiberglass reinforced plastic | Fiberglass reinforced plastic |  |  | Double Wall, Flexible |  |  |  | Catchment Basin, Single walled catchment basin |  |  | Interstitial Monitoring within Secondary Containment |  |  |  | Automatic flow restrictor (MLLD) | Automatic flow restrictor (MLLD) | Interstitial Monitoring within Secondary Containment |  |  |  |  | UST Currently In Use: 2; UST Temp Close: 0; AST Currently In Use: 0; AST Temp Closed: 0 | 2 | 0 | 2 | 23806-125-003108 | ROYAL INVESTMENT GROUP LLC
53798 | Currently in Use |  | 2022-11-02 06:00 |  | Petroleum | Unleaded gasoline | Unleaded gasoline | Retail | Double Wall, Fiberglass coated steel | Fiberglass coated steel |  |  | Double Wall, Flexible |  |  |  | Single walled catchment basin | Automatic shutoff device At 95% full | Automatic shutoff device At 95% full | Interstitial Monitoring within Secondary Containment |  |  | Single walled submersible pump containment sump, Single walled under dispenser containment | Automatic shutoff device (AELLD), Sump sensor relayed to automatically shut off submersible pump | Sump sensor relayed to automatically shut off submersible pump | Interstitial Monitoring within Secondary Containment |  |  |  |  | UST Currently In Use: 2; UST Temp Close: 0; AST Currently In Use: 0; AST Temp Closed: 0 | 2 | 0 | 0 | 26236-117-021505 | SRI Siddhi, LLC
53799 | Currently in Use |  | 2022-11-02 06:00 |  | Petroleum | Premium gasoline | Premium gasoline | Retail | Double Wall, Fiberglass coated steel | Fiberglass coated steel |  |  | Double Wall, Flexible |  |  |  | Single walled catchment basin | Automatic shutoff device At 95% full | Automatic shutoff device At 95% full | Interstitial Monitoring within Secondary Containment |  |  | Single walled submersible pump containment sump, Single walled under dispenser containment | Automatic shutoff device (AELLD), Sump sensor relayed to automatically shut off submersible pump | Sump sensor relayed to automatically shut off submersible pump | Interstitial Monitoring within Secondary Containment |  |  |  |  | UST Currently In Use: 2; UST Temp Close: 0; AST Currently In Use: 0; AST Temp Closed: 0 | 2 | 0 | 0 | 26236-117-021505 | SRI Siddhi, LLC
53818 | Currently in Use |  | 2021-02-17 06:00 |  | Petroleum | Ethanol free gasoline | Ethanol free gasoline | Retail | Fiberglass coated steel | Fiberglass coated steel |  |  | Double Wall, Flexible |  |  |  | Single walled catchment basin | Automatic shutoff device At 95% full | Automatic shutoff device At 95% full | Interstitial Monitoring within Secondary Containment | SENSOR TO ATG |  | Single walled under dispenser containment | Automatic flow restrictor (MLLD) | Automatic flow restrictor (MLLD) | Interstitial Monitoring within Secondary Containment | SENSOR TO ATG |  |  |  | UST Currently In Use: 3; UST Temp Close: 0; AST Currently In Use: 0; AST Temp Closed: 0 | 3 | 0 | 0 | 24427-097-018541 | MAHAR HAIFA
53825 | Currently in Use |  | 2022-07-27 06:00 |  | Petroleum | Unleaded gasoline | Unleaded gasoline | Retail | Double Wall, Fiberglass reinforced plastic | Fiberglass reinforced plastic |  |  | Double Wall, Fiberglass reinforced plastic |  |  |  | Double walled catchment basin | Audible high level alarm At 90% full | Audible high level alarm At 90% full | Interstitial Monitoring within Secondary Containment |  |  | Single walled submersible pump containment sump, Single walled under dispenser containment | Automatic shutoff device (AELLD) | Automatic shutoff device (AELLD) | Interstitial Monitoring within Secondary Containment |  |  |  |  | UST Currently In Use: 4; UST Temp Close: 0; AST Currently In Use: 0; AST Temp Closed: 0 | 4 | 0 | 0 | 14001-081-021484 | Racetrac Inc
53826 | Currently in Use |  | 2022-07-27 06:00 |  | Petroleum | On road diesel | On road diesel | Retail | Double Wall, Fiberglass reinforced plastic | Fiberglass reinforced plastic |  |  | Double Wall, Fiberglass reinforced plastic |  |  |  | Double walled catchment basin | Audible high level alarm At 90% full | Audible high level alarm At 90% full | Interstitial Monitoring within Secondary Containment |  |  | Single walled submersible pump containment sump, Single walled under dispenser containment | Automatic shutoff device (AELLD) | Automatic shutoff device (AELLD) | Interstitial Monitoring within Secondary Containment |  |  |  |  | UST Currently In Use: 4; UST Temp Close: 0; AST Currently In Use: 0; AST Temp Closed: 0 | 4 | 0 | 0 | 14001-081-021484 | Racetrac Inc
53827 | Currently in Use |  | 2022-07-27 06:00 |  | Petroleum | Premium gasoline | Premium gasoline | Retail | Double Wall, Fiberglass reinforced plastic | Fiberglass reinforced plastic |  |  | Double Wall, Fiberglass reinforced plastic |  |  |  | Double walled catchment basin | Audible high level alarm At 90% full | Audible high level alarm At 90% full | Interstitial Monitoring within Secondary Containment |  |  | Single walled submersible pump containment sump, Single walled under dispenser containment | Automatic shutoff device (AELLD) | Automatic shutoff device (AELLD) | Interstitial Monitoring within Secondary Containment |  |  |  |  | UST Currently In Use: 4; UST Temp Close: 0; AST Currently In Use: 0; AST Temp Closed: 0 | 4 | 0 | 0 | 14001-081-021484 | Racetrac Inc
53828 | Currently in Use |  | 2022-08-16 06:00 |  | Petroleum | On road diesel | On road diesel | Retail | Double Wall, Fiberglass reinforced plastic | Fiberglass reinforced plastic |  |  | Double Wall, Fiberglass reinforced plastic |  |  |  | Double walled catchment basin | Audible high level alarm At 90% full | Audible high level alarm At 90% full | Interstitial Monitoring within Secondary Containment |  |  | Single walled submersible pump containment sump, Single walled under dispenser containment | Automatic shutoff device (AELLD) | Automatic shutoff device (AELLD) | Interstitial Monitoring within Secondary Containment |  |  |  |  | UST Currently In Use: 4; UST Temp Close: 0; AST Currently In Use: 0; AST Temp Closed: 0 | 4 | 0 | 0 | 14001-081-021484 | Racetrac Inc
53833 | Retired |  | 2023-02-16 06:00 |  | Petroleum | Unleaded gasoline | Unleaded gasoline | Retail | Double Wall, Fiberglass coated steel | Fiberglass coated steel |  |  | Double Wall, Fiberglass reinforced plastic | [6 empty] | Interstitial Monitoring within Secondary Containment |  |  |  | Automatic flow restrictor (MLLD) | Automatic flow restrictor (MLLD) | Interstitial Monitoring within Secondary Containment |  |  |  |  | UST Currently In Use: 2; UST Temp Close: 0; AST Currently In Use: 0; AST Temp Closed: 0 | 2 | 0 | 0 | 24239-045-011358 | SHREE GOVIND LLC - C/O FAST TRIP
53838 | Currently in Use |  | 2021-07-12 06:00 |  |  |  |  | Retail | Double Wall, Fiberglass coated steel | Fiberglass coated steel |  |  | Fiberglass reinforced plastic |  |  |  | Catchment Basin, Single walled catchment basin | Audible high level alarm At 90% full | Audible high level alarm At 90% full | Interstitial Monitoring within Secondary Containment |  |  |  | Automatic shutoff device (AELLD) | Automatic shutoff device (AELLD) | Interstitial Monitoring within Secondary Containment |  |  |  |  | UST Currently In Use: 2; UST Temp Close: 0; AST Currently In Use: 0; AST Temp Closed: 0 | 2 | 0 | 3 | 22176-101-021526 | CIRCLE K STORES
53854 | Currently in Use |  | 2022-05-17 06:00 |  | Petroleum | Unleaded gasoline | Unleaded gasoline | Retail | Double Wall, Fiberglass reinforced plastic | Fiberglass reinforced plastic |  |  | Double Wall, Fiberglass reinforced plastic |  |  |  | Double walled catchment basin | Audible high level alarm At 90% full | Audible high level alarm At 90% full | Interstitial Monitoring within Secondary Containment |  |  | Single walled under dispenser containment | Automatic shutoff device (AELLD) | Automatic shutoff device (AELLD) | Interstitial Monitoring within Secondary Containment |  |  |  |  | UST Currently In Use: 4; UST Temp Close: 0; AST Currently In Use: 0; AST Temp Closed: 0 | 4 | 0 | 0 | 14001-055-021485 | Racetrac Inc
53855 | Currently in Use |  | 2022-05-17 06:00 |  | Petroleum | Premium gasoline | Premium gasoline | Retail | Double Wall, Fiberglass reinforced plastic | Fiberglass reinforced plastic |  |  | Double Wall, Fiberglass reinforced plastic |  |  |  | Double walled catchment basin | Audible high level alarm At 90% full | Audible high level alarm At 90% full | Interstitial Monitoring within Secondary Containment |  |  | Single walled submersible pump containment sump, Single walled under dispenser containment | Automatic shutoff device (AELLD) | Automatic shutoff device (AELLD) | Interstitial Monitoring within Secondary Containment |  |  |  |  | UST Currently In Use: 4; UST Temp Close: 0; AST Currently In Use: 0; AST Temp Closed: 0 | 4 | 0 | 0 | 14001-055-021485 | Racetrac Inc
53856 | Currently in Use |  | 2022-05-17 06:00 |  | Petroleum | On road diesel | On road diesel | Retail | Double Wall, Fiberglass reinforced plastic | Fiberglass reinforced plastic |  |  | Double Wall, Fiberglass reinforced plastic |  |  |  | Double walled catchment basin | Audible high level alarm At 90% full | Audible high level alarm At 90% full | Interstitial Monitoring within Secondary Containment |  |  | Single walled submersible pump containment sump, Single walled under dispenser containment | Automatic shutoff device (AELLD) | Automatic shutoff device (AELLD) | Interstitial Monitoring within Secondary Containment |  |  |  |  | UST Currently In Use: 4; UST Temp Close: 0; AST Currently In Use: 0; AST Temp Closed: 0 | 4 | 0 | 0 | 14001-055-021485 | Racetrac Inc
53857 | Currently in Use |  | 2022-05-17 06:00 |  | Petroleum | On road diesel | On road diesel | Retail | Double Wall, Fiberglass reinforced plastic | Fiberglass reinforced plastic |  |  | Double Wall, Fiberglass reinforced plastic |  |  |  | Double walled catchment basin | Audible high level alarm At 90% full | Audible high level alarm At 90% full | Interstitial Monitoring within Secondary Containment |  |  | Single walled submersible pump containment sump, Single walled under dispenser containment | Automatic shutoff device (AELLD) | Automatic shutoff device (AELLD) | Interstitial Monitoring within Secondary Containment |  |  |  |  | UST Currently In Use: 4; UST Temp Close: 0; AST Currently In Use: 0; AST Temp Closed: 0 | 4 | 0 | 0 | 14001-055-021485 | Racetrac Inc
53858 | Currently in Use |  | 2022-09-12 06:00 |  | Petroleum | Unleaded gasoline | Unleaded gasoline | Retail | Double Wall, Fiberglass reinforced plastic | Fiberglass reinforced plastic |  |  | Double Wall, Fiberglass reinforced plastic |  |  |  | Double walled catchment basin | Audible high level alarm At 90% full | Audible high level alarm At 90% full | Interstitial Monitoring within Secondary Containment |  |  | Single walled submersible pump containment sump, Single walled under dispenser containment | Automatic shutoff device (AELLD) | Automatic shutoff device (AELLD) | Interstitial Monitoring within Secondary Containment |  |  |  |  | UST Currently In Use: 4; UST Temp Close: 0; AST Currently In Use: 0; AST Temp Closed: 0 | 4 | 0 | 0 | 14001-089-021483 | RACETRAC PETROLEUM INC
53859 | Currently in Use |  | 2022-09-12 06:00 |  | Petroleum | Premium gasoline | Premium gasoline | Retail | Double Wall, Fiberglass reinforced plastic | Fiberglass reinforced plastic |  |  | Double Wall, Fiberglass reinforced plastic |  |  |  | Double walled catchment basin | Audible high level alarm At 90% full | Audible high level alarm At 90% full | Interstitial Monitoring within Secondary Containment |  |  | Single walled submersible pump containment sump, Single walled under dispenser containment | Automatic shutoff device (AELLD) | Automatic shutoff device (AELLD) | Interstitial Monitoring within Secondary Containment |  |  |  |  | UST Currently In Use: 4; UST Temp Close: 0; AST Currently In Use: 0; AST Temp Closed: 0 | 4 | 0 | 0 | 14001-089-021483 | RACETRAC PETROLEUM INC
53860 | Currently in Use |  | 2022-09-12 06:00 |  | Petroleum | On road diesel | On road diesel | Retail | Double Wall, Fiberglass reinforced plastic | Fiberglass reinforced plastic |  |  | Double Wall, Fiberglass reinforced plastic |  |  |  | Double walled catchment basin | Audible high level alarm At 90% full | Audible high level alarm At 90% full | Interstitial Monitoring within Secondary Containment |  |  | Single walled submersible pump containment sump, Single walled under dispenser containment | Automatic shutoff device (AELLD) | Automatic shutoff device (AELLD) | Interstitial Monitoring within Secondary Containment |  |  |  |  | UST Currently In Use: 4; UST Temp Close: 0; AST Currently In Use: 0; AST Temp Closed: 0 | 4 | 0 | 0 | 14001-089-021483 | RACETRAC PETROLEUM INC
53861 | Currently in Use |  | 2022-09-12 06:00 |  | Petroleum | On road diesel | On road diesel | Retail | Double Wall, Fiberglass reinforced plastic | Fiberglass reinforced plastic |  |  | Double Wall, Fiberglass reinforced plastic |  |  |  | Double walled catchment basin | Audible high level alarm At 90% full | Audible high level alarm At 90% full | Interstitial Monitoring within Secondary Containment |  |  | Single walled submersible pump containment sump, Single walled under dispenser containment | Automatic shutoff device (AELLD) | Automatic shutoff device (AELLD) | Interstitial Monitoring within Secondary Containment |  |  |  |  | UST Currently In Use: 4; UST Temp Close: 0; AST Currently In Use: 0; AST Temp Closed: 0 | 4 | 0 | 0 | 14001-089-021483 | RACETRAC PETROLEUM INC
53863 | Currently in Use |  | 2022-09-28 06:00 |  | Petroleum | Unleaded gasoline | Unleaded gasoline | Retail | Double Wall, Fiberglass reinforced plastic | Fiberglass reinforced plastic |  |  | Double Wall, Fiberglass reinforced plastic |  |  |  | Double walled catchment basin | Audible high level alarm At 90% full | Audible high level alarm At 90% full | Interstitial Monitoring within Secondary Containment |  |  | Single walled submersible pump containment sump, Single walled under dispenser containment | Automatic shutoff device (AELLD) | Automatic shutoff device (AELLD) | Interstitial Monitoring within Secondary Containment |  |  |  |  | UST Currently In Use: 4; UST Temp Close: 0; AST Currently In Use: 0; AST Temp Closed: 0 | 4 | 0 | 0 | 14001-089-021497 | Racetrac Inc
53864 | Currently in Use |  | 2022-09-28 06:00 |  | Petroleum | Premium gasoline | Premium gasoline | Retail | Double Wall, Fiberglass reinforced plastic | Fiberglass reinforced plastic |  |  | Double Wall, Fiberglass reinforced plastic |  |  |  | Double walled catchment basin, Single walled catchment basin | Audible high level alarm At 90% full | Audible high level alarm At 90% full | Interstitial Monitoring within Secondary Containment |  |  | Single walled submersible pump containment sump, Single walled under dispenser containment | Automatic shutoff device (AELLD) | Automatic shutoff device (AELLD) | Interstitial Monitoring within Secondary Containment |  |  |  |  | UST Currently In Use: 4; UST Temp Close: 0; AST Currently In Use: 0; AST Temp Closed: 0 | 4 | 0 | 0 | 14001-089-021497 | Racetrac Inc
53865 | Currently in Use |  | 2022-09-28 06:00 |  | Petroleum | On road diesel | On road diesel | Retail | Double Wall, Fiberglass reinforced plastic | Fiberglass reinforced plastic |  |  | Double Wall, Fiberglass reinforced plastic |  |  |  | Double walled catchment basin | Audible high level alarm At 90% full | Audible high level alarm At 90% full | Interstitial Monitoring within Secondary Containment |  |  | Single walled submersible pump containment sump, Single walled under dispenser containment | Automatic shutoff device (AELLD) | Automatic shutoff device (AELLD) | Interstitial Monitoring within Secondary Containment |  |  |  |  | UST Currently In Use: 4; UST Temp Close: 0; AST Currently In Use: 0; AST Temp Closed: 0 | 4 | 0 | 0 | 14001-089-021497 | Racetrac Inc
53866 | Currently in Use |  | 2022-09-28 06:00 |  | Petroleum | On road diesel | On road diesel | Retail | Double Wall, Fiberglass reinforced plastic | Fiberglass reinforced plastic |  |  | Double Wall, Fiberglass reinforced plastic |  |  |  | Double walled catchment basin | Audible high level alarm At 90% full | Audible high level alarm At 90% full | Interstitial Monitoring within Secondary Containment |  |  | Single walled submersible pump containment sump, Single walled under dispenser containment | Automatic shutoff device (AELLD) | Automatic shutoff device (AELLD) | Interstitial Monitoring within Secondary Containment |  |  |  |  | UST Currently In Use: 4; UST Temp Close: 0; AST Currently In Use: 0; AST Temp Closed: 0 | 4 | 0 | 0 | 14001-089-021497 | Racetrac Inc
53903 | Currently in Use |  | 2023-03-16 06:00 |  | Petroleum | On road diesel | On road diesel | Retail | Fiberglass coated steel | Fiberglass coated steel |  |  | Double Wall |  |  |  | Single walled catchment basin | Automatic shutoff device At 95% full | Automatic shutoff device At 95% full | Interstitial Monitoring within Secondary Containment | SENSOR TO ATG | Automatic Tank Gauge | Single walled submersible pump containment sump, Single walled under dispenser containment | Automatic shutoff device (AELLD) | Automatic shutoff device (AELLD) | Interstitial Monitoring within Secondary Containment | SENSOR TO ATG |  |  |  | UST Currently In Use: 1; UST Temp Close: 0; AST Currently In Use: 0; AST Temp Closed: 0 | 1 | 0 | 0 | 26299-097-021540 | Ahmad A. AL Fuqaha
53927 | Currently in Use |  | 2022-06-20 06:00 |  | Petroleum | Unleaded gasoline | Unleaded gasoline | Retail | Double Wall, Fiberglass reinforced plastic | Fiberglass reinforced plastic |  |  | Double Wall, Fiberglass reinforced plastic |  |  |  | Double walled catchment basin | Automatic shutoff device At 95% full | Automatic shutoff device At 95% full | Interstitial Monitoring within Secondary Containment |  |  | Single walled submersible pump containment sump, Single walled under dispenser containment | Automatic shutoff device (AELLD), Sump sensor relayed to automatically shut off submersible pump | Sump sensor relayed to automatically shut off submersible pump | Interstitial Monitoring within Secondary Containment |  |  |  |  | UST Currently In Use: 6; UST Temp Close: 0; AST Currently In Use: 0; AST Temp Closed: 0 | 6 | 0 | 0 | 25488-081-021463 | Buc-ee's Auburn, LLC
53928 | Currently in Use |  | 2022-06-20 06:00 |  | Petroleum | Unleaded gasoline | Unleaded gasoline | Retail | Double Wall, Fiberglass reinforced plastic | Fiberglass reinforced plastic |  |  | Double Wall, Fiberglass reinforced plastic |  |  |  | Double walled catchment basin | Automatic shutoff device At 95% full | Automatic shutoff device At 95% full | Interstitial Monitoring within Secondary Containment |  |  | Single walled submersible pump containment sump, Single walled under dispenser containment | Automatic shutoff device (AELLD), Sump sensor relayed to automatically shut off submersible pump | Sump sensor relayed to automatically shut off submersible pump | Interstitial Monitoring within Secondary Containment |  |  |  |  | UST Currently In Use: 6; UST Temp Close: 0; AST Currently In Use: 0; AST Temp Closed: 0 | 6 | 0 | 0 | 25488-081-021463 | Buc-ee's Auburn, LLC
53929 | Currently in Use |  | 2022-06-20 06:00 |  | Petroleum | On road diesel | On road diesel | Retail | Double Wall, Fiberglass reinforced plastic | Fiberglass reinforced plastic |  |  | Double Wall, Fiberglass reinforced plastic |  |  |  | Double walled catchment basin | Automatic shutoff device At 95% full | Automatic shutoff device At 95% full | Interstitial Monitoring within Secondary Containment |  |  | Single walled submersible pump containment sump, Single walled under dispenser containment | Automatic shutoff device (AELLD), Sump sensor relayed to automatically shut off submersible pump | Sump sensor relayed to automatically shut off submersible pump | Interstitial Monitoring within Secondary Containment |  |  |  |  | UST Currently In Use: 6; UST Temp Close: 0; AST Currently In Use: 0; AST Temp Closed: 0 | 6 | 0 | 0 | 25488-081-021463 | Buc-ee's Auburn, LLC
53930 | Currently in Use |  | 2022-06-20 06:00 |  | Petroleum | Unleaded gasoline | Unleaded gasoline | Retail | Double Wall, Fiberglass reinforced plastic | Fiberglass reinforced plastic |  |  | Double Wall, Fiberglass reinforced plastic |  |  |  | Double walled catchment basin | Audible high level alarm At 90% full, Automatic shutoff device At 95% full | Automatic shutoff device At 95% full | Interstitial Monitoring within Secondary Containment |  |  | Single walled submersible pump containment sump, Single walled under dispenser containment | Automatic shutoff device (AELLD), Sump sensor relayed to automatically shut off submersible pump | Sump sensor relayed to automatically shut off submersible pump | Interstitial Monitoring within Secondary Containment |  |  |  |  | UST Currently In Use: 6; UST Temp Close: 0; AST Currently In Use: 0; AST Temp Closed: 0 | 6 | 0 | 0 | 25488-081-021463 | Buc-ee's Auburn, LLC
53931 | Currently in Use |  | 2022-06-20 06:00 |  | Petroleum | Unleaded gasoline | Unleaded gasoline | Retail | Double Wall, Fiberglass reinforced plastic | Fiberglass reinforced plastic |  |  | Double Wall, Fiberglass reinforced plastic |  |  |  | Double walled catchment basin | Automatic shutoff device At 95% full | Automatic shutoff device At 95% full | Interstitial Monitoring within Secondary Containment |  |  | Single walled submersible pump containment sump, Single walled under dispenser containment | Automatic shutoff device (AELLD), Sump sensor relayed to automatically shut off submersible pump | Sump sensor relayed to automatically shut off submersible pump | Interstitial Monitoring within Secondary Containment |  |  |  |  | UST Currently In Use: 6; UST Temp Close: 0; AST Currently In Use: 0; AST Temp Closed: 0 | 6 | 0 | 0 | 25488-081-021463 | Buc-ee's Auburn, LLC
53932 | Currently in Use |  | 2022-06-20 06:00 |  | Petroleum | On road diesel | On road diesel | Retail | Double Wall, Fiberglass reinforced plastic | Fiberglass reinforced plastic |  |  | Double Wall, Fiberglass reinforced plastic |  |  |  | Double walled catchment basin | Automatic shutoff device At 95% full | Automatic shutoff device At 95% full | Interstitial Monitoring within Secondary Containment |  |  | Single walled submersible pump containment sump, Single walled under dispenser containment | Automatic shutoff device (AELLD), Sump sensor relayed to automatically shut off submersible pump | Sump sensor relayed to automatically shut off submersible pump | Interstitial Monitoring within Secondary Containment |  |  |  |  | UST Currently In Use: 6; UST Temp Close: 0; AST Currently In Use: 0; AST Temp Closed: 0 | 6 | 0 | 0 | 25488-081-021463 | Buc-ee's Auburn, LLC
53948 | Currently in Use |  | 2022-11-21 06:00 |  | Petroleum | Unleaded gasoline | Unleaded gasoline | Retail | Double Wall, Fiberglass coated steel | Fiberglass coated steel |  |  | Flexible |  |  |  | Double walled catchment basin | Automatic shutoff device At 95% full | Automatic shutoff device At 95% full | Interstitial Monitoring within Secondary Containment | SENSOR TO ATG | Continuous Automatic Tank Gauge, Other, interstitial monitoring within secondary containment (double walled tank) | Single walled submersible pump containment sump, Single walled under dispenser containment | Automatic flow restrictor (MLLD) | Automatic flow restrictor (MLLD) | Interstitial Monitoring within Secondary Containment | SENSOR TO ATG |  |  |  | UST Currently In Use: 2; UST Temp Close: 0; AST Currently In Use: 0; AST Temp Closed: 0 | 2 | 0 | 0 | 13929-003-021580 | Prince Oil Company, Inc
53949 | Currently in Use |  | 2022-11-21 06:00 |  | Petroleum | On road diesel | On road diesel | Retail | Double Wall, Fiberglass coated steel | Fiberglass coated steel |  |  | Flexible |  |  |  | Double walled catchment basin | Automatic shutoff device At 95% full | Automatic shutoff device At 95% full | Interstitial Monitoring within Secondary Containment | SENSOR TO ATG | Continuous Automatic Tank Gauge, Other, interstitial monitoring within secondary containment (double walled tank) | Single walled submersible pump containment sump, Single walled under dispenser containment | Automatic flow restrictor (MLLD) | Automatic flow restrictor (MLLD) | Interstitial Monitoring within Secondary Containment | SENSOR TO ATG |  |  |  | UST Currently In Use: 2; UST Temp Close: 0; AST Currently In Use: 0; AST Temp Closed: 0 | 2 | 0 | 0 | 13929-003-021580 | Prince Oil Company, Inc
53957 | Currently in Use |  | 2022-09-26 06:00 |  | Petroleum | Unleaded gasoline | Unleaded gasoline | Retail | Double Wall, Fiberglass reinforced plastic | Fiberglass reinforced plastic |  |  | Double Wall, Fiberglass reinforced plastic |  |  |  | Double walled catchment basin | Audible high level alarm At 90% full, Automatic shutoff device At 95% full | Automatic shutoff device At 95% full | Interstitial Monitoring within Secondary Containment |  | Automatic Tank Gauge | Single walled submersible pump containment sump, Single walled under dispenser containment | Automatic shutoff device (AELLD) | Automatic shutoff device (AELLD) | Interstitial Monitoring within Secondary Containment |  |  |  |  | UST Currently In Use: 3; UST Temp Close: 0; AST Currently In Use: 0; AST Temp Closed: 0 | 3 | 0 | 0 | 23413-089-021558 | Circle K Stores, Inc.
53958 | Currently in Use |  | 2022-09-26 06:00 |  | Petroleum | Premium gasoline | Premium gasoline | Retail | Double Wall, Fiberglass reinforced plastic | Fiberglass reinforced plastic |  |  | Double Wall, Fiberglass reinforced plastic |  |  |  | Double walled catchment basin | Audible high level alarm At 90% full, Automatic shutoff device At 95% full | Automatic shutoff device At 95% full | Interstitial Monitoring within Secondary Containment |  | Automatic Tank Gauge | Single walled submersible pump containment sump, Single walled under dispenser containment | Automatic shutoff device (AELLD) | Automatic shutoff device (AELLD) | Interstitial Monitoring within Secondary Containment |  |  |  |  | UST Currently In Use: 3; UST Temp Close: 0; AST Currently In Use: 0; AST Temp Closed: 0 | 3 | 0 | 0 | 23413-089-021558 | Circle K Stores, Inc.
53959 | Currently in Use |  | 2022-09-26 06:00 |  | Petroleum | On road diesel | On road diesel | Retail | Double Wall, Fiberglass reinforced plastic | Fiberglass reinforced plastic |  |  | Double Wall, Fiberglass reinforced plastic |  |  |  | Double walled catchment basin | Audible high level alarm At 90% full, Automatic shutoff device At 95% full | Automatic shutoff device At 95% full | Interstitial Monitoring within Secondary Containment |  | Automatic Tank Gauge | Single walled submersible pump containment sump, Single walled under dispenser containment | Automatic shutoff device (AELLD) | Automatic shutoff device (AELLD) | Interstitial Monitoring within Secondary Containment |  |  |  |  | UST Currently In Use: 3; UST Temp Close: 0; AST Currently In Use: 0; AST Temp Closed: 0 | 3 | 0 | 0 | 23413-089-021558 | Circle K Stores, Inc.
53960 | Currently in Use |  | 2022-09-29 06:00 |  | Petroleum | Unleaded gasoline | Unleaded gasoline | Retail | Double Wall, Fiberglass reinforced plastic | Fiberglass reinforced plastic |  |  | Double Wall, Fiberglass reinforced plastic |  |  |  | Double walled catchment basin | Audible high level alarm At 90% full, Automatic shutoff device At 95% full | Automatic shutoff device At 95% full | Interstitial Monitoring within Secondary Containment |  | Automatic Tank Gauge | Single walled submersible pump containment sump, Single walled under dispenser containment | Automatic shutoff device (AELLD) | Automatic shutoff device (AELLD) | Interstitial Monitoring within Secondary Containment |  |  |  |  | UST Currently In Use: 3; UST Temp Close: 0; AST Currently In Use: 0; AST Temp Closed: 0 | 3 | 0 | 0 | 23413-089-021489 | Circle K Stores, Inc.
53961 | Currently in Use |  | 2022-09-29 06:00 |  | Petroleum | Premium gasoline | Premium gasoline | Retail | Double Wall, Fiberglass reinforced plastic | Fiberglass reinforced plastic |  |  | Double Wall, Fiberglass reinforced plastic |  |  |  | Double walled catchment basin | Audible high level alarm At 90% full, Automatic shutoff device At 95% full | Automatic shutoff device At 95% full | Interstitial Monitoring within Secondary Containment |  | Automatic Tank Gauge | Single walled submersible pump containment sump, Single walled under dispenser containment | Automatic shutoff device (AELLD) | Automatic shutoff device (AELLD) | Interstitial Monitoring within Secondary Containment |  |  |  |  | UST Currently In Use: 3; UST Temp Close: 0; AST Currently In Use: 0; AST Temp Closed: 0 | 3 | 0 | 0 | 23413-089-021489 | Circle K Stores, Inc.
53962 | Currently in Use |  | 2022-09-26 06:00 |  | Petroleum | On road diesel | On road diesel | Retail | Double Wall, Fiberglass reinforced plastic | Fiberglass reinforced plastic |  |  | Double Wall, Fiberglass reinforced plastic |  |  |  | Double walled catchment basin | Audible high level alarm At 90% full, Automatic shutoff device At 95% full | Automatic shutoff device At 95% full | Interstitial Monitoring within Secondary Containment |  | Automatic Tank Gauge | Single walled submersible pump containment sump, Single walled under dispenser containment | Automatic shutoff device (AELLD) | Automatic shutoff device (AELLD) | Interstitial Monitoring within Secondary Containment |  |  |  |  | UST Currently In Use: 3; UST Temp Close: 0; AST Currently In Use: 0; AST Temp Closed: 0 | 3 | 0 | 0 | 23413-089-021489 | Circle K Stores, Inc.
53968 | Currently in Use |  | 2023-04-10 06:00 |  | Petroleum | Unleaded gasoline | Unleaded gasoline | Retail | Double Wall, Fiberglass reinforced plastic | Fiberglass reinforced plastic |  |  | Double Wall, Flexible |  |  |  | Catchment Basin, Single walled catchment basin | Automatic shutoff device At 95% full | Automatic shutoff device At 95% full | Interstitial Monitoring within Secondary Containment | SENSOR TO ATG |  |  | Automatic flow restrictor (MLLD) | Automatic flow restrictor (MLLD) | Interstitial Monitoring within Secondary Containment |  |  |  | Pressurized Piping | UST Currently In Use: 6; UST Temp Close: 0; AST Currently In Use: 2; AST Temp Closed: 0 | 6 | 0 | 4 | 25458-001-013870 | LIONS PRIDE PROPERTY INC
53971 | Currently in Use |  | 2023-04-10 06:00 |  | Petroleum | Unleaded gasoline | Unleaded gasoline | Retail | Double Wall, Fiberglass reinforced plastic | Fiberglass reinforced plastic |  |  | Double Wall, Flexible |  |  |  | Catchment Basin, Single walled catchment basin | Automatic shutoff device At 95% full | Automatic shutoff device At 95% full | Interstitial Monitoring within Secondary Containment | SENSOR TO ATG |  |  | Automatic flow restrictor (MLLD) | Automatic flow restrictor (MLLD) | Interstitial Monitoring within Secondary Containment |  |  |  | Pressurized Piping | UST Currently In Use: 6; UST Temp Close: 0; AST Currently In Use: 2; AST Temp Closed: 0 | 6 | 0 | 4 | 25458-001-013870 | LIONS PRIDE PROPERTY INC
53972 | Currently in Use |  | 2023-04-10 06:00 |  | Petroleum | Premium gasoline | Premium gasoline | Retail |  |  |  |  | Double Wall, Flexible |  |  |  | Catchment Basin, Single walled catchment basin | Automatic shutoff device At 95% full | Automatic shutoff device At 95% full | Interstitial Monitoring within Secondary Containment | SENSOR TO ATG |  |  | Automatic flow restrictor (MLLD) | Automatic flow restrictor (MLLD) | Interstitial Monitoring within Secondary Containment |  |  |  |  | UST Currently In Use: 6; UST Temp Close: 0; AST Currently In Use: 2; AST Temp Closed: 0 | 6 | 0 | 4 | 25458-001-013870 | LIONS PRIDE PROPERTY INC
53973 | Currently in Use |  | 2023-04-10 06:00 |  | Petroleum | On road diesel | On road diesel | Retail |  |  |  |  | Double Wall, Flexible |  |  |  | Catchment Basin, Single walled catchment basin | Automatic shutoff device At 95% full | Automatic shutoff device At 95% full | Interstitial Monitoring within Secondary Containment | SENSOR TO ATG |  |  | Automatic flow restrictor (MLLD) | Automatic flow restrictor (MLLD) | Interstitial Monitoring within Secondary Containment |  |  |  | Pressurized Piping | UST Currently In Use: 6; UST Temp Close: 0; AST Currently In Use: 2; AST Temp Closed: 0 | 6 | 0 | 4 | 25458-001-013870 | LIONS PRIDE PROPERTY INC
53974 | Currently in Use |  | 2023-04-10 06:00 |  | Petroleum | On road diesel | On road diesel | Retail | Double Wall, Fiberglass reinforced plastic | Fiberglass reinforced plastic | [6 empty] | Catchment Basin, Single walled catchment basin | Automatic shutoff device At 95% full | Automatic shutoff device At 95% full | Interstitial Monitoring within Secondary Containment | SENSOR TO ATG |  |  | Automatic flow restrictor (MLLD) | Automatic flow restrictor (MLLD) | Interstitial Monitoring within Secondary Containment |  |  |  |  | UST Currently In Use: 6; UST Temp Close: 0; AST Currently In Use: 2; AST Temp Closed: 0 | 6 | 0 | 4 | 25458-001-013870 | LIONS PRIDE PROPERTY INC
53977 | Currently in Use |  | 2022-01-31 06:00 |  | Petroleum | Unleaded gasoline | Unleaded gasoline | Retail | Double Wall, Fiberglass reinforced plastic | Fiberglass reinforced plastic |  |  | Double Wall, Fiberglass reinforced plastic |  |  |  | Double walled catchment basin | Audible high level alarm At 90% full, Automatic shutoff device At 95% full | Automatic shutoff device At 95% full | Interstitial Monitoring within Secondary Containment | SENSOR TO ATG |  | Double walled submersible pump containment sump | Automatic shutoff device (AELLD) | Automatic shutoff device (AELLD) | Interstitial Monitoring within Secondary Containment | SENSOR TO ATG |  |  |  | UST Currently In Use: 4; UST Temp Close: 0; AST Currently In Use: 0; AST Temp Closed: 0 | 4 | 0 | 6 | 15420-073-013885 | MAPCO EXPRESS, INC.
53979 | Currently in Use |  | 2023-06-15 06:00 |  | Petroleum | Unleaded gasoline | Unleaded gasoline | Retail | Double Wall, Fiberglass reinforced plastic | Fiberglass reinforced plastic |  |  | Double Wall, Fiberglass reinforced plastic |  |  |  | Double walled catchment basin | Automatic shutoff device At 95% full | Automatic shutoff device At 95% full | Interstitial Monitoring within Secondary Containment |  | Automatic Tank Gauge | Single walled submersible pump containment sump, Single walled under dispenser containment | Automatic shutoff device (AELLD) | Automatic shutoff device (AELLD) | Interstitial Monitoring within Secondary Containment |  |  |  |  | UST Currently In Use: 3; UST Temp Close: 0; AST Currently In Use: 0; AST Temp Closed: 0 | 3 | 0 | 0 | 23413-089-021564 | Circle K Stores, Inc.
53986 | Currently in Use |  | 2023-04-10 06:00 |  | Petroleum | On road diesel | On road diesel |  | Double Wall, Fiberglass reinforced plastic | Fiberglass reinforced plastic |  |  | Double Wall, Flexible |  |  |  | Catchment Basin, Single walled catchment basin |  |  | Interstitial Monitoring within Secondary Containment | SENSOR TO ATG |  |  | Automatic flow restrictor (MLLD) | Automatic flow restrictor (MLLD) | Interstitial Monitoring within Secondary Containment |  |  |  |  | UST Currently In Use: 6; UST Temp Close: 0; AST Currently In Use: 2; AST Temp Closed: 0 | 6 | 0 | 4 | 25458-001-013870 | LIONS PRIDE PROPERTY INC
53990 | Currently in Use |  | 2023-06-15 06:00 |  | Petroleum | Premium gasoline | Premium gasoline | Retail | Double Wall, Fiberglass reinforced plastic | Fiberglass reinforced plastic |  |  | Double Wall, Fiberglass reinforced plastic |  |  |  | Double walled catchment basin | Automatic shutoff device At 95% full | Automatic shutoff device At 95% full | Interstitial Monitoring within Secondary Containment |  | Automatic Tank Gauge | Single walled submersible pump containment sump, Single walled under dispenser containment | Automatic shutoff device (AELLD) | Automatic shutoff device (AELLD) | Interstitial Monitoring within Secondary Containment |  |  |  |  | UST Currently In Use: 3; UST Temp Close: 0; AST Currently In Use: 0; AST Temp Closed: 0 | 3 | 0 | 0 | 23413-089-021564 | Circle K Stores, Inc.
53991 | Currently in Use |  | 2023-06-15 06:00 |  | Petroleum | On road diesel | On road diesel | Retail | Double Wall, Fiberglass reinforced plastic | Fiberglass reinforced plastic |  |  | Double Wall, Fiberglass reinforced plastic |  |  |  | Double walled catchment basin | Automatic shutoff device At 95% full | Automatic shutoff device At 95% full | Interstitial Monitoring within Secondary Containment |  | Automatic Tank Gauge | Single walled submersible pump containment sump, Single walled under dispenser containment | Automatic shutoff device (AELLD) | Automatic shutoff device (AELLD) | Interstitial Monitoring within Secondary Containment |  |  |  |  | UST Currently In Use: 3; UST Temp Close: 0; AST Currently In Use: 0; AST Temp Closed: 0 | 3 | 0 | 0 | 23413-089-021564 | Circle K Stores, Inc.
54002 | Currently in Use |  | 2021-02-07 06:00 |  | Petroleum | Ethanol free gasoline | Ethanol free gasoline | Retail | Double Wall, Fiberglass coated steel | Fiberglass coated steel |  |  | Double Wall, Fiberglass reinforced plastic |  |  |  | Single walled catchment basin | Automatic shutoff device At 95% full | Automatic shutoff device At 95% full | Interstitial Monitoring within Secondary Containment | SENSOR TO ATG |  | Single walled submersible pump containment sump, Single walled under dispenser containment | Automatic flow restrictor (MLLD) | Automatic flow restrictor (MLLD) | Interstitial Monitoring within Secondary Containment | SENSOR TO ATG |  |  | Pressurized Piping | UST Currently In Use: 3; UST Temp Close: 0; AST Currently In Use: 0; AST Temp Closed: 0 | 3 | 0 | 0 | 25826-003-019167 | MAGNOLIA FOOD MART INC
54003 | Currently in Use |  | 2022-09-21 06:00 |  | Petroleum | Unleaded gasoline | Unleaded gasoline | Retail | Double Wall, Fiberglass coated steel | Fiberglass coated steel |  |  | Double Wall, Flexible |  |  |  | Single walled catchment basin | Automatic shutoff device At 95% full | Automatic shutoff device At 95% full | Interstitial Monitoring within Secondary Containment | SENSOR TO ATG |  | Single walled submersible pump containment sump, Single walled under dispenser containment | Automatic flow restrictor (MLLD), Sump sensor relayed to automatically shut off submersible pump | Sump sensor relayed to automatically shut off submersible pump | Interstitial Monitoring within Secondary Containment | SENSOR TO ATG |  |  |  | UST Currently In Use: 2; UST Temp Close: 0; AST Currently In Use: 0; AST Temp Closed: 0 | 2 | 0 | 0 | 26290-073-021572 | LK USA INC.
54004 | Currently in Use |  | 2022-09-21 06:00 |  | Petroleum | Premium gasoline | Premium gasoline | Retail | Double Wall, Fiberglass coated steel | Fiberglass coated steel |  |  | Double Wall, Flexible |  |  |  | Single walled catchment basin | Automatic shutoff device At 95% full | Automatic shutoff device At 95% full | Interstitial Monitoring within Secondary Containment | SENSOR TO ATG |  | Single walled submersible pump containment sump, Single walled under dispenser containment | Automatic flow restrictor (MLLD), Sump sensor relayed to automatically shut off submersible pump | Sump sensor relayed to automatically shut off submersible pump | Interstitial Monitoring within Secondary Containment | SENSOR TO ATG |  |  |  | UST Currently In Use: 2; UST Temp Close: 0; AST Currently In Use: 0; AST Temp Closed: 0 | 2 | 0 | 0 | 26290-073-021572 | LK USA INC.
54006 | Currently in Use |  | 2023-10-28 06:00 |  | Petroleum | Unleaded gasoline | Unleaded gasoline | Retail | Double Wall | Double Wall |  |  | Double Wall |  |  |  | Double walled catchment basin | Automatic shutoff device At 95% full | Automatic shutoff device At 95% full | Interstitial Monitoring within Secondary Containment |  | Automatic Tank Gauge, Continuous Automatic Tank Gauge, Other, interstitial monitoring within secondary containment | Single walled submersible pump containment sump, Single walled under dispenser containment | Automatic shutoff device (AELLD) | Automatic shutoff device (AELLD) | Interstitial Monitoring within Secondary Containment |  |  |  |  | UST Currently In Use: 4; UST Temp Close: 0; AST Currently In Use: 0; AST Temp Closed: 0 | 4 | 0 | 0 | 22285-117-021520 | High Tide Oil Company, Inc.
54007 | Currently in Use |  | 2023-01-17 06:00 |  | Petroleum | Unleaded gasoline | Unleaded gasoline | Retail | Double Wall, Fiberglass coated steel | Fiberglass coated steel |  |  | Double Wall, Flexible |  |  |  | Double walled catchment basin | Automatic shutoff device At 95% full | Automatic shutoff device At 95% full | Interstitial Monitoring within Secondary Containment |  | Automatic Tank Gauge | Single walled submersible pump containment sump, Single walled under dispenser containment | Sump sensor relayed to automatically shut off submersible pump | Sump sensor relayed to automatically shut off submersible pump | Interstitial Monitoring within Secondary Containment |  |  |  |  | UST Currently In Use: 2; UST Temp Close: 0; AST Currently In Use: 1; AST Temp Closed: 0 | 2 | 0 | 0 | 24921-003-021510 | Fikes Wholesale, Inc.
54015 | Currently in Use |  | 2023-01-17 06:00 |  | Petroleum | On road diesel | On road diesel | Retail | Double Wall, Fiberglass coated steel | Fiberglass coated steel |  |  | Double Wall, Flexible |  |  |  | Double walled catchment basin | Automatic shutoff device At 95% full | Automatic shutoff device At 95% full | Interstitial Monitoring within Secondary Containment |  | Automatic Tank Gauge | Single walled submersible pump containment sump, Single walled under dispenser containment | Sump sensor relayed to automatically shut off submersible pump | Sump sensor relayed to automatically shut off submersible pump | Interstitial Monitoring within Secondary Containment |  |  |  |  | UST Currently In Use: 2; UST Temp Close: 0; AST Currently In Use: 1; AST Temp Closed: 0 | 2 | 0 | 0 | 24921-003-021510 | Fikes Wholesale, Inc.
54021 | Currently in Use |  | 2023-01-19 06:00 |  | Petroleum | Unleaded gasoline | Unleaded gasoline | Retail | Double Wall, Fiberglass reinforced plastic | Fiberglass reinforced plastic |  |  | Double Wall, Fiberglass reinforced plastic |  |  |  | Double walled catchment basin | Audible high level alarm At 90% full | Audible high level alarm At 90% full | Interstitial Monitoring within Secondary Containment | SENSOR TO ATG |  | Single walled submersible pump containment sump, Single walled under dispenser containment | Automatic shutoff device (AELLD) | Automatic shutoff device (AELLD) | Interstitial Monitoring within Secondary Containment | SENSOR TO ATG |  |  |  | UST Currently In Use: 4; UST Temp Close: 0; AST Currently In Use: 0; AST Temp Closed: 0 | 4 | 0 | 0 | 14001-091-021581 | Racetrac Inc
54022 | Currently in Use |  | 2023-01-19 06:00 |  | Petroleum | Premium gasoline | Premium gasoline | Retail | Double Wall, Fiberglass reinforced plastic | Fiberglass reinforced plastic |  |  | Double Wall, Fiberglass reinforced plastic |  |  |  | Double walled catchment basin | Audible high level alarm At 90% full | Audible high level alarm At 90% full | Interstitial Monitoring within Secondary Containment | SENSOR TO ATG |  | Single walled submersible pump containment sump, Single walled under dispenser containment | Automatic shutoff device (AELLD) | Automatic shutoff device (AELLD) | Interstitial Monitoring within Secondary Containment | SENSOR TO ATG |  |  |  | UST Currently In Use: 4; UST Temp Close: 0; AST Currently In Use: 0; AST Temp Closed: 0 | 4 | 0 | 0 | 14001-091-021581 | Racetrac Inc
54023 | Currently in Use |  | 2023-01-19 06:00 |  | Petroleum | On road diesel | On road diesel | Retail | Double Wall, Fiberglass reinforced plastic | Fiberglass reinforced plastic |  |  | Double Wall, Fiberglass reinforced plastic |  |  |  | Double walled catchment basin | Audible high level alarm At 90% full | Audible high level alarm At 90% full | Interstitial Monitoring within Secondary Containment | SENSOR TO ATG |  | Single walled submersible pump containment sump, Single walled under dispenser containment | Automatic shutoff device (AELLD) | Automatic shutoff device (AELLD) | Interstitial Monitoring within Secondary Containment | SENSOR TO ATG |  |  |  | UST Currently In Use: 4; UST Temp Close: 0; AST Currently In Use: 0; AST Temp Closed: 0 | 4 | 0 | 0 | 14001-091-021581 | Racetrac Inc
54024 | Currently in Use |  | 2023-01-19 06:00 |  | Petroleum | On road diesel | On road diesel | Retail | Double Wall, Fiberglass reinforced plastic | Fiberglass reinforced plastic |  |  | Double Wall, Fiberglass reinforced plastic |  |  |  | Double walled catchment basin | Audible high level alarm At 90% full | Audible high level alarm At 90% full | Interstitial Monitoring within Secondary Containment | SENSOR TO ATG |  | Single walled submersible pump containment sump, Single walled under dispenser containment | Automatic shutoff device (AELLD) | Automatic shutoff device (AELLD) | Interstitial Monitoring within Secondary Containment | SENSOR TO ATG |  |  |  | UST Currently In Use: 4; UST Temp Close: 0; AST Currently In Use: 0; AST Temp Closed: 0 | 4 | 0 | 0 | 14001-091-021581 | Racetrac Inc
54050 | Currently in Use |  | 2022-12-29 06:00 |  | Petroleum | Unleaded gasoline | Unleaded gasoline | Retail | Double Wall, Fiberglass coated steel | Fiberglass coated steel |  |  | Double Wall, Flexible |  |  |  | Single walled catchment basin | Automatic shutoff device At 95% full | Automatic shutoff device At 95% full | Interstitial Monitoring within Secondary Containment |  |  | Single walled submersible pump containment sump, Single walled under dispenser containment | Automatic flow restrictor (MLLD) | Automatic flow restrictor (MLLD) | Interstitial Monitoring within Secondary Containment |  |  |  |  | UST Currently In Use: 2; UST Temp Close: 0; AST Currently In Use: 0; AST Temp Closed: 0 | 2 | 0 | 0 | 25492-083-021495 | Tri Star Energy, LLC
54051 | Currently in Use |  | 2022-12-29 06:00 |  | Petroleum | Premium gasoline | Premium gasoline | Retail | Double Wall, Fiberglass coated steel | Fiberglass coated steel |  |  | Double Wall, Flexible |  |  |  | Single walled catchment basin | Automatic shutoff device At 95% full | Automatic shutoff device At 95% full | Interstitial Monitoring within Secondary Containment |  |  | Single walled submersible pump containment sump, Single walled under dispenser containment | Automatic flow restrictor (MLLD) | Automatic flow restrictor (MLLD) | Interstitial Monitoring within Secondary Containment |  |  |  |  | UST Currently In Use: 2; UST Temp Close: 0; AST Currently In Use: 0; AST Temp Closed: 0 | 2 | 0 | 0 | 25492-083-021495 | Tri Star Energy, LLC
54052 | Currently in Use |  | 2023-05-02 06:00 |  | Petroleum | Unleaded gasoline | Unleaded gasoline | Retail | Fiberglass coated steel | Fiberglass coated steel |  |  | Double Wall |  |  |  | Double walled catchment basin | Automatic shutoff device At 95% full | Automatic shutoff device At 95% full | Interstitial Monitoring within Secondary Containment |  |  | Single walled submersible pump containment sump, Single walled under dispenser containment | Automatic shutoff device (AELLD) | Automatic shutoff device (AELLD) | Interstitial Monitoring within Secondary Containment |  |  |  |  | UST Currently In Use: 2; UST Temp Close: 0; AST Currently In Use: 0; AST Temp Closed: 0 | 2 | 0 | 0 | 25961-051-021563 | Prem Sun Neil LLC.
54053 | Currently in Use |  | 2023-05-02 06:00 |  | Petroleum | On road diesel | On road diesel | Retail | Fiberglass coated steel | Fiberglass coated steel |  |  | Double Wall |  |  |  | Double walled catchment basin | Automatic shutoff device At 95% full | Automatic shutoff device At 95% full | Interstitial Monitoring within Secondary Containment |  |  | Single walled submersible pump containment sump, Single walled under dispenser containment | Automatic shutoff device (AELLD) | Automatic shutoff device (AELLD) | Interstitial Monitoring within Secondary Containment |  |  |  |  | UST Currently In Use: 2; UST Temp Close: 0; AST Currently In Use: 0; AST Temp Closed: 0 | 2 | 0 | 0 | 25961-051-021563 | Prem Sun Neil LLC.
54057 | Currently in Use |  | 2024-03-20 06:00 |  | Petroleum | Unleaded gasoline | Unleaded gasoline | Retail | Double Wall, Fiberglass coated steel | Fiberglass coated steel |  |  | Double Wall, Fiberglass reinforced plastic |  |  |  | Double walled catchment basin | Automatic shutoff device At 95% full | Automatic shutoff device At 95% full | Interstitial Monitoring within Secondary Containment |  | Automatic Tank Gauge, Continuous Automatic Tank Gauge | Single walled submersible pump containment sump, Single walled under dispenser containment | Automatic flow restrictor (MLLD), Sump sensor relayed to automatically shut off submersible pump | Sump sensor relayed to automatically shut off submersible pump | Interstitial Monitoring within Secondary Containment |  |  |  |  | UST Currently In Use: 2; UST Temp Close: 0; AST Currently In Use: 0; AST Temp Closed: 0 | 2 | 0 | 0 | 25961-051-003947 | Prem Sun Neil LLC.
54071 | Currently in Use |  | 2022-12-21 06:00 |  | Petroleum | Unleaded gasoline | Unleaded gasoline | Retail | Double Wall, Fiberglass reinforced plastic | Fiberglass reinforced plastic |  |  | Double Wall, Fiberglass reinforced plastic |  |  |  | Double walled catchment basin | Automatic shutoff device At 95% full | Automatic shutoff device At 95% full | Interstitial Monitoring within Secondary Containment |  |  | Single walled submersible pump containment sump, Single walled under dispenser containment | Automatic shutoff device (AELLD) | Automatic shutoff device (AELLD) | Interstitial Monitoring within Secondary Containment |  |  |  |  | UST Currently In Use: 3; UST Temp Close: 0; AST Currently In Use: 0; AST Temp Closed: 0 | 3 | 0 | 0 | 22176-003-021575 | Circle K Stores Inc.
54072 | Currently in Use |  | 2022-12-21 06:00 |  | Petroleum | Ethanol free gasoline | Ethanol free gasoline | Retail | Double Wall, Fiberglass reinforced plastic | Fiberglass reinforced plastic |  |  | Double Wall, Fiberglass reinforced plastic |  |  |  | Double walled catchment basin | Automatic shutoff device At 95% full | Automatic shutoff device At 95% full | Interstitial Monitoring within Secondary Containment |  |  | Single walled submersible pump containment sump, Single walled under dispenser containment | Automatic shutoff device (AELLD) | Automatic shutoff device (AELLD) | Interstitial Monitoring within Secondary Containment |  |  |  |  | UST Currently In Use: 3; UST Temp Close: 0; AST Currently In Use: 0; AST Temp Closed: 0 | 3 | 0 | 0 | 22176-003-021575 | Circle K Stores Inc.
54073 | Currently in Use |  | 2022-12-21 06:00 |  | Petroleum | On road diesel | On road diesel | Retail | Double Wall, Fiberglass reinforced plastic | Fiberglass reinforced plastic |  |  | Double Wall, Fiberglass reinforced plastic |  |  |  | Double walled catchment basin | Automatic shutoff device At 95% full | Automatic shutoff device At 95% full | Interstitial Monitoring within Secondary Containment |  |  | Single walled submersible pump containment sump, Single walled under dispenser containment | Automatic shutoff device (AELLD) | Automatic shutoff device (AELLD) | Interstitial Monitoring within Secondary Containment |  |  |  |  | UST Currently In Use: 3; UST Temp Close: 0; AST Currently In Use: 0; AST Temp Closed: 0 | 3 | 0 | 0 | 22176-003-021575 | Circle K Stores Inc.
54079 | Currently in Use |  | 2023-03-24 06:00 |  | Petroleum | Unleaded gasoline | Unleaded gasoline | Retail | Double Wall, Fiberglass reinforced plastic | Fiberglass reinforced plastic |  |  | Double Wall, Fiberglass reinforced plastic |  |  |  | Single walled catchment basin | Automatic shutoff device At 95% full | Automatic shutoff device At 95% full | Interstitial Monitoring within Secondary Containment |  |  | Single walled submersible pump containment sump, Single walled under dispenser containment | Automatic shutoff device (AELLD) | Automatic shutoff device (AELLD) | Interstitial Monitoring within Secondary Containment |  |  |  |  | UST Currently In Use: 3; UST Temp Close: 0; AST Currently In Use: 0; AST Temp Closed: 0 | 3 | 0 | 0 | 23413-117-021546 | Circle K Stores, Inc.
54084 | Currently in Use |  | 2023-03-24 06:00 |  | Petroleum | Premium gasoline | Premium gasoline | Retail | Double Wall, Fiberglass reinforced plastic | Fiberglass reinforced plastic |  |  | Double Wall, Fiberglass reinforced plastic |  |  |  | Single walled catchment basin | Automatic shutoff device At 95% full | Automatic shutoff device At 95% full | Interstitial Monitoring within Secondary Containment |  |  | Single walled submersible pump containment sump, Single walled under dispenser containment | Automatic shutoff device (AELLD) | Automatic shutoff device (AELLD) | Interstitial Monitoring within Secondary Containment |  |  |  |  | UST Currently In Use: 3; UST Temp Close: 0; AST Currently In Use: 0; AST Temp Closed: 0 | 3 | 0 | 0 | 23413-117-021546 | Circle K Stores, Inc.
54085 | Currently in Use |  | 2023-03-24 06:00 |  | Petroleum | On road diesel | On road diesel | Retail | Double Wall, Fiberglass reinforced plastic | Fiberglass reinforced plastic |  |  | Double Wall, Fiberglass reinforced plastic |  |  |  | Single walled catchment basin | Automatic shutoff device At 95% full | Automatic shutoff device At 95% full | Interstitial Monitoring within Secondary Containment |  |  | Single walled submersible pump containment sump, Single walled under dispenser containment | Automatic shutoff device (AELLD) | Automatic shutoff device (AELLD) | Interstitial Monitoring within Secondary Containment |  |  |  |  | UST Currently In Use: 3; UST Temp Close: 0; AST Currently In Use: 0; AST Temp Closed: 0 | 3 | 0 | 0 | 23413-117-021546 | Circle K Stores, Inc.
54087 | Currently in Use |  | 2022-12-15 06:00 |  | Petroleum | Unleaded gasoline | Unleaded gasoline | Retail | Fiberglass coated steel | Fiberglass coated steel |  |  | Double Wall, Flexible |  | 2022-12-15 06:00 |  | Single walled catchment basin | Automatic shutoff device At 95% full | Automatic shutoff device At 95% full | Interstitial Monitoring within Secondary Containment | SENSOR TO ATG |  | Single walled submersible pump containment sump, Single walled under dispenser containment | Automatic flow restrictor (MLLD) | Automatic flow restrictor (MLLD) | Interstitial Monitoring within Secondary Containment | SENSOR TO ATG |  |  | Pressurized Piping | UST Currently In Use: 2; UST Temp Close: 0; AST Currently In Use: 0; AST Temp Closed: 0 | 2 | 0 | 0 | 22284-089-017833 | Massoud Nasseri
54088 | Currently in Use |  | 2022-12-15 06:00 |  | Petroleum | Premium gasoline | Premium gasoline | Retail | Fiberglass coated steel | Fiberglass coated steel |  |  | Double Wall, Flexible |  | 2022-12-15 06:00 |  | Single walled catchment basin | Automatic shutoff device At 95% full | Automatic shutoff device At 95% full | Interstitial Monitoring within Secondary Containment | SENSOR TO ATG |  | Single walled submersible pump containment sump, Single walled under dispenser containment | Automatic flow restrictor (MLLD) | Automatic flow restrictor (MLLD) | Interstitial Monitoring within Secondary Containment | SENSOR TO ATG |  |  | Pressurized Piping | UST Currently In Use: 2; UST Temp Close: 0; AST Currently In Use: 0; AST Temp Closed: 0 | 2 | 0 | 0 | 22284-089-017833 | Massoud Nasseri
54089 | Currently in Use |  | 2023-04-15 06:00 |  | Petroleum | Unleaded gasoline | Unleaded gasoline | Retail | Double Wall, Fiberglass coated steel | Fiberglass coated steel |  |  | Double Wall, Flexible |  |  |  | Single walled catchment basin | Automatic shutoff device At 95% full | Automatic shutoff device At 95% full | Interstitial Monitoring within Secondary Containment | SENSOR TO ATG | Automatic Tank Gauge | Single walled submersible pump containment sump, Single walled under dispenser containment | Automatic flow restrictor (MLLD) | Automatic flow restrictor (MLLD) | Interstitial Monitoring within Secondary Containment | SENSOR TO ATG |  |  | Pressurized Piping | UST Currently In Use: 2; UST Temp Close: 0; AST Currently In Use: 0; AST Temp Closed: 0 | 2 | 0 | 3 | 10249-073-010880 | ANDALUSIA ENTERPRISES INC.
54090 | Currently in Use |  | 2023-04-15 06:00 |  | Petroleum | Ethanol free gasoline | Ethanol free gasoline | Retail | Double Wall, Fiberglass coated steel | Fiberglass coated steel |  |  | Double Wall, Flexible |  |  |  | Single walled catchment basin | Automatic shutoff device At 95% full | Automatic shutoff device At 95% full | Interstitial Monitoring within Secondary Containment | SENSOR TO ATG | Automatic Tank Gauge | Single walled submersible pump containment sump, Single walled under dispenser containment | Automatic flow restrictor (MLLD) | Automatic flow restrictor (MLLD) | Interstitial Monitoring within Secondary Containment | SENSOR TO ATG |  |  | Pressurized Piping | UST Currently In Use: 2; UST Temp Close: 0; AST Currently In Use: 0; AST Temp Closed: 0 | 2 | 0 | 3 | 10249-073-010880 | ANDALUSIA ENTERPRISES INC.
54094 | Currently in Use |  | 2022-11-11 06:00 |  | Petroleum | Unleaded gasoline | Unleaded gasoline | Retail | Double Wall, Fiberglass reinforced plastic | Fiberglass reinforced plastic |  |  | Double Wall, Flexible |  |  |  | Double walled catchment basin | Automatic shutoff device At 95% full | Automatic shutoff device At 95% full | Interstitial Monitoring within Secondary Containment | SENSOR TO ATG | Continuous Automatic Tank Gauge | Single walled submersible pump containment sump, Single walled under dispenser containment | Automatic shutoff device (AELLD) | Automatic shutoff device (AELLD) | Interstitial Monitoring within Secondary Containment | SENSOR TO ATG |  |  |  | UST Currently In Use: 9; UST Temp Close: 0; AST Currently In Use: 0; AST Temp Closed: 0 | 9 | 0 | 0 | 26103-115-021496 | QuikTrip Corporation
54095 | Currently in Use |  | 2022-11-11 06:00 |  | Petroleum | Unleaded gasoline | Unleaded gasoline | Retail | Double Wall, Fiberglass reinforced plastic | Fiberglass reinforced plastic |  |  | Double Wall, Flexible |  |  |  | Double walled catchment basin | Automatic shutoff device At 95% full | Automatic shutoff device At 95% full | Interstitial Monitoring within Secondary Containment | SENSOR TO ATG | Continuous Automatic Tank Gauge | Single walled submersible pump containment sump, Single walled under dispenser containment | Automatic shutoff device (AELLD) | Automatic shutoff device (AELLD) | Interstitial Monitoring within Secondary Containment | SENSOR TO ATG |  |  |  | UST Currently In Use: 9; UST Temp Close: 0; AST Currently In Use: 0; AST Temp Closed: 0 | 9 | 0 | 0 | 26103-115-021496 | QuikTrip Corporation
54096 | Currently in Use |  | 2022-11-11 06:00 |  | Petroleum | Unleaded gasoline | Unleaded gasoline | Retail | Double Wall, Fiberglass reinforced plastic | Fiberglass reinforced plastic |  |  | Double Wall, Flexible |  |  |  | Double walled catchment basin | Automatic shutoff device At 95% full | Automatic shutoff device At 95% full | Interstitial Monitoring within Secondary Containment | SENSOR TO ATG | Continuous Automatic Tank Gauge | Single walled submersible pump containment sump, Single walled under dispenser containment | Automatic shutoff device (AELLD) | Automatic shutoff device (AELLD) | Interstitial Monitoring within Secondary Containment | SENSOR TO ATG |  |  |  | UST Currently In Use: 9; UST Temp Close: 0; AST Currently In Use: 0; AST Temp Closed: 0 | 9 | 0 | 0 | 26103-115-021496 | QuikTrip Corporation
54097 | Currently in Use |  | 2022-11-11 06:00 |  | Petroleum | Ethanol free gasoline | Ethanol free gasoline | Retail | Double Wall, Fiberglass reinforced plastic | Fiberglass reinforced plastic |  |  | Double Wall, Flexible |  |  |  | Double walled catchment basin | Automatic shutoff device At 95% full | Automatic shutoff device At 95% full | Interstitial Monitoring within Secondary Containment | SENSOR TO ATG | Continuous Automatic Tank Gauge | Single walled submersible pump containment sump, Single walled under dispenser containment | Automatic shutoff device (AELLD) | Automatic shutoff device (AELLD) | Interstitial Monitoring within Secondary Containment | SENSOR TO ATG |  |  |  | UST Currently In Use: 9; UST Temp Close: 0; AST Currently In Use: 0; AST Temp Closed: 0 | 9 | 0 | 0 | 26103-115-021496 | QuikTrip Corporation
54098 | Currently in Use |  | 2022-11-11 06:00 |  | Petroleum | Premium gasoline | Premium gasoline | Retail | Double Wall, Fiberglass reinforced plastic | Fiberglass reinforced plastic |  |  | Double Wall, Flexible |  |  |  | Double walled catchment basin | Automatic shutoff device At 95% full | Automatic shutoff device At 95% full | Interstitial Monitoring within Secondary Containment | SENSOR TO ATG | Continuous Automatic Tank Gauge | Single walled submersible pump containment sump, Single walled under dispenser containment | Automatic shutoff device (AELLD) | Automatic shutoff device (AELLD) | Interstitial Monitoring within Secondary Containment | SENSOR TO ATG |  |  |  | UST Currently In Use: 9; UST Temp Close: 0; AST Currently In Use: 0; AST Temp Closed: 0 | 9 | 0 | 0 | 26103-115-021496 | QuikTrip Corporation
54099 | Currently in Use |  | 2022-11-11 06:00 |  | Petroleum | On road diesel | On road diesel | Retail | Double Wall, Fiberglass reinforced plastic | Fiberglass reinforced plastic |  |  | Double Wall, Flexible |  |  |  | Double walled catchment basin | Automatic shutoff device At 95% full | Automatic shutoff device At 95% full | Interstitial Monitoring within Secondary Containment | SENSOR TO ATG | Continuous Automatic Tank Gauge | Single walled submersible pump containment sump, Single walled under dispenser containment | Automatic shutoff device (AELLD) | Automatic shutoff device (AELLD) | Interstitial Monitoring within Secondary Containment | SENSOR TO ATG |  |  |  | UST Currently In Use: 9; UST Temp Close: 0; AST Currently In Use: 0; AST Temp Closed: 0 | 9 | 0 | 0 | 26103-115-021496 | QuikTrip Corporation
54100 | Currently in Use |  | 2022-11-11 06:00 |  | Petroleum | On road diesel | On road diesel | Retail | Double Wall, Fiberglass reinforced plastic | Fiberglass reinforced plastic |  |  | Double Wall, Flexible |  |  |  | Double walled catchment basin | Automatic shutoff device At 95% full | Automatic shutoff device At 95% full | Interstitial Monitoring within Secondary Containment | SENSOR TO ATG | Continuous Automatic Tank Gauge | Single walled submersible pump containment sump, Single walled under dispenser containment | Automatic shutoff device (AELLD) | Automatic shutoff device (AELLD) | Interstitial Monitoring within Secondary Containment | SENSOR TO ATG |  |  |  | UST Currently In Use: 9; UST Temp Close: 0; AST Currently In Use: 0; AST Temp Closed: 0 | 9 | 0 | 0 | 26103-115-021496 | QuikTrip Corporation
54101 | Currently in Use |  | 2022-11-11 06:00 |  | Petroleum | On road diesel | On road diesel | Retail | Double Wall, Fiberglass reinforced plastic | Fiberglass reinforced plastic |  |  | Double Wall, Flexible |  |  |  | Double walled catchment basin | Automatic shutoff device At 95% full | Automatic shutoff device At 95% full | Interstitial Monitoring within Secondary Containment | SENSOR TO ATG | Continuous Automatic Tank Gauge | Single walled submersible pump containment sump, Single walled under dispenser containment | Automatic shutoff device (AELLD) | Automatic shutoff device (AELLD) | Interstitial Monitoring within Secondary Containment | SENSOR TO ATG |  |  |  | UST Currently In Use: 9; UST Temp Close: 0; AST Currently In Use: 0; AST Temp Closed: 0 | 9 | 0 | 0 | 26103-115-021496 | QuikTrip Corporation
54102 | Currently in Use |  | 2022-11-11 06:00 |  | Petroleum | On road diesel | On road diesel | Retail | Double Wall, Fiberglass reinforced plastic | Fiberglass reinforced plastic |  |  | Double Wall, Flexible |  |  |  | Double walled catchment basin | Automatic shutoff device At 95% full | Automatic shutoff device At 95% full | Interstitial Monitoring within Secondary Containment | SENSOR TO ATG | Continuous Automatic Tank Gauge | Single walled submersible pump containment sump, Single walled under dispenser containment | Automatic shutoff device (AELLD) | Automatic shutoff device (AELLD) | Interstitial Monitoring within Secondary Containment | SENSOR TO ATG |  |  |  | UST Currently In Use: 9; UST Temp Close: 0; AST Currently In Use: 0; AST Temp Closed: 0 | 9 | 0 | 0 | 26103-115-021496 | QuikTrip Corporation
54103 | Retired |  | 2022-11-11 06:00 |  | Petroleum | Other, DEF | Other | Retail | Double Wall, Fiberglass reinforced plastic | Fiberglass reinforced plastic |  |  | Double Wall, Flexible |  |  |  | Double walled catchment basin | Automatic shutoff device At 95% full | Automatic shutoff device At 95% full | Interstitial Monitoring within Secondary Containment | SENSOR TO ATG | Continuous Automatic Tank Gauge | Single walled submersible pump containment sump, Single walled under dispenser containment | Automatic shutoff device (AELLD) | Automatic shutoff device (AELLD) | Interstitial Monitoring within Secondary Containment | SENSOR TO ATG |  |  |  | UST Currently In Use: 9; UST Temp Close: 0; AST Currently In Use: 0; AST Temp Closed: 0 | 9 | 0 | 0 | 26103-115-021496 | QuikTrip Corporation
54104 | Currently in Use |  | 2022-01-31 06:00 |  | Petroleum | Premium gasoline | Premium gasoline | Retail | Double Wall, Fiberglass reinforced plastic | Fiberglass reinforced plastic |  |  | Double Wall, Fiberglass reinforced plastic |  |  |  | Double walled catchment basin | Audible high level alarm At 90% full, Automatic shutoff device At 95% full | Automatic shutoff device At 95% full | Interstitial Monitoring within Secondary Containment | SENSOR TO ATG |  | Double walled submersible pump containment sump | Automatic shutoff device (AELLD) | Automatic shutoff device (AELLD) | Interstitial Monitoring within Secondary Containment | SENSOR TO ATG |  |  | Pressurized Piping | UST Currently In Use: 4; UST Temp Close: 0; AST Currently In Use: 0; AST Temp Closed: 0 | 4 | 0 | 6 | 15420-073-013885 | MAPCO EXPRESS, INC.
54105 | Currently in Use |  | 2022-01-31 06:00 |  | Petroleum | On road diesel | On road diesel | Retail | Double Wall, Fiberglass reinforced plastic | Fiberglass reinforced plastic |  |  | Double Wall, Fiberglass reinforced plastic |  | 2022-01-31 06:00 |  | Double walled catchment basin | Audible high level alarm At 90% full, Automatic shutoff device At 95% full | Automatic shutoff device At 95% full | Interstitial Monitoring within Secondary Containment | SENSOR TO ATG |  | Single walled submersible pump containment sump, Single walled under dispenser containment | Automatic shutoff device (AELLD) | Automatic shutoff device (AELLD) | Interstitial Monitoring within Secondary Containment | SENSOR TO ATG |  |  | Pressurized Piping | UST Currently In Use: 4; UST Temp Close: 0; AST Currently In Use: 0; AST Temp Closed: 0 | 4 | 0 | 6 | 15420-073-013885 | MAPCO EXPRESS, INC.
54106 | Currently in Use |  | 2022-01-31 06:00 |  | Petroleum | On road diesel | On road diesel | Retail | Double Wall, Fiberglass reinforced plastic | Fiberglass reinforced plastic |  |  | Double Wall, Flexible |  | 2022-01-31 06:00 |  | Double walled catchment basin | Audible high level alarm At 90% full, Automatic shutoff device At 95% full | Automatic shutoff device At 95% full | Interstitial Monitoring within Secondary Containment | SENSOR TO ATG |  | Single walled submersible pump containment sump, Single walled under dispenser containment | Automatic shutoff device (AELLD) | Automatic shutoff device (AELLD) | Interstitial Monitoring within Secondary Containment | SENSOR TO ATG |  |  |  | UST Currently In Use: 4; UST Temp Close: 0; AST Currently In Use: 0; AST Temp Closed: 0 | 4 | 0 | 6 | 15420-073-013885 | MAPCO EXPRESS, INC.
54108 | Currently in Use |  | 2021-01-31 06:00 |  | Petroleum | Unleaded gasoline | Unleaded gasoline | Retail | Double Wall, Fiberglass reinforced plastic | Fiberglass reinforced plastic |  |  | Double Wall, Flexible |  |  |  | Double walled catchment basin | Audible high level alarm At 90% full, Automatic shutoff device At 95% full | Automatic shutoff device At 95% full | Interstitial Monitoring within Secondary Containment | SENSOR TO ATG |  | Single walled submersible pump containment sump, Single walled under dispenser containment | Automatic shutoff device (AELLD) | Automatic shutoff device (AELLD) | Interstitial Monitoring within Secondary Containment | SENSOR TO ATG |  |  |  | UST Currently In Use: 3; UST Temp Close: 0; AST Currently In Use: 0; AST Temp Closed: 0 | 3 | 0 | 0 | 15420-089-021559 | MAPCO Express INC.
54109 | Currently in Use |  | 2021-01-31 06:00 |  | Petroleum | Premium gasoline | Premium gasoline | Retail | Double Wall, Fiberglass reinforced plastic | Fiberglass reinforced plastic |  |  | Double Wall, Flexible |  |  |  | Double walled catchment basin | Audible high level alarm At 90% full, Automatic shutoff device At 95% full | Automatic shutoff device At 95% full | Interstitial Monitoring within Secondary Containment | SENSOR TO ATG |  | Single walled submersible pump containment sump, Single walled under dispenser containment | Automatic shutoff device (AELLD) | Automatic shutoff device (AELLD) | Interstitial Monitoring within Secondary Containment |  |  |  |  | UST Currently In Use: 3; UST Temp Close: 0; AST Currently In Use: 0; AST Temp Closed: 0 | 3 | 0 | 0 | 15420-089-021559 | MAPCO Express INC.
54111 | Currently in Use |  | 2021-01-31 06:00 |  | Petroleum | Unleaded gasoline | Unleaded gasoline | Retail | Double Wall, Fiberglass reinforced plastic | Fiberglass reinforced plastic |  |  | Double Wall, Flexible |  |  |  | Double walled catchment basin | Audible high level alarm At 90% full, Automatic shutoff device At 95% full | Automatic shutoff device At 95% full | Interstitial Monitoring within Secondary Containment | SENSOR TO ATG |  | Single walled submersible pump containment sump, Single walled under dispenser containment | Automatic shutoff device (AELLD) | Automatic shutoff device (AELLD) | Interstitial Monitoring within Secondary Containment |  |  |  |  | UST Currently In Use: 3; UST Temp Close: 0; AST Currently In Use: 0; AST Temp Closed: 0 | 3 | 0 | 0 | 15420-089-021559 | MAPCO Express INC.
54127 | Currently in Use |  | 2021-09-03 06:00 |  | Petroleum | Unleaded gasoline | Unleaded gasoline | Retail | Double Wall, Fiberglass coated steel | Fiberglass coated steel |  |  | Double Wall, Flexible |  |  |  | Single walled catchment basin | Automatic shutoff device At 95% full | Automatic shutoff device At 95% full | Interstitial Monitoring within Secondary Containment |  | Automatic Tank Gauge, Groundwater Monitoring | Single walled submersible pump containment sump, Single walled under dispenser containment | Automatic flow restrictor (MLLD) | Automatic flow restrictor (MLLD) | Interstitial Monitoring within Secondary Containment |  |  |  |  | UST Currently In Use: 3; UST Temp Close: 0; AST Currently In Use: 0; AST Temp Closed: 0 | 3 | 0 | 0 | 22888-041-009558 | SAI Riaan Inc.
54128 | Currently in Use |  | 2021-09-03 06:00 |  | Petroleum | Ethanol free gasoline | Ethanol free gasoline | Retail | Double Wall, Fiberglass coated steel | Fiberglass coated steel |  |  | Double Wall, Flexible |  |  |  | Single walled catchment basin | Automatic shutoff device At 95% full | Automatic shutoff device At 95% full | Interstitial Monitoring within Secondary Containment |  | Automatic Tank Gauge, Groundwater Monitoring | Single walled submersible pump containment sump, Single walled under dispenser containment | Automatic flow restrictor (MLLD) | Automatic flow restrictor (MLLD) | Interstitial Monitoring within Secondary Containment |  |  |  |  | UST Currently In Use: 3; UST Temp Close: 0; AST Currently In Use: 0; AST Temp Closed: 0 | 3 | 0 | 0 | 22888-041-009558 | SAI Riaan Inc.
54129 | Currently in Use |  | 2023-05-01 06:00 |  | Petroleum | On road diesel | On road diesel | Retail | Double Wall, Steel | Steel | Coated & cathodic protection (sti-P3) |  | Flexible |  |  |  | Double walled catchment basin | Automatic shutoff device At 95% full | Automatic shutoff device At 95% full | Interstitial Monitoring within Secondary Containment | SENSOR TO ATG |  | Single walled submersible pump containment sump, Single walled under dispenser containment | Automatic flow restrictor (MLLD), Automatic shutoff device (AELLD), Sump sensor relayed to automatically shut off submersible pump | Sump sensor relayed to automatically shut off submersible pump | Interstitial Monitoring within Secondary Containment | SENSOR TO ATG |  |  |  | UST Currently In Use: 1; UST Temp Close: 0; AST Currently In Use: 1; AST Temp Closed: 0 | 1 | 0 | 0 | 24921-003-021535 | Fikes Wholesale
54139 | Currently in Use |  | 2021-09-03 06:00 |  | Petroleum | Ethanol free gasoline | Ethanol free gasoline | Retail | Double Wall, Fiberglass coated steel | Fiberglass coated steel |  |  | Double Wall, Flexible |  |  |  | Single walled catchment basin | Automatic shutoff device At 95% full | Automatic shutoff device At 95% full | Interstitial Monitoring within Secondary Containment |  | Automatic Tank Gauge, Groundwater Monitoring | Single walled submersible pump containment sump, Single walled under dispenser containment | Automatic flow restrictor (MLLD) | Automatic flow restrictor (MLLD) | Interstitial Monitoring within Secondary Containment |  |  |  |  | UST Currently In Use: 3; UST Temp Close: 0; AST Currently In Use: 0; AST Temp Closed: 0 | 3 | 0 | 0 | 22888-041-009558 | SAI Riaan Inc.
54141 | Currently in Use |  | 2023-04-05 06:00 |  | Petroleum | On road diesel | On road diesel | Bulk facility, Industrial | Double Wall, Fiberglass reinforced plastic | Fiberglass reinforced plastic |  |  | Double Wall |  |  |  | Single walled catchment basin | Audible high level alarm At 90% full | Audible high level alarm At 90% full | Interstitial Monitoring within Secondary Containment |  | Automatic Tank Gauge, Continuous Automatic Tank Gauge | Single walled submersible pump containment sump, Single walled under dispenser containment | Automatic shutoff device (AELLD) | Automatic shutoff device (AELLD) | Interstitial Monitoring within Secondary Containment |  |  |  |  | UST Currently In Use: 3; UST Temp Close: 0; AST Currently In Use: 0; AST Temp Closed: 0 | 3 | 0 | 0 | 26333-089-021523 | R.L.R. Investments, L.L.C.
54142 | Currently in Use |  | 2023-04-12 06:00 |  | Petroleum | Unleaded gasoline | Unleaded gasoline | Retail | Double Wall, Fiberglass coated steel | Fiberglass coated steel |  |  | Double Wall, Flexible |  |  |  | Single walled catchment basin | Automatic shutoff device At 95% full | Automatic shutoff device At 95% full | Interstitial Monitoring within Secondary Containment |  | Automatic Tank Gauge | Single walled submersible pump containment sump, Single walled under dispenser containment | Automatic flow restrictor (MLLD) | Automatic flow restrictor (MLLD) | Interstitial Monitoring within Secondary Containment |  |  |  |  | UST Currently In Use: 2; UST Temp Close: 0; AST Currently In Use: 0; AST Temp Closed: 0 | 2 | 0 | 0 | 25843-101-021543 | Gas Express LLC
54143 | Currently in Use |  | 2023-04-12 06:00 |  | Petroleum | Premium gasoline | Premium gasoline | Retail | Double Wall, Fiberglass coated steel | Fiberglass coated steel |  |  | Double Wall, Flexible |  |  |  | Single walled catchment basin | Automatic shutoff device At 95% full | Automatic shutoff device At 95% full | Interstitial Monitoring within Secondary Containment |  | Automatic Tank Gauge | Single walled submersible pump containment sump, Single walled under dispenser containment | Automatic flow restrictor (MLLD) | Automatic flow restrictor (MLLD) | Interstitial Monitoring within Secondary Containment |  |  |  |  | UST Currently In Use: 2; UST Temp Close: 0; AST Currently In Use: 0; AST Temp Closed: 0 | 2 | 0 | 0 | 25843-101-021543 | Gas Express LLC
54155 | Currently in Use |  | 2023-09-15 06:00 |  | Petroleum | On road diesel | On road diesel | Local Government | Double Wall, Steel | Steel | Coated & cathodic protection (sti-P3) |  | Double Wall, Flexible |  | 2023-09-15 06:00 |  | Double walled catchment basin | Automatic shutoff device At 95% full | Automatic shutoff device At 95% full | Interstitial Monitoring within Secondary Containment | SENSOR TO ATG |  | Single walled submersible pump containment sump, Single walled under dispenser containment | Sump sensor relayed to automatically shut off submersible pump | Sump sensor relayed to automatically shut off submersible pump | Interstitial Monitoring within Secondary Containment | SENSOR TO ATG |  |  | Pressurized Piping | UST Currently In Use: 3; UST Temp Close: 0; AST Currently In Use: 0; AST Temp Closed: 0 | 3 | 0 | 3 | 15028-125-002022 | TUSCALOOSA CO. COMMISSION PUB. WORKS
54156 | Currently in Use |  | 2023-09-15 06:00 |  | Petroleum | Unleaded gasoline | Unleaded gasoline | Local Government | Double Wall, Steel | Steel | Coated & cathodic protection (sti-P3) |  | Double Wall, Flexible |  | 2023-09-15 06:00 |  | Double walled catchment basin | Automatic shutoff device At 95% full | Automatic shutoff device At 95% full | Interstitial Monitoring within Secondary Containment | SENSOR TO ATG |  | Single walled submersible pump containment sump, Single walled under dispenser containment | Sump sensor relayed to automatically shut off submersible pump | Sump sensor relayed to automatically shut off submersible pump | Interstitial Monitoring within Secondary Containment | SENSOR TO ATG |  |  | Pressurized Piping | UST Currently In Use: 3; UST Temp Close: 0; AST Currently In Use: 0; AST Temp Closed: 0 | 3 | 0 | 3 | 15028-125-002022 | TUSCALOOSA CO. COMMISSION PUB. WORKS
54157 | Currently in Use |  | 2023-09-15 06:00 |  | Petroleum | Other, DEF | Other | Local Government | Double Wall, Steel | Steel | Coated & cathodic protection (sti-P3) |  | Double Wall, Flexible |  | 2023-09-15 06:00 |  | Single walled catchment basin | Automatic shutoff device At 95% full | Automatic shutoff device At 95% full | Interstitial Monitoring within Secondary Containment | SENSOR TO ATG |  | Single walled submersible pump containment sump, Single walled under dispenser containment | Sump sensor relayed to automatically shut off submersible pump | Sump sensor relayed to automatically shut off submersible pump | Interstitial Monitoring within Secondary Containment | SENSOR TO ATG |  |  | Pressurized Piping | UST Currently In Use: 3; UST Temp Close: 0; AST Currently In Use: 0; AST Temp Closed: 0 | 3 | 0 | 3 | 15028-125-002022 | TUSCALOOSA CO. COMMISSION PUB. WORKS
54161 | Currently in Use |  | 2023-06-16 06:00 |  | Petroleum | Premium gasoline | Premium gasoline | Retail | Double Wall, Fiberglass reinforced plastic | Fiberglass reinforced plastic |  |  | Double Wall, Flexible |  |  |  | Double walled catchment basin | Audible high level alarm At 90% full, Automatic shutoff device At 95% full | Automatic shutoff device At 95% full | Interstitial Monitoring within Secondary Containment |  | Continuous Automatic Tank Gauge | Single walled submersible pump containment sump, Single walled under dispenser containment | Automatic shutoff device (AELLD) | Automatic shutoff device (AELLD) | Interstitial Monitoring within Secondary Containment |  |  |  |  | UST Currently In Use: 2; UST Temp Close: 0; AST Currently In Use: 0; AST Temp Closed: 0 | 2 | 0 | 0 | 26316-089-021578 | BJ's Wholesale Club Inc.
54162 | Currently in Use |  | 2023-06-16 06:00 |  | Petroleum | Unleaded gasoline | Unleaded gasoline | Retail | Double Wall, Fiberglass reinforced plastic | Fiberglass reinforced plastic |  |  | Double Wall, Flexible |  |  |  | Double walled catchment basin | Audible high level alarm At 90% full, Automatic shutoff device At 95% full | Automatic shutoff device At 95% full | Interstitial Monitoring within Secondary Containment |  | Continuous Automatic Tank Gauge | Single walled submersible pump containment sump, Single walled under dispenser containment | Automatic shutoff device (AELLD) | Automatic shutoff device (AELLD) | Interstitial Monitoring within Secondary Containment |  |  |  |  | UST Currently In Use: 2; UST Temp Close: 0; AST Currently In Use: 0; AST Temp Closed: 0 | 2 | 0 | 0 | 26316-089-021578 | BJ's Wholesale Club Inc.
54163 | Currently in Use |  | 2023-03-17 06:00 |  | Petroleum | Unleaded gasoline | Unleaded gasoline | Retail | Double Wall, Fiberglass reinforced plastic | Fiberglass reinforced plastic |  |  | Double Wall, Fiberglass reinforced plastic |  |  |  | Double walled catchment basin | Audible high level alarm At 90% full | Audible high level alarm At 90% full | Interstitial Monitoring within Secondary Containment |  |  | Single walled under dispenser containment | Automatic shutoff device (AELLD) | Automatic shutoff device (AELLD) | Interstitial Monitoring within Secondary Containment |  |  |  |  | UST Currently In Use: 4; UST Temp Close: 0; AST Currently In Use: 0; AST Temp Closed: 0 | 4 | 0 | 0 | 14001-079-021590 | Max Burmeister
54164 | Currently in Use |  | 2023-03-17 06:00 |  | Petroleum | Premium gasoline | Premium gasoline | Retail | Double Wall | Double Wall |  |  | Double Wall |  |  |  | Double walled catchment basin | Audible high level alarm At 90% full | Audible high level alarm At 90% full | Interstitial Monitoring within Secondary Containment |  |  | Single walled under dispenser containment | Automatic shutoff device (AELLD) | Automatic shutoff device (AELLD) | Interstitial Monitoring within Secondary Containment |  |  |  |  | UST Currently In Use: 4; UST Temp Close: 0; AST Currently In Use: 0; AST Temp Closed: 0 | 4 | 0 | 0 | 14001-079-021590 | Max Burmeister
54165 | Currently in Use |  | 2023-03-17 06:00 |  | Petroleum | On road diesel | On road diesel | Retail | Double Wall, Fiberglass reinforced plastic | Fiberglass reinforced plastic |  |  | Double Wall, Fiberglass reinforced plastic |  |  |  | Double walled catchment basin | Audible high level alarm At 90% full | Audible high level alarm At 90% full | Interstitial Monitoring within Secondary Containment |  |  | Single walled under dispenser containment | Automatic shutoff device (AELLD) | Automatic shutoff device (AELLD) | Interstitial Monitoring within Secondary Containment |  |  |  |  | UST Currently In Use: 4; UST Temp Close: 0; AST Currently In Use: 0; AST Temp Closed: 0 | 4 | 0 | 0 | 14001-079-021590 | Max Burmeister
54168 | Currently in Use |  | 2023-03-17 06:00 |  | Petroleum | On road diesel | On road diesel | Retail | Double Wall, Fiberglass reinforced plastic | Fiberglass reinforced plastic |  |  | Double Wall, Fiberglass reinforced plastic |  |  |  | Double walled catchment basin | Audible high level alarm At 90% full | Audible high level alarm At 90% full | Interstitial Monitoring within Secondary Containment |  |  | Single walled under dispenser containment | Automatic shutoff device (AELLD) | Automatic shutoff device (AELLD) | Interstitial Monitoring within Secondary Containment |  |  |  |  | UST Currently In Use: 4; UST Temp Close: 0; AST Currently In Use: 0; AST Temp Closed: 0 | 4 | 0 | 0 | 14001-079-021590 | Max Burmeister
54177 | Currently in Use |  | 2023-05-01 06:00 |  | Petroleum | Unleaded gasoline | Unleaded gasoline | Retail | Double Wall, Steel | Steel | Coated & cathodic protection (sti-P3) |  | Double Wall, Flexible | [6 empty] | Interstitial Monitoring within Secondary Containment | SENSOR TO ATG | Automatic Tank Gauge | Single walled submersible pump containment sump, Single walled under dispenser containment | Automatic flow restrictor (MLLD), Sump sensor relayed to automatically shut off submersible pump | Sump sensor relayed to automatically shut off submersible pump | Interstitial Monitoring within Secondary Containment | SENSOR TO ATG |  |  | Pressurized Piping | UST Currently In Use: 2; UST Temp Close: 0; AST Currently In Use: 1; AST Temp Closed: 0 | 2 | 0 | 0 | 24921-003-021535 | Fikes Wholesale
54186 | Currently in Use |  | 2023-04-05 06:00 |  | Petroleum | On road diesel | On road diesel | Bulk facility, Industrial | Double Wall, Fiberglass reinforced plastic | Fiberglass reinforced plastic |  |  | Double Wall |  |  |  | Single walled catchment basin | Audible high level alarm At 90% full | Audible high level alarm At 90% full | Interstitial Monitoring within Secondary Containment |  | Automatic Tank Gauge, Continuous Automatic Tank Gauge | Single walled submersible pump containment sump, Single walled under dispenser containment | Automatic shutoff device (AELLD) | Automatic shutoff device (AELLD) | Interstitial Monitoring within Secondary Containment |  |  |  |  | UST Currently In Use: 3; UST Temp Close: 0; AST Currently In Use: 0; AST Temp Closed: 0 | 3 | 0 | 0 | 26333-089-021523 | R.L.R. Investments, L.L.C.
54187 | Currently in Use |  | 2023-04-05 06:00 |  | Petroleum | Off road diesel | Off road diesel | Bulk facility, Industrial | Double Wall, Fiberglass reinforced plastic | Fiberglass reinforced plastic |  |  | Double Wall |  |  |  | Single walled catchment basin | Audible high level alarm At 90% full | Audible high level alarm At 90% full | Interstitial Monitoring within Secondary Containment |  | Automatic Tank Gauge, Continuous Automatic Tank Gauge | Single walled submersible pump containment sump, Single walled under dispenser containment | Automatic shutoff device (AELLD) | Automatic shutoff device (AELLD) | Interstitial Monitoring within Secondary Containment |  |  |  |  | UST Currently In Use: 3; UST Temp Close: 0; AST Currently In Use: 0; AST Temp Closed: 0 | 3 | 0 | 0 | 26333-089-021523 | R.L.R. Investments, L.L.C.
54190 | Currently in Use |  | 2023-02-20 06:00 |  | Petroleum | Unleaded gasoline | Unleaded gasoline | Retail | Double Wall, Fiberglass coated steel | Fiberglass coated steel |  |  | Double Wall, Flexible |  |  |  | Double walled catchment basin | Automatic shutoff device At 95% full | Automatic shutoff device At 95% full | Interstitial Monitoring within Secondary Containment |  |  | Single walled submersible pump containment sump, Single walled under dispenser containment | Automatic flow restrictor (MLLD) | Automatic flow restrictor (MLLD) | Interstitial Monitoring within Secondary Containment |  |  |  |  | UST Currently In Use: 2; UST Temp Close: 0; AST Currently In Use: 1; AST Temp Closed: 0 | 2 | 0 | 0 | 24921-097-021593 | Fikes Wholesale, Inc.
54191 | Currently in Use |  | 2023-02-20 06:00 |  | Petroleum | Premium gasoline | Premium gasoline | Retail | Double Wall, Fiberglass coated steel | Fiberglass coated steel |  |  | Double Wall, Flexible |  |  |  | Double walled catchment basin | Automatic shutoff device At 95% full | Automatic shutoff device At 95% full | Interstitial Monitoring within Secondary Containment |  |  | Single walled submersible pump containment sump, Single walled under dispenser containment | Automatic flow restrictor (MLLD) | Automatic flow restrictor (MLLD) | Interstitial Monitoring within Secondary Containment |  |  |  |  | UST Currently In Use: 2; UST Temp Close: 0; AST Currently In Use: 1; AST Temp Closed: 0 | 2 | 0 | 0 | 24921-097-021593 | Fikes Wholesale, Inc.
54194 | Currently in Use |  | 2011-08-29 06:00 |  | Petroleum | Off road diesel | Off road diesel | Emergency Power Generator, State/Federal Government | Double Wall, Fiberglass reinforced plastic | Fiberglass reinforced plastic |  |  | Double Wall, Fiberglass reinforced plastic |  |  |  | Single walled catchment basin | Automatic shutoff device At 95% full | Automatic shutoff device At 95% full | Interstitial Monitoring within Secondary Containment | SENSOR TO ATG |  | Single walled submersible pump containment sump | Sump sensor relayed to automatically shut off submersible pump | Sump sensor relayed to automatically shut off submersible pump | Interstitial Monitoring within Secondary Containment | SENSOR TO ATG |  |  |  | UST Currently In Use: 1; UST Temp Close: 0; AST Currently In Use: 0; AST Temp Closed: 0 | 1 | 0 | 0 | 15115-125-021584 | University of Alabama Health and Safety
54201 | Currently in Use |  | 2023-05-26 06:00 |  | Petroleum | Unleaded gasoline | Unleaded gasoline | Retail | Double Wall, Fiberglass reinforced plastic | Fiberglass reinforced plastic |  |  | Double Wall, Fiberglass reinforced plastic |  |  |  | Double walled catchment basin | Audible high level alarm At 90% full | Audible high level alarm At 90% full | Interstitial Monitoring within Secondary Containment | SENSOR TO ATG |  | Single walled submersible pump containment sump, Single walled under dispenser containment | Automatic shutoff device (AELLD) | Automatic shutoff device (AELLD) | Interstitial Monitoring within Secondary Containment | SENSOR TO ATG |  |  |  | UST Currently In Use: 4; UST Temp Close: 0; AST Currently In Use: 0; AST Temp Closed: 0 | 4 | 0 | 0 | 14001-003-021598 | Racetrac Inc
54203 | Currently in Use |  | 2023-05-31 06:00 |  | Petroleum | Premium gasoline | Premium gasoline | Retail | Double Wall, Fiberglass reinforced plastic | Fiberglass reinforced plastic |  |  | Double Wall, Fiberglass reinforced plastic |  |  |  | Double walled catchment basin | Audible high level alarm At 90% full | Audible high level alarm At 90% full | Interstitial Monitoring within Secondary Containment | SENSOR TO ATG |  | Single walled submersible pump containment sump, Single walled under dispenser containment | Automatic shutoff device (AELLD) | Automatic shutoff device (AELLD) | Interstitial Monitoring within Secondary Containment | SENSOR TO ATG |  |  |  | UST Currently In Use: 4; UST Temp Close: 0; AST Currently In Use: 0; AST Temp Closed: 0 | 4 | 0 | 0 | 14001-003-021598 | Racetrac Inc
54204 | Currently in Use |  | 2023-05-31 06:00 |  | Petroleum | On road diesel | On road diesel | Retail | Double Wall, Fiberglass reinforced plastic | Fiberglass reinforced plastic |  |  | Double Wall, Fiberglass reinforced plastic |  |  |  | Double walled catchment basin | Audible high level alarm At 90% full | Audible high level alarm At 90% full | Interstitial Monitoring within Secondary Containment | SENSOR TO ATG |  | Single walled submersible pump containment sump, Single walled under dispenser containment | Automatic shutoff device (AELLD) | Automatic shutoff device (AELLD) | Interstitial Monitoring within Secondary Containment | SENSOR TO ATG |  |  |  | UST Currently In Use: 4; UST Temp Close: 0; AST Currently In Use: 0; AST Temp Closed: 0 | 4 | 0 | 0 | 14001-003-021598 | Racetrac Inc
54206 | Currently in Use |  | 2023-05-31 06:00 |  | Petroleum | On road diesel | On road diesel | Retail | Double Wall, Fiberglass reinforced plastic | Fiberglass reinforced plastic |  |  | Double Wall, Fiberglass reinforced plastic |  |  |  | Single walled catchment basin | Audible high level alarm At 90% full | Audible high level alarm At 90% full | Interstitial Monitoring within Secondary Containment | SENSOR TO ATG |  | Single walled submersible pump containment sump, Single walled under dispenser containment | Automatic shutoff device (AELLD) | Automatic shutoff device (AELLD) | Interstitial Monitoring within Secondary Containment | SENSOR TO ATG |  |  |  | UST Currently In Use: 4; UST Temp Close: 0; AST Currently In Use: 0; AST Temp Closed: 0 | 4 | 0 | 0 | 14001-003-021598 | Racetrac Inc
54213 | Currently in Use |  | 2023-12-18 06:00 |  | Petroleum | Ultra low sulfur gasoline | Ultra low sulfur gasoline | Retail | Double Wall, Fiberglass reinforced plastic | Fiberglass reinforced plastic |  |  | Double Wall, Flexible |  |  |  | Double walled catchment basin | Audible high level alarm At 90% full, Automatic shutoff device At 95% full | Automatic shutoff device At 95% full | Interstitial Monitoring within Secondary Containment |  |  | Single walled submersible pump containment sump, Single walled under dispenser containment | Automatic flow restrictor (MLLD), Sump sensor relayed to automatically shut off submersible pump | Sump sensor relayed to automatically shut off submersible pump | Interstitial Monitoring within Secondary Containment |  |  |  | Pressurized Piping | UST Currently In Use: 3; UST Temp Close: 0; AST Currently In Use: 0; AST Temp Closed: 0 | 3 | 0 | 0 | 26380-003-021595 | Wawa Alabama, LLC
54233 | Currently in Use |  | 2023-08-16 06:00 |  | Petroleum | On road diesel | On road diesel | Retail | Double Wall, Fiberglass reinforced plastic | Fiberglass reinforced plastic |  |  | Double Wall, Fiberglass reinforced plastic |  | 2023-08-16 06:00 |  | Single walled catchment basin | Automatic shutoff device At 95% full | Automatic shutoff device At 95% full | Interstitial Monitoring within Secondary Containment | SENSOR TO ATG |  | Single walled under dispenser containment | Automatic flow restrictor (MLLD) | Automatic flow restrictor (MLLD) | Interstitial Monitoring within Secondary Containment | SENSOR TO ATG |  |  | Pressurized Piping | UST Currently In Use: 5; UST Temp Close: 0; AST Currently In Use: 0; AST Temp Closed: 0 | 5 | 0 | 0 | 17904-055-015326 | JEFFREY A. BROWN
54235 | Currently in Use |  | 2023-07-28 06:00 |  | Petroleum | Unleaded gasoline | Unleaded gasoline | Retail | Double Wall, Fiberglass reinforced plastic | Fiberglass reinforced plastic |  |  | Double Wall, Fiberglass reinforced plastic |  |  |  | Double walled catchment basin | Automatic shutoff device At 95% full | Automatic shutoff device At 95% full | Interstitial Monitoring within Secondary Containment | SENSOR TO ATG |  | Single walled under dispenser containment | Automatic shutoff device (AELLD) | Automatic shutoff device (AELLD) | Interstitial Monitoring within Secondary Containment | SENSOR TO ATG |  |  |  | UST Currently In Use: 2; UST Temp Close: 0; AST Currently In Use: 0; AST Temp Closed: 0 | 2 | 0 | 2 | 13579-059-018983 | MURPHY OIL USA, INC.
54236 | Currently in Use |  | 2023-07-28 06:00 |  |  |  |  | Retail | Double Wall, Fiberglass reinforced plastic | Fiberglass reinforced plastic |  |  | Double Wall, Fiberglass reinforced plastic |  |  |  | Double walled catchment basin | Automatic shutoff device At 95% full | Automatic shutoff device At 95% full | Interstitial Monitoring within Secondary Containment | SENSOR TO ATG |  | Single walled under dispenser containment | Automatic shutoff device (AELLD) | Automatic shutoff device (AELLD) | Interstitial Monitoring within Secondary Containment | SENSOR TO ATG |  |  |  | UST Currently In Use: 2; UST Temp Close: 0; AST Currently In Use: 0; AST Temp Closed: 0 | 2 | 0 | 2 | 13579-059-018983 | MURPHY OIL USA, INC.
54239 | Currently in Use |  | 2023-03-20 06:00 |  | Petroleum | Unleaded gasoline | Unleaded gasoline | Retail | Double Wall, Fiberglass reinforced plastic | Fiberglass reinforced plastic |  |  | Double Wall, Fiberglass reinforced plastic |  |  |  | Double walled catchment basin | Automatic shutoff device At 95% full | Automatic shutoff device At 95% full | Interstitial Monitoring within Secondary Containment | SENSOR TO ATG |  | Double walled submersible pump containment sump | Automatic shutoff device (AELLD) | Automatic shutoff device (AELLD) | Interstitial Monitoring within Secondary Containment | SENSOR TO ATG |  |  | Pressurized Piping | UST Currently In Use: 3; UST Temp Close: 0; AST Currently In Use: 0; AST Temp Closed: 0 | 3 | 0 | 0 | 23413-003-021547 | Circle K Stores, Inc.
54240 | Currently in Use |  | 2023-03-20 06:00 |  | Petroleum | Premium gasoline | Premium gasoline | Retail | Double Wall, Fiberglass reinforced plastic | Fiberglass reinforced plastic |  |  | Double Wall, Fiberglass reinforced plastic |  |  |  | Double walled catchment basin | Automatic shutoff device At 95% full | Automatic shutoff device At 95% full | Interstitial Monitoring within Secondary Containment | SENSOR TO ATG |  | Double walled submersible pump containment sump | Automatic shutoff device (AELLD) | Automatic shutoff device (AELLD) | Interstitial Monitoring within Secondary Containment | SENSOR TO ATG |  |  | Pressurized Piping | UST Currently In Use: 3; UST Temp Close: 0; AST Currently In Use: 0; AST Temp Closed: 0 | 3 | 0 | 0 | 23413-003-021547 | Circle K Stores, Inc.
54241 | Currently in Use |  | 2023-03-20 06:00 |  | Petroleum | On road diesel | On road diesel | Retail | Double Wall, Fiberglass reinforced plastic | Fiberglass reinforced plastic |  |  | Double Wall, Fiberglass reinforced plastic |  |  |  | Double walled catchment basin | Automatic shutoff device At 95% full | Automatic shutoff device At 95% full | Interstitial Monitoring within Secondary Containment | SENSOR TO ATG |  | Double walled submersible pump containment sump | Automatic shutoff device (AELLD) | Automatic shutoff device (AELLD) | Interstitial Monitoring within Secondary Containment | SENSOR TO ATG |  |  | Pressurized Piping | UST Currently In Use: 3; UST Temp Close: 0; AST Currently In Use: 0; AST Temp Closed: 0 | 3 | 0 | 0 | 23413-003-021547 | Circle K Stores, Inc.
54249 | Currently in Use |  | 2023-08-10 06:00 |  | Petroleum | Unleaded gasoline | Unleaded gasoline | Retail | Fiberglass coated steel | Fiberglass coated steel |  |  | Double Wall |  |  |  | Single walled catchment basin | Automatic shutoff device At 95% full | Automatic shutoff device At 95% full | Interstitial Monitoring within Secondary Containment |  | Continuous Automatic Tank Gauge | Single walled under dispenser containment | Automatic shutoff device (AELLD) | Automatic shutoff device (AELLD) | Interstitial Monitoring within Secondary Containment |  |  |  |  | UST Currently In Use: 2; UST Temp Close: 0; AST Currently In Use: 0; AST Temp Closed: 0 | 2 | 0 | 0 | 26381-015-021597 | Saleem Bhaghani
54251 | Currently in Use |  | 2023-08-10 06:00 |  | Petroleum | Premium gasoline | Premium gasoline | Retail | Double Wall, Fiberglass coated steel | Fiberglass coated steel |  |  | Double Wall |  |  |  | Single walled catchment basin | Automatic shutoff device At 95% full | Automatic shutoff device At 95% full | Interstitial Monitoring within Secondary Containment |  | Continuous Automatic Tank Gauge | Single walled under dispenser containment | Automatic shutoff device (AELLD) | Automatic shutoff device (AELLD) | Interstitial Monitoring within Secondary Containment |  |  |  |  | UST Currently In Use: 2; UST Temp Close: 0; AST Currently In Use: 0; AST Temp Closed: 0 | 2 | 0 | 0 | 26381-015-021597 | Saleem Bhaghani
54260 | Currently in Use |  | 2023-06-08 06:00 |  | Petroleum | Unleaded gasoline | Unleaded gasoline | Retail | Double Wall, Fiberglass coated steel | Fiberglass coated steel |  |  | Double Wall, Flexible |  |  |  | Single walled catchment basin | Automatic shutoff device At 95% full | Automatic shutoff device At 95% full | Interstitial Monitoring within Secondary Containment | SENSOR TO ATG | Automatic Tank Gauge | Single walled submersible pump containment sump, Single walled under dispenser containment | Automatic flow restrictor (MLLD) | Automatic flow restrictor (MLLD) | Interstitial Monitoring within Secondary Containment | MANUAL/VISUAL CHECK |  |  |  | UST Currently In Use: 1; UST Temp Close: 0; AST Currently In Use: 0; AST Temp Closed: 0 | 1 | 0 | 0 | 23372-055-021596 | MIDSTATES PETROLEUM
54261 | Currently in Use |  | 2023-04-24 06:00 |  | Petroleum | Unleaded gasoline | Unleaded gasoline | Retail | Double Wall, Fiberglass reinforced plastic | Fiberglass reinforced plastic |  |  | Double Wall, Fiberglass reinforced plastic |  |  |  | Double walled catchment basin | Automatic shutoff device At 95% full | Automatic shutoff device At 95% full | Interstitial Monitoring within Secondary Containment |  |  | Single walled under dispenser containment | Automatic shutoff device (AELLD) | Automatic shutoff device (AELLD) | Interstitial Monitoring within Secondary Containment |  |  |  |  | UST Currently In Use: 5; UST Temp Close: 0; AST Currently In Use: 0; AST Temp Closed: 0 | 5 | 0 | 0 | 14001-089-021548 | RaceTrac Inc
54262 | Currently in Use |  | 2023-04-04 06:00 |  | Petroleum | Premium gasoline | Premium gasoline | Retail | Double Wall, Fiberglass reinforced plastic | Fiberglass reinforced plastic |  |  | Double Wall, Fiberglass reinforced plastic |  |  |  | Double walled catchment basin | Audible high level alarm At 90% full | Audible high level alarm At 90% full | Interstitial Monitoring within Secondary Containment |  |  | Single walled submersible pump containment sump, Single walled under dispenser containment | Automatic shutoff device (AELLD) | Automatic shutoff device (AELLD) | Interstitial Monitoring within Secondary Containment |  |  |  |  | UST Currently In Use: 5; UST Temp Close: 0; AST Currently In Use: 0; AST Temp Closed: 0 | 5 | 0 | 0 | 14001-089-021548 | RaceTrac Inc
54263 | Currently in Use |  | 2023-04-24 06:00 |  | Petroleum | On road diesel | On road diesel | Retail | Double Wall, Fiberglass reinforced plastic | Fiberglass reinforced plastic |  |  | Double Wall, Fiberglass reinforced plastic |  |  |  | Double walled catchment basin | Audible high level alarm At 90% full | Audible high level alarm At 90% full | Interstitial Monitoring within Secondary Containment |  |  | Single walled submersible pump containment sump, Single walled under dispenser containment | Automatic shutoff device (AELLD) | Automatic shutoff device (AELLD) | Interstitial Monitoring within Secondary Containment |  |  |  |  | UST Currently In Use: 5; UST Temp Close: 0; AST Currently In Use: 0; AST Temp Closed: 0 | 5 | 0 | 0 | 14001-089-021548 | RaceTrac Inc
54264 | Currently in Use |  | 2023-04-24 06:00 |  | Petroleum | On road diesel | On road diesel | Retail | Double Wall, Fiberglass reinforced plastic | Fiberglass reinforced plastic |  |  | Double Wall, Fiberglass reinforced plastic |  |  |  | Double walled catchment basin | Audible high level alarm At 90% full | Audible high level alarm At 90% full | Interstitial Monitoring within Secondary Containment |  |  | Single walled submersible pump containment sump, Single walled under dispenser containment | Automatic shutoff device (AELLD) | Automatic shutoff device (AELLD) | Interstitial Monitoring within Secondary Containment |  |  |  |  | UST Currently In Use: 5; UST Temp Close: 0; AST Currently In Use: 0; AST Temp Closed: 0 | 5 | 0 | 0 | 14001-089-021548 | RaceTrac Inc
54265 | Currently in Use |  | 2023-04-24 06:00 |  | Petroleum | Diesel containing less than or equal to 20% biodiesel | Diesel containing less than or equal to 20% biodiesel | Retail | Double Wall, Fiberglass reinforced plastic | Fiberglass reinforced plastic |  |  | Double Wall, Fiberglass reinforced plastic |  |  |  | Double walled catchment basin | Audible high level alarm At 90% full | Audible high level alarm At 90% full | Interstitial Monitoring within Secondary Containment |  |  | Single walled submersible pump containment sump, Single walled under dispenser containment | Automatic shutoff device (AELLD) | Automatic shutoff device (AELLD) | Interstitial Monitoring within Secondary Containment |  |  |  |  | UST Currently In Use: 5; UST Temp Close: 0; AST Currently In Use: 0; AST Temp Closed: 0 | 5 | 0 | 0 | 14001-089-021548 | RaceTrac Inc
54267 | Currently in Use | 2023-10-23 06:00 | 2023-10-23 06:00 |  | Petroleum | Premium gasoline | Premium gasoline | Retail | Double Wall, Fiberglass coated steel | Fiberglass coated steel |  |  | Double Wall, Flexible |  | 2023-10-23 06:00 |  | Single walled catchment basin | Automatic shutoff device At 95% full | Automatic shutoff device At 95% full | Interstitial Monitoring within Secondary Containment | SENSOR TO ATG |  | Single walled under dispenser containment | Automatic flow restrictor (MLLD) | Automatic flow restrictor (MLLD) | Interstitial Monitoring within Secondary Containment | SENSOR TO ATG |  |  |  | UST Currently In Use: 4; UST Temp Close: 0; AST Currently In Use: 0; AST Temp Closed: 0 | 4 | 0 | 0 | 24585-009-007057 | DHARMA BHAKTI, LLC
54271 | Currently in Use |  | 2020-05-13 06:00 |  | Petroleum | On road diesel | On road diesel | Retail | Double Wall, Fiberglass reinforced plastic | Fiberglass reinforced plastic |  |  | Double Wall, Fiberglass reinforced plastic |  | 2020-05-13 06:00 |  | Double walled catchment basin | Audible high level alarm At 90% full, Automatic shutoff device At 95% full | Automatic shutoff device At 95% full | Interstitial Monitoring within Secondary Containment | SENSOR TO ATG | Continuous Automatic Tank Gauge | Single walled submersible pump containment sump, Single walled under dispenser containment | Automatic flow restrictor (MLLD) | Automatic flow restrictor (MLLD) | Interstitial Monitoring within Secondary Containment | SENSOR TO ATG |  |  | Pressurized Piping | UST Currently In Use: 1; UST Temp Close: 0; AST Currently In Use: 0; AST Temp Closed: 0 | 1 | 0 | 2 | 14262-073-014660 | Ryder System Inc.
54278 | Currently in Use |  | 2023-04-20 06:00 |  | Petroleum | Unleaded gasoline | Unleaded gasoline | Retail | Double Wall, Fiberglass reinforced plastic | Fiberglass reinforced plastic |  |  | Double Wall, Fiberglass reinforced plastic |  |  |  | Double walled catchment basin | Audible high level alarm At 90% full, Automatic shutoff device At 95% full | Automatic shutoff device At 95% full | Interstitial Monitoring within Secondary Containment | SENSOR TO ATG |  |  | Automatic shutoff device (AELLD) | Automatic shutoff device (AELLD) | Interstitial Monitoring within Secondary Containment | SENSOR TO ATG |  |  | Pressurized Piping | UST Currently In Use: 3; UST Temp Close: 0; AST Currently In Use: 0; AST Temp Closed: 0 | 3 | 0 | 3 | 23413-051-018772 | CIRCLE K STORES, INC.
54279 | Currently in Use |  | 2023-04-20 06:00 |  | Petroleum | Premium gasoline | Premium gasoline | Retail | Double Wall, Fiberglass reinforced plastic | Fiberglass reinforced plastic |  |  | Double Wall, Fiberglass reinforced plastic |  |  |  | Double walled catchment basin | Audible high level alarm At 90% full, Automatic shutoff device At 95% full | Automatic shutoff device At 95% full | Interstitial Monitoring within Secondary Containment | SENSOR TO ATG |  |  | Automatic shutoff device (AELLD) | Automatic shutoff device (AELLD) |  | SENSOR TO ATG |  |  |  | UST Currently In Use: 3; UST Temp Close: 0; AST Currently In Use: 0; AST Temp Closed: 0 | 3 | 0 | 3 | 23413-051-018772 | CIRCLE K STORES, INC.
54280 | Currently in Use |  | 2023-04-20 06:00 |  | Petroleum | On road diesel | On road diesel | Retail | Double Wall, Fiberglass reinforced plastic | Fiberglass reinforced plastic |  |  | Double Wall, Fiberglass reinforced plastic |  |  |  | Double walled catchment basin | Audible high level alarm At 90% full, Automatic shutoff device At 95% full | Automatic shutoff device At 95% full | Interstitial Monitoring within Secondary Containment | SENSOR TO ATG |  | Single walled under dispenser containment | Automatic shutoff device (AELLD) | Automatic shutoff device (AELLD) | Interstitial Monitoring within Secondary Containment | SENSOR TO ATG |  |  | Pressurized Piping | UST Currently In Use: 3; UST Temp Close: 0; AST Currently In Use: 0; AST Temp Closed: 0 | 3 | 0 | 3 | 23413-051-018772 | CIRCLE K STORES, INC.
54282 | Currently in Use |  | 2022-12-22 06:00 |  | Petroleum | Unleaded gasoline | Unleaded gasoline | Retail | Double Wall, Fiberglass reinforced plastic | Fiberglass reinforced plastic |  |  | Double Wall, Fiberglass reinforced plastic |  |  |  | Catchment Basin, Double walled catchment basin | Audible high level alarm At 90% full, Automatic shutoff device At 95% full | Automatic shutoff device At 95% full | Interstitial Monitoring within Secondary Containment | SENSOR TO ATG |  |  | Automatic shutoff device (AELLD) | Automatic shutoff device (AELLD) | Interstitial Monitoring within Secondary Containment | SENSOR TO ATG |  |  |  | UST Currently In Use: 3; UST Temp Close: 0; AST Currently In Use: 0; AST Temp Closed: 0 | 3 | 0 | 4 | 23413-051-018770 | CIRCLE K STORES, INC.
54283 | Currently in Use |  | 2022-12-22 06:00 |  | Petroleum | Premium gasoline | Premium gasoline | Retail | Double Wall, Fiberglass reinforced plastic | Fiberglass reinforced plastic |  |  | Double Wall, Fiberglass reinforced plastic |  |  |  | Double walled catchment basin | Audible high level alarm At 90% full, Automatic shutoff device At 95% full | Automatic shutoff device At 95% full | Interstitial Monitoring within Secondary Containment | SENSOR TO ATG |  |  | Automatic shutoff device (AELLD) | Automatic shutoff device (AELLD) | Interstitial Monitoring within Secondary Containment | SENSOR TO ATG |  |  | Pressurized Piping | UST Currently In Use: 3; UST Temp Close: 0; AST Currently In Use: 0; AST Temp Closed: 0 | 3 | 0 | 4 | 23413-051-018770 | CIRCLE K STORES, INC.
54284 | Currently in Use |  | 2022-12-22 06:00 |  | Petroleum | On road diesel | On road diesel | Retail | Double Wall, Fiberglass reinforced plastic | Fiberglass reinforced plastic |  |  | Double Wall, Fiberglass reinforced plastic |  |  |  | Double walled catchment basin | Audible high level alarm At 90% full, Automatic shutoff device At 95% full | Automatic shutoff device At 95% full | Interstitial Monitoring within Secondary Containment | SENSOR TO ATG |  |  | Automatic shutoff device (AELLD) | Automatic shutoff device (AELLD) | Interstitial Monitoring within Secondary Containment |  |  |  | Pressurized Piping | UST Currently In Use: 3; UST Temp Close: 0; AST Currently In Use: 0; AST Temp Closed: 0 | 3 | 0 | 4 | 23413-051-018770 | CIRCLE K STORES, INC.
54288 | Currently in Use |  | 2023-10-28 06:00 |  | Petroleum | Ethanol free gasoline | Ethanol free gasoline | Retail | Double Wall | Double Wall |  |  | Double Wall |  |  |  | Double walled catchment basin | Automatic shutoff device At 95% full | Automatic shutoff device At 95% full | Interstitial Monitoring within Secondary Containment |  | Automatic Tank Gauge, Continuous Automatic Tank Gauge, Other, interstitial monitoring within secondary containment | Single walled submersible pump containment sump, Single walled under dispenser containment | Automatic shutoff device (AELLD) | Automatic shutoff device (AELLD) | Interstitial Monitoring within Secondary Containment |  |  |  |  | UST Currently In Use: 4; UST Temp Close: 0; AST Currently In Use: 0; AST Temp Closed: 0 | 4 | 0 | 0 | 22285-117-021520 | High Tide Oil Company, Inc.
54289 | Currently in Use |  | 2023-10-28 06:00 |  | Petroleum | Premium gasoline | Premium gasoline | Retail | Double Wall | Double Wall |  |  | Double Wall |  |  |  | Double walled catchment basin | Automatic shutoff device At 95% full | Automatic shutoff device At 95% full | Interstitial Monitoring within Secondary Containment |  | Automatic Tank Gauge, Continuous Automatic Tank Gauge, Other, interstitial monitoring within secondary containment | Single walled submersible pump containment sump, Single walled under dispenser containment | Automatic shutoff device (AELLD) | Automatic shutoff device (AELLD) | Interstitial Monitoring within Secondary Containment |  |  |  |  | UST Currently In Use: 4; UST Temp Close: 0; AST Currently In Use: 0; AST Temp Closed: 0 | 4 | 0 | 0 | 22285-117-021520 | High Tide Oil Company, Inc.
54290 | Currently in Use |  | 2023-10-28 06:00 |  | Petroleum | On road diesel | On road diesel | Retail | Double Wall | Double Wall |  |  | Double Wall |  |  |  | Double walled catchment basin | Automatic shutoff device At 95% full | Automatic shutoff device At 95% full | Interstitial Monitoring within Secondary Containment |  | Automatic Tank Gauge, Continuous Automatic Tank Gauge, Other, interstitial monitoring within secondary containment | Single walled submersible pump containment sump, Single walled under dispenser containment | Automatic shutoff device (AELLD) | Automatic shutoff device (AELLD) | Interstitial Monitoring within Secondary Containment |  |  |  |  | UST Currently In Use: 4; UST Temp Close: 0; AST Currently In Use: 0; AST Temp Closed: 0 | 4 | 0 | 0 | 22285-117-021520 | High Tide Oil Company, Inc.
54292 | Currently in Use |  | 2023-07-19 06:00 |  | Petroleum | Unleaded gasoline | Unleaded gasoline | Retail | Double Wall, Fiberglass coated steel | Fiberglass coated steel |  |  | Double Wall, Flexible |  |  |  | Double walled catchment basin | Automatic shutoff device At 95% full | Automatic shutoff device At 95% full | Interstitial Monitoring within Secondary Containment |  | Automatic Tank Gauge | Single walled submersible pump containment sump, Single walled under dispenser containment | Automatic flow restrictor (MLLD) | Automatic flow restrictor (MLLD) | Interstitial Monitoring within Secondary Containment |  |  |  |  | UST Currently In Use: 2; UST Temp Close: 0; AST Currently In Use: 1; AST Temp Closed: 0 | 2 | 0 | 0 | 24921-097-021574 | Fikes Wholesale, Inc.
54293 | Currently in Use |  | 2023-07-19 06:00 |  | Petroleum | On road diesel | On road diesel | Retail | Double Wall, Fiberglass coated steel | Fiberglass coated steel |  |  | Double Wall, Flexible |  |  |  | Double walled catchment basin | Automatic shutoff device At 95% full | Automatic shutoff device At 95% full | Interstitial Monitoring within Secondary Containment |  | Automatic Tank Gauge | Single walled submersible pump containment sump, Single walled under dispenser containment | Automatic flow restrictor (MLLD) | Automatic flow restrictor (MLLD) | Interstitial Monitoring within Secondary Containment |  |  |  |  | UST Currently In Use: 2; UST Temp Close: 0; AST Currently In Use: 1; AST Temp Closed: 0 | 2 | 0 | 0 | 24921-097-021574 | Fikes Wholesale, Inc.
54317 | Currently in Use |  | 1995-01-01 06:00 |  | Petroleum | Premium gasoline | Premium gasoline | Retail | Single Wall, Steel | Steel | Coated & cathodic protection (sti-P3) |  | Flexible |  |  |  | Single walled catchment basin | Audible high level alarm At 90% full | Audible high level alarm At 90% full |  |  | Automatic Tank Gauge |  | Automatic flow restrictor (MLLD) | Automatic flow restrictor (MLLD) |  |  | Annual line testing | Annual line testing |  | UST Currently In Use: 3; UST Temp Close: 0; AST Currently In Use: 0; AST Temp Closed: 0 | 3 | 0 | 3 | 26326-125-015066 | A&W Holdings LLC
54319 | Currently in Use |  | 1995-01-01 06:00 |  | Petroleum | On road diesel | On road diesel | Retail | Single Wall, Steel | Steel | Coated & cathodic protection (sti-P3) |  | Flexible |  |  |  | Single walled catchment basin | Audible high level alarm At 90% full | Audible high level alarm At 90% full |  |  | Automatic Tank Gauge |  | Automatic flow restrictor (MLLD) | Automatic flow restrictor (MLLD) |  |  | Annual line testing | Annual line testing |  | UST Currently In Use: 3; UST Temp Close: 0; AST Currently In Use: 0; AST Temp Closed: 0 | 3 | 0 | 3 | 26326-125-015066 | A&W Holdings LLC
54320 | Currently in Use |  | 1995-01-01 06:00 |  | Petroleum | Unleaded gasoline | Unleaded gasoline | Retail | [8 empty] | Single walled catchment basin | Audible high level alarm At 90% full | Audible high level alarm At 90% full |  |  | Automatic Tank Gauge |  | Automatic flow restrictor (MLLD) | Automatic flow restrictor (MLLD) |  |  | Annual line testing | Annual line testing |  | UST Currently In Use: 3; UST Temp Close: 0; AST Currently In Use: 0; AST Temp Closed: 0 | 3 | 0 | 3 | 26326-125-015066 | A&W Holdings LLC
54327 | Currently in Use |  | 2023-02-02 06:00 |  | Petroleum | On road diesel | On road diesel | Retail | Double Wall, Fiberglass reinforced plastic | Fiberglass reinforced plastic |  |  | Double Wall, Flexible |  |  |  | Double walled catchment basin | Automatic shutoff device At 95% full | Automatic shutoff device At 95% full | Interstitial Monitoring within Secondary Containment |  |  | Single walled submersible pump containment sump, Single walled under dispenser containment | Automatic shutoff device (AELLD), Sump sensor relayed to automatically shut off submersible pump | Sump sensor relayed to automatically shut off submersible pump | Interstitial Monitoring within Secondary Containment |  |  |  |  | UST Currently In Use: 9; UST Temp Close: 0; AST Currently In Use: 0; AST Temp Closed: 0 | 9 | 0 | 0 | 25965-097-021537 | Quik Trip Corporation
54328 | Currently in Use |  | 2023-02-02 06:00 |  | Petroleum | On road diesel | On road diesel | Retail | Double Wall, Fiberglass reinforced plastic | Fiberglass reinforced plastic |  |  | Double Wall, Flexible |  |  |  | Double walled catchment basin | Automatic shutoff device At 95% full | Automatic shutoff device At 95% full | Interstitial Monitoring within Secondary Containment |  |  | Single walled submersible pump containment sump, Single walled under dispenser containment | Automatic shutoff device (AELLD), Sump sensor relayed to automatically shut off submersible pump | Sump sensor relayed to automatically shut off submersible pump | Interstitial Monitoring within Secondary Containment |  |  |  |  | UST Currently In Use: 9; UST Temp Close: 0; AST Currently In Use: 0; AST Temp Closed: 0 | 9 | 0 | 0 | 25965-097-021537 | Quik Trip Corporation
54329 | Currently in Use |  | 2023-02-02 06:00 |  | Petroleum | On road diesel | On road diesel | Retail | Double Wall, Fiberglass reinforced plastic | Fiberglass reinforced plastic |  |  | Double Wall, Flexible |  |  |  | Double walled catchment basin | Automatic shutoff device At 95% full | Automatic shutoff device At 95% full | Interstitial Monitoring within Secondary Containment |  |  | Single walled submersible pump containment sump, Single walled under dispenser containment | Automatic shutoff device (AELLD), Sump sensor relayed to automatically shut off submersible pump | Sump sensor relayed to automatically shut off submersible pump | Interstitial Monitoring within Secondary Containment |  |  |  |  | UST Currently In Use: 9; UST Temp Close: 0; AST Currently In Use: 0; AST Temp Closed: 0 | 9 | 0 | 0 | 25965-097-021537 | Quik Trip Corporation
54330 | Currently in Use |  | 2023-02-02 06:00 |  | Petroleum | On road diesel | On road diesel | Retail | Double Wall, Fiberglass reinforced plastic | Fiberglass reinforced plastic |  |  | Double Wall, Flexible |  |  |  | Double walled catchment basin | Automatic shutoff device At 95% full | Automatic shutoff device At 95% full | Interstitial Monitoring within Secondary Containment |  |  | Single walled submersible pump containment sump, Single walled under dispenser containment | Automatic shutoff device (AELLD), Sump sensor relayed to automatically shut off submersible pump | Sump sensor relayed to automatically shut off submersible pump | Interstitial Monitoring within Secondary Containment |  |  |  |  | UST Currently In Use: 9; UST Temp Close: 0; AST Currently In Use: 0; AST Temp Closed: 0 | 9 | 0 | 0 | 25965-097-021537 | Quik Trip Corporation
54331 | Currently in Use |  | 2023-11-30 06:00 |  | Petroleum | Unleaded gasoline | Unleaded gasoline | Retail | Double Wall, Fiberglass coated steel | Fiberglass coated steel |  |  | Double Wall |  |  |  | Single walled catchment basin | Automatic shutoff device At 95% full | Automatic shutoff device At 95% full | Interstitial Monitoring within Secondary Containment | SENSOR TO ATG |  | Single walled under dispenser containment | Automatic flow restrictor (MLLD) | Automatic flow restrictor (MLLD) | Interstitial Monitoring within Secondary Containment | SENSOR TO ATG |  |  | Pressurized Piping | UST Currently In Use: 1; UST Temp Close: 0; AST Currently In Use: 0; AST Temp Closed: 0 | 1 | 0 | 0 | 22444-069-021609 | Vishal Anand
54341 | Currently in Use |  | 2023-02-02 06:00 |  | Petroleum | Other, DEF | Other | Retail | Double Wall, Fiberglass reinforced plastic | Fiberglass reinforced plastic |  |  | Double Wall, Flexible |  |  |  | Single walled catchment basin | Automatic shutoff device At 95% full | Automatic shutoff device At 95% full | Interstitial Monitoring within Secondary Containment |  |  | Single walled submersible pump containment sump, Single walled under dispenser containment | Automatic shutoff device (AELLD), Sump sensor relayed to automatically shut off submersible pump | Sump sensor relayed to automatically shut off submersible pump | Interstitial Monitoring within Secondary Containment |  |  |  |  | UST Currently In Use: 9; UST Temp Close: 0; AST Currently In Use: 0; AST Temp Closed: 0 | 9 | 0 | 0 | 25965-097-021537 | Quik Trip Corporation
54342 | Currently in Use |  | 2023-02-23 06:00 |  | Petroleum | Unleaded gasoline | Unleaded gasoline | Retail | Double Wall, Fiberglass reinforced plastic | Fiberglass reinforced plastic |  |  | Double Wall, Flexible |  |  |  | Single walled catchment basin | Automatic shutoff device At 95% full | Automatic shutoff device At 95% full | Interstitial Monitoring within Secondary Containment |  |  | Single walled submersible pump containment sump, Single walled under dispenser containment | Sump sensor relayed to automatically shut off submersible pump | Sump sensor relayed to automatically shut off submersible pump | Interstitial Monitoring within Secondary Containment |  |  |  |  | UST Currently In Use: 9; UST Temp Close: 0; AST Currently In Use: 0; AST Temp Closed: 0 | 9 | 0 | 0 | 25965-097-021537 | Quik Trip Corporation
54343 | Currently in Use |  | 2023-02-23 06:00 |  | Petroleum | Unleaded gasoline | Unleaded gasoline | Retail | Double Wall, Fiberglass reinforced plastic | Fiberglass reinforced plastic |  |  | Double Wall, Flexible |  |  |  | Single walled catchment basin | Automatic shutoff device At 95% full | Automatic shutoff device At 95% full | Interstitial Monitoring within Secondary Containment |  |  | Single walled submersible pump containment sump, Single walled under dispenser containment | Sump sensor relayed to automatically shut off submersible pump | Sump sensor relayed to automatically shut off submersible pump | Interstitial Monitoring within Secondary Containment |  |  |  |  | UST Currently In Use: 9; UST Temp Close: 0; AST Currently In Use: 0; AST Temp Closed: 0 | 9 | 0 | 0 | 25965-097-021537 | Quik Trip Corporation
54344 | Currently in Use |  | 2023-02-23 06:00 |  | Petroleum | Ethanol free gasoline | Ethanol free gasoline | Retail | Double Wall, Fiberglass reinforced plastic | Fiberglass reinforced plastic |  |  | Double Wall, Flexible |  |  |  | Single walled catchment basin | Automatic shutoff device At 95% full | Automatic shutoff device At 95% full | Interstitial Monitoring within Secondary Containment |  |  | Single walled submersible pump containment sump, Single walled under dispenser containment | Sump sensor relayed to automatically shut off submersible pump | Sump sensor relayed to automatically shut off submersible pump | Interstitial Monitoring within Secondary Containment |  |  |  |  | UST Currently In Use: 9; UST Temp Close: 0; AST Currently In Use: 0; AST Temp Closed: 0 | 9 | 0 | 0 | 25965-097-021537 | Quik Trip Corporation
54345 | Currently in Use |  | 2023-02-23 06:00 |  | Petroleum | Premium gasoline | Premium gasoline | Retail | Double Wall, Fiberglass reinforced plastic | Fiberglass reinforced plastic |  |  | Double Wall, Flexible |  |  |  | Single walled catchment basin | Automatic shutoff device At 95% full | Automatic shutoff device At 95% full | Interstitial Monitoring within Secondary Containment |  |  | Single walled submersible pump containment sump, Single walled under dispenser containment | Sump sensor relayed to automatically shut off submersible pump | Sump sensor relayed to automatically shut off submersible pump | Interstitial Monitoring within Secondary Containment |  |  |  |  | UST Currently In Use: 9; UST Temp Close: 0; AST Currently In Use: 0; AST Temp Closed: 0 | 9 | 0 | 0 | 25965-097-021537 | Quik Trip Corporation
54353 | Currently in Use |  | 2023-04-06 06:00 |  | Petroleum | Unleaded gasoline | Unleaded gasoline | Retail | Double Wall, Fiberglass reinforced plastic | Fiberglass reinforced plastic |  |  | Double Wall, Fiberglass reinforced plastic |  |  |  | Double walled catchment basin | Audible high level alarm At 90% full | Audible high level alarm At 90% full | Interstitial Monitoring within Secondary Containment | SENSOR TO ATG |  | Single walled under dispenser containment | Automatic flow restrictor (MLLD) | Automatic flow restrictor (MLLD) | Interstitial Monitoring within Secondary Containment | SENSOR TO ATG |  |  | Pressurized Piping | UST Currently In Use: 3; UST Temp Close: 0; AST Currently In Use: 0; AST Temp Closed: 0 | 3 | 0 | 5 | 14001-033-006906 | Racetrac Inc
54354 | Currently in Use |  | 2023-04-06 06:00 |  | Petroleum | Premium gasoline | Premium gasoline | Retail | Double Wall, Fiberglass reinforced plastic | Fiberglass reinforced plastic |  |  | Double Wall, Fiberglass reinforced plastic |  |  |  | Double walled catchment basin | Audible high level alarm At 90% full | Audible high level alarm At 90% full | Interstitial Monitoring within Secondary Containment | SENSOR TO ATG |  | Single walled under dispenser containment | Automatic flow restrictor (MLLD) | Automatic flow restrictor (MLLD) | Interstitial Monitoring within Secondary Containment | SENSOR TO ATG |  |  | Pressurized Piping | UST Currently In Use: 3; UST Temp Close: 0; AST Currently In Use: 0; AST Temp Closed: 0 | 3 | 0 | 5 | 14001-033-006906 | Racetrac Inc
54355 | Currently in Use |  | 2023-04-06 06:00 |  | Petroleum | 100% biodiesel (Not Regulated) | 100% biodiesel (Not Regulated) | Retail | Double Wall, Fiberglass reinforced plastic | Fiberglass reinforced plastic |  |  | Double Wall, Fiberglass reinforced plastic |  |  |  | Single walled catchment basin | Audible high level alarm At 90% full | Audible high level alarm At 90% full | Interstitial Monitoring within Secondary Containment | SENSOR TO ATG |  | Single walled under dispenser containment | Automatic flow restrictor (MLLD) | Automatic flow restrictor (MLLD) | Interstitial Monitoring within Secondary Containment | SENSOR TO ATG |  |  | Pressurized Piping | UST Currently In Use: 3; UST Temp Close: 0; AST Currently In Use: 0; AST Temp Closed: 0 | 3 | 0 | 5 | 14001-033-006906 | Racetrac Inc
54358 | Currently in Use |  | 2023-10-10 06:00 |  | Petroleum | Unleaded gasoline | Unleaded gasoline | Retail | Double Wall, Fiberglass reinforced plastic | Fiberglass reinforced plastic |  |  | Double Wall, Flexible |  |  |  | Single walled catchment basin | Automatic shutoff device At 95% full | Automatic shutoff device At 95% full | Interstitial Monitoring within Secondary Containment |  | Continuous Automatic Tank Gauge | Single walled submersible pump containment sump, Single walled under dispenser containment | Sump sensor relayed to automatically shut off submersible pump | Sump sensor relayed to automatically shut off submersible pump | Interstitial Monitoring within Secondary Containment |  |  |  |  | UST Currently In Use: 4; UST Temp Close: 0; AST Currently In Use: 0; AST Temp Closed: 0 | 4 | 0 | 0 | 26356-073-021576 | JAI SHIVSHAKTI INC
54359 | Currently in Use |  | 2023-11-17 06:00 |  | Petroleum | Premium gasoline | Premium gasoline | Retail | Double Wall, Fiberglass reinforced plastic | Fiberglass reinforced plastic |  |  | Double Wall, Flexible |  |  |  | Double walled catchment basin | Audible high level alarm At 90% full, Automatic shutoff device At 95% full | Automatic shutoff device At 95% full | Interstitial Monitoring within Secondary Containment |  |  | Single walled submersible pump containment sump, Single walled under dispenser containment | Automatic flow restrictor (MLLD), Sump sensor relayed to automatically shut off submersible pump | Sump sensor relayed to automatically shut off submersible pump | Interstitial Monitoring within Secondary Containment |  |  |  | Pressurized Piping | UST Currently In Use: 4; UST Temp Close: 0; AST Currently In Use: 0; AST Temp Closed: 0 | 4 | 0 | 0 | 26380-097-021569 | Wawa Alabama LLC
54360 | Currently in Use |  | 2023-08-22 06:00 |  | Petroleum | Premium gasoline | Premium gasoline | Retail | Double Wall, Fiberglass reinforced plastic | Fiberglass reinforced plastic |  |  | Double Wall, Flexible |  |  |  | Double walled catchment basin | Audible high level alarm At 90% full, Automatic shutoff device At 95% full | Automatic shutoff device At 95% full | Interstitial Monitoring within Secondary Containment | SENSOR TO ATG |  | Single walled submersible pump containment sump, Single walled under dispenser containment | Automatic flow restrictor (MLLD), Sump sensor relayed to automatically shut off submersible pump | Sump sensor relayed to automatically shut off submersible pump | Interstitial Monitoring within Secondary Containment | SENSOR TO ATG |  |  | Pressurized Piping | UST Currently In Use: 4; UST Temp Close: 0; AST Currently In Use: 0; AST Temp Closed: 0 | 4 | 0 | 0 | 26380-003-021562 | Wawa Southeast, LLC
54366 | Currently in Use |  | 2023-06-09 06:00 |  | Petroleum | Unleaded gasoline | Unleaded gasoline | Retail | Double Wall, Fiberglass coated steel | Fiberglass coated steel |  |  | Double Wall, Flexible |  |  |  | Single walled catchment basin | Automatic shutoff device At 95% full | Automatic shutoff device At 95% full | Interstitial Monitoring within Secondary Containment | SENSOR TO ATG | Automatic Tank Gauge | Single walled submersible pump containment sump, Single walled under dispenser containment | Automatic flow restrictor (MLLD) | Automatic flow restrictor (MLLD) | Interstitial Monitoring within Secondary Containment | SENSOR TO ATG |  |  |  | UST Currently In Use: 2; UST Temp Close: 0; AST Currently In Use: 0; AST Temp Closed: 0 | 2 | 0 | 0 | 25843-113-021612 | Amin Chitalwala
54367 | Currently in Use |  | 2023-06-09 06:00 |  | Petroleum | Premium gasoline | Premium gasoline | Retail | Double Wall, Fiberglass coated steel | Fiberglass coated steel |  |  | Double Wall, Flexible |  |  |  | Single walled catchment basin | Automatic shutoff device At 95% full | Automatic shutoff device At 95% full | Interstitial Monitoring within Secondary Containment | SENSOR TO ATG | Automatic Tank Gauge | Single walled submersible pump containment sump, Single walled under dispenser containment | Automatic flow restrictor (MLLD) | Automatic flow restrictor (MLLD) | Interstitial Monitoring within Secondary Containment | SENSOR TO ATG |  |  |  | UST Currently In Use: 2; UST Temp Close: 0; AST Currently In Use: 0; AST Temp Closed: 0 | 2 | 0 | 0 | 25843-113-021612 | Amin Chitalwala
54368 | Currently in Use |  | 2023-09-01 06:00 |  | Petroleum | Unleaded gasoline | Unleaded gasoline | Retail | Double Wall, Fiberglass coated steel | Fiberglass coated steel |  |  | Double Wall, Flexible |  | 2023-09-01 06:00 |  | Single walled catchment basin | Audible high level alarm At 90% full | Audible high level alarm At 90% full | Interstitial Monitoring within Secondary Containment | SENSOR TO ATG |  | Single walled submersible pump containment sump | Automatic flow restrictor (MLLD) | Automatic flow restrictor (MLLD) | Interstitial Monitoring within Secondary Containment | SENSOR TO ATG |  |  | Pressurized Piping | UST Currently In Use: 2; UST Temp Close: 0; AST Currently In Use: 0; AST Temp Closed: 0 | 2 | 0 | 0 | 25495-069-017840 | REC INVESTMENTS
54369 | Currently in Use |  | 2023-09-01 06:00 |  | Petroleum | Premium gasoline | Premium gasoline | Retail | Double Wall, Fiberglass coated steel | Fiberglass coated steel |  |  | Double Wall, Flexible |  | 2023-09-01 06:00 |  | Single walled catchment basin | Audible high level alarm At 90% full | Audible high level alarm At 90% full | Interstitial Monitoring within Secondary Containment | SENSOR TO ATG |  | Single walled submersible pump containment sump | Automatic flow restrictor (MLLD) | Automatic flow restrictor (MLLD) | Interstitial Monitoring within Secondary Containment | SENSOR TO ATG |  |  | Pressurized Piping | UST Currently In Use: 2; UST Temp Close: 0; AST Currently In Use: 0; AST Temp Closed: 0 | 2 | 0 | 0 | 25495-069-017840 | REC INVESTMENTS
54373 | Currently in Use |  | 2024-07-30 06:00 |  | Petroleum | Ethanol free gasoline | Ethanol free gasoline | Retail | Double Wall, Fiberglass reinforced plastic | Fiberglass reinforced plastic |  |  | Double Wall, Flexible |  |  |  | Double walled catchment basin | Audible high level alarm At 90% full, Automatic shutoff device At 95% full | Automatic shutoff device At 95% full | Interstitial Monitoring within Secondary Containment | SENSOR TO ATG |  | Single walled submersible pump containment sump, Single walled under dispenser containment | Automatic flow restrictor (MLLD), Sump sensor relayed to automatically shut off submersible pump | Sump sensor relayed to automatically shut off submersible pump | Interstitial Monitoring within Secondary Containment |  |  |  | Pressurized Piping | UST Currently In Use: 4; UST Temp Close: 0; AST Currently In Use: 0; AST Temp Closed: 0 | 4 | 0 | 0 | 26380-003-021613 | Wawa Alabama, LLC
54390 | Currently in Use |  | 2024-01-18 06:00 |  | Petroleum | Unleaded gasoline | Unleaded gasoline | Retail | Double Wall, Fiberglass reinforced plastic | Fiberglass reinforced plastic |  |  | Double Wall, Fiberglass reinforced plastic |  |  |  | Double walled catchment basin | Audible high level alarm At 90% full | Audible high level alarm At 90% full | Interstitial Monitoring within Secondary Containment |  |  | Single walled under dispenser containment | Automatic shutoff device (AELLD) | Automatic shutoff device (AELLD) | Interstitial Monitoring within Secondary Containment |  |  |  |  | UST Currently In Use: 4; UST Temp Close: 0; AST Currently In Use: 0; AST Temp Closed: 0 | 4 | 0 | 0 | 14001-113-021631 | Racetrac Inc
54391 | Currently in Use |  | 2024-01-18 06:00 |  | Petroleum | On road diesel | On road diesel | Retail | Double Wall | Double Wall |  |  | Double Wall, Fiberglass reinforced plastic |  |  |  | Single walled catchment basin | Audible high level alarm At 90% full | Audible high level alarm At 90% full | Interstitial Monitoring within Secondary Containment |  |  | Single walled under dispenser containment | Automatic shutoff device (AELLD) | Automatic shutoff device (AELLD) | Interstitial Monitoring within Secondary Containment |  |  |  |  | UST Currently In Use: 4; UST Temp Close: 0; AST Currently In Use: 0; AST Temp Closed: 0 | 4 | 0 | 0 | 14001-113-021631 | Racetrac Inc
54392 | Currently in Use |  | 2024-01-18 06:00 |  | Petroleum | Premium gasoline | Premium gasoline | Retail | Double Wall, Fiberglass reinforced plastic | Fiberglass reinforced plastic |  |  | Double Wall, Fiberglass reinforced plastic |  |  |  | Single walled catchment basin | Audible high level alarm At 90% full | Audible high level alarm At 90% full | Interstitial Monitoring within Secondary Containment |  |  | Single walled under dispenser containment | Automatic shutoff device (AELLD) | Automatic shutoff device (AELLD) | Interstitial Monitoring within Secondary Containment |  |  |  |  | UST Currently In Use: 4; UST Temp Close: 0; AST Currently In Use: 0; AST Temp Closed: 0 | 4 | 0 | 0 | 14001-113-021631 | Racetrac Inc
54393 | Currently in Use |  | 2024-01-18 06:00 |  | Petroleum | Diesel containing less than or equal to 20% biodiesel | Diesel containing less than or equal to 20% biodiesel | Retail | Double Wall, Fiberglass reinforced plastic | Fiberglass reinforced plastic |  |  | Double Wall, Fiberglass reinforced plastic |  |  |  | Single walled catchment basin | Audible high level alarm At 90% full | Audible high level alarm At 90% full | Interstitial Monitoring within Secondary Containment |  |  | Single walled under dispenser containment | Automatic shutoff device (AELLD) | Automatic shutoff device (AELLD) | Interstitial Monitoring within Secondary Containment |  |  |  |  | UST Currently In Use: 4; UST Temp Close: 0; AST Currently In Use: 0; AST Temp Closed: 0 | 4 | 0 | 0 | 14001-113-021631 | Racetrac Inc
54394 | Retired |  | 2024-01-18 06:00 |  | Petroleum | 100% ethanol (Not Regulated) | 100% ethanol (Not Regulated) | Retail | Double Wall, Fiberglass reinforced plastic | Fiberglass reinforced plastic |  |  | Double Wall, Fiberglass reinforced plastic |  |  |  | Single walled catchment basin | Audible high level alarm At 90% full | Audible high level alarm At 90% full | Interstitial Monitoring within Secondary Containment |  |  | Single walled under dispenser containment | Automatic shutoff device (AELLD) | Automatic shutoff device (AELLD) | Interstitial Monitoring within Secondary Containment |  |  |  |  | UST Currently In Use: 4; UST Temp Close: 0; AST Currently In Use: 0; AST Temp Closed: 0 | 4 | 0 | 0 | 14001-113-021631 | Racetrac Inc
54400 | Currently in Use |  | 2023-09-20 06:00 |  | Petroleum | Unleaded gasoline | Unleaded gasoline | Retail | Double Wall, Fiberglass reinforced plastic | Fiberglass reinforced plastic |  |  | Double Wall, Fiberglass reinforced plastic |  |  |  | Double walled catchment basin | Automatic shutoff device At 95% full | Automatic shutoff device At 95% full | Interstitial Monitoring within Secondary Containment |  | Automatic Tank Gauge | Single walled under dispenser containment | Sump sensor relayed to automatically shut off submersible pump | Sump sensor relayed to automatically shut off submersible pump | Interstitial Monitoring within Secondary Containment |  |  |  |  | UST Currently In Use: 2; UST Temp Close: 0; AST Currently In Use: 0; AST Temp Closed: 0 | 2 | 0 | 0 | 13579-097-021579 | Murphy Oil USA, Inc
54401 | Currently in Use |  | 2023-09-20 06:00 |  | Petroleum | Premium gasoline | Premium gasoline | Retail | Double Wall, Fiberglass reinforced plastic | Fiberglass reinforced plastic |  |  | Double Wall, Fiberglass reinforced plastic |  |  |  | Double walled catchment basin | Automatic shutoff device At 95% full | Automatic shutoff device At 95% full | Interstitial Monitoring within Secondary Containment |  | Automatic Tank Gauge | Single walled under dispenser containment | Sump sensor relayed to automatically shut off submersible pump | Sump sensor relayed to automatically shut off submersible pump | Interstitial Monitoring within Secondary Containment |  |  |  |  | UST Currently In Use: 2; UST Temp Close: 0; AST Currently In Use: 0; AST Temp Closed: 0 | 2 | 0 | 0 | 13579-097-021579 | Murphy Oil USA, Inc
54403 | Currently in Use |  | 2023-08-16 06:00 |  | Petroleum | Unleaded gasoline | Unleaded gasoline | Retail | Double Wall, Fiberglass coated steel | Fiberglass coated steel |  |  | Double Wall, Flexible |  |  |  | Single walled catchment basin | Automatic shutoff device At 95% full | Automatic shutoff device At 95% full | Interstitial Monitoring within Secondary Containment | SENSOR TO ATG |  | Single walled submersible pump containment sump, Single walled under dispenser containment | Automatic flow restrictor (MLLD) | Automatic flow restrictor (MLLD) | Interstitial Monitoring within Secondary Containment | SENSOR TO ATG |  |  | Pressurized Piping | UST Currently In Use: 2; UST Temp Close: 0; AST Currently In Use: 0; AST Temp Closed: 0 | 2 | 0 | 0 | 23806-117-021539 | Royal Investments Group LLC DBA Chelsea Market
54404 | Currently in Use |  | 2023-08-16 06:00 |  | Petroleum | Premium gasoline | Premium gasoline | Retail | Double Wall, Fiberglass coated steel | Fiberglass coated steel |  |  | Double Wall, Flexible |  |  |  | Single walled catchment basin | Automatic shutoff device At 95% full | Automatic shutoff device At 95% full | Interstitial Monitoring within Secondary Containment | SENSOR TO ATG |  | Single walled submersible pump containment sump, Single walled under dispenser containment | Automatic flow restrictor (MLLD) | Automatic flow restrictor (MLLD) | Interstitial Monitoring within Secondary Containment | SENSOR TO ATG |  |  | Pressurized Piping | UST Currently In Use: 2; UST Temp Close: 0; AST Currently In Use: 0; AST Temp Closed: 0 | 2 | 0 | 0 | 23806-117-021539 | Royal Investments Group LLC DBA Chelsea Market
54406 | Currently in Use |  | 2023-10-01 06:00 |  | Petroleum | Unleaded gasoline | Unleaded gasoline | Retail | Fiberglass coated steel | Fiberglass coated steel |  |  | Double Wall |  |  |  | Double walled catchment basin | Automatic shutoff device At 95% full | Automatic shutoff device At 95% full | Interstitial Monitoring within Secondary Containment |  | Automatic Tank Gauge | Single walled submersible pump containment sump, Single walled under dispenser containment | Automatic shutoff device (AELLD) | Automatic shutoff device (AELLD) | Interstitial Monitoring within Secondary Containment |  |  |  |  | UST Currently In Use: 2; UST Temp Close: 0; AST Currently In Use: 0; AST Temp Closed: 0 | 2 | 0 | 0 | 25822-055-021557 | K-Va-T Food Stores, Inc.
54407 | Currently in Use |  | 2023-10-01 06:00 |  | Petroleum | Premium gasoline | Premium gasoline | Retail | Fiberglass coated steel | Fiberglass coated steel |  |  | Double Wall |  |  |  | Double walled catchment basin | Automatic shutoff device At 95% full | Automatic shutoff device At 95% full | Interstitial Monitoring within Secondary Containment |  | Automatic Tank Gauge | Single walled submersible pump containment sump, Single walled under dispenser containment | Automatic shutoff device (AELLD) | Automatic shutoff device (AELLD) | Interstitial Monitoring within Secondary Containment |  |  |  |  | UST Currently In Use: 2; UST Temp Close: 0; AST Currently In Use: 0; AST Temp Closed: 0 | 2 | 0 | 0 | 25822-055-021557 | K-Va-T Food Stores, Inc.
54413 | Currently in Use |  | 2023-10-26 06:00 |  | Petroleum | Unleaded gasoline | Unleaded gasoline | Retail | Double Wall, Fiberglass coated steel | Fiberglass coated steel |  |  | Double Wall, Flexible |  |  |  | Double walled catchment basin | Automatic shutoff device At 95% full | Automatic shutoff device At 95% full | Interstitial Monitoring within Secondary Containment |  | Automatic Tank Gauge | Single walled submersible pump containment sump, Single walled under dispenser containment | Sump sensor relayed to automatically shut off submersible pump | Sump sensor relayed to automatically shut off submersible pump | Interstitial Monitoring within Secondary Containment |  |  |  |  | UST Currently In Use: 2; UST Temp Close: 0; AST Currently In Use: 1; AST Temp Closed: 0 | 2 | 0 | 0 | 24921-003-021588 | Fikes Wholesale, Inc
54414 | Currently in Use |  | 2023-10-26 06:00 |  | Petroleum | On road diesel | On road diesel | Retail | Double Wall, Fiberglass coated steel | Fiberglass coated steel |  |  | Double Wall, Flexible |  |  |  | Double walled catchment basin | Automatic shutoff device At 95% full | Automatic shutoff device At 95% full | Interstitial Monitoring within Secondary Containment |  | Automatic Tank Gauge | Single walled submersible pump containment sump, Single walled under dispenser containment | Sump sensor relayed to automatically shut off submersible pump | Sump sensor relayed to automatically shut off submersible pump | Interstitial Monitoring within Secondary Containment |  |  |  |  | UST Currently In Use: 2; UST Temp Close: 0; AST Currently In Use: 1; AST Temp Closed: 0 | 2 | 0 | 0 | 24921-003-021588 | Fikes Wholesale, Inc
54435 | Currently in Use |  | 2023-10-10 06:00 |  | Petroleum | Unleaded gasoline | Unleaded gasoline | Retail | Double Wall, Fiberglass reinforced plastic | Fiberglass reinforced plastic |  |  | Double Wall, Flexible |  |  |  | Single walled catchment basin | Automatic shutoff device At 95% full | Automatic shutoff device At 95% full | Interstitial Monitoring within Secondary Containment |  | Continuous Automatic Tank Gauge | Single walled submersible pump containment sump, Single walled under dispenser containment | Sump sensor relayed to automatically shut off submersible pump | Sump sensor relayed to automatically shut off submersible pump | Interstitial Monitoring within Secondary Containment |  |  |  |  | UST Currently In Use: 4; UST Temp Close: 0; AST Currently In Use: 0; AST Temp Closed: 0 | 4 | 0 | 0 | 26356-073-021576 | JAI SHIVSHAKTI INC
54436 | Currently in Use |  | 2023-10-10 06:00 |  | Petroleum | Premium gasoline | Premium gasoline | Retail | Double Wall, Fiberglass reinforced plastic | Fiberglass reinforced plastic |  |  | Double Wall, Fiberglass reinforced plastic |  |  |  | Single walled catchment basin | Automatic shutoff device At 95% full | Automatic shutoff device At 95% full | Interstitial Monitoring within Secondary Containment |  | Continuous Automatic Tank Gauge | Single walled submersible pump containment sump, Single walled under dispenser containment | Sump sensor relayed to automatically shut off submersible pump | Sump sensor relayed to automatically shut off submersible pump | Interstitial Monitoring within Secondary Containment |  |  |  |  | UST Currently In Use: 4; UST Temp Close: 0; AST Currently In Use: 0; AST Temp Closed: 0 | 4 | 0 | 0 | 26356-073-021576 | JAI SHIVSHAKTI INC
54437 | Currently in Use |  | 2023-10-10 06:00 |  | Petroleum | Ethanol free gasoline | Ethanol free gasoline | Retail | Double Wall, Fiberglass reinforced plastic | Fiberglass reinforced plastic |  |  | Double Wall, Flexible |  |  |  | Single walled catchment basin | Automatic shutoff device At 95% full | Automatic shutoff device At 95% full | Interstitial Monitoring within Secondary Containment |  | Continuous Automatic Tank Gauge | Single walled submersible pump containment sump, Single walled under dispenser containment | Sump sensor relayed to automatically shut off submersible pump | Sump sensor relayed to automatically shut off submersible pump | Interstitial Monitoring within Secondary Containment |  |  |  |  | UST Currently In Use: 4; UST Temp Close: 0; AST Currently In Use: 0; AST Temp Closed: 0 | 4 | 0 | 0 | 26356-073-021576 | JAI SHIVSHAKTI INC
54444 | Currently in Use |  | 2023-07-27 06:00 |  | Petroleum | Unleaded gasoline | Unleaded gasoline | Retail | Double Wall, Fiberglass reinforced plastic | Fiberglass reinforced plastic |  |  | Double Wall, Flexible |  |  |  | Double walled catchment basin | Automatic shutoff device At 95% full | Automatic shutoff device At 95% full | Interstitial Monitoring within Secondary Containment | SENSOR TO ATG |  | Single walled submersible pump containment sump, Single walled under dispenser containment | Automatic shutoff device (AELLD), Sump sensor relayed to automatically shut off submersible pump | Sump sensor relayed to automatically shut off submersible pump | Interstitial Monitoring within Secondary Containment | SENSOR TO ATG |  |  | Pressurized Piping | UST Currently In Use: 11; UST Temp Close: 0; AST Currently In Use: 0; AST Temp Closed: 0 | 11 | 0 | 0 | 26103-101-021550 | QuikTrip Corporation
54445 | Currently in Use |  | 2023-07-27 06:00 |  | Petroleum | Unleaded gasoline | Unleaded gasoline | Retail | Double Wall, Fiberglass reinforced plastic | Fiberglass reinforced plastic |  |  | Double Wall, Flexible |  |  |  | Double walled catchment basin | Automatic shutoff device At 95% full | Automatic shutoff device At 95% full | Interstitial Monitoring within Secondary Containment | SENSOR TO ATG |  | Single walled submersible pump containment sump, Single walled under dispenser containment | Automatic shutoff device (AELLD), Sump sensor relayed to automatically shut off submersible pump | Sump sensor relayed to automatically shut off submersible pump | Interstitial Monitoring within Secondary Containment | SENSOR TO ATG |  |  | Pressurized Piping | UST Currently In Use: 11; UST Temp Close: 0; AST Currently In Use: 0; AST Temp Closed: 0 | 11 | 0 | 0 | 26103-101-021550 | QuikTrip Corporation
54446 | Currently in Use |  | 2023-07-27 06:00 |  | Petroleum | Unleaded gasoline | Unleaded gasoline | Retail | Double Wall, Fiberglass reinforced plastic | Fiberglass reinforced plastic |  |  | Double Wall, Flexible |  |  |  | Double walled catchment basin | Automatic shutoff device At 95% full | Automatic shutoff device At 95% full | Interstitial Monitoring within Secondary Containment | SENSOR TO ATG |  | Single walled submersible pump containment sump, Single walled under dispenser containment | Automatic shutoff device (AELLD), Sump sensor relayed to automatically shut off submersible pump | Sump sensor relayed to automatically shut off submersible pump | Interstitial Monitoring within Secondary Containment | SENSOR TO ATG |  |  | Pressurized Piping | UST Currently In Use: 11; UST Temp Close: 0; AST Currently In Use: 0; AST Temp Closed: 0 | 11 | 0 | 0 | 26103-101-021550 | QuikTrip Corporation
54447 | Currently in Use |  | 2023-07-27 06:00 |  | Petroleum | Ethanol free gasoline | Ethanol free gasoline | Retail | Double Wall, Fiberglass reinforced plastic | Fiberglass reinforced plastic |  |  | Double Wall, Flexible |  |  |  | Double walled catchment basin | Automatic shutoff device At 95% full | Automatic shutoff device At 95% full | Interstitial Monitoring within Secondary Containment | SENSOR TO ATG |  | Single walled submersible pump containment sump, Single walled under dispenser containment | Automatic shutoff device (AELLD), Sump sensor relayed to automatically shut off submersible pump | Sump sensor relayed to automatically shut off submersible pump | Interstitial Monitoring within Secondary Containment | SENSOR TO ATG |  |  | Pressurized Piping | UST Currently In Use: 11; UST Temp Close: 0; AST Currently In Use: 0; AST Temp Closed: 0 | 11 | 0 | 0 | 26103-101-021550 | QuikTrip Corporation
54448 | Currently in Use |  | 2023-07-27 06:00 |  | Petroleum | Premium gasoline | Premium gasoline | Retail | Double Wall, Fiberglass reinforced plastic | Fiberglass reinforced plastic |  |  | Double Wall, Flexible |  |  |  | Double walled catchment basin | Automatic shutoff device At 95% full | Automatic shutoff device At 95% full | Interstitial Monitoring within Secondary Containment | SENSOR TO ATG |  | Single walled submersible pump containment sump, Single walled under dispenser containment | Automatic shutoff device (AELLD), Sump sensor relayed to automatically shut off submersible pump | Sump sensor relayed to automatically shut off submersible pump | Interstitial Monitoring within Secondary Containment | SENSOR TO ATG |  |  | Pressurized Piping | UST Currently In Use: 11; UST Temp Close: 0; AST Currently In Use: 0; AST Temp Closed: 0 | 11 | 0 | 0 | 26103-101-021550 | QuikTrip Corporation
54449 | Currently in Use |  | 2023-07-13 06:00 |  | Petroleum | Diesel containing less than or equal to 20% biodiesel | Diesel containing less than or equal to 20% biodiesel | Retail | Double Wall, Fiberglass reinforced plastic | Fiberglass reinforced plastic |  |  | Double Wall, Flexible |  |  |  | Double walled catchment basin | Automatic shutoff device At 95% full | Automatic shutoff device At 95% full | Interstitial Monitoring within Secondary Containment | SENSOR TO ATG |  | Single walled submersible pump containment sump, Single walled under dispenser containment | Automatic shutoff device (AELLD), Sump sensor relayed to automatically shut off submersible pump | Sump sensor relayed to automatically shut off submersible pump | Interstitial Monitoring within Secondary Containment | SENSOR TO ATG |  |  | Pressurized Piping | UST Currently In Use: 11; UST Temp Close: 0; AST Currently In Use: 0; AST Temp Closed: 0 | 11 | 0 | 0 | 26103-101-021550 | QuikTrip Corporation
54450 | Currently in Use |  | 2023-07-13 06:00 |  | Petroleum | Diesel containing less than or equal to 20% biodiesel | Diesel containing less than or equal to 20% biodiesel | Retail | Double Wall, Fiberglass reinforced plastic | Fiberglass reinforced plastic |  |  | Double Wall, Flexible |  |  |  | Double walled catchment basin | Automatic shutoff device At 95% full | Automatic shutoff device At 95% full | Interstitial Monitoring within Secondary Containment | SENSOR TO ATG |  | Single walled submersible pump containment sump, Single walled under dispenser containment | Automatic shutoff device (AELLD), Sump sensor relayed to automatically shut off submersible pump | Sump sensor relayed to automatically shut off submersible pump | Interstitial Monitoring within Secondary Containment | SENSOR TO ATG |  |  | Pressurized Piping | UST Currently In Use: 11; UST Temp Close: 0; AST Currently In Use: 0; AST Temp Closed: 0 | 11 | 0 | 0 | 26103-101-021550 | QuikTrip Corporation
54451 | Currently in Use |  | 2023-07-13 06:00 |  | Petroleum | Diesel containing less than or equal to 20% biodiesel | Diesel containing less than or equal to 20% biodiesel | Retail | Double Wall, Fiberglass reinforced plastic | Fiberglass reinforced plastic |  |  | Double Wall, Flexible |  |  |  | Double walled catchment basin | Automatic shutoff device At 95% full | Automatic shutoff device At 95% full | Interstitial Monitoring within Secondary Containment | SENSOR TO ATG |  | Single walled submersible pump containment sump, Single walled under dispenser containment | Automatic shutoff device (AELLD), Sump sensor relayed to automatically shut off submersible pump | Sump sensor relayed to automatically shut off submersible pump | Interstitial Monitoring within Secondary Containment | SENSOR TO ATG |  |  | Pressurized Piping | UST Currently In Use: 11; UST Temp Close: 0; AST Currently In Use: 0; AST Temp Closed: 0 | 11 | 0 | 0 | 26103-101-021550 | QuikTrip Corporation
54452 | Currently in Use |  | 2023-07-13 06:00 |  | Petroleum | Diesel containing less than or equal to 20% biodiesel | Diesel containing less than or equal to 20% biodiesel | Retail | Double Wall, Fiberglass reinforced plastic | Fiberglass reinforced plastic |  |  | Double Wall, Flexible |  |  |  | Double walled catchment basin | Automatic shutoff device At 95% full | Automatic shutoff device At 95% full | Interstitial Monitoring within Secondary Containment | SENSOR TO ATG |  | Single walled submersible pump containment sump, Single walled under dispenser containment | Automatic shutoff device (AELLD), Sump sensor relayed to automatically shut off submersible pump | Sump sensor relayed to automatically shut off submersible pump | Interstitial Monitoring within Secondary Containment | SENSOR TO ATG |  |  | Pressurized Piping | UST Currently In Use: 11; UST Temp Close: 0; AST Currently In Use: 0; AST Temp Closed: 0 | 11 | 0 | 0 | 26103-101-021550 | QuikTrip Corporation
54453 | Currently in Use |  | 2023-07-13 06:00 |  | Petroleum | Diesel containing less than or equal to 20% biodiesel | Diesel containing less than or equal to 20% biodiesel | Retail | Double Wall, Fiberglass reinforced plastic | Fiberglass reinforced plastic |  |  | Double Wall, Flexible |  |  |  | Double walled catchment basin | Automatic shutoff device At 95% full | Automatic shutoff device At 95% full | Interstitial Monitoring within Secondary Containment | SENSOR TO ATG |  | Single walled submersible pump containment sump, Single walled under dispenser containment | Automatic shutoff device (AELLD), Sump sensor relayed to automatically shut off submersible pump | Sump sensor relayed to automatically shut off submersible pump | Interstitial Monitoring within Secondary Containment | SENSOR TO ATG |  |  | Pressurized Piping | UST Currently In Use: 11; UST Temp Close: 0; AST Currently In Use: 0; AST Temp Closed: 0 | 11 | 0 | 0 | 26103-101-021550 | QuikTrip Corporation
54454 | Currently in Use |  | 2023-07-13 06:00 |  | Petroleum | Other, Diesel Exhaust Fluid | Other | Retail | Double Wall, Fiberglass reinforced plastic | Fiberglass reinforced plastic |  |  | Double Wall, Flexible |  |  |  | Double walled catchment basin | Audible high level alarm At 90% full | Audible high level alarm At 90% full | Interstitial Monitoring within Secondary Containment | SENSOR TO ATG |  | Single walled submersible pump containment sump, Single walled under dispenser containment | Other, Diesel Exhaust Fluid (non-regulated) | Other | Interstitial Monitoring within Secondary Containment | SENSOR TO ATG |  |  | Pressurized Piping | UST Currently In Use: 11; UST Temp Close: 0; AST Currently In Use: 0; AST Temp Closed: 0 | 11 | 0 | 0 | 26103-101-021550 | QuikTrip Corporation
54459 | Currently in Use |  | 2024-01-09 06:00 |  | Petroleum | Unleaded gasoline | Unleaded gasoline | Retail | Double Wall, Steel | Steel | Other, ACT100 TANKS |  | Double Wall, Fiberglass reinforced plastic |  |  |  | Single walled catchment basin | Automatic shutoff device At 95% full | Automatic shutoff device At 95% full | Interstitial Monitoring within Secondary Containment | SENSOR TO ATG |  | Single walled submersible pump containment sump, Single walled under dispenser containment | Automatic shutoff device (AELLD), Sump sensor relayed to automatically shut off submersible pump | Sump sensor relayed to automatically shut off submersible pump | Interstitial Monitoring within Secondary Containment | SENSOR TO ATG |  |  | Pressurized Piping | UST Currently In Use: 1; UST Temp Close: 0; AST Currently In Use: 0; AST Temp Closed: 0 | 1 | 0 | 0 | 26400-043-021632 | MUSHEER ALI
54493 | Currently in Use |  | 2023-08-22 06:00 |  | Petroleum | Unleaded gasoline | Unleaded gasoline | Retail | Double Wall, Fiberglass reinforced plastic | Fiberglass reinforced plastic |  |  | Double Wall, Flexible |  |  |  | Double walled catchment basin | Audible high level alarm At 90% full, Automatic shutoff device At 95% full | Automatic shutoff device At 95% full | Interstitial Monitoring within Secondary Containment | SENSOR TO ATG |  | Single walled submersible pump containment sump, Single walled under dispenser containment | Automatic flow restrictor (MLLD), Sump sensor relayed to automatically shut off submersible pump | Sump sensor relayed to automatically shut off submersible pump | Interstitial Monitoring within Secondary Containment | SENSOR TO ATG |  |  | Pressurized Piping | UST Currently In Use: 4; UST Temp Close: 0; AST Currently In Use: 0; AST Temp Closed: 0 | 4 | 0 | 0 | 26380-003-021562 | Wawa Southeast, LLC
54495 | Currently in Use |  | 2023-08-22 06:00 |  | Petroleum | Unleaded gasoline | Unleaded gasoline | Retail | Double Wall, Fiberglass reinforced plastic | Fiberglass reinforced plastic |  |  | Double Wall, Flexible |  |  |  | Double walled catchment basin | Audible high level alarm At 90% full, Automatic shutoff device At 95% full | Automatic shutoff device At 95% full | Interstitial Monitoring within Secondary Containment | SENSOR TO ATG |  | Single walled submersible pump containment sump, Single walled under dispenser containment | Automatic flow restrictor (MLLD), Sump sensor relayed to automatically shut off submersible pump | Sump sensor relayed to automatically shut off submersible pump | Interstitial Monitoring within Secondary Containment | SENSOR TO ATG |  |  | Pressurized Piping | UST Currently In Use: 4; UST Temp Close: 0; AST Currently In Use: 0; AST Temp Closed: 0 | 4 | 0 | 0 | 26380-003-021562 | Wawa Southeast, LLC
54496 | Currently in Use |  | 2023-08-22 06:00 |  | Petroleum | Ethanol free gasoline | Ethanol free gasoline | Retail | Double Wall, Fiberglass reinforced plastic | Fiberglass reinforced plastic |  |  | Double Wall, Flexible |  |  |  | Double walled catchment basin | Audible high level alarm At 90% full, Automatic shutoff device At 95% full | Automatic shutoff device At 95% full | Interstitial Monitoring within Secondary Containment | SENSOR TO ATG |  | Single walled submersible pump containment sump, Single walled under dispenser containment | Automatic flow restrictor (MLLD), Sump sensor relayed to automatically shut off submersible pump | Sump sensor relayed to automatically shut off submersible pump | Interstitial Monitoring within Secondary Containment | SENSOR TO ATG |  |  | Pressurized Piping | UST Currently In Use: 4; UST Temp Close: 0; AST Currently In Use: 0; AST Temp Closed: 0 | 4 | 0 | 0 | 26380-003-021562 | Wawa Southeast, LLC
54506 | Currently in Use |  | 2023-03-03 06:00 |  | Petroleum | Unleaded gasoline | Unleaded gasoline | Retail | Double Wall, Fiberglass coated steel | Fiberglass coated steel |  |  | Double Wall, Fiberglass reinforced plastic |  | 2023-03-03 06:00 |  | Double walled catchment basin | Automatic shutoff device At 95% full | Automatic shutoff device At 95% full | Interstitial Monitoring within Secondary Containment | SENSOR TO ATG | Continuous Automatic Tank Gauge | Double walled submersible pump containment sump, Double walled under dispenser containment | Automatic flow restrictor (MLLD) | Automatic flow restrictor (MLLD) | Interstitial Monitoring within Secondary Containment | SENSOR TO ATG |  |  |  | UST Currently In Use: 3; UST Temp Close: 0; AST Currently In Use: 0; AST Temp Closed: 0 | 3 | 0 | 2 | 13284-103-011687 | H.L. MARTIN DISTRIBUTING CO.
54507 | Currently in Use |  | 2023-03-03 06:00 |  | Petroleum | On road diesel | On road diesel | Retail | Double Wall, Fiberglass coated steel | Fiberglass coated steel |  |  | Double Wall, Fiberglass reinforced plastic |  | 2023-03-03 06:00 |  | Double walled catchment basin | Automatic shutoff device At 95% full | Automatic shutoff device At 95% full | Interstitial Monitoring within Secondary Containment | SENSOR TO ATG | Continuous Automatic Tank Gauge | Double walled submersible pump containment sump, Double walled under dispenser containment | Automatic flow restrictor (MLLD) | Automatic flow restrictor (MLLD) | Interstitial Monitoring within Secondary Containment | SENSOR TO ATG |  |  | Pressurized Piping | UST Currently In Use: 3; UST Temp Close: 0; AST Currently In Use: 0; AST Temp Closed: 0 | 3 | 0 | 2 | 13284-103-011687 | H.L. MARTIN DISTRIBUTING CO.
54508 | Currently in Use |  | 2023-03-03 06:00 |  | Petroleum | Premium gasoline | Premium gasoline | Retail | Double Wall, Fiberglass coated steel | Fiberglass coated steel |  |  | Double Wall, Fiberglass reinforced plastic |  | 2023-03-03 06:00 |  | Catchment Basin, Double walled catchment basin | Automatic shutoff device At 95% full | Automatic shutoff device At 95% full | Interstitial Monitoring within Secondary Containment | SENSOR TO ATG | Continuous Automatic Tank Gauge | Double walled submersible pump containment sump, Double walled under dispenser containment | Automatic flow restrictor (MLLD) | Automatic flow restrictor (MLLD) | Interstitial Monitoring within Secondary Containment | SENSOR TO ATG |  |  |  | UST Currently In Use: 3; UST Temp Close: 0; AST Currently In Use: 0; AST Temp Closed: 0 | 3 | 0 | 2 | 13284-103-011687 | H.L. MARTIN DISTRIBUTING CO.
54518 | Currently in Use |  | 2023-12-13 06:00 |  | Petroleum | Diesel containing less than or equal to 20% biodiesel | Diesel containing less than or equal to 20% biodiesel | Retail | Double Wall, Fiberglass reinforced plastic | Fiberglass reinforced plastic |  |  | Double Wall, Fiberglass reinforced plastic |  |  |  | Double walled catchment basin | Audible high level alarm At 90% full | Audible high level alarm At 90% full | Interstitial Monitoring within Secondary Containment | SENSOR TO ATG |  | Single walled under dispenser containment | Automatic shutoff device (AELLD) | Automatic shutoff device (AELLD) | Interstitial Monitoring within Secondary Containment | SENSOR TO ATG |  |  |  | UST Currently In Use: 5; UST Temp Close: 0; AST Currently In Use: 0; AST Temp Closed: 0 | 5 | 0 | 0 | 14001-069-021010 | RACETRAC PETROLEUM, INC.
54521 | Currently in Use |  | 2023-05-19 06:00 |  | Petroleum | Unleaded gasoline | Unleaded gasoline | Retail | Double Wall, Fiberglass reinforced plastic | Fiberglass reinforced plastic |  |  | Double Wall, Flexible |  |  |  | Double walled catchment basin | Automatic shutoff device At 95% full | Automatic shutoff device At 95% full | Interstitial Monitoring within Secondary Containment |  |  | Single walled submersible pump containment sump, Single walled under dispenser containment | Automatic shutoff device (AELLD), Sump sensor relayed to automatically shut off submersible pump | Sump sensor relayed to automatically shut off submersible pump | Interstitial Monitoring within Secondary Containment |  |  |  |  | UST Currently In Use: 9; UST Temp Close: 0; AST Currently In Use: 0; AST Temp Closed: 0 | 9 | 0 | 0 | 26103-097-021560 | QuikTrip Corporation
54522 | Currently in Use |  | 2023-05-19 06:00 |  | Petroleum | Unleaded gasoline | Unleaded gasoline | Retail | Double Wall, Fiberglass reinforced plastic | Fiberglass reinforced plastic |  |  | Double Wall, Flexible |  |  |  | Double walled catchment basin | Automatic shutoff device At 95% full | Automatic shutoff device At 95% full | Interstitial Monitoring within Secondary Containment | SENSOR TO ATG |  | Single walled submersible pump containment sump, Single walled under dispenser containment | Automatic shutoff device (AELLD), Sump sensor relayed to automatically shut off submersible pump | Sump sensor relayed to automatically shut off submersible pump | Interstitial Monitoring within Secondary Containment | SENSOR TO ATG |  |  |  | UST Currently In Use: 9; UST Temp Close: 0; AST Currently In Use: 0; AST Temp Closed: 0 | 9 | 0 | 0 | 26103-097-021560 | QuikTrip Corporation
54523 | Currently in Use |  | 2023-05-19 06:00 |  | Petroleum | Ethanol free gasoline | Ethanol free gasoline | Retail | Double Wall, Fiberglass reinforced plastic | Fiberglass reinforced plastic |  |  | Double Wall, Flexible |  |  |  | Double walled catchment basin | Automatic shutoff device At 95% full | Automatic shutoff device At 95% full | Interstitial Monitoring within Secondary Containment | SENSOR TO ATG |  | Single walled submersible pump containment sump, Single walled under dispenser containment | Automatic shutoff device (AELLD), Sump sensor relayed to automatically shut off submersible pump | Sump sensor relayed to automatically shut off submersible pump | Interstitial Monitoring within Secondary Containment | SENSOR TO ATG |  |  |  | UST Currently In Use: 9; UST Temp Close: 0; AST Currently In Use: 0; AST Temp Closed: 0 | 9 | 0 | 0 | 26103-097-021560 | QuikTrip Corporation
54524 | Currently in Use |  | 2023-05-19 06:00 |  | Petroleum | Premium gasoline | Premium gasoline | Retail | Double Wall, Fiberglass reinforced plastic | Fiberglass reinforced plastic |  |  | Double Wall, Flexible |  |  |  | Double walled catchment basin | Automatic shutoff device At 95% full | Automatic shutoff device At 95% full | Interstitial Monitoring within Secondary Containment | SENSOR TO ATG |  | Single walled submersible pump containment sump, Single walled under dispenser containment | Automatic shutoff device (AELLD), Sump sensor relayed to automatically shut off submersible pump | Sump sensor relayed to automatically shut off submersible pump | Interstitial Monitoring within Secondary Containment | SENSOR TO ATG |  |  |  | UST Currently In Use: 9; UST Temp Close: 0; AST Currently In Use: 0; AST Temp Closed: 0 | 9 | 0 | 0 | 26103-097-021560 | QuikTrip Corporation
54525 | Currently in Use |  | 2023-06-02 06:00 |  | Petroleum | On road diesel | On road diesel | Retail | Double Wall, Fiberglass reinforced plastic | Fiberglass reinforced plastic |  |  | Double Wall, Flexible |  |  |  | Double walled catchment basin | Automatic shutoff device At 95% full | Automatic shutoff device At 95% full | Interstitial Monitoring within Secondary Containment | SENSOR TO ATG |  | Single walled submersible pump containment sump, Single walled under dispenser containment | Automatic shutoff device (AELLD), Sump sensor relayed to automatically shut off submersible pump | Sump sensor relayed to automatically shut off submersible pump | Interstitial Monitoring within Secondary Containment |  |  |  |  | UST Currently In Use: 9; UST Temp Close: 0; AST Currently In Use: 0; AST Temp Closed: 0 | 9 | 0 | 0 | 26103-097-021560 | QuikTrip Corporation
54526 | Currently in Use |  | 2023-06-02 06:00 |  | Petroleum | On road diesel | On road diesel | Retail | Double Wall, Fiberglass reinforced plastic | Fiberglass reinforced plastic |  |  | Double Wall, Flexible |  |  |  | Double walled catchment basin | Automatic shutoff device At 95% full | Automatic shutoff device At 95% full | Interstitial Monitoring within Secondary Containment | SENSOR TO ATG |  | Single walled submersible pump containment sump, Single walled under dispenser containment | Automatic shutoff device (AELLD), Sump sensor relayed to automatically shut off submersible pump | Sump sensor relayed to automatically shut off submersible pump | Interstitial Monitoring within Secondary Containment | SENSOR TO ATG |  |  |  | UST Currently In Use: 9; UST Temp Close: 0; AST Currently In Use: 0; AST Temp Closed: 0 | 9 | 0 | 0 | 26103-097-021560 | QuikTrip Corporation
54527 | Currently in Use |  | 2023-06-02 06:00 |  | Petroleum | On road diesel | On road diesel | Retail | Double Wall, Fiberglass reinforced plastic | Fiberglass reinforced plastic |  |  | Double Wall, Flexible |  |  |  | Double walled catchment basin | Automatic shutoff device At 95% full | Automatic shutoff device At 95% full | Interstitial Monitoring within Secondary Containment | SENSOR TO ATG |  | Single walled submersible pump containment sump, Single walled under dispenser containment | Automatic shutoff device (AELLD), Sump sensor relayed to automatically shut off submersible pump | Sump sensor relayed to automatically shut off submersible pump | Interstitial Monitoring within Secondary Containment | SENSOR TO ATG |  |  |  | UST Currently In Use: 9; UST Temp Close: 0; AST Currently In Use: 0; AST Temp Closed: 0 | 9 | 0 | 0 | 26103-097-021560 | QuikTrip Corporation
54528 | Currently in Use |  | 2023-06-02 06:00 |  | Petroleum | On road diesel | On road diesel | Retail | Double Wall, Fiberglass reinforced plastic | Fiberglass reinforced plastic |  |  | Double Wall, Flexible |  |  |  | Double walled catchment basin | Automatic shutoff device At 95% full | Automatic shutoff device At 95% full | Interstitial Monitoring within Secondary Containment | SENSOR TO ATG |  | Single walled submersible pump containment sump, Single walled under dispenser containment | Automatic shutoff device (AELLD), Sump sensor relayed to automatically shut off submersible pump | Sump sensor relayed to automatically shut off submersible pump | Interstitial Monitoring within Secondary Containment | SENSOR TO ATG |  |  |  | UST Currently In Use: 9; UST Temp Close: 0; AST Currently In Use: 0; AST Temp Closed: 0 | 9 | 0 | 0 | 26103-097-021560 | QuikTrip Corporation
54529 | Currently in Use |  | 2023-06-02 06:00 |  | Petroleum | Other, DEF | Other | Retail | Double Wall, Fiberglass reinforced plastic | Fiberglass reinforced plastic |  |  | Double Wall, Flexible |  |  |  | Double walled catchment basin | Automatic shutoff device At 95% full | Automatic shutoff device At 95% full | Interstitial Monitoring within Secondary Containment | SENSOR TO ATG |  | Single walled submersible pump containment sump, Single walled under dispenser containment | Automatic shutoff device (AELLD), Sump sensor relayed to automatically shut off submersible pump | Sump sensor relayed to automatically shut off submersible pump | Interstitial Monitoring within Secondary Containment | SENSOR TO ATG |  |  |  | UST Currently In Use: 9; UST Temp Close: 0; AST Currently In Use: 0; AST Temp Closed: 0 | 9 | 0 | 0 | 26103-097-021560 | QuikTrip Corporation
54530 | Currently in Use |  | 2023-12-13 06:00 |  | Petroleum | 100% biodiesel (Not Regulated) | 100% biodiesel (Not Regulated) | Retail | Double Wall, Fiberglass reinforced plastic | Fiberglass reinforced plastic |  |  | Double Wall, Fiberglass reinforced plastic |  |  |  | Single walled catchment basin | Audible high level alarm At 90% full | Audible high level alarm At 90% full | Interstitial Monitoring within Secondary Containment | SENSOR TO ATG |  | Single walled under dispenser containment | Automatic shutoff device (AELLD) | Automatic shutoff device (AELLD) | Interstitial Monitoring within Secondary Containment | SENSOR TO ATG |  |  |  | UST Currently In Use: 5; UST Temp Close: 0; AST Currently In Use: 0; AST Temp Closed: 0 | 5 | 0 | 0 | 14001-069-021010 | RACETRAC PETROLEUM, INC.
54536 | Currently in Use |  | 2022-12-07 06:00 |  | Petroleum | Off road diesel | Off road diesel | Retail | Double Wall, Fiberglass reinforced plastic | Fiberglass reinforced plastic |  |  | Double Wall, Flexible |  | 2022-12-07 06:00 |  | Single walled catchment basin | Automatic shutoff device At 95% full | Automatic shutoff device At 95% full | Interstitial Monitoring within Secondary Containment |  |  | Single walled submersible pump containment sump, Single walled under dispenser containment | Automatic flow restrictor (MLLD) | Automatic flow restrictor (MLLD) | Interstitial Monitoring within Secondary Containment |  |  |  | Pressurized Piping | UST Currently In Use: 3; UST Temp Close: 0; AST Currently In Use: 0; AST Temp Closed: 0 | 3 | 0 | 0 | 26402-003-021473 | Legendary Marine
54543 | Currently in Use |  | 2023-12-29 06:00 |  | Petroleum | Unleaded gasoline | Unleaded gasoline | Retail | Double Wall, Fiberglass coated steel | Fiberglass coated steel |  |  | Double Wall |  |  |  | Single walled catchment basin | Automatic shutoff device At 95% full | Automatic shutoff device At 95% full | Interstitial Monitoring within Secondary Containment |  | Continuous Automatic Tank Gauge | Double walled submersible pump containment sump, Double walled under dispenser containment | Automatic flow restrictor (MLLD) | Automatic flow restrictor (MLLD) | Interstitial Monitoring within Secondary Containment | SENSOR TO ATG |  |  | Pressurized Piping | UST Currently In Use: 2; UST Temp Close: 0; AST Currently In Use: 0; AST Temp Closed: 0 | 2 | 0 | 0 | 26392-089-021629 | Dharm Enterprise 5, LLC
54544 | Currently in Use |  | 2023-12-29 06:00 |  | Petroleum | Ethanol free gasoline | Ethanol free gasoline | Retail | Double Wall, Fiberglass coated steel | Fiberglass coated steel |  |  | Double Wall |  |  |  | Single walled catchment basin | Automatic shutoff device At 95% full | Automatic shutoff device At 95% full | Interstitial Monitoring within Secondary Containment |  | Continuous Automatic Tank Gauge | Double walled submersible pump containment sump, Double walled under dispenser containment | Automatic flow restrictor (MLLD) | Automatic flow restrictor (MLLD) | Interstitial Monitoring within Secondary Containment | SENSOR TO ATG | Continuous alarm system | Continuous alarm system | Pressurized Piping | UST Currently In Use: 2; UST Temp Close: 0; AST Currently In Use: 0; AST Temp Closed: 0 | 2 | 0 | 0 | 26392-089-021629 | Dharm Enterprise 5, LLC
54553 | Currently in Use |  | 2024-03-20 06:00 |  | Petroleum | Ethanol free gasoline | Ethanol free gasoline | Retail | Double Wall, Fiberglass coated steel | Fiberglass coated steel |  |  | Double Wall, Fiberglass reinforced plastic |  |  |  | Double walled catchment basin | Automatic shutoff device At 95% full | Automatic shutoff device At 95% full | Interstitial Monitoring within Secondary Containment |  | Automatic Tank Gauge, Continuous Automatic Tank Gauge | Single walled submersible pump containment sump, Single walled under dispenser containment | Automatic flow restrictor (MLLD), Sump sensor relayed to automatically shut off submersible pump | Sump sensor relayed to automatically shut off submersible pump | Interstitial Monitoring within Secondary Containment |  |  |  |  | UST Currently In Use: 2; UST Temp Close: 0; AST Currently In Use: 0; AST Temp Closed: 0 | 2 | 0 | 0 | 25961-051-003947 | Prem Sun Neil LLC.
54563 | Currently in Use |  | 2023-09-09 06:00 |  | Petroleum | Unleaded gasoline | Unleaded gasoline | Retail | Double Wall, Fiberglass coated steel | Fiberglass coated steel |  |  | Double Wall, Flexible |  |  |  | Double walled catchment basin | Automatic shutoff device At 95% full | Automatic shutoff device At 95% full | Interstitial Monitoring within Secondary Containment |  | Automatic Tank Gauge | Single walled submersible pump containment sump, Single walled under dispenser containment | Automatic flow restrictor (MLLD) | Automatic flow restrictor (MLLD) | Interstitial Monitoring within Secondary Containment |  |  |  |  | UST Currently In Use: 2; UST Temp Close: 0; AST Currently In Use: 0; AST Temp Closed: 0 | 2 | 0 | 0 | 13929-097-021585 | Prince Oil Co.
54564 | Currently in Use |  | 2023-09-09 06:00 |  | Petroleum | Diesel containing less than or equal to 20% biodiesel | Diesel containing less than or equal to 20% biodiesel | Retail | Double Wall, Fiberglass coated steel | Fiberglass coated steel |  |  | Double Wall, Flexible |  |  |  | Double walled catchment basin | Automatic shutoff device At 95% full | Automatic shutoff device At 95% full | Interstitial Monitoring within Secondary Containment |  | Automatic Tank Gauge | Single walled submersible pump containment sump, Single walled under dispenser containment | Automatic flow restrictor (MLLD) | Automatic flow restrictor (MLLD) | Interstitial Monitoring within Secondary Containment |  |  |  |  | UST Currently In Use: 2; UST Temp Close: 0; AST Currently In Use: 0; AST Temp Closed: 0 | 2 | 0 | 0 | 13929-097-021585 | Prince Oil Co.
54573 | Currently in Use |  | 2024-03-05 06:00 |  | Petroleum | Unleaded gasoline | Unleaded gasoline | Retail | Double Wall, Fiberglass reinforced plastic | Fiberglass reinforced plastic |  |  | Double Wall, Fiberglass reinforced plastic |  |  |  | Double walled catchment basin | Automatic shutoff device At 95% full | Automatic shutoff device At 95% full | Interstitial Monitoring within Secondary Containment | SENSOR TO ATG |  | Single walled under dispenser containment | Automatic flow restrictor (MLLD) | Automatic flow restrictor (MLLD) | Interstitial Monitoring within Secondary Containment | SENSOR TO ATG |  |  | Pressurized Piping | UST Currently In Use: 2; UST Temp Close: 0; AST Currently In Use: 0; AST Temp Closed: 0 | 2 | 0 | 2 | 13579-103-018490 | MURPHY OIL USA, INC.
54574 | Currently in Use |  | 2024-03-05 06:00 |  | Petroleum | Ethanol free gasoline | Ethanol free gasoline | Retail | Double Wall, Fiberglass reinforced plastic | Fiberglass reinforced plastic |  |  | Double Wall, Fiberglass reinforced plastic |  |  |  | Double walled catchment basin | Automatic shutoff device At 95% full | Automatic shutoff device At 95% full | Interstitial Monitoring within Secondary Containment | SENSOR TO ATG |  | Single walled under dispenser containment | Automatic flow restrictor (MLLD) | Automatic flow restrictor (MLLD) | Interstitial Monitoring within Secondary Containment | SENSOR TO ATG |  |  | Pressurized Piping | UST Currently In Use: 2; UST Temp Close: 0; AST Currently In Use: 0; AST Temp Closed: 0 | 2 | 0 | 2 | 13579-103-018490 | MURPHY OIL USA, INC.
54585 | Currently in Use |  | 2022-02-24 06:00 |  | Petroleum | Unleaded gasoline | Unleaded gasoline | Retail | Double Wall, Fiberglass coated steel | Fiberglass coated steel |  |  | Double Wall, Fiberglass reinforced plastic |  |  |  | Single walled catchment basin | Automatic shutoff device At 95% full | Automatic shutoff device At 95% full | Interstitial Monitoring within Secondary Containment | SENSOR TO ATG | Automatic Tank Gauge, Continuous Automatic Tank Gauge | Double walled submersible pump containment sump, Single walled under dispenser containment | Automatic shutoff device (AELLD) | Automatic shutoff device (AELLD) | Interstitial Monitoring within Secondary Containment | SENSOR TO ATG |  |  | Pressurized Piping | UST Currently In Use: 2; UST Temp Close: 0; AST Currently In Use: 0; AST Temp Closed: 0 | 2 | 0 | 0 | 13526-073-021479 | Moore Oil Company
54586 | Retired |  | 2022-02-24 06:00 |  | Petroleum | Unleaded gasoline | Unleaded gasoline | Retail | Double Wall, Fiberglass coated steel | Fiberglass coated steel |  |  | Double Wall, Fiberglass reinforced plastic |  |  |  | Single walled catchment basin | Automatic shutoff device At 95% full | Automatic shutoff device At 95% full | Interstitial Monitoring within Secondary Containment |  | Automatic Tank Gauge, Continuous Automatic Tank Gauge | Double walled submersible pump containment sump, Single walled under dispenser containment | Automatic shutoff device (AELLD) | Automatic shutoff device (AELLD) | Interstitial Monitoring within Secondary Containment |  |  |  |  | UST Currently In Use: 2; UST Temp Close: 0; AST Currently In Use: 0; AST Temp Closed: 0 | 2 | 0 | 0 | 13526-073-021479 | Moore Oil Company
54587 | Currently in Use |  | 2022-02-24 06:00 |  | Petroleum | Premium gasoline | Premium gasoline | Retail | Double Wall, Fiberglass coated steel | Fiberglass coated steel |  |  | Double Wall, Fiberglass reinforced plastic |  |  |  | Single walled catchment basin | Automatic shutoff device At 95% full | Automatic shutoff device At 95% full | Interstitial Monitoring within Secondary Containment | SENSOR TO ATG | Automatic Tank Gauge, Continuous Automatic Tank Gauge | Double walled submersible pump containment sump, Single walled under dispenser containment | Automatic shutoff device (AELLD) | Automatic shutoff device (AELLD) | Interstitial Monitoring within Secondary Containment | SENSOR TO ATG |  |  | Pressurized Piping | UST Currently In Use: 2; UST Temp Close: 0; AST Currently In Use: 0; AST Temp Closed: 0 | 2 | 0 | 0 | 13526-073-021479 | Moore Oil Company
54588 | Currently in Use |  | 2024-05-23 06:00 |  | Petroleum | Unleaded gasoline | Unleaded gasoline | Retail | Double Wall, Fiberglass coated steel | Fiberglass coated steel |  |  | Double Wall, Fiberglass reinforced plastic, Flexible |  |  |  | Double walled catchment basin | Automatic shutoff device At 95% full | Automatic shutoff device At 95% full | Interstitial Monitoring within Secondary Containment |  | Groundwater Monitoring | Double walled under dispenser containment | Automatic flow restrictor (MLLD), Sump sensor relayed to automatically shut off submersible pump | Sump sensor relayed to automatically shut off submersible pump | Interstitial Monitoring within Secondary Containment |  |  |  |  | UST Currently In Use: 2; UST Temp Close: 0; AST Currently In Use: 0; AST Temp Closed: 0 | 2 | 0 | 0 | 26449-009-021630 | Kashmir Malhi
54589 | Currently in Use |  | 2024-05-23 06:00 |  | Petroleum | On road diesel | On road diesel | Retail | Double Wall, Fiberglass coated steel | Fiberglass coated steel |  |  | Double Wall, Fiberglass reinforced plastic, Flexible |  |  |  | Double walled catchment basin | Automatic shutoff device At 95% full | Automatic shutoff device At 95% full | Interstitial Monitoring within Secondary Containment |  |  | Double walled under dispenser containment | Sump sensor relayed to automatically shut off submersible pump | Sump sensor relayed to automatically shut off submersible pump | Interstitial Monitoring within Secondary Containment |  |  |  |  | UST Currently In Use: 2; UST Temp Close: 0; AST Currently In Use: 0; AST Temp Closed: 0 | 2 | 0 | 0 | 26449-009-021630 | Kashmir Malhi
54601 | Currently in Use |  | 2024-01-01 06:00 |  | Petroleum | Premium gasoline | Premium gasoline | Retail | Double Wall, Fiberglass coated steel | Fiberglass coated steel |  |  | Double Wall, Flexible |  |  |  | Single walled catchment basin | Automatic shutoff device At 95% full | Automatic shutoff device At 95% full | Interstitial Monitoring within Secondary Containment |  |  | Single walled submersible pump containment sump, Single walled under dispenser containment | Automatic flow restrictor (MLLD) | Automatic flow restrictor (MLLD) | Interstitial Monitoring within Secondary Containment |  |  |  |  | UST Currently In Use: 2; UST Temp Close: 0; AST Currently In Use: 0; AST Temp Closed: 0 | 2 | 0 | 0 | 26404-117-021615 | Royal Investments Group LLC DBA Columbiana Shop N GO
54602 | Currently in Use |  | 2024-01-01 06:00 |  | Petroleum | Unleaded gasoline | Unleaded gasoline | Retail | Double Wall, Fiberglass coated steel | Fiberglass coated steel |  |  | Double Wall, Flexible |  |  |  | Single walled catchment basin | Automatic shutoff device At 95% full | Automatic shutoff device At 95% full | Interstitial Monitoring within Secondary Containment |  |  | Single walled submersible pump containment sump, Single walled under dispenser containment | Automatic flow restrictor (MLLD) | Automatic flow restrictor (MLLD) | Interstitial Monitoring within Secondary Containment |  |  |  |  | UST Currently In Use: 2; UST Temp Close: 0; AST Currently In Use: 0; AST Temp Closed: 0 | 2 | 0 | 0 | 26404-117-021615 | Royal Investments Group LLC DBA Columbiana Shop N GO
54608 | Currently in Use |  | 2023-11-17 06:00 |  | Petroleum | Unleaded gasoline | Unleaded gasoline | Retail | Double Wall, Fiberglass reinforced plastic | Fiberglass reinforced plastic |  |  | Double Wall, Flexible |  |  |  | Double walled catchment basin | Audible high level alarm At 90% full, Automatic shutoff device At 95% full | Automatic shutoff device At 95% full | Interstitial Monitoring within Secondary Containment |  |  | Single walled submersible pump containment sump, Single walled under dispenser containment | Automatic flow restrictor (MLLD), Sump sensor relayed to automatically shut off submersible pump | Sump sensor relayed to automatically shut off submersible pump | Interstitial Monitoring within Secondary Containment |  |  |  | Pressurized Piping | UST Currently In Use: 4; UST Temp Close: 0; AST Currently In Use: 0; AST Temp Closed: 0 | 4 | 0 | 0 | 26380-097-021569 | Wawa Alabama LLC
54609 | Currently in Use |  | 2023-11-17 06:00 |  | Petroleum | Unleaded gasoline | Unleaded gasoline | Retail | Double Wall, Fiberglass reinforced plastic | Fiberglass reinforced plastic |  |  | Double Wall, Flexible |  |  |  | Double walled catchment basin | Audible high level alarm At 90% full, Automatic shutoff device At 95% full | Automatic shutoff device At 95% full | Interstitial Monitoring within Secondary Containment |  |  | Single walled submersible pump containment sump, Single walled under dispenser containment | Automatic flow restrictor (MLLD), Sump sensor relayed to automatically shut off submersible pump | Sump sensor relayed to automatically shut off submersible pump | Interstitial Monitoring within Secondary Containment |  |  |  | Pressurized Piping | UST Currently In Use: 4; UST Temp Close: 0; AST Currently In Use: 0; AST Temp Closed: 0 | 4 | 0 | 0 | 26380-097-021569 | Wawa Alabama LLC
54610 | Currently in Use |  | 2023-11-17 06:00 |  | Petroleum | Ultra low sulfur gasoline | Ultra low sulfur gasoline | Retail | Double Wall, Fiberglass reinforced plastic | Fiberglass reinforced plastic |  |  | Double Wall, Flexible |  |  |  | Double walled catchment basin | Audible high level alarm At 90% full, Automatic shutoff device At 95% full | Automatic shutoff device At 95% full | Interstitial Monitoring within Secondary Containment |  |  | Single walled submersible pump containment sump, Single walled under dispenser containment | Automatic flow restrictor (MLLD), Sump sensor relayed to automatically shut off submersible pump | Sump sensor relayed to automatically shut off submersible pump | Interstitial Monitoring within Secondary Containment |  |  |  | Pressurized Piping | UST Currently In Use: 4; UST Temp Close: 0; AST Currently In Use: 0; AST Temp Closed: 0 | 4 | 0 | 0 | 26380-097-021569 | Wawa Alabama LLC
54616 | Currently in Use |  | 2022-02-11 06:00 |  | Petroleum | Diesel containing less than or equal to 20% biodiesel | Diesel containing less than or equal to 20% biodiesel | Retail | Double Wall, Fiberglass reinforced plastic | Fiberglass reinforced plastic |  |  | Double Wall, Fiberglass reinforced plastic |  |  |  | Double walled catchment basin | Audible high level alarm At 90% full | Audible high level alarm At 90% full | Interstitial Monitoring within Secondary Containment |  |  | Single walled submersible pump containment sump, Single walled under dispenser containment | Automatic shutoff device (AELLD) | Automatic shutoff device (AELLD) | Interstitial Monitoring within Secondary Containment |  |  |  | Pressurized Piping | UST Currently In Use: 5; UST Temp Close: 0; AST Currently In Use: 0; AST Temp Closed: 0 | 5 | 0 | 0 | 14001-103-020800 | RaceTrac, Inc.
54617 | Currently in Use |  | 2022-02-11 06:00 |  | Petroleum | Other, DEF | Other | Retail | Double Wall, Fiberglass reinforced plastic | Fiberglass reinforced plastic |  |  | Double Wall, Fiberglass reinforced plastic |  |  |  | Double walled catchment basin | Audible high level alarm At 90% full | Audible high level alarm At 90% full | Interstitial Monitoring within Secondary Containment |  |  | Single walled submersible pump containment sump, Single walled under dispenser containment | Automatic shutoff device (AELLD) | Automatic shutoff device (AELLD) | Interstitial Monitoring within Secondary Containment |  |  |  |  | UST Currently In Use: 5; UST Temp Close: 0; AST Currently In Use: 0; AST Temp Closed: 0 | 5 | 0 | 0 | 14001-103-020800 | RaceTrac, Inc.
54618 | Currently in Use |  | 2022-12-07 06:00 |  | Petroleum | Ethanol free gasoline | Ethanol free gasoline | Retail | Double Wall, Fiberglass reinforced plastic | Fiberglass reinforced plastic |  |  | Double Wall, Flexible |  | 2022-12-07 06:00 |  | Single walled catchment basin | Automatic shutoff device At 95% full | Automatic shutoff device At 95% full | Interstitial Monitoring within Secondary Containment | SENSOR TO ATG |  | Single walled submersible pump containment sump, Single walled under dispenser containment | Automatic flow restrictor (MLLD) | Automatic flow restrictor (MLLD) | Interstitial Monitoring within Secondary Containment | SENSOR TO ATG |  |  | Pressurized Piping | UST Currently In Use: 3; UST Temp Close: 0; AST Currently In Use: 0; AST Temp Closed: 0 | 3 | 0 | 0 | 26402-003-021473 | Legendary Marine
54619 | Currently in Use |  | 2022-12-07 06:00 |  | Petroleum | Ethanol free gasoline | Ethanol free gasoline | Retail | Double Wall, Fiberglass reinforced plastic | Fiberglass reinforced plastic |  |  | Double Wall, Flexible |  | 2022-12-07 06:00 |  | Single walled catchment basin | Automatic shutoff device At 95% full | Automatic shutoff device At 95% full | Interstitial Monitoring within Secondary Containment | SENSOR TO ATG |  | Single walled submersible pump containment sump, Single walled under dispenser containment | Automatic flow restrictor (MLLD) | Automatic flow restrictor (MLLD) | Interstitial Monitoring within Secondary Containment | SENSOR TO ATG |  |  | Pressurized Piping | UST Currently In Use: 3; UST Temp Close: 0; AST Currently In Use: 0; AST Temp Closed: 0 | 3 | 0 | 0 | 26402-003-021473 | Legendary Marine
54620 | Currently in Use |  | 2022-08-16 06:00 |  | Petroleum | On road diesel | On road diesel | Retail | Double Wall, Fiberglass reinforced plastic | Fiberglass reinforced plastic |  |  | Double Wall, Fiberglass reinforced plastic |  |  |  | Double walled catchment basin | Audible high level alarm At 90% full | Audible high level alarm At 90% full | Interstitial Monitoring within Secondary Containment | SENSOR TO ATG |  | Single walled under dispenser containment | Automatic shutoff device (AELLD) | Automatic shutoff device (AELLD) | Interstitial Monitoring within Secondary Containment | SENSOR TO ATG |  |  | Pressurized Piping | UST Currently In Use: 5; UST Temp Close: 0; AST Currently In Use: 0; AST Temp Closed: 0 | 5 | 0 | 0 | 14001-081-021484 | Racetrac Inc
54621 | Currently in Use |  | 2024-06-07 06:00 |  | Petroleum | Unleaded gasoline | Unleaded gasoline | Retail | Double Wall, Fiberglass reinforced plastic | Fiberglass reinforced plastic |  |  | Double Wall, Fiberglass reinforced plastic |  |  |  | Double walled catchment basin | Automatic shutoff device At 95% full | Automatic shutoff device At 95% full | Interstitial Monitoring within Secondary Containment | SENSOR TO ATG | Automatic Tank Gauge | Single walled submersible pump containment sump, Single walled under dispenser containment | Automatic flow restrictor (MLLD) | Automatic flow restrictor (MLLD) | Interstitial Monitoring within Secondary Containment | SENSOR TO ATG |  |  | Pressurized Piping | UST Currently In Use: 2; UST Temp Close: 0; AST Currently In Use: 0; AST Temp Closed: 0 | 2 | 0 | 4 | 22176-125-002995 | CIRCLE K
54622 | Currently in Use |  | 2024-06-07 06:00 |  | Petroleum | Premium gasoline | Premium gasoline | Retail | Double Wall, Fiberglass reinforced plastic | Fiberglass reinforced plastic |  |  | Double Wall, Fiberglass reinforced plastic |  |  |  | Double walled catchment basin | Automatic shutoff device At 95% full | Automatic shutoff device At 95% full | Interstitial Monitoring within Secondary Containment | SENSOR TO ATG | Automatic Tank Gauge | Single walled submersible pump containment sump, Single walled under dispenser containment | Automatic flow restrictor (MLLD) | Automatic flow restrictor (MLLD) | Interstitial Monitoring within Secondary Containment | SENSOR TO ATG |  |  | Pressurized Piping | UST Currently In Use: 2; UST Temp Close: 0; AST Currently In Use: 0; AST Temp Closed: 0 | 2 | 0 | 4 | 22176-125-002995 | CIRCLE K
54624 | Currently in Use |  | 2024-04-23 06:00 |  | Petroleum | Unleaded gasoline | Unleaded gasoline | Retail | Double Wall, Fiberglass reinforced plastic | Fiberglass reinforced plastic |  |  | Double Wall, Fiberglass reinforced plastic |  |  |  | Double walled catchment basin | Automatic shutoff device At 95% full | Automatic shutoff device At 95% full | Interstitial Monitoring within Secondary Containment | SENSOR TO ATG |  |  | Automatic flow restrictor (MLLD) | Automatic flow restrictor (MLLD) | Interstitial Monitoring within Secondary Containment | SENSOR TO ATG |  |  | Pressurized Piping | UST Currently In Use: 2; UST Temp Close: 0; AST Currently In Use: 0; AST Temp Closed: 0 | 2 | 0 | 2 | 13579-047-018285 | MURPHY OIL USA, INC.
54625 | Currently in Use |  | 2024-04-23 06:00 |  | Petroleum | Unleaded gasoline | Unleaded gasoline | Retail | Double Wall, Fiberglass reinforced plastic | Fiberglass reinforced plastic |  |  | Double Wall, Fiberglass reinforced plastic |  |  |  | Double walled catchment basin | Automatic shutoff device At 95% full | Automatic shutoff device At 95% full | Interstitial Monitoring within Secondary Containment | SENSOR TO ATG |  | Single walled under dispenser containment | Automatic flow restrictor (MLLD) | Automatic flow restrictor (MLLD) | Interstitial Monitoring within Secondary Containment | SENSOR TO ATG |  |  | Pressurized Piping | UST Currently In Use: 2; UST Temp Close: 0; AST Currently In Use: 0; AST Temp Closed: 0 | 2 | 0 | 2 | 13579-047-018285 | MURPHY OIL USA, INC.
54626 | Currently in Use |  | 2024-03-13 06:00 |  | Petroleum | Unleaded gasoline | Unleaded gasoline | Retail | Double Wall, Fiberglass coated steel | Fiberglass coated steel |  |  | Double Wall, Flexible |  |  |  | Double walled catchment basin | Automatic shutoff device At 95% full | Automatic shutoff device At 95% full | Interstitial Monitoring within Secondary Containment |  | Automatic Tank Gauge | Single walled submersible pump containment sump, Single walled under dispenser containment | Sump sensor relayed to automatically shut off submersible pump | Sump sensor relayed to automatically shut off submersible pump | Interstitial Monitoring within Secondary Containment |  |  |  |  | UST Currently In Use: 3; UST Temp Close: 0; AST Currently In Use: 1; AST Temp Closed: 0 | 3 | 0 | 0 | 24921-097-021587 | Fikes Wholesale, Inc.
54627 | Currently in Use |  | 2024-03-13 06:00 |  | Petroleum | Diesel containing less than or equal to 20% biodiesel | Diesel containing less than or equal to 20% biodiesel | Retail | Double Wall, Fiberglass coated steel | Fiberglass coated steel |  |  | Double Wall, Flexible |  |  |  | Double walled catchment basin | Automatic shutoff device At 95% full | Automatic shutoff device At 95% full | Interstitial Monitoring within Secondary Containment |  | Automatic Tank Gauge | Single walled submersible pump containment sump, Single walled under dispenser containment | Sump sensor relayed to automatically shut off submersible pump | Sump sensor relayed to automatically shut off submersible pump | Interstitial Monitoring within Secondary Containment |  |  |  |  | UST Currently In Use: 3; UST Temp Close: 0; AST Currently In Use: 1; AST Temp Closed: 0 | 3 | 0 | 0 | 24921-097-021587 | Fikes Wholesale, Inc.
54628 | Currently in Use |  | 2024-03-13 06:00 |  | Petroleum | Other, DEF | Other | Retail | Double Wall, Fiberglass coated steel | Fiberglass coated steel |  |  | Double Wall, Flexible |  |  |  | Double walled catchment basin | Automatic shutoff device At 95% full | Automatic shutoff device At 95% full | Interstitial Monitoring within Secondary Containment |  | Automatic Tank Gauge | Single walled submersible pump containment sump, Single walled under dispenser containment | Sump sensor relayed to automatically shut off submersible pump | Sump sensor relayed to automatically shut off submersible pump | Interstitial Monitoring within Secondary Containment |  |  |  |  | UST Currently In Use: 3; UST Temp Close: 0; AST Currently In Use: 1; AST Temp Closed: 0 | 3 | 0 | 0 | 24921-097-021587 | Fikes Wholesale, Inc.
54640 | Currently in Use |  | 2023-12-18 06:00 |  | Petroleum | Unleaded gasoline | Unleaded gasoline | Retail | Double Wall, Fiberglass reinforced plastic | Fiberglass reinforced plastic |  |  | Double Wall, Flexible |  |  |  | Double walled catchment basin | Audible high level alarm At 90% full, Automatic shutoff device At 95% full | Automatic shutoff device At 95% full | Interstitial Monitoring within Secondary Containment |  |  | Single walled submersible pump containment sump, Single walled under dispenser containment | Automatic flow restrictor (MLLD), Sump sensor relayed to automatically shut off submersible pump | Sump sensor relayed to automatically shut off submersible pump | Interstitial Monitoring within Secondary Containment |  |  |  | Pressurized Piping | UST Currently In Use: 3; UST Temp Close: 0; AST Currently In Use: 0; AST Temp Closed: 0 | 3 | 0 | 0 | 26380-003-021595 | Wawa Alabama, LLC
54641 | Currently in Use |  | 2023-12-18 06:00 |  | Petroleum | Ethanol free gasoline | Ethanol free gasoline | Retail | Double Wall, Fiberglass reinforced plastic | Fiberglass reinforced plastic |  |  | Double Wall, Flexible |  |  |  | Double walled catchment basin | Audible high level alarm At 90% full, Automatic shutoff device At 95% full | Automatic shutoff device At 95% full | Interstitial Monitoring within Secondary Containment |  |  | Single walled submersible pump containment sump, Single walled under dispenser containment | Automatic flow restrictor (MLLD), Sump sensor relayed to automatically shut off submersible pump | Sump sensor relayed to automatically shut off submersible pump | Interstitial Monitoring within Secondary Containment |  |  |  | Pressurized Piping | UST Currently In Use: 3; UST Temp Close: 0; AST Currently In Use: 0; AST Temp Closed: 0 | 3 | 0 | 0 | 26380-003-021595 | Wawa Alabama, LLC
54649 | Currently in Use |  | 2024-06-12 06:00 |  | Petroleum | Unleaded gasoline | Unleaded gasoline | Retail | Double Wall, Fiberglass coated steel | Fiberglass coated steel |  |  | Double Wall |  |  |  | Double walled catchment basin | Automatic shutoff device At 95% full | Automatic shutoff device At 95% full | Interstitial Monitoring within Secondary Containment |  | Automatic Tank Gauge | Single walled submersible pump containment sump, Single walled under dispenser containment | Automatic shutoff device (AELLD) | Automatic shutoff device (AELLD) | Interstitial Monitoring within Secondary Containment |  |  |  |  | UST Currently In Use: 2; UST Temp Close: 0; AST Currently In Use: 0; AST Temp Closed: 0 | 2 | 0 | 0 | 25822-049-021635 | K-Va-T Food Stores, Inc.
54650 | Currently in Use |  | 2024-06-12 06:00 |  | Petroleum | Premium gasoline | Premium gasoline | Retail | Fiberglass coated steel | Fiberglass coated steel |  |  | Double Wall |  |  |  | Double walled catchment basin | Automatic shutoff device At 95% full | Automatic shutoff device At 95% full | Interstitial Monitoring within Secondary Containment |  | Automatic Tank Gauge | Single walled submersible pump containment sump, Single walled under dispenser containment | Automatic shutoff device (AELLD) | Automatic shutoff device (AELLD) | Interstitial Monitoring within Secondary Containment |  |  |  |  | UST Currently In Use: 2; UST Temp Close: 0; AST Currently In Use: 0; AST Temp Closed: 0 | 2 | 0 | 0 | 25822-049-021635 | K-Va-T Food Stores, Inc.
54653 | Currently in Use |  | 2024-01-09 06:00 |  | Petroleum | Premium gasoline | Premium gasoline | Retail | Double Wall, Fiberglass coated steel | Fiberglass coated steel |  |  | Double Wall, Fiberglass reinforced plastic |  |  |  | Single walled catchment basin | Automatic shutoff device At 95% full | Automatic shutoff device At 95% full | Interstitial Monitoring within Secondary Containment | SENSOR TO ATG |  | Single walled under dispenser containment | Automatic shutoff device (AELLD), Sump sensor relayed to automatically shut off submersible pump | Sump sensor relayed to automatically shut off submersible pump | Interstitial Monitoring within Secondary Containment | SENSOR TO ATG |  |  | Pressurized Piping | UST Currently In Use: 4; UST Temp Close: 0; AST Currently In Use: 0; AST Temp Closed: 0 | 4 | 0 | 0 | 26400-043-021632 | MUSHEER ALI
54654 | Currently in Use |  | 2024-01-09 06:00 |  | Petroleum | Ethanol free gasoline | Ethanol free gasoline | Retail | Double Wall, Fiberglass coated steel | Fiberglass coated steel |  |  | Double Wall, Fiberglass reinforced plastic |  |  |  | Single walled catchment basin | Automatic shutoff device At 95% full | Automatic shutoff device At 95% full | Interstitial Monitoring within Secondary Containment | SENSOR TO ATG |  | Single walled under dispenser containment | Automatic shutoff device (AELLD), Sump sensor relayed to automatically shut off submersible pump | Sump sensor relayed to automatically shut off submersible pump | Interstitial Monitoring within Secondary Containment | SENSOR TO ATG |  |  | Pressurized Piping | UST Currently In Use: 4; UST Temp Close: 0; AST Currently In Use: 0; AST Temp Closed: 0 | 4 | 0 | 0 | 26400-043-021632 | MUSHEER ALI
54655 | Currently in Use |  | 2024-01-09 06:00 |  | Petroleum | On road diesel | On road diesel | Retail | Double Wall, Fiberglass coated steel | Fiberglass coated steel |  |  | Double Wall, Fiberglass reinforced plastic |  |  |  | Single walled catchment basin | Automatic shutoff device At 95% full | Automatic shutoff device At 95% full | Interstitial Monitoring within Secondary Containment | SENSOR TO ATG |  | Single walled under dispenser containment | Automatic shutoff device (AELLD), Sump sensor relayed to automatically shut off submersible pump | Sump sensor relayed to automatically shut off submersible pump | Interstitial Monitoring within Secondary Containment | SENSOR TO ATG |  |  | Pressurized Piping | UST Currently In Use: 4; UST Temp Close: 0; AST Currently In Use: 0; AST Temp Closed: 0 | 4 | 0 | 0 | 26400-043-021632 | MUSHEER ALI
54660 | Currently in Use |  | 2024-02-12 06:00 |  | Petroleum | Unleaded gasoline | Unleaded gasoline | Retail | Double Wall, Fiberglass coated steel | Fiberglass coated steel |  |  | Double Wall, Flexible |  |  |  | Single walled catchment basin | Automatic shutoff device At 95% full | Automatic shutoff device At 95% full | Interstitial Monitoring within Secondary Containment |  | Automatic Tank Gauge | Single walled submersible pump containment sump, Single walled under dispenser containment | Automatic flow restrictor (MLLD) | Automatic flow restrictor (MLLD) | Interstitial Monitoring within Secondary Containment | MANUAL/VISUAL CHECK |  |  |  | UST Currently In Use: 1; UST Temp Close: 0; AST Currently In Use: 0; AST Temp Closed: 0 | 1 | 0 | 0 | 23372-125-021614 | MIDSTATES PETROLEUM
54662 | Currently in Use |  | 2024-07-30 06:00 |  | Petroleum | Unleaded gasoline | Unleaded gasoline | Retail | Double Wall, Fiberglass reinforced plastic | Fiberglass reinforced plastic |  |  | Double Wall, Fiberglass reinforced plastic, Flexible |  |  |  | Single walled catchment basin | Audible high level alarm At 90% full, Automatic shutoff device At 95% full | Automatic shutoff device At 95% full | Interstitial Monitoring within Secondary Containment |  | Automatic Tank Gauge, Continuous Automatic Tank Gauge | Single walled submersible pump containment sump, Single walled under dispenser containment | Automatic shutoff device (AELLD) | Automatic shutoff device (AELLD) | Interstitial Monitoring within Secondary Containment |  |  |  |  | UST Currently In Use: 4; UST Temp Close: 0; AST Currently In Use: 0; AST Temp Closed: 0 | 4 | 0 | 0 | 21094-089-021639 | Costco Wholesale Corporation
54680 | Currently in Use |  | 2024-06-03 06:00 |  | Petroleum | Unleaded gasoline | Unleaded gasoline | Retail | Double Wall, Fiberglass coated steel | Fiberglass coated steel |  |  | Double Wall, Fiberglass reinforced plastic |  |  |  | Double walled catchment basin | Automatic shutoff device At 95% full | Automatic shutoff device At 95% full | Interstitial Monitoring within Secondary Containment | SENSOR TO ATG | Continuous Automatic Tank Gauge | Single walled submersible pump containment sump, Single walled under dispenser containment | Automatic flow restrictor (MLLD), Sump sensor relayed to automatically shut off submersible pump | Sump sensor relayed to automatically shut off submersible pump | Interstitial Monitoring within Secondary Containment | SENSOR TO ATG |  |  | Pressurized Piping | UST Currently In Use: 2; UST Temp Close: 0; AST Currently In Use: 0; AST Temp Closed: 0 | 2 | 0 | 7 | 25961-101-003002 | PREM SUN NEIL LLC
54682 | Currently in Use |  | 2024-06-03 06:00 |  | Petroleum | Premium gasoline | Premium gasoline | Retail | Double Wall, Fiberglass coated steel | Fiberglass coated steel |  |  | Double Wall, Fiberglass reinforced plastic |  |  |  | Double walled catchment basin | Automatic shutoff device At 95% full | Automatic shutoff device At 95% full | Interstitial Monitoring within Secondary Containment | SENSOR TO ATG | Continuous Automatic Tank Gauge | Single walled submersible pump containment sump, Single walled under dispenser containment | Automatic flow restrictor (MLLD), Sump sensor relayed to automatically shut off submersible pump | Sump sensor relayed to automatically shut off submersible pump | Interstitial Monitoring within Secondary Containment | SENSOR TO ATG |  |  | Pressurized Piping | UST Currently In Use: 2; UST Temp Close: 0; AST Currently In Use: 0; AST Temp Closed: 0 | 2 | 0 | 7 | 25961-101-003002 | PREM SUN NEIL LLC
54684 | Currently in Use |  | 2024-05-09 06:00 |  | Petroleum | Unleaded gasoline | Unleaded gasoline | Retail | Double Wall, Fiberglass reinforced plastic | Fiberglass reinforced plastic |  |  | Double Wall, Fiberglass reinforced plastic |  |  |  | Single walled catchment basin | Automatic shutoff device At 95% full | Automatic shutoff device At 95% full | Interstitial Monitoring within Secondary Containment | SENSOR TO ATG | Continuous Automatic Tank Gauge | Single walled submersible pump containment sump, Single walled under dispenser containment | Automatic shutoff device (AELLD) | Automatic shutoff device (AELLD) | Interstitial Monitoring within Secondary Containment | SENSOR TO ATG |  |  |  | UST Currently In Use: 4; UST Temp Close: 0; AST Currently In Use: 0; AST Temp Closed: 0 | 4 | 0 | 3 | 13343-073-015405 | MCCULLOUGH OIL COMPANY, INC.
54685 | Currently in Use |  | 2024-05-09 06:00 |  | Petroleum | Premium gasoline | Premium gasoline | Retail | Double Wall, Fiberglass reinforced plastic | Fiberglass reinforced plastic |  |  | Double Wall, Fiberglass reinforced plastic |  |  |  | Single walled catchment basin | Automatic shutoff device At 95% full | Automatic shutoff device At 95% full | Interstitial Monitoring within Secondary Containment | SENSOR TO ATG | Continuous Automatic Tank Gauge | Single walled submersible pump containment sump, Single walled under dispenser containment | Automatic shutoff device (AELLD) | Automatic shutoff device (AELLD) | Interstitial Monitoring within Secondary Containment | SENSOR TO ATG |  |  |  | UST Currently In Use: 4; UST Temp Close: 0; AST Currently In Use: 0; AST Temp Closed: 0 | 4 | 0 | 3 | 13343-073-015405 | MCCULLOUGH OIL COMPANY, INC.
54686 | Currently in Use |  | 2024-05-09 06:00 |  | Petroleum | Ethanol free gasoline | Ethanol free gasoline | Retail | Double Wall, Fiberglass reinforced plastic | Fiberglass reinforced plastic |  |  | Double Wall, Fiberglass reinforced plastic |  |  |  | Single walled catchment basin | Automatic shutoff device At 95% full | Automatic shutoff device At 95% full | Interstitial Monitoring within Secondary Containment | SENSOR TO ATG | Continuous Automatic Tank Gauge | Single walled submersible pump containment sump, Single walled under dispenser containment | Automatic shutoff device (AELLD) | Automatic shutoff device (AELLD) | Interstitial Monitoring within Secondary Containment | SENSOR TO ATG |  |  |  | UST Currently In Use: 4; UST Temp Close: 0; AST Currently In Use: 0; AST Temp Closed: 0 | 4 | 0 | 3 | 13343-073-015405 | MCCULLOUGH OIL COMPANY, INC.
54687 | Currently in Use |  | 2024-05-09 06:00 |  | Petroleum | On road diesel | On road diesel | Retail | Double Wall, Fiberglass reinforced plastic | Fiberglass reinforced plastic | [6 empty] | Single walled catchment basin | Automatic shutoff device At 95% full | Automatic shutoff device At 95% full | Interstitial Monitoring within Secondary Containment | SENSOR TO ATG | Continuous Automatic Tank Gauge | Single walled submersible pump containment sump, Single walled under dispenser containment | Automatic shutoff device (AELLD) | Automatic shutoff device (AELLD) | Interstitial Monitoring within Secondary Containment | SENSOR TO ATG |  |  |  | UST Currently In Use: 4; UST Temp Close: 0; AST Currently In Use: 0; AST Temp Closed: 0 | 4 | 0 | 3 | 13343-073-015405 | MCCULLOUGH OIL COMPANY, INC.
54695 | Currently in Use |  | 2024-05-10 06:00 |  | Petroleum | Unleaded gasoline | Unleaded gasoline | Retail | Double Wall, Fiberglass reinforced plastic | Fiberglass reinforced plastic |  |  | Double Wall, Fiberglass reinforced plastic |  |  |  | Double walled catchment basin | Automatic shutoff device At 95% full | Automatic shutoff device At 95% full | Interstitial Monitoring within Secondary Containment |  |  | Single walled submersible pump containment sump, Single walled under dispenser containment | Automatic shutoff device (AELLD) | Automatic shutoff device (AELLD) | Interstitial Monitoring within Secondary Containment |  |  |  | Pressurized Piping | UST Currently In Use: 2; UST Temp Close: 0; AST Currently In Use: 0; AST Temp Closed: 0 | 2 | 0 | 2 | 12920-003-019128 | JUNIOR FOOD STORES OF WEST FLORIDA
54698 | Currently in Use |  | 2024-05-10 06:00 |  | Petroleum | Unleaded gasoline | Unleaded gasoline | Retail | Double Wall, Fiberglass reinforced plastic | Fiberglass reinforced plastic |  |  | Double Wall, Fiberglass reinforced plastic |  |  |  | Double walled catchment basin | Automatic shutoff device At 95% full | Automatic shutoff device At 95% full | Interstitial Monitoring within Secondary Containment |  |  | Single walled submersible pump containment sump, Single walled under dispenser containment | Automatic shutoff device (AELLD) | Automatic shutoff device (AELLD) | Interstitial Monitoring within Secondary Containment |  |  |  | Pressurized Piping | UST Currently In Use: 2; UST Temp Close: 0; AST Currently In Use: 0; AST Temp Closed: 0 | 2 | 0 | 2 | 12920-003-019128 | JUNIOR FOOD STORES OF WEST FLORIDA
54706 | Currently in Use |  | 2024-03-01 06:00 |  | Petroleum | Unleaded gasoline | Unleaded gasoline | Retail | Double Wall, Fiberglass reinforced plastic | Fiberglass reinforced plastic |  |  | Double Wall, Flexible |  |  |  | Single walled catchment basin | Automatic shutoff device At 95% full | Automatic shutoff device At 95% full | Interstitial Monitoring within Secondary Containment | SENSOR TO ATG |  | Single walled submersible pump containment sump, Single walled under dispenser containment | Sump sensor relayed to automatically shut off submersible pump | Sump sensor relayed to automatically shut off submersible pump | Interstitial Monitoring within Secondary Containment | SENSOR TO ATG |  |  | Pressurized Piping | UST Currently In Use: 3; UST Temp Close: 0; AST Currently In Use: 0; AST Temp Closed: 0 | 3 | 0 | 0 | 26431-101-021607 | AARAV 2020, INC (LIONS PRIDE # 14)
54707 | Currently in Use |  | 2024-03-01 06:00 |  | Petroleum | Premium gasoline | Premium gasoline | Retail | Double Wall, Fiberglass reinforced plastic | Fiberglass reinforced plastic |  |  | Double Wall, Flexible |  |  |  | Single walled catchment basin | Automatic shutoff device At 95% full | Automatic shutoff device At 95% full | Interstitial Monitoring within Secondary Containment | SENSOR TO ATG |  | Single walled submersible pump containment sump, Single walled under dispenser containment | Sump sensor relayed to automatically shut off submersible pump | Sump sensor relayed to automatically shut off submersible pump | Interstitial Monitoring within Secondary Containment | SENSOR TO ATG |  |  | Pressurized Piping | UST Currently In Use: 3; UST Temp Close: 0; AST Currently In Use: 0; AST Temp Closed: 0 | 3 | 0 | 0 | 26431-101-021607 | AARAV 2020, INC (LIONS PRIDE # 14)
54708 | Currently in Use |  | 2024-03-01 06:00 |  | Petroleum | On road diesel | On road diesel | Retail | Double Wall, Fiberglass reinforced plastic | Fiberglass reinforced plastic |  |  | Double Wall, Flexible |  |  |  | Single walled catchment basin | Automatic shutoff device At 95% full | Automatic shutoff device At 95% full | Interstitial Monitoring within Secondary Containment | SENSOR TO ATG |  | Single walled submersible pump containment sump, Single walled under dispenser containment | Sump sensor relayed to automatically shut off submersible pump | Sump sensor relayed to automatically shut off submersible pump | Interstitial Monitoring within Secondary Containment | SENSOR TO ATG |  |  | Pressurized Piping | UST Currently In Use: 3; UST Temp Close: 0; AST Currently In Use: 0; AST Temp Closed: 0 | 3 | 0 | 0 | 26431-101-021607 | AARAV 2020, INC (LIONS PRIDE # 14)
54709 | Currently in Use |  | 2020-06-10 06:00 |  | Petroleum | Virgin oil | Virgin oil | Retail | Double Wall | Double Wall |  |  | Double Wall |  |  |  | Single walled catchment basin | Audible high level alarm At 90% full | Audible high level alarm At 90% full | Interstitial Monitoring within Secondary Containment | [9 empty] | Suction Piping | UST Currently In Use: 7; UST Temp Close: 0; AST Currently In Use: 0; AST Temp Closed: 0 | 7 | 0 | 0 | 21090-093-021348 | LOVES COUNTRY STORES
54711 | Currently in Use |  | 2020-06-10 06:00 |  | Petroleum | Virgin oil | Virgin oil | Retail | Double Wall | Double Wall |  |  | Double Wall |  |  |  | Single walled catchment basin | Audible high level alarm At 90% full | Audible high level alarm At 90% full | Interstitial Monitoring within Secondary Containment | [9 empty] | Suction Piping | UST Currently In Use: 7; UST Temp Close: 0; AST Currently In Use: 0; AST Temp Closed: 0 | 7 | 0 | 0 | 21090-093-021348 | LOVES COUNTRY STORES
54719 | Currently in Use |  | 2019-09-25 06:00 |  | Petroleum | Virgin oil | Virgin oil | Retail | Double Wall, Fiberglass reinforced plastic | Fiberglass reinforced plastic |  |  | Double Wall, Flexible |  | 2019-09-25 06:00 |  | Single walled catchment basin | Audible high level alarm At 90% full | Audible high level alarm At 90% full | Interstitial Monitoring within Secondary Containment | SENSOR TO ATG | [8 empty] | Suction Piping | UST Currently In Use: 7; UST Temp Close: 0; AST Currently In Use: 0; AST Temp Closed: 0 | 7 | 0 | 0 | 21090-063-021271 | LOVES COUNTRY STORES
54721 | Currently in Use |  | 2024-07-30 06:00 |  | Petroleum | Unleaded gasoline | Unleaded gasoline | Retail | Double Wall, Fiberglass reinforced plastic | Fiberglass reinforced plastic |  |  | Double Wall, Fiberglass reinforced plastic, Flexible |  |  |  | Single walled catchment basin | Audible high level alarm At 90% full, Automatic shutoff device At 95% full | Automatic shutoff device At 95% full | Interstitial Monitoring within Secondary Containment |  | Automatic Tank Gauge, Continuous Automatic Tank Gauge | Single walled submersible pump containment sump, Single walled under dispenser containment | Automatic shutoff device (AELLD) | Automatic shutoff device (AELLD) | Interstitial Monitoring within Secondary Containment |  |  |  |  | UST Currently In Use: 4; UST Temp Close: 0; AST Currently In Use: 0; AST Temp Closed: 0 | 4 | 0 | 0 | 21094-089-021639 | Costco Wholesale Corporation
54722 | Currently in Use |  | 2024-07-30 06:00 |  | Petroleum | Premium gasoline | Premium gasoline | Retail | Double Wall, Fiberglass reinforced plastic | Fiberglass reinforced plastic |  |  | Double Wall, Fiberglass reinforced plastic, Flexible |  |  |  | Single walled catchment basin | Audible high level alarm At 90% full, Automatic shutoff device At 95% full | Automatic shutoff device At 95% full | Interstitial Monitoring within Secondary Containment |  | Automatic Tank Gauge, Continuous Automatic Tank Gauge | Single walled submersible pump containment sump, Single walled under dispenser containment | Automatic shutoff device (AELLD) | Automatic shutoff device (AELLD) | Interstitial Monitoring within Secondary Containment |  |  |  |  | UST Currently In Use: 4; UST Temp Close: 0; AST Currently In Use: 0; AST Temp Closed: 0 | 4 | 0 | 0 | 21094-089-021639 | Costco Wholesale Corporation
54723 | Currently in Use |  | 2024-07-30 06:00 |  | Petroleum | Other, Additive | Other | Retail | Double Wall, Fiberglass reinforced plastic | Fiberglass reinforced plastic |  |  | Double Wall, Fiberglass reinforced plastic, Flexible |  |  |  | Single walled catchment basin | Audible high level alarm At 90% full, Automatic shutoff device At 95% full | Automatic shutoff device At 95% full | Interstitial Monitoring within Secondary Containment |  | Automatic Tank Gauge, Continuous Automatic Tank Gauge | Single walled submersible pump containment sump, Single walled under dispenser containment | Automatic shutoff device (AELLD) | Automatic shutoff device (AELLD) | Interstitial Monitoring within Secondary Containment |  |  |  |  | UST Currently In Use: 4; UST Temp Close: 0; AST Currently In Use: 0; AST Temp Closed: 0 | 4 | 0 | 0 | 21094-089-021639 | Costco Wholesale Corporation
54724 | Currently in Use |  | 2024-06-30 06:00 |  | Petroleum | Unleaded gasoline | Unleaded gasoline | Retail | Double Wall, Fiberglass coated steel | Fiberglass coated steel |  |  | Double Wall, Fiberglass reinforced plastic |  |  |  | Single walled catchment basin | Automatic shutoff device At 95% full | Automatic shutoff device At 95% full | Interstitial Monitoring within Secondary Containment | SENSOR TO ATG |  | Single walled submersible pump containment sump, Single walled under dispenser containment | Automatic flow restrictor (MLLD), Containment Sump, Sump sensor relayed to automatically shut off submersible pump | Sump sensor relayed to automatically shut off submersible pump | Interstitial Monitoring within Secondary Containment | SENSOR TO ATG |  |  |  | UST Currently In Use: 3; UST Temp Close: 0; AST Currently In Use: 0; AST Temp Closed: 0 | 3 | 0 | 0 | 26175-125-021616 | Delta Investments LLC dba Shop N Go Coker
54725 | Currently in Use |  | 2024-06-30 06:00 |  | Petroleum | Premium gasoline | Premium gasoline | Retail | Double Wall, Fiberglass coated steel | Fiberglass coated steel |  |  | Double Wall, Fiberglass reinforced plastic |  |  |  | Single walled catchment basin | Automatic shutoff device At 95% full | Automatic shutoff device At 95% full | Interstitial Monitoring within Secondary Containment | SENSOR TO ATG |  | Single walled submersible pump containment sump, Single walled under dispenser containment | Automatic flow restrictor (MLLD), Containment Sump, Sump sensor relayed to automatically shut off submersible pump | Sump sensor relayed to automatically shut off submersible pump | Interstitial Monitoring within Secondary Containment | SENSOR TO ATG |  |  |  | UST Currently In Use: 3; UST Temp Close: 0; AST Currently In Use: 0; AST Temp Closed: 0 | 3 | 0 | 0 | 26175-125-021616 | Delta Investments LLC dba Shop N Go Coker
54726 | Currently in Use |  | 2024-06-30 06:00 |  | Petroleum | On road diesel | On road diesel | Retail | Double Wall, Fiberglass coated steel | Fiberglass coated steel |  |  | Double Wall, Fiberglass reinforced plastic |  |  |  | Single walled catchment basin | Automatic shutoff device At 95% full | Automatic shutoff device At 95% full | Interstitial Monitoring within Secondary Containment | SENSOR TO ATG |  | Single walled submersible pump containment sump, Single walled under dispenser containment | Automatic flow restrictor (MLLD), Containment Sump, Sump sensor relayed to automatically shut off submersible pump | Sump sensor relayed to automatically shut off submersible pump | Interstitial Monitoring within Secondary Containment | SENSOR TO ATG |  |  |  | UST Currently In Use: 3; UST Temp Close: 0; AST Currently In Use: 0; AST Temp Closed: 0 | 3 | 0 | 0 | 26175-125-021616 | Delta Investments LLC dba Shop N Go Coker
54731 | Currently in Use |  | 2023-02-09 06:00 |  | Petroleum | On road diesel | On road diesel | Local Government | Double Wall, Fiberglass reinforced plastic | Fiberglass reinforced plastic |  |  | Double Wall, Fiberglass reinforced plastic |  | 2023-02-09 06:00 |  | Single walled catchment basin | Audible high level alarm At 90% full | Audible high level alarm At 90% full | Interstitial Monitoring within Secondary Containment | SENSOR TO ATG |  | Single walled submersible pump containment sump, Single walled under dispenser containment | Automatic flow restrictor (MLLD) | Automatic flow restrictor (MLLD) | Interstitial Monitoring within Secondary Containment | SENSOR TO ATG |  |  | Pressurized Piping | UST Currently In Use: 2; UST Temp Close: 0; AST Currently In Use: 0; AST Temp Closed: 0 | 2 | 0 | 0 | 25484-081-021522 | City of Auburn
54734 | Currently in Use |  | 2023-02-09 06:00 |  | Petroleum | Unleaded gasoline | Unleaded gasoline | Local Government | Double Wall, Fiberglass reinforced plastic | Fiberglass reinforced plastic |  |  | Double Wall, Fiberglass reinforced plastic |  | 2023-02-09 06:00 |  | Single walled catchment basin | Audible high level alarm At 90% full | Audible high level alarm At 90% full | Interstitial Monitoring within Secondary Containment | SENSOR TO ATG |  | Single walled submersible pump containment sump, Single walled under dispenser containment | Automatic flow restrictor (MLLD) | Automatic flow restrictor (MLLD) | Interstitial Monitoring within Secondary Containment | SENSOR TO ATG |  |  | Pressurized Piping | UST Currently In Use: 2; UST Temp Close: 0; AST Currently In Use: 0; AST Temp Closed: 0 | 2 | 0 | 0 | 25484-081-021522 | City of Auburn
54736 | Currently in Use |  | 2023-07-24 06:00 |  | Petroleum | Unleaded gasoline | Unleaded gasoline | Retail | Double Wall, Fiberglass coated steel | Fiberglass coated steel |  |  | Double Wall, Fiberglass reinforced plastic |  |  |  | Single walled catchment basin | Automatic shutoff device At 95% full | Automatic shutoff device At 95% full | Interstitial Monitoring within Secondary Containment | SENSOR TO ATG | Continuous Automatic Tank Gauge | Single walled submersible pump containment sump, Single walled under dispenser containment | Automatic shutoff device (AELLD) | Automatic shutoff device (AELLD) | Interstitial Monitoring within Secondary Containment | SENSOR TO ATG | Automatic electronic line leak detector (AELLD) | Automatic electronic line leak detector (AELLD) |  | UST Currently In Use: 2; UST Temp Close: 0; AST Currently In Use: 0; AST Temp Closed: 0 | 2 | 0 | 4 | 26128-073-003015 | R&M USA Inc
54737 | Currently in Use |  | 2023-07-24 06:00 |  | Petroleum | Premium gasoline | Premium gasoline | [9 empty] | Single walled catchment basin | Automatic shutoff device At 95% full | Automatic shutoff device At 95% full | Interstitial Monitoring within Secondary Containment | SENSOR TO ATG | Continuous Automatic Tank Gauge | Single walled submersible pump containment sump, Single walled under dispenser containment | Automatic shutoff device (AELLD) | Automatic shutoff device (AELLD) | Interstitial Monitoring within Secondary Containment | SENSOR TO ATG | Automatic electronic line leak detector (AELLD) | Automatic electronic line leak detector (AELLD) |  | UST Currently In Use: 2; UST Temp Close: 0; AST Currently In Use: 0; AST Temp Closed: 0 | 2 | 0 | 4 | 26128-073-003015 | R&M USA Inc
54741 | Currently in Use |  | 2024-09-18 06:00 |  | Petroleum | Ethanol free gasoline | Ethanol free gasoline | Retail | Double Wall, Fiberglass coated steel | Fiberglass coated steel |  |  | Double Wall, Fiberglass reinforced plastic, Flexible |  |  |  | Double walled catchment basin | Automatic shutoff device At 95% full | Automatic shutoff device At 95% full | Interstitial Monitoring within Secondary Containment | SENSOR TO ATG |  | Double walled under dispenser containment | Sump sensor relayed to automatically shut off submersible pump | Sump sensor relayed to automatically shut off submersible pump |  | SENSOR TO ATG |  |  | Pressurized Piping | UST Currently In Use: 2; UST Temp Close: 0; AST Currently In Use: 0; AST Temp Closed: 0 | 2 | 0 | 0 | 26301-009-021688 | Kashmir Malhi
54742 | Currently in Use |  | 2024-09-18 06:00 |  | Petroleum | Unleaded gasoline | Unleaded gasoline | Retail | Double Wall, Fiberglass coated steel | Fiberglass coated steel |  |  | Double Wall, Fiberglass reinforced plastic, Flexible |  |  |  | Double walled catchment basin | Automatic shutoff device At 95% full | Automatic shutoff device At 95% full | Interstitial Monitoring within Secondary Containment | SENSOR TO ATG |  | Double walled under dispenser containment | Sump sensor relayed to automatically shut off submersible pump | Sump sensor relayed to automatically shut off submersible pump |  | SENSOR TO ATG |  |  | Pressurized Piping | UST Currently In Use: 2; UST Temp Close: 0; AST Currently In Use: 0; AST Temp Closed: 0 | 2 | 0 | 0 | 26301-009-021688 | Kashmir Malhi
54743 | Currently in Use |  | 2024-03-14 06:00 |  | Petroleum | Premium gasoline | Premium gasoline | Retail | Double Wall, Fiberglass reinforced plastic | Fiberglass reinforced plastic |  |  | Double Wall, Flexible |  | 2024-03-14 06:00 |  | Double walled catchment basin | Audible high level alarm At 90% full, Automatic shutoff device At 95% full | Automatic shutoff device At 95% full | Interstitial Monitoring within Secondary Containment | SENSOR TO ATG |  | Single walled submersible pump containment sump, Single walled under dispenser containment | Automatic flow restrictor (MLLD), Sump sensor relayed to automatically shut off submersible pump | Sump sensor relayed to automatically shut off submersible pump | Interstitial Monitoring within Secondary Containment |  |  |  | Pressurized Piping | UST Currently In Use: 4; UST Temp Close: 0; AST Currently In Use: 0; AST Temp Closed: 0 | 4 | 0 | 0 | 26380-097-021608 | Wawa, Alabama LLC
54754 | Currently in Use |  | 2024-02-05 06:00 |  | Petroleum | Unleaded gasoline | Unleaded gasoline | Retail | Double Wall, Fiberglass coated steel | Fiberglass coated steel |  |  | Double Wall, Flexible |  | 2024-02-05 06:00 |  | Single walled catchment basin | Automatic shutoff device At 95% full | Automatic shutoff device At 95% full | Interstitial Monitoring within Secondary Containment | SENSOR TO ATG | Continuous Automatic Tank Gauge | Single walled submersible pump containment sump, Single walled under dispenser containment | Automatic flow restrictor (MLLD) | Automatic flow restrictor (MLLD) | Interstitial Monitoring within Secondary Containment | SENSOR TO ATG |  |  | Pressurized Piping | UST Currently In Use: 2; UST Temp Close: 0; AST Currently In Use: 0; AST Temp Closed: 0 | 2 | 0 | 0 | 26447-117-021642 | INA LLC
54755 | Currently in Use |  | 2024-02-05 06:00 |  | Petroleum | Premium gasoline | Premium gasoline | Retail | Double Wall, Fiberglass coated steel | Fiberglass coated steel |  |  | Double Wall, Flexible |  | 2024-02-05 06:00 |  | Single walled catchment basin | Automatic shutoff device At 95% full | Automatic shutoff device At 95% full | Interstitial Monitoring within Secondary Containment | SENSOR TO ATG | Continuous Automatic Tank Gauge | Single walled submersible pump containment sump, Single walled under dispenser containment | Automatic flow restrictor (MLLD) | Automatic flow restrictor (MLLD) | Interstitial Monitoring within Secondary Containment | SENSOR TO ATG |  |  | Pressurized Piping | UST Currently In Use: 2; UST Temp Close: 0; AST Currently In Use: 0; AST Temp Closed: 0 | 2 | 0 | 0 | 26447-117-021642 | INA LLC
54759 | Currently in Use |  | 2023-08-16 06:00 |  | Petroleum | Premium gasoline | Premium gasoline | Retail | Double Wall, Fiberglass reinforced plastic | Fiberglass reinforced plastic |  |  | Double Wall, Fiberglass reinforced plastic |  | 2023-08-16 06:00 |  | Single walled catchment basin | Automatic shutoff device At 95% full | Automatic shutoff device At 95% full | Interstitial Monitoring within Secondary Containment | SENSOR TO ATG | Continuous Automatic Tank Gauge | Single walled submersible pump containment sump, Single walled under dispenser containment | Automatic flow restrictor (MLLD) | Automatic flow restrictor (MLLD) | Interstitial Monitoring within Secondary Containment | SENSOR TO ATG |  |  | Pressurized Piping | UST Currently In Use: 5; UST Temp Close: 0; AST Currently In Use: 0; AST Temp Closed: 0 | 5 | 0 | 0 | 17904-055-015326 | JEFFREY A. BROWN
54777 | Currently in Use |  | 2024-07-01 06:00 |  | Petroleum | Unleaded gasoline | Unleaded gasoline | Retail | Double Wall, Fiberglass coated steel | Fiberglass coated steel |  |  | Double Wall, Flexible |  |  |  | Double walled catchment basin | Automatic shutoff device At 95% full | Automatic shutoff device At 95% full | Interstitial Monitoring within Secondary Containment | SENSOR TO ATG |  | Single walled submersible pump containment sump, Single walled under dispenser containment | Automatic shutoff device (AELLD) | Automatic shutoff device (AELLD) | Interstitial Monitoring within Secondary Containment | SENSOR TO ATG |  |  | Pressurized Piping | UST Currently In Use: 2; UST Temp Close: 0; AST Currently In Use: 0; AST Temp Closed: 0 | 2 | 0 | 0 | 25822-089-021636 | K-Va-T Food Stores, Inc.
54778 | Currently in Use |  | 2024-07-01 06:00 |  | Petroleum | Premium gasoline | Premium gasoline | Retail | Double Wall, Fiberglass coated steel | Fiberglass coated steel |  |  | Double Wall, Flexible |  |  |  | Double walled catchment basin | Automatic shutoff device At 95% full | Automatic shutoff device At 95% full | Interstitial Monitoring within Secondary Containment | SENSOR TO ATG |  | Single walled submersible pump containment sump, Single walled under dispenser containment | Automatic shutoff device (AELLD) | Automatic shutoff device (AELLD) | Interstitial Monitoring within Secondary Containment | SENSOR TO ATG |  |  | Pressurized Piping | UST Currently In Use: 2; UST Temp Close: 0; AST Currently In Use: 0; AST Temp Closed: 0 | 2 | 0 | 0 | 25822-089-021636 | K-Va-T Food Stores, Inc.
54781 | Currently in Use |  | 2024-11-12 06:00 |  | Petroleum | Unleaded gasoline | Unleaded gasoline | Retail | Double Wall, Fiberglass coated steel | Fiberglass coated steel |  |  | Double Wall, Flexible |  | 2024-11-12 06:00 |  | Single walled catchment basin | Automatic shutoff device At 95% full | Automatic shutoff device At 95% full | Interstitial Monitoring within Secondary Containment | SENSOR TO ATG |  | Single walled submersible pump containment sump, Single walled under dispenser containment | Automatic flow restrictor (MLLD) | Automatic flow restrictor (MLLD) | Interstitial Monitoring within Secondary Containment | SENSOR TO ATG |  |  | Pressurized Piping | UST Currently In Use: 3; UST Temp Close: 0; AST Currently In Use: 0; AST Temp Closed: 0 | 3 | 0 | 0 | 26564-031-021653 | Bovar LLC
54784 | Currently in Use |  | 2022-12-30 06:00 |  | Petroleum | Unleaded gasoline | Unleaded gasoline | Retail | Double Wall, Fiberglass coated steel | Fiberglass coated steel |  |  | Double Wall, Fiberglass reinforced plastic |  |  |  | Single walled catchment basin | Automatic shutoff device At 95% full | Automatic shutoff device At 95% full | Interstitial Monitoring within Secondary Containment | SENSOR TO ATG |  | Single walled submersible pump containment sump, Single walled under dispenser containment | Automatic shutoff device (AELLD) | Automatic shutoff device (AELLD) | Interstitial Monitoring within Secondary Containment | SENSOR TO ATG |  |  | Pressurized Piping | UST Currently In Use: 2; UST Temp Close: 0; AST Currently In Use: 0; AST Temp Closed: 0 | 2 | 0 | 0 | 26469-089-021509 | EBRAHIM MAKHTARI
54785 | Currently in Use |  | 2022-12-30 06:00 |  | Petroleum | Premium gasoline | Premium gasoline | Retail | Double Wall, Fiberglass reinforced plastic | Fiberglass reinforced plastic |  |  | Double Wall, Fiberglass reinforced plastic |  |  |  | Single walled catchment basin | Automatic shutoff device At 95% full | Automatic shutoff device At 95% full | Interstitial Monitoring within Secondary Containment | SENSOR TO ATG |  | Single walled submersible pump containment sump, Single walled under dispenser containment | Automatic shutoff device (AELLD) | Automatic shutoff device (AELLD) | Interstitial Monitoring within Secondary Containment | SENSOR TO ATG |  |  | Pressurized Piping | UST Currently In Use: 2; UST Temp Close: 0; AST Currently In Use: 0; AST Temp Closed: 0 | 2 | 0 | 0 | 26469-089-021509 | EBRAHIM MAKHTARI
54789 | Currently in Use |  | 2024-05-14 06:00 |  | Petroleum | Unleaded gasoline | Unleaded gasoline | Retail | Double Wall, Fiberglass reinforced plastic | Fiberglass reinforced plastic |  |  | Double Wall, Flexible |  | 2024-05-14 06:00 |  | Single walled catchment basin | Automatic shutoff device At 95% full | Automatic shutoff device At 95% full | Interstitial Monitoring within Secondary Containment |  | Continuous Automatic Tank Gauge | Single walled submersible pump containment sump, Single walled under dispenser containment | Automatic flow restrictor (MLLD) | Automatic flow restrictor (MLLD) |  |  | Annual line testing | Annual line testing | Pressurized Piping | UST Currently In Use: 1; UST Temp Close: 0; AST Currently In Use: 0; AST Temp Closed: 0 | 1 | 0 | 0 | 23372-125-021592 | Midstate Petroleum
54795 | Currently in Use |  | 2024-05-02 06:00 |  | Petroleum | On road diesel | On road diesel | Retail | Double Wall, Fiberglass coated steel | Fiberglass coated steel |  |  | Double Wall, Flexible |  |  |  | Single walled catchment basin | Automatic shutoff device At 95% full | Automatic shutoff device At 95% full | Interstitial Monitoring within Secondary Containment |  |  | Single walled submersible pump containment sump, Single walled under dispenser containment | Automatic flow restrictor (MLLD) | Automatic flow restrictor (MLLD) | Interstitial Monitoring within Secondary Containment |  |  |  | Pressurized Piping | UST Currently In Use: 3; UST Temp Close: 0; AST Currently In Use: 0; AST Temp Closed: 0 | 3 | 0 | 1 | 23372-043-017495 | Midstates Petroleum
54819 | Currently in Use |  | 2023-04-06 06:00 |  | Petroleum | On road diesel | On road diesel | Retail | Double Wall, Fiberglass reinforced plastic | Fiberglass reinforced plastic |  |  | Double Wall, Fiberglass reinforced plastic |  |  |  | Double walled catchment basin | Audible high level alarm At 90% full | Audible high level alarm At 90% full | Interstitial Monitoring within Secondary Containment |  |  | Single walled submersible pump containment sump, Single walled under dispenser containment | Automatic shutoff device (AELLD) | Automatic shutoff device (AELLD) | Interstitial Monitoring within Secondary Containment |  |  |  | Pressurized Piping | UST Currently In Use: 5; UST Temp Close: 0; AST Currently In Use: 0; AST Temp Closed: 0 | 5 | 0 | 5 | 14001-033-006906 | Racetrac Inc
54820 | Currently in Use |  | 2023-04-06 06:00 |  | Petroleum | Diesel containing less than or equal to 20% biodiesel | Diesel containing less than or equal to 20% biodiesel | Retail | Double Wall, Fiberglass reinforced plastic | Fiberglass reinforced plastic |  |  | Double Wall, Fiberglass reinforced plastic |  |  |  | Double walled catchment basin | Audible high level alarm At 90% full | Audible high level alarm At 90% full | Interstitial Monitoring within Secondary Containment |  |  | Single walled submersible pump containment sump, Single walled under dispenser containment | Automatic shutoff device (AELLD) | Automatic shutoff device (AELLD) | Interstitial Monitoring within Secondary Containment |  |  |  | Pressurized Piping | UST Currently In Use: 5; UST Temp Close: 0; AST Currently In Use: 0; AST Temp Closed: 0 | 5 | 0 | 5 | 14001-033-006906 | Racetrac Inc
54823 | Currently in Use |  | 2024-03-14 06:00 |  | Petroleum | Unleaded gasoline | Unleaded gasoline | Retail | Double Wall, Fiberglass reinforced plastic | Fiberglass reinforced plastic |  |  | Double Wall, Flexible |  | 2024-03-14 06:00 |  | Double walled catchment basin | Audible high level alarm At 90% full, Automatic shutoff device At 95% full | Automatic shutoff device At 95% full | Interstitial Monitoring within Secondary Containment | SENSOR TO ATG |  | Single walled submersible pump containment sump, Single walled under dispenser containment | Automatic flow restrictor (MLLD), Sump sensor relayed to automatically shut off submersible pump | Sump sensor relayed to automatically shut off submersible pump | Interstitial Monitoring within Secondary Containment | SENSOR TO ATG |  |  | Pressurized Piping | UST Currently In Use: 4; UST Temp Close: 0; AST Currently In Use: 0; AST Temp Closed: 0 | 4 | 0 | 0 | 26380-097-021608 | Wawa, Alabama LLC
54824 | Currently in Use |  | 2024-03-14 06:00 |  | Petroleum | Unleaded gasoline | Unleaded gasoline | Retail | Double Wall, Fiberglass reinforced plastic | Fiberglass reinforced plastic |  |  | Double Wall, Flexible |  | 2024-03-14 06:00 |  | Double walled catchment basin | Audible high level alarm At 90% full, Automatic shutoff device At 95% full | Automatic shutoff device At 95% full | Interstitial Monitoring within Secondary Containment | SENSOR TO ATG |  | Single walled submersible pump containment sump, Single walled under dispenser containment | Automatic flow restrictor (MLLD), Sump sensor relayed to automatically shut off submersible pump | Sump sensor relayed to automatically shut off submersible pump | Interstitial Monitoring within Secondary Containment | SENSOR TO ATG |  |  | Pressurized Piping | UST Currently In Use: 4; UST Temp Close: 0; AST Currently In Use: 0; AST Temp Closed: 0 | 4 | 0 | 0 | 26380-097-021608 | Wawa, Alabama LLC
54825 | Currently in Use |  | 2024-03-14 06:00 |  | Petroleum | Ultra low sulfur gasoline | Ultra low sulfur gasoline | Retail | Double Wall, Fiberglass reinforced plastic | Fiberglass reinforced plastic |  |  | Double Wall, Flexible |  | 2024-03-14 06:00 |  | Double walled catchment basin | Audible high level alarm At 90% full, Automatic shutoff device At 95% full | Automatic shutoff device At 95% full | Interstitial Monitoring within Secondary Containment | SENSOR TO ATG |  | Single walled submersible pump containment sump, Single walled under dispenser containment | Automatic flow restrictor (MLLD), Sump sensor relayed to automatically shut off submersible pump | Sump sensor relayed to automatically shut off submersible pump | Interstitial Monitoring within Secondary Containment | SENSOR TO ATG |  |  | Pressurized Piping | UST Currently In Use: 4; UST Temp Close: 0; AST Currently In Use: 0; AST Temp Closed: 0 | 4 | 0 | 0 | 26380-097-021608 | Wawa, Alabama LLC
54831 | Currently in Use |  | 2024-11-12 06:00 |  | Petroleum | On road diesel | On road diesel | Retail | Double Wall, Fiberglass coated steel | Fiberglass coated steel |  |  | Double Wall, Flexible |  | 2024-11-12 06:00 |  | Single walled catchment basin | Automatic shutoff device At 95% full | Automatic shutoff device At 95% full | Interstitial Monitoring within Secondary Containment | SENSOR TO ATG |  | Single walled submersible pump containment sump, Single walled under dispenser containment | Automatic flow restrictor (MLLD) | Automatic flow restrictor (MLLD) | Interstitial Monitoring within Secondary Containment | SENSOR TO ATG |  |  | Pressurized Piping | UST Currently In Use: 3; UST Temp Close: 0; AST Currently In Use: 0; AST Temp Closed: 0 | 3 | 0 | 0 | 26564-031-021653 | Bovar LLC
54832 | Currently in Use |  | 2024-11-12 06:00 |  | Petroleum | Premium gasoline | Premium gasoline | Retail | Double Wall, Fiberglass coated steel | Fiberglass coated steel |  |  | Double Wall, Flexible |  | 2024-11-12 06:00 |  | Single walled catchment basin | Automatic shutoff device At 95% full | Automatic shutoff device At 95% full | Interstitial Monitoring within Secondary Containment | SENSOR TO ATG |  | Single walled submersible pump containment sump, Single walled under dispenser containment | Automatic flow restrictor (MLLD) | Automatic flow restrictor (MLLD) | Interstitial Monitoring within Secondary Containment | SENSOR TO ATG |  |  | Pressurized Piping | UST Currently In Use: 3; UST Temp Close: 0; AST Currently In Use: 0; AST Temp Closed: 0 | 3 | 0 | 0 | 26564-031-021653 | Bovar LLC
54838 | Currently in Use |  | 2024-07-19 06:00 |  | Petroleum | Unleaded gasoline | Unleaded gasoline | Retail | Double Wall, Fiberglass reinforced plastic | Fiberglass reinforced plastic |  |  | Double Wall, Fiberglass reinforced plastic |  |  |  | Double walled catchment basin | Audible high level alarm At 90% full | Audible high level alarm At 90% full | Interstitial Monitoring within Secondary Containment | SENSOR TO ATG |  | Single walled submersible pump containment sump, Single walled under dispenser containment | Automatic shutoff device (AELLD) | Automatic shutoff device (AELLD) | Interstitial Monitoring within Secondary Containment | SENSOR TO ATG |  |  | Pressurized Piping | UST Currently In Use: 4; UST Temp Close: 0; AST Currently In Use: 0; AST Temp Closed: 0 | 4 | 0 | 0 | 14001-055-021646 | Racetrac Inc
54848 | Currently in Use |  | 2024-04-09 06:00 |  | Petroleum | Unleaded gasoline | Unleaded gasoline | Retail | Double Wall, Fiberglass reinforced plastic | Fiberglass reinforced plastic |  |  | Double Wall, Fiberglass reinforced plastic |  |  |  | Double walled catchment basin | Audible high level alarm At 90% full | Audible high level alarm At 90% full | Interstitial Monitoring within Secondary Containment | SENSOR TO ATG |  | Single walled submersible pump containment sump, Single walled under dispenser containment | Automatic shutoff device (AELLD) | Automatic shutoff device (AELLD) | Interstitial Monitoring within Secondary Containment | SENSOR TO ATG |  |  | Pressurized Piping | UST Currently In Use: 5; UST Temp Close: 0; AST Currently In Use: 0; AST Temp Closed: 0 | 5 | 0 | 0 | 14001-083-021678 | RaceTrac Inc
54849 | Currently in Use |  | 2024-04-09 06:00 |  | Petroleum | Mid-grade gasoline | Mid-grade gasoline | Retail | Double Wall, Fiberglass reinforced plastic | Fiberglass reinforced plastic |  |  | Double Wall, Fiberglass reinforced plastic |  |  |  | Single walled catchment basin | Audible high level alarm At 90% full | Audible high level alarm At 90% full | Interstitial Monitoring within Secondary Containment | SENSOR TO ATG |  | Single walled submersible pump containment sump, Single walled under dispenser containment | Automatic shutoff device (AELLD) | Automatic shutoff device (AELLD) | Interstitial Monitoring within Secondary Containment | SENSOR TO ATG |  |  | Pressurized Piping | UST Currently In Use: 5; UST Temp Close: 0; AST Currently In Use: 0; AST Temp Closed: 0 | 5 | 0 | 0 | 14001-083-021678 | RaceTrac Inc
54850 | Currently in Use |  | 2024-04-09 06:00 |  | Petroleum | On road diesel | On road diesel | Retail | Double Wall, Fiberglass reinforced plastic | Fiberglass reinforced plastic |  |  | Double Wall, Fiberglass reinforced plastic |  |  |  | Double walled catchment basin | Audible high level alarm At 90% full | Audible high level alarm At 90% full | Interstitial Monitoring within Secondary Containment | SENSOR TO ATG |  | Single walled submersible pump containment sump, Single walled under dispenser containment | Automatic shutoff device (AELLD) | Automatic shutoff device (AELLD) | Interstitial Monitoring within Secondary Containment | SENSOR TO ATG |  |  | Pressurized Piping | UST Currently In Use: 5; UST Temp Close: 0; AST Currently In Use: 0; AST Temp Closed: 0 | 5 | 0 | 0 | 14001-083-021678 | RaceTrac Inc
54851 | Currently in Use |  | 2024-04-09 06:00 |  | Petroleum | 100% biodiesel (Not Regulated) | 100% biodiesel (Not Regulated) | Retail | Double Wall, Fiberglass reinforced plastic | Fiberglass reinforced plastic |  |  | Double Wall, Fiberglass reinforced plastic |  |  |  | Single walled catchment basin | Audible high level alarm At 90% full | Audible high level alarm At 90% full | Interstitial Monitoring within Secondary Containment | SENSOR TO ATG |  | Single walled submersible pump containment sump, Single walled under dispenser containment | Automatic shutoff device (AELLD) | Automatic shutoff device (AELLD) | Interstitial Monitoring within Secondary Containment | SENSOR TO ATG |  |  | Pressurized Piping | UST Currently In Use: 5; UST Temp Close: 0; AST Currently In Use: 0; AST Temp Closed: 0 | 5 | 0 | 0 | 14001-083-021678 | RaceTrac Inc
54852 | Currently in Use |  | 2024-04-09 06:00 |  | Petroleum | Diesel containing less than or equal to 20% biodiesel | Diesel containing less than or equal to 20% biodiesel | Retail | [8 empty] | Single walled catchment basin | Audible high level alarm At 90% full | Audible high level alarm At 90% full | Interstitial Monitoring within Secondary Containment | SENSOR TO ATG |  | Single walled submersible pump containment sump, Single walled under dispenser containment | Automatic shutoff device (AELLD) | Automatic shutoff device (AELLD) | Interstitial Monitoring within Secondary Containment | SENSOR TO ATG |  |  | Pressurized Piping | UST Currently In Use: 5; UST Temp Close: 0; AST Currently In Use: 0; AST Temp Closed: 0 | 5 | 0 | 0 | 14001-083-021678 | RaceTrac Inc
54857 | Currently in Use |  | 2024-07-19 06:00 |  | Petroleum | Gasoline containing greater than 10% ethanol | Gasoline containing greater than 10% ethanol | Retail | Double Wall, Fiberglass reinforced plastic | Fiberglass reinforced plastic |  |  | Double Wall, Fiberglass reinforced plastic |  |  |  | Single walled catchment basin | Audible high level alarm At 90% full | Audible high level alarm At 90% full | Interstitial Monitoring within Secondary Containment | SENSOR TO ATG |  | Single walled submersible pump containment sump, Single walled under dispenser containment | Automatic shutoff device (AELLD) | Automatic shutoff device (AELLD) | Interstitial Monitoring within Secondary Containment | SENSOR TO ATG |  |  | Pressurized Piping | UST Currently In Use: 4; UST Temp Close: 0; AST Currently In Use: 0; AST Temp Closed: 0 | 4 | 0 | 0 | 14001-055-021646 | Racetrac Inc
54858 | Currently in Use |  | 2024-07-19 06:00 |  | Petroleum | 100% biodiesel (Not Regulated) | 100% biodiesel (Not Regulated) | Retail | Double Wall, Fiberglass reinforced plastic | Fiberglass reinforced plastic |  |  | Double Wall, Fiberglass reinforced plastic |  |  |  | Double walled catchment basin | Audible high level alarm At 90% full | Audible high level alarm At 90% full | Interstitial Monitoring within Secondary Containment | SENSOR TO ATG |  | Single walled submersible pump containment sump, Single walled under dispenser containment | Automatic shutoff device (AELLD) | Automatic shutoff device (AELLD) | Interstitial Monitoring within Secondary Containment | SENSOR TO ATG |  |  |  | UST Currently In Use: 4; UST Temp Close: 0; AST Currently In Use: 0; AST Temp Closed: 0 | 4 | 0 | 0 | 14001-055-021646 | Racetrac Inc
54859 | Currently in Use |  | 2024-07-19 06:00 |  | Petroleum | Diesel containing less than or equal to 20% biodiesel | Diesel containing less than or equal to 20% biodiesel | Retail | Double Wall, Fiberglass reinforced plastic | Fiberglass reinforced plastic |  |  | Double Wall, Fiberglass reinforced plastic |  |  |  | Double walled catchment basin | Audible high level alarm At 90% full | Audible high level alarm At 90% full | Interstitial Monitoring within Secondary Containment | SENSOR TO ATG |  | Single walled submersible pump containment sump, Single walled under dispenser containment | Automatic shutoff device (AELLD) | Automatic shutoff device (AELLD) | Interstitial Monitoring within Secondary Containment | SENSOR TO ATG |  |  | Pressurized Piping | UST Currently In Use: 4; UST Temp Close: 0; AST Currently In Use: 0; AST Temp Closed: 0 | 4 | 0 | 0 | 14001-055-021646 | Racetrac Inc
54866 | Currently in Use |  | 2024-03-21 06:00 |  | Petroleum | Unleaded gasoline | Unleaded gasoline | Retail | Double Wall, Fiberglass reinforced plastic | Fiberglass reinforced plastic |  |  | Double Wall, Flexible |  | 2024-03-21 06:00 |  | Double walled catchment basin | Automatic shutoff device At 95% full | Automatic shutoff device At 95% full | Interstitial Monitoring within Secondary Containment | SENSOR TO ATG |  | Single walled submersible pump containment sump, Single walled under dispenser containment | Automatic shutoff device (AELLD), Sump sensor relayed to automatically shut off submersible pump | Sump sensor relayed to automatically shut off submersible pump | Interstitial Monitoring within Secondary Containment | SENSOR TO ATG |  |  | Pressurized Piping | UST Currently In Use: 5; UST Temp Close: 0; AST Currently In Use: 0; AST Temp Closed: 0 | 5 | 0 | 0 | 26103-101-021627 | QuikTrip Corporation
54867 | Currently in Use |  | 2024-03-21 06:00 |  | Petroleum | Unleaded gasoline | Unleaded gasoline | Retail | Double Wall, Fiberglass reinforced plastic | Fiberglass reinforced plastic |  |  | Double Wall, Flexible |  | 2024-03-21 06:00 |  | Double walled catchment basin | Automatic shutoff device At 95% full | Automatic shutoff device At 95% full | Interstitial Monitoring within Secondary Containment | SENSOR TO ATG |  | Single walled submersible pump containment sump, Single walled under dispenser containment | Automatic shutoff device (AELLD), Sump sensor relayed to automatically shut off submersible pump | Sump sensor relayed to automatically shut off submersible pump | Interstitial Monitoring within Secondary Containment | SENSOR TO ATG |  |  | Pressurized Piping | UST Currently In Use: 5; UST Temp Close: 0; AST Currently In Use: 0; AST Temp Closed: 0 | 5 | 0 | 0 | 26103-101-021627 | QuikTrip Corporation
54868 | Currently in Use |  | 2024-03-21 06:00 |  | Petroleum | Ethanol free gasoline | Ethanol free gasoline | Retail | Double Wall, Fiberglass reinforced plastic | Fiberglass reinforced plastic |  |  | Double Wall, Flexible |  | 2024-03-21 06:00 |  | Double walled catchment basin | Automatic shutoff device At 95% full | Automatic shutoff device At 95% full | Interstitial Monitoring within Secondary Containment | SENSOR TO ATG |  | Single walled submersible pump containment sump, Single walled under dispenser containment | Automatic shutoff device (AELLD), Sump sensor relayed to automatically shut off submersible pump | Sump sensor relayed to automatically shut off submersible pump | Interstitial Monitoring within Secondary Containment | SENSOR TO ATG |  |  | Pressurized Piping | UST Currently In Use: 5; UST Temp Close: 0; AST Currently In Use: 0; AST Temp Closed: 0 | 5 | 0 | 0 | 26103-101-021627 | QuikTrip Corporation
54869 | Currently in Use |  | 2024-03-21 06:00 |  | Petroleum | Premium gasoline | Premium gasoline | Retail | Double Wall, Fiberglass reinforced plastic | Fiberglass reinforced plastic |  |  | Double Wall, Flexible |  | 2024-03-21 06:00 |  | Double walled catchment basin | Automatic shutoff device At 95% full | Automatic shutoff device At 95% full | Interstitial Monitoring within Secondary Containment | SENSOR TO ATG |  | Single walled submersible pump containment sump, Single walled under dispenser containment | Automatic shutoff device (AELLD), Sump sensor relayed to automatically shut off submersible pump | Sump sensor relayed to automatically shut off submersible pump | Interstitial Monitoring within Secondary Containment | SENSOR TO ATG |  |  | Pressurized Piping | UST Currently In Use: 5; UST Temp Close: 0; AST Currently In Use: 0; AST Temp Closed: 0 | 5 | 0 | 0 | 26103-101-021627 | QuikTrip Corporation
54870 | Currently in Use |  | 2024-03-21 06:00 |  | Petroleum | On road diesel | On road diesel | Retail | Double Wall, Fiberglass reinforced plastic | Fiberglass reinforced plastic |  |  | Double Wall, Flexible |  | 2024-03-21 06:00 |  | Double walled catchment basin | Automatic shutoff device At 95% full | Automatic shutoff device At 95% full | Interstitial Monitoring within Secondary Containment | SENSOR TO ATG |  | Single walled submersible pump containment sump, Single walled under dispenser containment | Automatic shutoff device (AELLD), Sump sensor relayed to automatically shut off submersible pump | Sump sensor relayed to automatically shut off submersible pump | Interstitial Monitoring within Secondary Containment | SENSOR TO ATG |  |  | Pressurized Piping | UST Currently In Use: 5; UST Temp Close: 0; AST Currently In Use: 0; AST Temp Closed: 0 | 5 | 0 | 0 | 26103-101-021627 | QuikTrip Corporation
54875 | Currently in Use |  | 2024-08-06 06:00 |  | Petroleum | Unleaded gasoline | Unleaded gasoline | Retail | Double Wall, Fiberglass reinforced plastic | Fiberglass reinforced plastic |  |  | Double Wall, Flexible |  |  |  | Single walled catchment basin | Audible high level alarm At 90% full, Automatic shutoff device At 95% full | Automatic shutoff device At 95% full | Interstitial Monitoring within Secondary Containment | SENSOR TO ATG |  | Single walled submersible pump containment sump, Single walled under dispenser containment | Automatic shutoff device (AELLD) | Automatic shutoff device (AELLD) | Interstitial Monitoring within Secondary Containment | SENSOR TO ATG |  |  | Pressurized Piping | UST Currently In Use: 4; UST Temp Close: 0; AST Currently In Use: 0; AST Temp Closed: 0 | 4 | 0 | 0 | 22717-043-021686 | Loves Travel Stops and Country Stores, Inc
54876 | Currently in Use |  | 2024-08-06 06:00 |  | Petroleum | Unleaded gasoline | Unleaded gasoline | Retail | Double Wall, Fiberglass coated steel | Fiberglass coated steel |  |  | Double Wall, Flexible |  |  |  | Single walled catchment basin | Audible high level alarm At 90% full, Automatic shutoff device At 95% full | Automatic shutoff device At 95% full | Interstitial Monitoring within Secondary Containment | SENSOR TO ATG |  | Single walled submersible pump containment sump, Single walled under dispenser containment | Automatic shutoff device (AELLD) | Automatic shutoff device (AELLD) | Interstitial Monitoring within Secondary Containment | SENSOR TO ATG |  |  | Pressurized Piping | UST Currently In Use: 4; UST Temp Close: 0; AST Currently In Use: 0; AST Temp Closed: 0 | 4 | 0 | 0 | 22717-043-021686 | Loves Travel Stops and Country Stores, Inc
54877 | Currently in Use |  | 2024-08-06 06:00 |  | Petroleum | On road diesel | On road diesel | Retail | Double Wall, Fiberglass reinforced plastic | Fiberglass reinforced plastic |  |  | Double Wall, Flexible |  |  |  | Single walled catchment basin | Audible high level alarm At 90% full, Automatic shutoff device At 95% full | Automatic shutoff device At 95% full | Interstitial Monitoring within Secondary Containment | SENSOR TO ATG |  | Single walled submersible pump containment sump, Single walled under dispenser containment | Automatic shutoff device (AELLD) | Automatic shutoff device (AELLD) | Interstitial Monitoring within Secondary Containment | SENSOR TO ATG |  |  | Pressurized Piping | UST Currently In Use: 4; UST Temp Close: 0; AST Currently In Use: 0; AST Temp Closed: 0 | 4 | 0 | 0 | 22717-043-021686 | Loves Travel Stops and Country Stores, Inc
54878 | Currently in Use |  | 2024-08-06 06:00 |  | Petroleum | On road diesel | On road diesel | Retail | Double Wall, Fiberglass reinforced plastic | Fiberglass reinforced plastic |  |  | Double Wall, Flexible |  |  |  | Single walled catchment basin | Audible high level alarm At 90% full, Automatic shutoff device At 95% full | Automatic shutoff device At 95% full | Interstitial Monitoring within Secondary Containment | SENSOR TO ATG |  | Single walled submersible pump containment sump, Single walled under dispenser containment | Automatic shutoff device (AELLD) | Automatic shutoff device (AELLD) | Interstitial Monitoring within Secondary Containment | SENSOR TO ATG |  |  | Pressurized Piping | UST Currently In Use: 4; UST Temp Close: 0; AST Currently In Use: 0; AST Temp Closed: 0 | 4 | 0 | 0 | 22717-043-021686 | Loves Travel Stops and Country Stores, Inc
54884 | Currently in Use |  | 2024-10-15 06:00 |  | Petroleum | On road diesel | On road diesel | Retail | Double Wall, Fiberglass reinforced plastic | Fiberglass reinforced plastic |  |  | Double Wall, Flexible |  |  |  | Double walled catchment basin | Automatic shutoff device At 95% full | Automatic shutoff device At 95% full | Interstitial Monitoring within Secondary Containment | SENSOR TO ATG |  | Single walled under dispenser containment | Automatic flow restrictor (MLLD) | Automatic flow restrictor (MLLD) | Interstitial Monitoring within Secondary Containment | SENSOR TO ATG |  |  | Pressurized Piping | UST Currently In Use: 4; UST Temp Close: 0; AST Currently In Use: 0; AST Temp Closed: 0 | 4 | 0 | 0 | 19984-093-021647 | Pilot Travel Centers LLC
54885 | Currently in Use |  | 2024-10-15 06:00 |  | Petroleum | On road diesel | On road diesel | Retail | Double Wall, Fiberglass reinforced plastic | Fiberglass reinforced plastic |  |  | Double Wall, Flexible |  |  |  | Double walled catchment basin | Automatic shutoff device At 95% full | Automatic shutoff device At 95% full | Interstitial Monitoring within Secondary Containment | SENSOR TO ATG |  | Single walled under dispenser containment | Automatic flow restrictor (MLLD) | Automatic flow restrictor (MLLD) | Interstitial Monitoring within Secondary Containment | SENSOR TO ATG |  |  | Pressurized Piping | UST Currently In Use: 4; UST Temp Close: 0; AST Currently In Use: 0; AST Temp Closed: 0 | 4 | 0 | 0 | 19984-093-021647 | Pilot Travel Centers LLC
54886 | Currently in Use |  | 2024-10-15 06:00 |  | Petroleum | Unleaded gasoline | Unleaded gasoline | Retail | Double Wall, Fiberglass reinforced plastic | Fiberglass reinforced plastic |  |  | Double Wall, Flexible |  |  |  | Double walled catchment basin | Automatic shutoff device At 95% full | Automatic shutoff device At 95% full | Interstitial Monitoring within Secondary Containment | SENSOR TO ATG |  | Single walled under dispenser containment | Automatic flow restrictor (MLLD) | Automatic flow restrictor (MLLD) | Interstitial Monitoring within Secondary Containment | SENSOR TO ATG |  |  | Pressurized Piping | UST Currently In Use: 4; UST Temp Close: 0; AST Currently In Use: 0; AST Temp Closed: 0 | 4 | 0 | 0 | 19984-093-021647 | Pilot Travel Centers LLC
54887 | Currently in Use |  | 2024-10-15 06:00 |  | Petroleum | Premium gasoline | Premium gasoline | Retail | Double Wall, Fiberglass reinforced plastic | Fiberglass reinforced plastic |  |  | Double Wall, Flexible |  |  |  | Double walled catchment basin | Automatic shutoff device At 95% full | Automatic shutoff device At 95% full | Interstitial Monitoring within Secondary Containment | SENSOR TO ATG |  | Single walled under dispenser containment | Automatic flow restrictor (MLLD) | Automatic flow restrictor (MLLD) | Interstitial Monitoring within Secondary Containment | SENSOR TO ATG |  |  | Pressurized Piping | UST Currently In Use: 4; UST Temp Close: 0; AST Currently In Use: 0; AST Temp Closed: 0 | 4 | 0 | 0 | 19984-093-021647 | Pilot Travel Centers LLC
54894 | Currently in Use |  | 2024-10-20 06:00 |  | Petroleum | On road diesel | On road diesel | Retail | Double Wall, Fiberglass coated steel | Fiberglass coated steel |  |  | Double Wall, Flexible |  | 2024-10-20 06:00 |  | Double walled catchment basin | Automatic shutoff device At 95% full | Automatic shutoff device At 95% full | Interstitial Monitoring within Secondary Containment |  |  | Single walled under dispenser containment | Automatic flow restrictor (MLLD) | Automatic flow restrictor (MLLD) | Interstitial Monitoring within Secondary Containment |  |  |  | Pressurized Piping | UST Currently In Use: 5; UST Temp Close: 0; AST Currently In Use: 0; AST Temp Closed: 0 | 5 | 0 | 0 | 19984-087-021377 | PILOT TRVAEL CENTERS, LLC
54895 | Currently in Use |  | 2024-10-20 06:00 |  | Petroleum | On road diesel | On road diesel | Retail | Double Wall, Fiberglass coated steel | Fiberglass coated steel |  |  | Double Wall, Flexible |  | 2024-10-20 06:00 |  | Double walled catchment basin | Automatic shutoff device At 95% full | Automatic shutoff device At 95% full | Interstitial Monitoring within Secondary Containment |  |  | Single walled under dispenser containment | Automatic flow restrictor (MLLD) | Automatic flow restrictor (MLLD) | Interstitial Monitoring within Secondary Containment |  |  |  | Pressurized Piping | UST Currently In Use: 5; UST Temp Close: 0; AST Currently In Use: 0; AST Temp Closed: 0 | 5 | 0 | 0 | 19984-087-021377 | PILOT TRVAEL CENTERS, LLC
54903 | Currently in Use |  | 2024-08-06 06:00 |  | Petroleum | On road diesel | On road diesel | Retail | Double Wall, Fiberglass reinforced plastic | Fiberglass reinforced plastic |  |  | Double Wall, Flexible |  |  |  | Single walled catchment basin | Automatic shutoff device At 95% full | Automatic shutoff device At 95% full | Interstitial Monitoring within Secondary Containment | [9 empty] | Gravity Piping | UST Currently In Use: 5; UST Temp Close: 0; AST Currently In Use: 0; AST Temp Closed: 0 | 5 | 0 | 0 | 22717-043-021686 | Loves Travel Stops and Country Stores, Inc
54904 | Currently in Use |  | 2024-12-20 06:00 |  | Petroleum | Premium gasoline | Premium gasoline | Retail | Double Wall, Fiberglass reinforced plastic | Fiberglass reinforced plastic |  |  | Double Wall, Flexible |  |  |  | Double walled catchment basin | Audible high level alarm At 90% full, Automatic shutoff device At 95% full | Automatic shutoff device At 95% full | Interstitial Monitoring within Secondary Containment | SENSOR TO ATG |  | Single walled submersible pump containment sump, Single walled under dispenser containment | Automatic flow restrictor (MLLD), Sump sensor relayed to automatically shut off submersible pump | Sump sensor relayed to automatically shut off submersible pump | Interstitial Monitoring within Secondary Containment | SENSOR TO ATG |  |  | Pressurized Piping | UST Currently In Use: 4; UST Temp Close: 0; AST Currently In Use: 0; AST Temp Closed: 0 | 4 | 0 | 0 | 26380-097-021640 | Wawa Alabama, LLC
54905 | Currently in Use |  | 2024-12-20 06:00 |  | Petroleum | Unleaded gasoline | Unleaded gasoline | Retail | Double Wall, Fiberglass reinforced plastic | Fiberglass reinforced plastic |  |  | Double Wall, Flexible |  |  |  | Double walled catchment basin | Audible high level alarm At 90% full, Automatic shutoff device At 95% full | Automatic shutoff device At 95% full | Interstitial Monitoring within Secondary Containment | SENSOR TO ATG |  | Single walled submersible pump containment sump, Single walled under dispenser containment | Automatic flow restrictor (MLLD), Sump sensor relayed to automatically shut off submersible pump | Sump sensor relayed to automatically shut off submersible pump | Interstitial Monitoring within Secondary Containment | SENSOR TO ATG |  |  | Pressurized Piping | UST Currently In Use: 4; UST Temp Close: 0; AST Currently In Use: 0; AST Temp Closed: 0 | 4 | 0 | 0 | 26380-097-021640 | Wawa Alabama, LLC
54906 | Currently in Use |  | 2024-12-20 06:00 |  | Petroleum | Unleaded gasoline | Unleaded gasoline | Retail | Double Wall, Fiberglass reinforced plastic | Fiberglass reinforced plastic |  |  | Double Wall, Flexible |  |  |  | Double walled catchment basin | Audible high level alarm At 90% full, Automatic shutoff device At 95% full | Automatic shutoff device At 95% full | Interstitial Monitoring within Secondary Containment | SENSOR TO ATG |  | Single walled submersible pump containment sump, Single walled under dispenser containment | Automatic flow restrictor (MLLD), Sump sensor relayed to automatically shut off submersible pump | Sump sensor relayed to automatically shut off submersible pump | Interstitial Monitoring within Secondary Containment | SENSOR TO ATG |  |  | Pressurized Piping | UST Currently In Use: 4; UST Temp Close: 0; AST Currently In Use: 0; AST Temp Closed: 0 | 4 | 0 | 0 | 26380-097-021640 | Wawa Alabama, LLC
54907 | Currently in Use |  | 2024-12-20 06:00 |  | Petroleum | Unleaded gasoline | Unleaded gasoline | Retail | Double Wall, Fiberglass reinforced plastic | Fiberglass reinforced plastic |  |  | Double Wall, Flexible |  |  |  | Double walled catchment basin | Audible high level alarm At 90% full, Automatic shutoff device At 95% full | Automatic shutoff device At 95% full | Interstitial Monitoring within Secondary Containment | SENSOR TO ATG |  | Single walled submersible pump containment sump, Single walled under dispenser containment | Automatic flow restrictor (MLLD), Sump sensor relayed to automatically shut off submersible pump | Sump sensor relayed to automatically shut off submersible pump | Interstitial Monitoring within Secondary Containment | SENSOR TO ATG |  |  | Pressurized Piping | UST Currently In Use: 4; UST Temp Close: 0; AST Currently In Use: 0; AST Temp Closed: 0 | 4 | 0 | 0 | 26380-097-021640 | Wawa Alabama, LLC
54916 | Currently in Use |  | 2025-02-05 06:00 |  | Petroleum | On road diesel | On road diesel | Retail | Double Wall, Fiberglass reinforced plastic | Fiberglass reinforced plastic |  |  | Double Wall, Fiberglass reinforced plastic |  | 2025-02-05 06:00 |  | Double walled catchment basin | Audible high level alarm At 90% full | Audible high level alarm At 90% full | Interstitial Monitoring within Secondary Containment | SENSOR TO ATG |  | Single walled under dispenser containment | Automatic shutoff device (AELLD) | Automatic shutoff device (AELLD) | Interstitial Monitoring within Secondary Containment | MANUAL/VISUAL CHECK |  |  |  | UST Currently In Use: 5; UST Temp Close: 0; AST Currently In Use: 0; AST Temp Closed: 0 | 5 | 0 | 0 | 14001-073-019526 | RaceTrac, Inc.
54917 | Currently in Use |  | 2025-02-05 06:00 |  | Petroleum | On road diesel | On road diesel | Retail | Double Wall, Fiberglass reinforced plastic | Fiberglass reinforced plastic |  |  | Double Wall, Fiberglass reinforced plastic |  | 2025-02-05 06:00 |  | Double walled catchment basin | Audible high level alarm At 90% full | Audible high level alarm At 90% full | Interstitial Monitoring within Secondary Containment | SENSOR TO ATG |  | Double walled under dispenser containment | Automatic shutoff device (AELLD) | Automatic shutoff device (AELLD) | Interstitial Monitoring within Secondary Containment | MANUAL/VISUAL CHECK |  |  |  | UST Currently In Use: 5; UST Temp Close: 0; AST Currently In Use: 0; AST Temp Closed: 0 | 5 | 0 | 0 | 14001-073-019526 | RaceTrac, Inc.
54922 | Currently in Use |  | 2024-08-15 06:00 |  | Petroleum | Off road diesel | Off road diesel | Emergency Power Generator | Double Wall, Fiberglass coated steel | Fiberglass coated steel |  |  | Double Wall, Flexible |  |  |  | Double walled catchment basin | Automatic shutoff device At 95% full | Automatic shutoff device At 95% full | Interstitial Monitoring within Secondary Containment | SENSOR TO ATG |  | Double walled submersible pump containment sump | Automatic shutoff device (AELLD) | Automatic shutoff device (AELLD) | Interstitial Monitoring within Secondary Containment | MANUAL/VISUAL CHECK |  |  |  | UST Currently In Use: 1; UST Temp Close: 0; AST Currently In Use: 0; AST Temp Closed: 0 | 1 | 0 | 2 | 21744-069-007804 | TRIAD OF ALABAMA LLC
54926 | Currently in Use |  | 2024-09-02 06:00 |  | Petroleum | Unleaded gasoline | Unleaded gasoline | Retail | Double Wall, Fiberglass reinforced plastic | Fiberglass reinforced plastic |  |  | Double Wall, Fiberglass reinforced plastic |  |  |  | Single walled catchment basin | Automatic shutoff device At 95% full | Automatic shutoff device At 95% full | Interstitial Monitoring within Secondary Containment | SENSOR TO ATG |  | Single walled submersible pump containment sump, Single walled under dispenser containment | Automatic shutoff device (AELLD) | Automatic shutoff device (AELLD) | Interstitial Monitoring within Secondary Containment | SENSOR TO ATG |  |  |  | UST Currently In Use: 4; UST Temp Close: 0; AST Currently In Use: 0; AST Temp Closed: 0 | 4 | 0 | 0 | 13343-117-021689 | McCullough Oil Company
54927 | Currently in Use |  | 2024-09-02 06:00 |  | Petroleum | Premium gasoline | Premium gasoline | Retail | Double Wall, Fiberglass reinforced plastic | Fiberglass reinforced plastic |  |  | Double Wall, Fiberglass reinforced plastic |  |  |  | Single walled catchment basin | Automatic shutoff device At 95% full | Automatic shutoff device At 95% full | Interstitial Monitoring within Secondary Containment | SENSOR TO ATG |  | Single walled submersible pump containment sump, Single walled under dispenser containment | Automatic shutoff device (AELLD) | Automatic shutoff device (AELLD) | Interstitial Monitoring within Secondary Containment | SENSOR TO ATG |  |  | Pressurized Piping | UST Currently In Use: 4; UST Temp Close: 0; AST Currently In Use: 0; AST Temp Closed: 0 | 4 | 0 | 0 | 13343-117-021689 | McCullough Oil Company
54928 | Currently in Use |  | 2024-09-02 06:00 |  |  |  |  | Retail | Double Wall, Fiberglass reinforced plastic | Fiberglass reinforced plastic |  |  | Double Wall, Fiberglass reinforced plastic |  |  |  | Single walled catchment basin | Automatic shutoff device At 95% full | Automatic shutoff device At 95% full | Interstitial Monitoring within Secondary Containment | SENSOR TO ATG |  | Single walled submersible pump containment sump, Single walled under dispenser containment | Automatic shutoff device (AELLD) | Automatic shutoff device (AELLD) | Interstitial Monitoring within Secondary Containment | SENSOR TO ATG |  |  | Pressurized Piping | UST Currently In Use: 4; UST Temp Close: 0; AST Currently In Use: 0; AST Temp Closed: 0 | 4 | 0 | 0 | 13343-117-021689 | McCullough Oil Company
54929 | Currently in Use |  | 2024-09-02 06:00 |  | Petroleum | Ethanol free gasoline | Ethanol free gasoline | Retail | Double Wall, Fiberglass reinforced plastic | Fiberglass reinforced plastic | [6 empty] | Single walled catchment basin | Automatic shutoff device At 95% full | Automatic shutoff device At 95% full | Interstitial Monitoring within Secondary Containment | SENSOR TO ATG |  | Single walled submersible pump containment sump, Single walled under dispenser containment | Automatic shutoff device (AELLD) | Automatic shutoff device (AELLD) | Interstitial Monitoring within Secondary Containment | SENSOR TO ATG |  |  |  | UST Currently In Use: 4; UST Temp Close: 0; AST Currently In Use: 0; AST Temp Closed: 0 | 4 | 0 | 0 | 13343-117-021689 | McCullough Oil Company
54931 | Currently in Use |  | 2024-08-07 06:00 |  | Petroleum | Unleaded gasoline | Unleaded gasoline | Retail | Double Wall | Double Wall |  |  | Double Wall, Fiberglass reinforced plastic |  | 2024-08-07 06:00 |  | Single walled catchment basin | Automatic shutoff device At 95% full | Automatic shutoff device At 95% full | Interstitial Monitoring within Secondary Containment |  | Automatic Tank Gauge | Single walled submersible pump containment sump, Single walled under dispenser containment | Automatic flow restrictor (MLLD) | Automatic flow restrictor (MLLD) | Interstitial Monitoring within Secondary Containment |  |  |  | Pressurized Piping | UST Currently In Use: 6; UST Temp Close: 0; AST Currently In Use: 0; AST Temp Closed: 0 | 6 | 0 | 0 | 25834-097-021368 | WARING OIL CO., LLC
54932 | Currently in Use |  | 2024-08-07 06:00 |  | Petroleum | Premium gasoline | Premium gasoline | Retail | Double Wall | Double Wall |  |  | Double Wall, Fiberglass reinforced plastic |  | 2024-08-07 06:00 |  | Single walled catchment basin | Automatic shutoff device At 95% full | Automatic shutoff device At 95% full | Interstitial Monitoring within Secondary Containment |  | Automatic Tank Gauge | Single walled submersible pump containment sump, Single walled under dispenser containment | Automatic flow restrictor (MLLD) | Automatic flow restrictor (MLLD) | Interstitial Monitoring within Secondary Containment |  |  |  | Pressurized Piping | UST Currently In Use: 6; UST Temp Close: 0; AST Currently In Use: 0; AST Temp Closed: 0 | 6 | 0 | 0 | 25834-097-021368 | WARING OIL CO., LLC
54935 | Currently in Use |  | 2024-12-01 06:00 |  | Petroleum | Unleaded gasoline | Unleaded gasoline | Retail | Double Wall, Fiberglass coated steel | Fiberglass coated steel |  |  | Double Wall, Flexible |  |  |  | Double walled catchment basin | Automatic shutoff device At 95% full | Automatic shutoff device At 95% full | Interstitial Monitoring within Secondary Containment | SENSOR TO ATG |  | Single walled submersible pump containment sump, Single walled under dispenser containment | Automatic shutoff device (AELLD) | Automatic shutoff device (AELLD) | Interstitial Monitoring within Secondary Containment | SENSOR TO ATG |  |  | Pressurized Piping | UST Currently In Use: 2; UST Temp Close: 0; AST Currently In Use: 0; AST Temp Closed: 0 | 2 | 0 | 0 | 25822-089-021649 | K-Va-T
54936 | Currently in Use |  | 2024-12-01 06:00 |  | Petroleum | Premium gasoline | Premium gasoline | Retail | Double Wall, Fiberglass coated steel | Fiberglass coated steel |  |  | Double Wall, Flexible |  |  |  | Double walled catchment basin | Automatic shutoff device At 95% full | Automatic shutoff device At 95% full | Interstitial Monitoring within Secondary Containment | SENSOR TO ATG |  | Single walled submersible pump containment sump, Single walled under dispenser containment | Automatic shutoff device (AELLD) | Automatic shutoff device (AELLD) | Interstitial Monitoring within Secondary Containment | SENSOR TO ATG |  |  | Pressurized Piping | UST Currently In Use: 2; UST Temp Close: 0; AST Currently In Use: 0; AST Temp Closed: 0 | 2 | 0 | 0 | 25822-089-021649 | K-Va-T
54943 | Currently in Use |  | 2024-07-30 06:00 |  | Petroleum | Unleaded gasoline | Unleaded gasoline | Retail | Double Wall, Fiberglass reinforced plastic | Fiberglass reinforced plastic |  |  | Double Wall, Flexible |  |  |  | Double walled catchment basin | Audible high level alarm At 90% full, Automatic shutoff device At 95% full | Automatic shutoff device At 95% full | Interstitial Monitoring within Secondary Containment | SENSOR TO ATG |  | Single walled submersible pump containment sump, Single walled under dispenser containment | Automatic flow restrictor (MLLD), Sump sensor relayed to automatically shut off submersible pump | Sump sensor relayed to automatically shut off submersible pump | Interstitial Monitoring within Secondary Containment |  |  |  | Pressurized Piping | UST Currently In Use: 4; UST Temp Close: 0; AST Currently In Use: 0; AST Temp Closed: 0 | 4 | 0 | 0 | 26380-003-021613 | Wawa Alabama, LLC
54944 | Currently in Use |  | 2024-07-30 06:00 |  | Petroleum | Unleaded gasoline | Unleaded gasoline | Retail | Double Wall, Fiberglass reinforced plastic | Fiberglass reinforced plastic |  |  | Double Wall, Flexible |  |  |  | Double walled catchment basin | Audible high level alarm At 90% full, Automatic shutoff device At 95% full | Automatic shutoff device At 95% full | Interstitial Monitoring within Secondary Containment | SENSOR TO ATG |  | Single walled submersible pump containment sump, Single walled under dispenser containment | Automatic flow restrictor (MLLD), Sump sensor relayed to automatically shut off submersible pump | Sump sensor relayed to automatically shut off submersible pump | Interstitial Monitoring within Secondary Containment |  |  |  | Pressurized Piping | UST Currently In Use: 4; UST Temp Close: 0; AST Currently In Use: 0; AST Temp Closed: 0 | 4 | 0 | 0 | 26380-003-021613 | Wawa Alabama, LLC
54945 | Currently in Use |  | 2024-07-30 06:00 |  | Petroleum | Unleaded gasoline | Unleaded gasoline | Retail | Double Wall, Fiberglass reinforced plastic | Fiberglass reinforced plastic |  |  | Double Wall, Flexible |  |  |  | Double walled catchment basin | Audible high level alarm At 90% full, Automatic shutoff device At 95% full | Automatic shutoff device At 95% full | Interstitial Monitoring within Secondary Containment |  |  | Single walled submersible pump containment sump, Single walled under dispenser containment | Automatic flow restrictor (MLLD), Sump sensor relayed to automatically shut off submersible pump | Sump sensor relayed to automatically shut off submersible pump | Interstitial Monitoring within Secondary Containment | SENSOR TO ATG |  |  | Pressurized Piping | UST Currently In Use: 4; UST Temp Close: 0; AST Currently In Use: 0; AST Temp Closed: 0 | 4 | 0 | 0 | 26380-003-021613 | Wawa Alabama, LLC
54959 | Currently in Use |  | 2024-04-01 06:00 |  | Petroleum | Unleaded gasoline | Unleaded gasoline | Retail | Double Wall, Fiberglass coated steel | Fiberglass coated steel |  |  | Double Wall, Fiberglass reinforced plastic |  |  |  | Single walled catchment basin | Automatic shutoff device At 95% full | Automatic shutoff device At 95% full | Interstitial Monitoring within Secondary Containment | SENSOR TO ATG | [8 empty] | Suction Piping | UST Currently In Use: 3; UST Temp Close: 1; AST Currently In Use: 2; AST Temp Closed: 0 | 3 | 1 | 0 | 26479-095-013891 | MAA LAXMI INC
54963 | Currently in Use |  | 2024-09-25 06:00 |  | Petroleum | Unleaded gasoline | Unleaded gasoline | Retail | Double Wall, Fiberglass reinforced plastic | Fiberglass reinforced plastic |  |  | Double Wall, Fiberglass reinforced plastic |  | 2025-03-11 06:00 |  | Single walled catchment basin | Automatic shutoff device At 95% full | Automatic shutoff device At 95% full | Interstitial Monitoring within Secondary Containment | SENSOR TO ATG |  | Single walled under dispenser containment | Automatic shutoff device (AELLD) | Automatic shutoff device (AELLD) | Interstitial Monitoring within Secondary Containment | SENSOR TO ATG |  |  | Pressurized Piping | UST Currently In Use: 3; UST Temp Close: 0; AST Currently In Use: 0; AST Temp Closed: 0 | 3 | 0 | 0 | 23413-067-021685 | Circle K Stores, Inc.
54970 | Currently in Use |  | 2024-09-01 06:00 |  | Petroleum | Unleaded gasoline | Unleaded gasoline | Retail | Double Wall, Fiberglass coated steel | Fiberglass coated steel |  |  | Double Wall, Flexible |  |  |  | Single walled catchment basin | Automatic shutoff device At 95% full | Automatic shutoff device At 95% full | Interstitial Monitoring within Secondary Containment | SENSOR TO ATG |  | Single walled submersible pump containment sump, Single walled under dispenser containment | Automatic shutoff device (AELLD) | Automatic shutoff device (AELLD) | Interstitial Monitoring within Secondary Containment | SENSOR TO ATG |  |  | Pressurized Piping | UST Currently In Use: 7; UST Temp Close: 0; AST Currently In Use: 0; AST Temp Closed: 0 | 7 | 0 | 0 | 11576-083-021314 | DUTCH OIL COMPANY
54971 | Currently in Use |  | 2024-09-01 06:00 |  | Petroleum | Premium gasoline | Premium gasoline | Retail | Double Wall, Fiberglass coated steel | Fiberglass coated steel |  |  | Double Wall, Flexible |  |  |  | Single walled catchment basin | Automatic shutoff device At 95% full | Automatic shutoff device At 95% full | Interstitial Monitoring within Secondary Containment | SENSOR TO ATG |  | Single walled submersible pump containment sump, Single walled under dispenser containment | Automatic shutoff device (AELLD) | Automatic shutoff device (AELLD) | Interstitial Monitoring within Secondary Containment | SENSOR TO ATG |  |  | Pressurized Piping | UST Currently In Use: 7; UST Temp Close: 0; AST Currently In Use: 0; AST Temp Closed: 0 | 7 | 0 | 0 | 11576-083-021314 | DUTCH OIL COMPANY
54972 | Currently in Use |  | 2024-09-01 06:00 |  | Petroleum | Ethanol free gasoline | Ethanol free gasoline | Retail | Double Wall, Fiberglass coated steel | Fiberglass coated steel |  |  | Double Wall, Flexible |  |  |  | Single walled catchment basin | Automatic shutoff device At 95% full | Automatic shutoff device At 95% full | Interstitial Monitoring within Secondary Containment | SENSOR TO ATG |  | Single walled submersible pump containment sump, Single walled under dispenser containment | Automatic shutoff device (AELLD) | Automatic shutoff device (AELLD) | Interstitial Monitoring within Secondary Containment | SENSOR TO ATG |  |  | Pressurized Piping | UST Currently In Use: 7; UST Temp Close: 0; AST Currently In Use: 0; AST Temp Closed: 0 | 7 | 0 | 0 | 11576-083-021314 | DUTCH OIL COMPANY
54973 | Currently in Use |  | 2024-09-01 06:00 |  | Petroleum | On road diesel | On road diesel | Retail | Double Wall, Fiberglass coated steel | Fiberglass coated steel |  |  | Double Wall, Flexible |  |  |  | Single walled catchment basin | Automatic shutoff device At 95% full | Automatic shutoff device At 95% full | Interstitial Monitoring within Secondary Containment | SENSOR TO ATG |  | Single walled submersible pump containment sump, Single walled under dispenser containment | Automatic shutoff device (AELLD) | Automatic shutoff device (AELLD) | Interstitial Monitoring within Secondary Containment | SENSOR TO ATG |  |  | Pressurized Piping | UST Currently In Use: 7; UST Temp Close: 0; AST Currently In Use: 0; AST Temp Closed: 0 | 7 | 0 | 0 | 11576-083-021314 | DUTCH OIL COMPANY
54980 | Currently in Use |  | 2024-09-25 06:00 |  | Petroleum | Premium gasoline | Premium gasoline | Retail | Double Wall, Fiberglass reinforced plastic | Fiberglass reinforced plastic |  |  | Double Wall, Fiberglass reinforced plastic |  | 2025-03-11 06:00 |  | Single walled catchment basin | Automatic shutoff device At 95% full | Automatic shutoff device At 95% full | Interstitial Monitoring within Secondary Containment | SENSOR TO ATG |  | Single walled under dispenser containment | Automatic shutoff device (AELLD) | Automatic shutoff device (AELLD) | Interstitial Monitoring within Secondary Containment | SENSOR TO ATG |  |  | Pressurized Piping | UST Currently In Use: 3; UST Temp Close: 0; AST Currently In Use: 0; AST Temp Closed: 0 | 3 | 0 | 0 | 23413-067-021685 | Circle K Stores, Inc.
54981 | Currently in Use |  | 2024-09-25 06:00 |  | Petroleum | On road diesel | On road diesel | Retail | Double Wall, Fiberglass reinforced plastic | Fiberglass reinforced plastic |  |  | Double Wall, Fiberglass reinforced plastic |  | 2025-03-11 06:00 |  | Single walled catchment basin | Automatic shutoff device At 95% full | Automatic shutoff device At 95% full | Interstitial Monitoring within Secondary Containment | SENSOR TO ATG |  | Single walled under dispenser containment | Automatic shutoff device (AELLD) | Automatic shutoff device (AELLD) | Interstitial Monitoring within Secondary Containment | SENSOR TO ATG |  |  | Pressurized Piping | UST Currently In Use: 3; UST Temp Close: 0; AST Currently In Use: 0; AST Temp Closed: 0 | 3 | 0 | 0 | 23413-067-021685 | Circle K Stores, Inc.
54987 | Currently in Use |  | 2025-03-04 06:00 |  | Petroleum | On road diesel | On road diesel | Retail | Double Wall, Fiberglass coated steel | Fiberglass coated steel |  |  | Flexible |  | 2025-03-04 06:00 |  | Single walled catchment basin | Automatic shutoff device At 95% full | Automatic shutoff device At 95% full | Interstitial Monitoring within Secondary Containment | SENSOR TO ATG | Automatic Tank Gauge, Continuous Automatic Tank Gauge | [7 empty] | Suction Piping | UST Currently In Use: 4; UST Temp Close: 0; AST Currently In Use: 0; AST Temp Closed: 0 | 4 | 0 | 4 | 23918-129-005030 | JORDAN HOLDINGS LLC
54999 | Currently in Use |  | 2025-02-11 06:00 |  | Petroleum | Unleaded gasoline | Unleaded gasoline |  | Double Wall, Fiberglass reinforced plastic | Fiberglass reinforced plastic |  |  | Double Wall, Fiberglass reinforced plastic |  |  |  | Double walled catchment basin | Automatic shutoff device At 95% full | Automatic shutoff device At 95% full | Interstitial Monitoring within Secondary Containment |  |  | Double walled submersible pump containment sump, Single walled under dispenser containment | Automatic flow restrictor (MLLD) | Automatic flow restrictor (MLLD) | Interstitial Monitoring within Secondary Containment | SENSOR TO ATG |  |  |  | UST Currently In Use: 4; UST Temp Close: 0; AST Currently In Use: 0; AST Temp Closed: 0 | 4 | 0 | 0 | 13579-021-018283 | MURPHY OIL USA, INC.
55000 | Currently in Use |  | 2025-02-11 06:00 |  | Petroleum | Premium gasoline | Premium gasoline | Retail | Double Wall, Fiberglass reinforced plastic | Fiberglass reinforced plastic |  |  | Double Wall, Fiberglass reinforced plastic |  |  |  | Double walled catchment basin | Automatic shutoff device At 95% full | Automatic shutoff device At 95% full | Interstitial Monitoring within Secondary Containment |  |  | Double walled submersible pump containment sump, Single walled under dispenser containment | Automatic flow restrictor (MLLD) | Automatic flow restrictor (MLLD) | Interstitial Monitoring within Secondary Containment | SENSOR TO ATG |  |  |  | UST Currently In Use: 4; UST Temp Close: 0; AST Currently In Use: 0; AST Temp Closed: 0 | 4 | 0 | 0 | 13579-021-018283 | MURPHY OIL USA, INC.
55017 | Currently in Use |  | 2022-09-01 06:00 |  | Petroleum | Unleaded gasoline | Unleaded gasoline | Retail | Double Wall, Fiberglass coated steel | Fiberglass coated steel |  |  | Double Wall, Fiberglass reinforced plastic |  |  |  | Single walled catchment basin | Automatic shutoff device At 95% full | Automatic shutoff device At 95% full | Interstitial Monitoring within Secondary Containment | SENSOR TO ATG |  | Single walled submersible pump containment sump, Single walled under dispenser containment | Automatic flow restrictor (MLLD), Containment Sump | Containment Sump | Interstitial Monitoring within Secondary Containment |  | Annual line testing | Annual line testing | Pressurized Piping | UST Currently In Use: 2; UST Temp Close: 0; AST Currently In Use: 0; AST Temp Closed: 0 | 2 | 0 | 0 | 25753-021-021499 | Parth R. Patel
55019 | Currently in Use |  | 2022-10-07 06:00 |  | Petroleum | Unleaded gasoline | Unleaded gasoline | Retail | Double Wall, Fiberglass coated steel | Fiberglass coated steel |  |  | Double Wall, Fiberglass reinforced plastic |  |  |  | Single walled catchment basin | Automatic shutoff device At 95% full | Automatic shutoff device At 95% full | Interstitial Monitoring within Secondary Containment | SENSOR TO ATG |  | Single walled submersible pump containment sump, Single walled under dispenser containment | Automatic flow restrictor (MLLD) | Automatic flow restrictor (MLLD) | Interstitial Monitoring within Secondary Containment | MANUAL/VISUAL CHECK |  |  | Pressurized Piping | UST Currently In Use: 1; UST Temp Close: 0; AST Currently In Use: 0; AST Temp Closed: 0 | 1 | 0 | 0 | 26575-051-021500 | REDLAND GROCERY LLC
55031 | Currently in Use |  | 2025-02-08 06:00 |  | Petroleum | Unleaded gasoline | Unleaded gasoline | Retail | Double Wall, Fiberglass reinforced plastic | Fiberglass reinforced plastic |  |  | Double Wall, Fiberglass reinforced plastic |  |  |  | Double walled catchment basin | Automatic shutoff device At 95% full | Automatic shutoff device At 95% full | Interstitial Monitoring within Secondary Containment | SENSOR TO ATG |  | Single walled submersible pump containment sump, Single walled under dispenser containment | Automatic shutoff device (AELLD) | Automatic shutoff device (AELLD) | Interstitial Monitoring within Secondary Containment | SENSOR TO ATG |  |  | Pressurized Piping | UST Currently In Use: 3; UST Temp Close: 0; AST Currently In Use: 0; AST Temp Closed: 0 | 3 | 0 | 0 | 22176-089-021694 | Circle K Stores, Inc.
55033 | Currently in Use |  | 2025-02-08 06:00 |  | Petroleum | Premium gasoline | Premium gasoline | Retail | Double Wall, Fiberglass reinforced plastic | Fiberglass reinforced plastic |  |  | Double Wall, Fiberglass reinforced plastic |  |  |  | Double walled catchment basin | Automatic shutoff device At 95% full | Automatic shutoff device At 95% full | Interstitial Monitoring within Secondary Containment | SENSOR TO ATG |  | Single walled submersible pump containment sump, Single walled under dispenser containment | Automatic shutoff device (AELLD) | Automatic shutoff device (AELLD) | Interstitial Monitoring within Secondary Containment | SENSOR TO ATG |  |  | Pressurized Piping | UST Currently In Use: 3; UST Temp Close: 0; AST Currently In Use: 0; AST Temp Closed: 0 | 3 | 0 | 0 | 22176-089-021694 | Circle K Stores, Inc.
55034 | Currently in Use |  | 2025-02-08 06:00 |  | Petroleum | On road diesel | On road diesel | Retail | Double Wall, Fiberglass reinforced plastic | Fiberglass reinforced plastic |  |  | Double Wall, Fiberglass reinforced plastic |  |  |  | Double walled catchment basin | Automatic shutoff device At 95% full | Automatic shutoff device At 95% full | Interstitial Monitoring within Secondary Containment | SENSOR TO ATG |  | Single walled submersible pump containment sump, Single walled under dispenser containment | Automatic shutoff device (AELLD) | Automatic shutoff device (AELLD) | Interstitial Monitoring within Secondary Containment | SENSOR TO ATG |  |  | Pressurized Piping | UST Currently In Use: 3; UST Temp Close: 0; AST Currently In Use: 0; AST Temp Closed: 0 | 3 | 0 | 0 | 22176-089-021694 | Circle K Stores, Inc.
55046 | Currently in Use |  | 2025-02-27 06:00 |  | Petroleum | Unleaded gasoline | Unleaded gasoline | Retail | Double Wall, Fiberglass reinforced plastic | Fiberglass reinforced plastic |  |  | Double Wall, Fiberglass reinforced plastic |  | 2025-02-27 06:00 |  | Double walled catchment basin | Automatic shutoff device At 95% full | Automatic shutoff device At 95% full | Interstitial Monitoring within Secondary Containment | SENSOR TO ATG |  | Single walled under dispenser containment | Automatic flow restrictor (MLLD) | Automatic flow restrictor (MLLD) | Interstitial Monitoring within Secondary Containment | SENSOR TO ATG |  |  | Pressurized Piping | UST Currently In Use: 2; UST Temp Close: 0; AST Currently In Use: 0; AST Temp Closed: 0 | 2 | 0 | 2 | 13579-031-018287 | MURPHY OIL USA, INC.
55047 | Currently in Use |  | 2025-02-27 06:00 |  | Petroleum | Premium gasoline | Premium gasoline | Retail | Double Wall, Fiberglass reinforced plastic | Fiberglass reinforced plastic |  |  | Double Wall, Fiberglass reinforced plastic |  | 2025-02-27 06:00 |  | Double walled catchment basin | Automatic shutoff device At 95% full | Automatic shutoff device At 95% full | Interstitial Monitoring within Secondary Containment | SENSOR TO ATG |  | Single walled under dispenser containment | Automatic flow restrictor (MLLD) | Automatic flow restrictor (MLLD) | Interstitial Monitoring within Secondary Containment | SENSOR TO ATG |  |  | Pressurized Piping | UST Currently In Use: 2; UST Temp Close: 0; AST Currently In Use: 0; AST Temp Closed: 0 | 2 | 0 | 2 | 13579-031-018287 | MURPHY OIL USA, INC.
55069 | Currently in Use |  | 1990-09-18 06:00 |  | Petroleum | Unleaded gasoline | Unleaded gasoline | Local Government | Single Wall, Steel | Steel | Coated & cathodic protection (sti-P3) |  | Fiberglass reinforced plastic, Single Wall |  |  |  | Single walled catchment basin | Automatic shutoff device At 95% full | Automatic shutoff device At 95% full |  |  | Continuous Automatic Tank Gauge | [7 empty] | Suction Piping | UST Currently In Use: 1; UST Temp Close: 0; AST Currently In Use: 0; AST Temp Closed: 0 | 1 | 0 | 2 | 13147-119-001991 | UNIVERSITY of West Alabama
55070 | Currently in Use |  | 2024-11-26 06:00 |  | Petroleum | Unleaded gasoline | Unleaded gasoline | Retail | Double Wall, Fiberglass reinforced plastic | Fiberglass reinforced plastic |  |  | Double Wall, Flexible | OPW | 2024-11-26 06:00 |  | Double walled catchment basin | Audible high level alarm At 90% full, Automatic shutoff device At 95% full | Automatic shutoff device At 95% full | Interstitial Monitoring within Secondary Containment | SENSOR TO ATG | Continuous Automatic Tank Gauge, Groundwater Monitoring | Single walled submersible pump containment sump, Single walled under dispenser containment | Automatic shutoff device (AELLD) | Automatic shutoff device (AELLD) | Interstitial Monitoring within Secondary Containment | SENSOR TO ATG | Automatic electronic line leak detector (AELLD) | Automatic electronic line leak detector (AELLD) | Pressurized Piping | UST Currently In Use: 3; UST Temp Close: 0; AST Currently In Use: 0; AST Temp Closed: 0 | 3 | 0 | 0 | 21994-125-021715 | Wal-Mart Stores East, LP
55073 | Currently in Use |  | 2024-11-26 06:00 |  | Petroleum | Unleaded gasoline | Unleaded gasoline | Retail | Double Wall, Fiberglass reinforced plastic | Fiberglass reinforced plastic |  |  | Double Wall, Flexible | OPW | 2024-11-26 06:00 |  | Double walled catchment basin | Audible high level alarm At 90% full, Automatic shutoff device At 95% full | Automatic shutoff device At 95% full | Interstitial Monitoring within Secondary Containment | SENSOR TO ATG | Continuous Automatic Tank Gauge, Groundwater Monitoring | Single walled submersible pump containment sump, Single walled under dispenser containment | Automatic shutoff device (AELLD) | Automatic shutoff device (AELLD) |  | SENSOR TO ATG | Automatic electronic line leak detector (AELLD) | Automatic electronic line leak detector (AELLD) | Pressurized Piping | UST Currently In Use: 3; UST Temp Close: 0; AST Currently In Use: 0; AST Temp Closed: 0 | 3 | 0 | 0 | 21994-125-021715 | Wal-Mart Stores East, LP
55074 | Currently in Use |  | 2024-11-26 06:00 |  | Petroleum | Unleaded gasoline | Unleaded gasoline | Retail | Double Wall, Fiberglass reinforced plastic | Fiberglass reinforced plastic |  |  | Double Wall, Flexible | OPW | 2024-11-26 06:00 |  | Double walled catchment basin | Audible high level alarm At 90% full, Automatic shutoff device At 95% full | Automatic shutoff device At 95% full | Interstitial Monitoring within Secondary Containment | SENSOR TO ATG | Continuous Automatic Tank Gauge, Groundwater Monitoring | Single walled submersible pump containment sump, Single walled under dispenser containment | Automatic shutoff device (AELLD) | Automatic shutoff device (AELLD) | Interstitial Monitoring within Secondary Containment | SENSOR TO ATG | Automatic electronic line leak detector (AELLD) | Automatic electronic line leak detector (AELLD) | Pressurized Piping | UST Currently In Use: 3; UST Temp Close: 0; AST Currently In Use: 0; AST Temp Closed: 0 | 3 | 0 | 0 | 21994-125-021715 | Wal-Mart Stores East, LP
55075 | Currently in Use |  | 2023-02-01 06:00 |  | Petroleum | Premium gasoline | Premium gasoline | Retail | Double Wall, Fiberglass coated steel | Fiberglass coated steel |  |  | Double Wall, Flexible |  |  |  | Single walled catchment basin | Automatic shutoff device At 95% full | Automatic shutoff device At 95% full | Interstitial Monitoring within Secondary Containment | SENSOR TO ATG |  | Single walled submersible pump containment sump, Single walled under dispenser containment | Automatic flow restrictor (MLLD) | Automatic flow restrictor (MLLD) | Interstitial Monitoring within Secondary Containment | SENSOR TO ATG |  |  | Pressurized Piping | UST Currently In Use: 7; UST Temp Close: 0; AST Currently In Use: 0; AST Temp Closed: 0 | 7 | 0 | 0 | 26520-089-021698 | GP (Ghanshyam Patel)
55076 | Currently in Use |  | 2023-02-01 06:00 |  | Petroleum | Unleaded gasoline | Unleaded gasoline | Retail | Double Wall, Fiberglass coated steel | Fiberglass coated steel |  |  | Double Wall, Flexible |  |  |  | Single walled catchment basin | Automatic shutoff device At 95% full | Automatic shutoff device At 95% full | Interstitial Monitoring within Secondary Containment | SENSOR TO ATG |  | Single walled submersible pump containment sump, Single walled under dispenser containment | Automatic flow restrictor (MLLD) | Automatic flow restrictor (MLLD) | Interstitial Monitoring within Secondary Containment | SENSOR TO ATG |  |  | Pressurized Piping | UST Currently In Use: 7; UST Temp Close: 0; AST Currently In Use: 0; AST Temp Closed: 0 | 7 | 0 | 0 | 26520-089-021698 | GP (Ghanshyam Patel)
55077 | Currently in Use |  | 2023-02-01 06:00 |  | Petroleum | Unleaded gasoline | Unleaded gasoline | Retail | Double Wall, Fiberglass coated steel | Fiberglass coated steel |  |  | Double Wall, Flexible |  |  |  | Single walled catchment basin | Automatic shutoff device At 95% full | Automatic shutoff device At 95% full | Interstitial Monitoring within Secondary Containment | SENSOR TO ATG |  | Single walled submersible pump containment sump, Single walled under dispenser containment | Automatic flow restrictor (MLLD) | Automatic flow restrictor (MLLD) | Interstitial Monitoring within Secondary Containment | SENSOR TO ATG |  |  | Pressurized Piping | UST Currently In Use: 7; UST Temp Close: 0; AST Currently In Use: 0; AST Temp Closed: 0 | 7 | 0 | 0 | 26520-089-021698 | GP (Ghanshyam Patel)
55078 | Currently in Use |  | 2023-02-01 06:00 |  | Petroleum | Off road diesel | Off road diesel | Retail | Double Wall, Fiberglass coated steel | Fiberglass coated steel |  |  | Double Wall, Flexible |  |  |  | Single walled catchment basin | Automatic shutoff device At 95% full | Automatic shutoff device At 95% full | Interstitial Monitoring within Secondary Containment | SENSOR TO ATG |  | Single walled submersible pump containment sump, Single walled under dispenser containment | Automatic flow restrictor (MLLD) | Automatic flow restrictor (MLLD) | Interstitial Monitoring within Secondary Containment | SENSOR TO ATG |  |  | Pressurized Piping | UST Currently In Use: 7; UST Temp Close: 0; AST Currently In Use: 0; AST Temp Closed: 0 | 7 | 0 | 0 | 26520-089-021698 | GP (Ghanshyam Patel)
55079 | Currently in Use |  | 2023-02-01 06:00 |  | Petroleum | On road diesel | On road diesel | Retail | Double Wall, Fiberglass coated steel | Fiberglass coated steel |  |  | Double Wall, Flexible |  |  |  | Single walled catchment basin | Automatic shutoff device At 95% full | Automatic shutoff device At 95% full | Interstitial Monitoring within Secondary Containment | SENSOR TO ATG |  | Single walled submersible pump containment sump, Single walled under dispenser containment | Automatic flow restrictor (MLLD) | Automatic flow restrictor (MLLD) | Interstitial Monitoring within Secondary Containment | SENSOR TO ATG |  |  | Pressurized Piping | UST Currently In Use: 7; UST Temp Close: 0; AST Currently In Use: 0; AST Temp Closed: 0 | 7 | 0 | 0 | 26520-089-021698 | GP (Ghanshyam Patel)
55080 | Currently in Use |  | 2023-02-01 06:00 |  | Petroleum | On road diesel | On road diesel | Retail | Double Wall, Fiberglass coated steel | Fiberglass coated steel |  |  | Double Wall, Flexible |  |  |  | Single walled catchment basin | Automatic shutoff device At 95% full | Automatic shutoff device At 95% full | Interstitial Monitoring within Secondary Containment | SENSOR TO ATG |  | Single walled submersible pump containment sump, Single walled under dispenser containment | Automatic flow restrictor (MLLD) | Automatic flow restrictor (MLLD) | Interstitial Monitoring within Secondary Containment | SENSOR TO ATG |  |  | Pressurized Piping | UST Currently In Use: 7; UST Temp Close: 0; AST Currently In Use: 0; AST Temp Closed: 0 | 7 | 0 | 0 | 26520-089-021698 | GP (Ghanshyam Patel)
55081 | Currently in Use |  | 2023-02-01 06:00 |  | Petroleum | Other, DEF | Other | Retail | Double Wall, Fiberglass coated steel | Fiberglass coated steel |  |  | Double Wall, Flexible |  |  |  | Single walled catchment basin | Automatic shutoff device At 95% full | Automatic shutoff device At 95% full | Interstitial Monitoring within Secondary Containment | SENSOR TO ATG |  | Single walled submersible pump containment sump, Single walled under dispenser containment | Automatic flow restrictor (MLLD) | Automatic flow restrictor (MLLD) | Interstitial Monitoring within Secondary Containment | SENSOR TO ATG |  |  | Pressurized Piping | UST Currently In Use: 7; UST Temp Close: 0; AST Currently In Use: 0; AST Temp Closed: 0 | 7 | 0 | 0 | 26520-089-021698 | GP (Ghanshyam Patel)
55086 | Currently in Use |  | 2023-11-22 06:00 |  | Petroleum | Unleaded gasoline | Unleaded gasoline | Retail | Double Wall, Fiberglass reinforced plastic | Fiberglass reinforced plastic |  |  | Double Wall, Flexible |  |  |  | Single walled catchment basin | Audible high level alarm At 90% full, Automatic shutoff device At 95% full | Automatic shutoff device At 95% full | Interstitial Monitoring within Secondary Containment | SENSOR TO ATG |  | Single walled submersible pump containment sump, Single walled under dispenser containment | Sump sensor relayed to automatically shut off submersible pump | Sump sensor relayed to automatically shut off submersible pump | Interstitial Monitoring within Secondary Containment | SENSOR TO ATG |  |  | Pressurized Piping | UST Currently In Use: 2; UST Temp Close: 0; AST Currently In Use: 0; AST Temp Closed: 0 | 2 | 0 | 0 | 24978-089-021605 | Kroger Limited Partnership I
55088 | Currently in Use |  | 2023-11-22 06:00 |  | Petroleum | Diesel containing less than or equal to 20% biodiesel | Diesel containing less than or equal to 20% biodiesel | Retail | Double Wall, Fiberglass reinforced plastic | Fiberglass reinforced plastic |  |  | Double Wall, Flexible |  |  |  | Single walled catchment basin | Audible high level alarm At 90% full, Automatic shutoff device At 95% full | Automatic shutoff device At 95% full | Interstitial Monitoring within Secondary Containment | SENSOR TO ATG |  | Single walled submersible pump containment sump, Single walled under dispenser containment | Automatic flow restrictor (MLLD) | Automatic flow restrictor (MLLD) | Interstitial Monitoring within Secondary Containment | SENSOR TO ATG |  |  | Pressurized Piping | UST Currently In Use: 2; UST Temp Close: 0; AST Currently In Use: 0; AST Temp Closed: 0 | 2 | 0 | 0 | 24978-089-021605 | Kroger Limited Partnership I
55094 | Currently in Use |  | 2025-03-01 06:00 |  | Petroleum | Unleaded gasoline | Unleaded gasoline | Retail | Double Wall, Fiberglass coated steel | Fiberglass coated steel |  |  | Double Wall, Flexible |  |  |  | Double walled catchment basin | Automatic shutoff device At 95% full | Automatic shutoff device At 95% full | Interstitial Monitoring within Secondary Containment | SENSOR TO ATG |  | Single walled submersible pump containment sump, Single walled under dispenser containment | Automatic shutoff device (AELLD) | Automatic shutoff device (AELLD) | Interstitial Monitoring within Secondary Containment | SENSOR TO ATG |  |  | Pressurized Piping | UST Currently In Use: 2; UST Temp Close: 0; AST Currently In Use: 0; AST Temp Closed: 0 | 2 | 0 | 0 | 25822-089-021696 | K-Va-T Food Stores, Inc.
55095 | Currently in Use |  | 2025-03-01 06:00 |  | Petroleum | Premium gasoline | Premium gasoline | Retail | Double Wall, Fiberglass coated steel | Fiberglass coated steel |  |  | Double Wall, Flexible |  |  |  | Double walled catchment basin | Automatic shutoff device At 95% full | Automatic shutoff device At 95% full | Interstitial Monitoring within Secondary Containment | SENSOR TO ATG |  | Single walled submersible pump containment sump, Single walled under dispenser containment | Automatic shutoff device (AELLD) | Automatic shutoff device (AELLD) | Interstitial Monitoring within Secondary Containment | SENSOR TO ATG |  |  | Pressurized Piping | UST Currently In Use: 2; UST Temp Close: 0; AST Currently In Use: 0; AST Temp Closed: 0 | 2 | 0 | 0 | 25822-089-021696 | K-Va-T Food Stores, Inc.
55100 | Currently in Use |  | 2025-05-23 06:00 |  | Petroleum | On road diesel | On road diesel | Retail | Double Wall, Fiberglass coated steel | Fiberglass coated steel |  |  | Double Wall, Fiberglass reinforced plastic |  | 2025-05-23 06:00 |  | Single walled catchment basin | Audible high level alarm At 90% full | Audible high level alarm At 90% full | Interstitial Monitoring within Secondary Containment | SENSOR TO ATG | Continuous Automatic Tank Gauge | Single walled submersible pump containment sump, Single walled under dispenser containment | Automatic shutoff device (AELLD) | Automatic shutoff device (AELLD) | Interstitial Monitoring within Secondary Containment | SENSOR TO ATG | Automatic electronic line leak detector (AELLD) | Automatic electronic line leak detector (AELLD) | Pressurized Piping | UST Currently In Use: 3; UST Temp Close: 0; AST Currently In Use: 0; AST Temp Closed: 0 | 3 | 0 | 0 | 26093-039-021582 | PATRIOT FUELING CENTER R&S LLC
55101 | Currently in Use |  | 2025-05-23 06:00 |  | Petroleum | Unleaded gasoline | Unleaded gasoline | Retail | Double Wall, Fiberglass coated steel | Fiberglass coated steel |  |  | Double Wall, Fiberglass reinforced plastic |  | 2025-05-23 06:00 |  | Single walled catchment basin | Audible high level alarm At 90% full | Audible high level alarm At 90% full | Interstitial Monitoring within Secondary Containment | SENSOR TO ATG | Continuous Automatic Tank Gauge | Single walled submersible pump containment sump, Single walled under dispenser containment | Automatic shutoff device (AELLD) | Automatic shutoff device (AELLD) | Interstitial Monitoring within Secondary Containment | SENSOR TO ATG | Automatic electronic line leak detector (AELLD) | Automatic electronic line leak detector (AELLD) | Pressurized Piping | UST Currently In Use: 3; UST Temp Close: 0; AST Currently In Use: 0; AST Temp Closed: 0 | 3 | 0 | 0 | 26093-039-021582 | PATRIOT FUELING CENTER R&S LLC
55102 | Currently in Use |  | 2025-05-23 06:00 |  | Petroleum | Off road diesel | Off road diesel | Retail | Double Wall, Fiberglass coated steel | Fiberglass coated steel |  |  | Double Wall, Fiberglass reinforced plastic |  | 2025-05-23 06:00 |  | Single walled catchment basin | Audible high level alarm At 90% full | Audible high level alarm At 90% full | Interstitial Monitoring within Secondary Containment | SENSOR TO ATG | Continuous Automatic Tank Gauge | Single walled submersible pump containment sump, Single walled under dispenser containment | Automatic shutoff device (AELLD) | Automatic shutoff device (AELLD) | Interstitial Monitoring within Secondary Containment | SENSOR TO ATG | Automatic electronic line leak detector (AELLD) | Automatic electronic line leak detector (AELLD) | Pressurized Piping | UST Currently In Use: 3; UST Temp Close: 0; AST Currently In Use: 0; AST Temp Closed: 0 | 3 | 0 | 0 | 26093-039-021582 | PATRIOT FUELING CENTER R&S LLC
55119 | Currently in Use |  | 2025-06-02 06:00 |  | Petroleum | Unleaded gasoline | Unleaded gasoline | Retail | Double Wall, Fiberglass coated steel | Fiberglass coated steel |  |  | Double Wall, Fiberglass reinforced plastic |  |  |  | Single walled catchment basin | Automatic shutoff device At 95% full | Automatic shutoff device At 95% full | Interstitial Monitoring within Secondary Containment | SENSOR TO ATG |  | Single walled submersible pump containment sump, Single walled under dispenser containment | Automatic shutoff device (AELLD) | Automatic shutoff device (AELLD) | Interstitial Monitoring within Secondary Containment | SENSOR TO ATG |  |  | Pressurized Piping | UST Currently In Use: 2; UST Temp Close: 0; AST Currently In Use: 0; AST Temp Closed: 0 | 2 | 0 | 0 | 26567-043-021717 | Dale's Black Mountain Beverage
55120 | Currently in Use |  | 2025-06-02 06:00 |  | Petroleum | Premium gasoline | Premium gasoline | Retail | Double Wall, Fiberglass coated steel | Fiberglass coated steel |  |  | Double Wall, Fiberglass reinforced plastic |  |  |  | Single walled catchment basin | Automatic shutoff device At 95% full | Automatic shutoff device At 95% full | Interstitial Monitoring within Secondary Containment | SENSOR TO ATG |  | Single walled submersible pump containment sump, Single walled under dispenser containment | Automatic shutoff device (AELLD) | Automatic shutoff device (AELLD) | Interstitial Monitoring within Secondary Containment | SENSOR TO ATG |  |  | Pressurized Piping | UST Currently In Use: 2; UST Temp Close: 0; AST Currently In Use: 0; AST Temp Closed: 0 | 2 | 0 | 0 | 26567-043-021717 | Dale's Black Mountain Beverage
55123 | Currently in Use |  | 2025-02-06 06:00 |  | Petroleum | Unleaded gasoline | Unleaded gasoline | Retail | Double Wall, Fiberglass coated steel | Fiberglass coated steel |  |  | Double Wall, Fiberglass reinforced plastic |  |  |  | Single walled catchment basin | Automatic shutoff device At 95% full | Automatic shutoff device At 95% full | Interstitial Monitoring within Secondary Containment | SENSOR TO ATG |  | Double walled under dispenser containment, Single walled submersible pump containment sump | Automatic shutoff device (AELLD) | Automatic shutoff device (AELLD) | Interstitial Monitoring within Secondary Containment | SENSOR TO ATG |  |  | Pressurized Piping | UST Currently In Use: 2; UST Temp Close: 0; AST Currently In Use: 0; AST Temp Closed: 0 | 2 | 0 | 0 | 26557-083-021710 | Anik Patel
55124 | Currently in Use |  | 2025-02-06 06:00 |  | Petroleum | Premium gasoline | Premium gasoline | Retail | Double Wall, Fiberglass coated steel | Fiberglass coated steel |  |  | Double Wall, Fiberglass reinforced plastic |  |  |  | Single walled catchment basin | Automatic shutoff device At 95% full | Automatic shutoff device At 95% full | Interstitial Monitoring within Secondary Containment | SENSOR TO ATG |  | Double walled under dispenser containment, Single walled submersible pump containment sump | Automatic flow restrictor (MLLD) | Automatic flow restrictor (MLLD) | Interstitial Monitoring within Secondary Containment | SENSOR TO ATG |  |  | Pressurized Piping | UST Currently In Use: 2; UST Temp Close: 0; AST Currently In Use: 0; AST Temp Closed: 0 | 2 | 0 | 0 | 26557-083-021710 | Anik Patel
55125 | Currently in Use |  | 2025-03-25 06:00 |  | Petroleum | Unleaded gasoline | Unleaded gasoline | Retail | Double Wall, Fiberglass reinforced plastic | Fiberglass reinforced plastic |  |  | Double Wall, Fiberglass reinforced plastic |  | 2025-03-25 06:00 |  | Double walled catchment basin | Automatic shutoff device At 95% full | Automatic shutoff device At 95% full | Interstitial Monitoring within Secondary Containment | SENSOR TO ATG |  | Single walled under dispenser containment | Automatic flow restrictor (MLLD) | Automatic flow restrictor (MLLD) | Interstitial Monitoring within Secondary Containment | SENSOR TO ATG |  |  | Pressurized Piping | UST Currently In Use: 4; UST Temp Close: 0; AST Currently In Use: 0; AST Temp Closed: 0 | 4 | 0 | 0 | 13579-003-018654 | MURPHY OIL USA, INC.
55126 | Currently in Use |  | 2025-03-25 06:00 |  | Petroleum | Premium gasoline | Premium gasoline | Retail | Double Wall, Fiberglass reinforced plastic | Fiberglass reinforced plastic |  |  | Double Wall, Fiberglass reinforced plastic |  | 2025-03-25 06:00 |  | Double walled catchment basin | Automatic shutoff device At 95% full | Automatic shutoff device At 95% full | Interstitial Monitoring within Secondary Containment | SENSOR TO ATG |  | Single walled under dispenser containment | Automatic flow restrictor (MLLD) | Automatic flow restrictor (MLLD) | Interstitial Monitoring within Secondary Containment | SENSOR TO ATG |  |  | Pressurized Piping | UST Currently In Use: 4; UST Temp Close: 0; AST Currently In Use: 0; AST Temp Closed: 0 | 4 | 0 | 0 | 13579-003-018654 | MURPHY OIL USA, INC.
55131 | Currently in Use |  | 2024-11-13 06:00 |  | Petroleum | Unleaded gasoline | Unleaded gasoline | Retail | Double Wall, Fiberglass reinforced plastic | Fiberglass reinforced plastic |  |  | Double Wall, Fiberglass reinforced plastic |  |  |  | Double walled catchment basin | Automatic shutoff device At 95% full | Automatic shutoff device At 95% full | Interstitial Monitoring within Secondary Containment | SENSOR TO ATG | Automatic Tank Gauge | Single walled under dispenser containment | Automatic shutoff device (AELLD) | Automatic shutoff device (AELLD) | Interstitial Monitoring within Secondary Containment | SENSOR TO ATG |  |  | Pressurized Piping | UST Currently In Use: 4; UST Temp Close: 0; AST Currently In Use: 0; AST Temp Closed: 0 | 4 | 0 | 0 | 21012-121-021650 | Speedway LLC
55142 | Currently in Use |  | 2025-04-01 06:00 |  | Petroleum | Unleaded gasoline | Unleaded gasoline | Retail | Double Wall, Fiberglass reinforced plastic | Fiberglass reinforced plastic |  |  | Double Wall, Flexible |  | 2025-04-01 06:00 |  | Single walled catchment basin | Audible high level alarm At 90% full | Audible high level alarm At 90% full | Interstitial Monitoring within Secondary Containment |  |  | Single walled submersible pump containment sump | Automatic flow restrictor (MLLD) | Automatic flow restrictor (MLLD) | Interstitial Monitoring within Secondary Containment |  |  |  | Pressurized Piping | UST Currently In Use: 6; UST Temp Close: 0; AST Currently In Use: 0; AST Temp Closed: 0 | 6 | 0 | 0 | 12409-069-005388 | HOME OIL COMPANY, INC.
55143 | Currently in Use |  | 2025-04-01 06:00 |  | Petroleum | On road diesel | On road diesel | Retail | Double Wall, Fiberglass reinforced plastic | Fiberglass reinforced plastic |  |  | Double Wall, Flexible |  | 2025-04-01 06:00 |  | Single walled catchment basin | Audible high level alarm At 90% full | Audible high level alarm At 90% full | Interstitial Monitoring within Secondary Containment |  |  | Single walled submersible pump containment sump | Automatic flow restrictor (MLLD) | Automatic flow restrictor (MLLD) | Interstitial Monitoring within Secondary Containment |  |  |  | Pressurized Piping | UST Currently In Use: 6; UST Temp Close: 0; AST Currently In Use: 0; AST Temp Closed: 0 | 6 | 0 | 0 | 12409-069-005388 | HOME OIL COMPANY, INC.
55147 | Currently in Use |  | 2025-01-23 06:00 |  | Petroleum | Unleaded gasoline | Unleaded gasoline | Retail | Double Wall, Fiberglass coated steel | Fiberglass coated steel |  |  | Double Wall, Flexible |  |  |  | Single walled catchment basin | Automatic shutoff device At 95% full | Automatic shutoff device At 95% full | Interstitial Monitoring within Secondary Containment | SENSOR TO ATG |  | Single walled submersible pump containment sump, Single walled under dispenser containment | Automatic flow restrictor (MLLD) | Automatic flow restrictor (MLLD) | Interstitial Monitoring within Secondary Containment | SENSOR TO ATG |  |  | Pressurized Piping | UST Currently In Use: 2; UST Temp Close: 0; AST Currently In Use: 0; AST Temp Closed: 0 | 2 | 0 | 9 | 26437-009-001386 | OM Shiva LLC
55148 | Currently in Use |  | 2025-01-23 06:00 |  | Petroleum | On road diesel | On road diesel | Retail | Double Wall, Fiberglass coated steel | Fiberglass coated steel |  |  | Double Wall, Flexible |  |  |  | Single walled catchment basin | Automatic shutoff device At 95% full | Automatic shutoff device At 95% full | Interstitial Monitoring within Secondary Containment | SENSOR TO ATG |  | Single walled submersible pump containment sump, Single walled under dispenser containment | Automatic flow restrictor (MLLD) | Automatic flow restrictor (MLLD) | Interstitial Monitoring within Secondary Containment | SENSOR TO ATG |  |  |  | UST Currently In Use: 2; UST Temp Close: 0; AST Currently In Use: 0; AST Temp Closed: 0 | 2 | 0 | 9 | 26437-009-001386 | OM Shiva LLC
55150 | Currently in Use |  | 2024-11-13 06:00 |  | Petroleum | Premium gasoline | Premium gasoline | Retail | Double Wall, Fiberglass reinforced plastic | Fiberglass reinforced plastic |  |  | Double Wall, Fiberglass reinforced plastic |  |  |  | Double walled catchment basin | Automatic shutoff device At 95% full | Automatic shutoff device At 95% full | Interstitial Monitoring within Secondary Containment | SENSOR TO ATG | Automatic Tank Gauge | Single walled under dispenser containment | Automatic shutoff device (AELLD) | Automatic shutoff device (AELLD) | Interstitial Monitoring within Secondary Containment | SENSOR TO ATG |  |  | Pressurized Piping | UST Currently In Use: 4; UST Temp Close: 0; AST Currently In Use: 0; AST Temp Closed: 0 | 4 | 0 | 0 | 21012-121-021650 | Speedway LLC
55151 | Currently in Use |  | 2024-11-13 06:00 |  | Petroleum | On road diesel | On road diesel | Retail | Double Wall, Fiberglass reinforced plastic | Fiberglass reinforced plastic |  |  | Double Wall, Fiberglass reinforced plastic |  |  |  | Double walled catchment basin | Automatic shutoff device At 95% full | Automatic shutoff device At 95% full | Interstitial Monitoring within Secondary Containment | SENSOR TO ATG | Automatic Tank Gauge | Single walled under dispenser containment | Automatic shutoff device (AELLD) | Automatic shutoff device (AELLD) | Interstitial Monitoring within Secondary Containment | SENSOR TO ATG |  |  | Pressurized Piping | UST Currently In Use: 4; UST Temp Close: 0; AST Currently In Use: 0; AST Temp Closed: 0 | 4 | 0 | 0 | 21012-121-021650 | Speedway LLC
55152 | Currently in Use |  | 2024-11-13 06:00 |  | Petroleum | Premium gasoline | Premium gasoline | Retail | Double Wall, Fiberglass reinforced plastic | Fiberglass reinforced plastic |  |  | Double Wall, Fiberglass reinforced plastic |  |  |  | Double walled catchment basin | Automatic shutoff device At 95% full | Automatic shutoff device At 95% full | Interstitial Monitoring within Secondary Containment | SENSOR TO ATG | Automatic Tank Gauge | Single walled under dispenser containment | Automatic shutoff device (AELLD) | Automatic shutoff device (AELLD) | Interstitial Monitoring within Secondary Containment | SENSOR TO ATG |  |  | Pressurized Piping | UST Currently In Use: 4; UST Temp Close: 0; AST Currently In Use: 0; AST Temp Closed: 0 | 4 | 0 | 0 | 21012-121-021650 | Speedway LLC
55154 | Currently in Use |  | 2025-06-17 06:00 |  | Petroleum | Unleaded gasoline | Unleaded gasoline | Retail | Double Wall, Steel | Steel | Other, ACT100 |  | Double Wall, Fiberglass reinforced plastic |  |  |  | Single walled catchment basin | Automatic shutoff device At 95% full | Automatic shutoff device At 95% full | Interstitial Monitoring within Secondary Containment | SENSOR TO ATG |  | Single walled submersible pump containment sump, Single walled under dispenser containment | Automatic shutoff device (AELLD), Containment Sump | Containment Sump | Interstitial Monitoring within Secondary Containment | SENSOR TO ATG |  |  |  | UST Currently In Use: 3; UST Temp Close: 0; AST Currently In Use: 0; AST Temp Closed: 0 | 3 | 0 | 7 | 22022-073-005286 | TRIANGLE PETRO LLC
55155 | Currently in Use |  | 2025-06-17 06:00 |  | Petroleum | Premium gasoline | Premium gasoline |  | Steel | Steel | Other, ACT100 |  | Double Wall, Fiberglass reinforced plastic |  |  |  | Single walled catchment basin | Automatic shutoff device At 95% full | Automatic shutoff device At 95% full | Interstitial Monitoring within Secondary Containment | SENSOR TO ATG |  | Single walled submersible pump containment sump, Single walled under dispenser containment | Automatic shutoff device (AELLD), Containment Sump | Containment Sump | Interstitial Monitoring within Secondary Containment | SENSOR TO ATG |  |  |  | UST Currently In Use: 3; UST Temp Close: 0; AST Currently In Use: 0; AST Temp Closed: 0 | 3 | 0 | 7 | 22022-073-005286 | TRIANGLE PETRO LLC
55163 | Currently in Use |  | 2024-11-08 06:00 |  | Petroleum | On road diesel | On road diesel | Retail |  |  |  |  | Double Wall, Flexible |  |  |  | Double walled catchment basin | Automatic shutoff device At 95% full | Automatic shutoff device At 95% full | Interstitial Monitoring within Secondary Containment | SENSOR TO ATG |  | Single walled submersible pump containment sump, Single walled under dispenser containment | Automatic shutoff device (AELLD), Sump sensor relayed to automatically shut off submersible pump | Sump sensor relayed to automatically shut off submersible pump | Interstitial Monitoring within Secondary Containment | SENSOR TO ATG |  |  | Pressurized Piping | UST Currently In Use: 11; UST Temp Close: 0; AST Currently In Use: 0; AST Temp Closed: 0 | 11 | 0 | 0 | 26103-015-021645 | QuikTrip Corporation
55164 | Currently in Use |  | 2024-11-08 06:00 |  | Petroleum | On road diesel | On road diesel | Retail | Double Wall, Fiberglass reinforced plastic | Fiberglass reinforced plastic |  |  | Double Wall, Flexible |  |  |  | Double walled catchment basin | Automatic shutoff device At 95% full | Automatic shutoff device At 95% full | Interstitial Monitoring within Secondary Containment | SENSOR TO ATG |  | Single walled submersible pump containment sump, Single walled under dispenser containment | Automatic shutoff device (AELLD), Sump sensor relayed to automatically shut off submersible pump | Sump sensor relayed to automatically shut off submersible pump | Interstitial Monitoring within Secondary Containment | SENSOR TO ATG |  |  | Pressurized Piping | UST Currently In Use: 11; UST Temp Close: 0; AST Currently In Use: 0; AST Temp Closed: 0 | 11 | 0 | 0 | 26103-015-021645 | QuikTrip Corporation
55165 | Currently in Use |  | 2024-11-08 06:00 |  | Petroleum | On road diesel | On road diesel | Retail | Double Wall, Fiberglass reinforced plastic | Fiberglass reinforced plastic |  |  | Double Wall, Flexible |  |  |  | Double walled catchment basin | Automatic shutoff device At 95% full | Automatic shutoff device At 95% full | Interstitial Monitoring within Secondary Containment | SENSOR TO ATG |  | Single walled submersible pump containment sump, Single walled under dispenser containment | Automatic shutoff device (AELLD), Sump sensor relayed to automatically shut off submersible pump | Sump sensor relayed to automatically shut off submersible pump | Interstitial Monitoring within Secondary Containment | SENSOR TO ATG |  |  | Pressurized Piping | UST Currently In Use: 11; UST Temp Close: 0; AST Currently In Use: 0; AST Temp Closed: 0 | 11 | 0 | 0 | 26103-015-021645 | QuikTrip Corporation
55166 | Currently in Use |  | 2024-11-08 06:00 |  | Petroleum | On road diesel | On road diesel | Retail | Double Wall, Fiberglass reinforced plastic | Fiberglass reinforced plastic |  |  | Double Wall, Flexible |  |  |  | Double walled catchment basin | Automatic shutoff device At 95% full | Automatic shutoff device At 95% full | Interstitial Monitoring within Secondary Containment | SENSOR TO ATG |  | Single walled submersible pump containment sump, Single walled under dispenser containment | Automatic shutoff device (AELLD), Sump sensor relayed to automatically shut off submersible pump | Sump sensor relayed to automatically shut off submersible pump | Interstitial Monitoring within Secondary Containment | SENSOR TO ATG |  |  | Pressurized Piping | UST Currently In Use: 11; UST Temp Close: 0; AST Currently In Use: 0; AST Temp Closed: 0 | 11 | 0 | 0 | 26103-015-021645 | QuikTrip Corporation
55167 | Currently in Use |  | 2024-11-08 06:00 |  | Petroleum | Other, Diesel Exhaust Fluid | Other | Retail | Double Wall, Fiberglass reinforced plastic | Fiberglass reinforced plastic |  |  | Double Wall, Flexible |  |  |  | Single walled catchment basin | Automatic shutoff device At 95% full | Automatic shutoff device At 95% full | Interstitial Monitoring within Secondary Containment | SENSOR TO ATG |  | Single walled submersible pump containment sump, Single walled under dispenser containment | Automatic shutoff device (AELLD), Sump sensor relayed to automatically shut off submersible pump | Sump sensor relayed to automatically shut off submersible pump | Interstitial Monitoring within Secondary Containment | SENSOR TO ATG |  |  | Pressurized Piping | UST Currently In Use: 11; UST Temp Close: 0; AST Currently In Use: 0; AST Temp Closed: 0 | 11 | 0 | 0 | 26103-015-021645 | QuikTrip Corporation
55168 | Currently in Use |  | 2024-11-21 06:00 |  | Petroleum | Unleaded gasoline | Unleaded gasoline | Retail | Double Wall, Fiberglass reinforced plastic | Fiberglass reinforced plastic |  |  | Double Wall, Flexible |  |  |  | Double walled catchment basin | Automatic shutoff device At 95% full | Automatic shutoff device At 95% full | Interstitial Monitoring within Secondary Containment | SENSOR TO ATG |  | Single walled submersible pump containment sump, Single walled under dispenser containment | Automatic shutoff device (AELLD), Sump sensor relayed to automatically shut off submersible pump | Sump sensor relayed to automatically shut off submersible pump | Interstitial Monitoring within Secondary Containment | SENSOR TO ATG |  |  | Pressurized Piping | UST Currently In Use: 11; UST Temp Close: 0; AST Currently In Use: 0; AST Temp Closed: 0 | 11 | 0 | 0 | 26103-015-021645 | QuikTrip Corporation
55169 | Currently in Use |  | 2024-11-21 06:00 |  | Petroleum | Unleaded gasoline | Unleaded gasoline | Retail | Double Wall, Fiberglass reinforced plastic | Fiberglass reinforced plastic |  |  | Double Wall, Flexible |  |  |  | Double walled catchment basin | Automatic shutoff device At 95% full | Automatic shutoff device At 95% full | Interstitial Monitoring within Secondary Containment | SENSOR TO ATG |  | Single walled submersible pump containment sump, Single walled under dispenser containment | Automatic shutoff device (AELLD), Sump sensor relayed to automatically shut off submersible pump | Sump sensor relayed to automatically shut off submersible pump | Interstitial Monitoring within Secondary Containment | SENSOR TO ATG |  |  | Pressurized Piping | UST Currently In Use: 11; UST Temp Close: 0; AST Currently In Use: 0; AST Temp Closed: 0 | 11 | 0 | 0 | 26103-015-021645 | QuikTrip Corporation
55170 | Currently in Use |  | 2024-11-21 06:00 |  | Petroleum | Unleaded gasoline | Unleaded gasoline | Retail | Double Wall, Fiberglass reinforced plastic | Fiberglass reinforced plastic |  |  | Double Wall, Flexible |  |  |  | Double walled catchment basin | Automatic shutoff device At 95% full | Automatic shutoff device At 95% full | Interstitial Monitoring within Secondary Containment | SENSOR TO ATG |  | Single walled submersible pump containment sump, Single walled under dispenser containment | Automatic shutoff device (AELLD), Sump sensor relayed to automatically shut off submersible pump | Sump sensor relayed to automatically shut off submersible pump | Interstitial Monitoring within Secondary Containment | SENSOR TO ATG |  |  | Pressurized Piping | UST Currently In Use: 11; UST Temp Close: 0; AST Currently In Use: 0; AST Temp Closed: 0 | 11 | 0 | 0 | 26103-015-021645 | QuikTrip Corporation
55171 | Currently in Use |  | 2024-11-21 06:00 |  | Petroleum | Premium gasoline | Premium gasoline | Retail | Double Wall, Fiberglass reinforced plastic | Fiberglass reinforced plastic |  |  | Double Wall, Flexible |  |  |  | Double walled catchment basin | Automatic shutoff device At 95% full | Automatic shutoff device At 95% full | Interstitial Monitoring within Secondary Containment | SENSOR TO ATG |  | Single walled submersible pump containment sump, Single walled under dispenser containment | Automatic shutoff device (AELLD), Sump sensor relayed to automatically shut off submersible pump | Sump sensor relayed to automatically shut off submersible pump | Interstitial Monitoring within Secondary Containment | SENSOR TO ATG |  |  | Pressurized Piping | UST Currently In Use: 11; UST Temp Close: 0; AST Currently In Use: 0; AST Temp Closed: 0 | 11 | 0 | 0 | 26103-015-021645 | QuikTrip Corporation
55172 | Currently in Use |  | 2024-11-21 06:00 |  | Petroleum | Ethanol free gasoline | Ethanol free gasoline | Retail | Double Wall, Fiberglass reinforced plastic | Fiberglass reinforced plastic |  |  | Double Wall, Fiberglass reinforced plastic | [6 empty] | Interstitial Monitoring within Secondary Containment | SENSOR TO ATG |  | Single walled submersible pump containment sump, Single walled under dispenser containment | Automatic shutoff device (AELLD), Sump sensor relayed to automatically shut off submersible pump | Sump sensor relayed to automatically shut off submersible pump | Interstitial Monitoring within Secondary Containment | SENSOR TO ATG |  |  | Pressurized Piping | UST Currently In Use: 11; UST Temp Close: 0; AST Currently In Use: 0; AST Temp Closed: 0 | 11 | 0 | 0 | 26103-015-021645 | QuikTrip Corporation
55173 | Currently in Use |  | 2024-11-21 06:00 |  | Petroleum | On road diesel | On road diesel | Retail | Double Wall, Fiberglass reinforced plastic | Fiberglass reinforced plastic |  |  | Double Wall, Flexible |  |  |  | Double walled catchment basin | Automatic shutoff device At 95% full | Automatic shutoff device At 95% full | Interstitial Monitoring within Secondary Containment | SENSOR TO ATG |  | Single walled submersible pump containment sump, Single walled under dispenser containment | Automatic shutoff device (AELLD), Sump sensor relayed to automatically shut off submersible pump | Sump sensor relayed to automatically shut off submersible pump | Interstitial Monitoring within Secondary Containment | SENSOR TO ATG |  |  | Pressurized Piping | UST Currently In Use: 11; UST Temp Close: 0; AST Currently In Use: 0; AST Temp Closed: 0 | 11 | 0 | 0 | 26103-015-021645 | QuikTrip Corporation
55176 | Currently in Use |  | 2025-05-01 06:00 |  | Petroleum | Unleaded gasoline | Unleaded gasoline | Retail | Double Wall, Fiberglass reinforced plastic | Fiberglass reinforced plastic |  |  | Double Wall, Fiberglass reinforced plastic |  |  |  | Double walled catchment basin | Automatic shutoff device At 95% full | Automatic shutoff device At 95% full | Interstitial Monitoring within Secondary Containment | SENSOR TO ATG | Automatic Tank Gauge | Single walled submersible pump containment sump, Single walled under dispenser containment | Automatic shutoff device (AELLD) | Automatic shutoff device (AELLD) | Interstitial Monitoring within Secondary Containment | SENSOR TO ATG |  |  | Pressurized Piping | UST Currently In Use: 5; UST Temp Close: 0; AST Currently In Use: 0; AST Temp Closed: 0 | 5 | 0 | 0 | 26103-081-021697 | QuikTrip Corporation
55177 | Currently in Use |  | 2025-05-01 06:00 |  | Petroleum | Unleaded gasoline | Unleaded gasoline | Retail | Double Wall, Fiberglass reinforced plastic | Fiberglass reinforced plastic |  |  | Double Wall, Fiberglass reinforced plastic |  |  |  | Double walled catchment basin | Automatic shutoff device At 95% full | Automatic shutoff device At 95% full | Interstitial Monitoring within Secondary Containment | SENSOR TO ATG | Automatic Tank Gauge | Single walled submersible pump containment sump, Single walled under dispenser containment | Automatic shutoff device (AELLD) | Automatic shutoff device (AELLD) | Interstitial Monitoring within Secondary Containment | SENSOR TO ATG |  |  | Pressurized Piping | UST Currently In Use: 5; UST Temp Close: 0; AST Currently In Use: 0; AST Temp Closed: 0 | 5 | 0 | 0 | 26103-081-021697 | QuikTrip Corporation
55178 | Currently in Use |  | 2025-05-01 06:00 |  | Petroleum | Ethanol free gasoline | Ethanol free gasoline | Retail | Double Wall, Fiberglass reinforced plastic | Fiberglass reinforced plastic |  |  | Double Wall, Fiberglass reinforced plastic |  |  |  | Double walled catchment basin | Automatic shutoff device At 95% full | Automatic shutoff device At 95% full | Interstitial Monitoring within Secondary Containment | SENSOR TO ATG | Automatic Tank Gauge | Single walled submersible pump containment sump, Single walled under dispenser containment | Automatic shutoff device (AELLD) | Automatic shutoff device (AELLD) | Interstitial Monitoring within Secondary Containment | SENSOR TO ATG |  |  | Pressurized Piping | UST Currently In Use: 5; UST Temp Close: 0; AST Currently In Use: 0; AST Temp Closed: 0 | 5 | 0 | 0 | 26103-081-021697 | QuikTrip Corporation
55179 | Currently in Use |  | 2025-05-01 06:00 |  | Petroleum | Premium gasoline | Premium gasoline | Retail | Double Wall, Fiberglass reinforced plastic | Fiberglass reinforced plastic |  |  | Double Wall, Fiberglass reinforced plastic |  |  |  | Double walled catchment basin | Automatic shutoff device At 95% full | Automatic shutoff device At 95% full | Interstitial Monitoring within Secondary Containment | SENSOR TO ATG | Automatic Tank Gauge | Single walled submersible pump containment sump, Single walled under dispenser containment | Automatic shutoff device (AELLD) | Automatic shutoff device (AELLD) | Interstitial Monitoring within Secondary Containment | SENSOR TO ATG |  |  | Pressurized Piping | UST Currently In Use: 5; UST Temp Close: 0; AST Currently In Use: 0; AST Temp Closed: 0 | 5 | 0 | 0 | 26103-081-021697 | QuikTrip Corporation
55180 | Currently in Use |  | 2025-05-01 06:00 |  | Petroleum | On road diesel | On road diesel | Retail | Double Wall, Fiberglass reinforced plastic | Fiberglass reinforced plastic |  |  | Double Wall, Fiberglass reinforced plastic |  |  |  | Double walled catchment basin | Automatic shutoff device At 95% full | Automatic shutoff device At 95% full | Interstitial Monitoring within Secondary Containment | SENSOR TO ATG | Automatic Tank Gauge | Single walled submersible pump containment sump, Single walled under dispenser containment | Automatic shutoff device (AELLD) | Automatic shutoff device (AELLD) | Interstitial Monitoring within Secondary Containment | SENSOR TO ATG |  |  | Pressurized Piping | UST Currently In Use: 5; UST Temp Close: 0; AST Currently In Use: 0; AST Temp Closed: 0 | 5 | 0 | 0 | 26103-081-021697 | QuikTrip Corporation
55198 | Currently in Use |  | 2024-12-20 06:00 |  | Petroleum | Unleaded gasoline | Unleaded gasoline | Retail | Double Wall, Fiberglass reinforced plastic | Fiberglass reinforced plastic |  |  | Double Wall, Flexible |  |  |  | Double walled catchment basin | Automatic shutoff device At 95% full | Automatic shutoff device At 95% full | Interstitial Monitoring within Secondary Containment | SENSOR TO ATG |  | Single walled submersible pump containment sump, Single walled under dispenser containment | Automatic shutoff device (AELLD) | Automatic shutoff device (AELLD) | Interstitial Monitoring within Secondary Containment | SENSOR TO ATG |  |  | Pressurized Piping | UST Currently In Use: 10; UST Temp Close: 0; AST Currently In Use: 0; AST Temp Closed: 0 | 10 | 0 | 0 | 25965-127-021661 | QuikTrip Corporation
55199 | Currently in Use |  | 2024-12-20 06:00 |  | Petroleum | Unleaded gasoline | Unleaded gasoline | Retail | Double Wall, Fiberglass reinforced plastic | Fiberglass reinforced plastic |  |  | Double Wall, Flexible |  |  |  | Double walled catchment basin | Automatic shutoff device At 95% full | Automatic shutoff device At 95% full | Interstitial Monitoring within Secondary Containment | SENSOR TO ATG |  | Single walled submersible pump containment sump, Single walled under dispenser containment | Automatic shutoff device (AELLD) | Automatic shutoff device (AELLD) | Interstitial Monitoring within Secondary Containment | SENSOR TO ATG |  |  | Pressurized Piping | UST Currently In Use: 10; UST Temp Close: 0; AST Currently In Use: 0; AST Temp Closed: 0 | 10 | 0 | 0 | 25965-127-021661 | QuikTrip Corporation
55200 | Currently in Use |  | 2024-12-20 06:00 |  | Petroleum | Ethanol free gasoline | Ethanol free gasoline | Retail | Double Wall, Fiberglass reinforced plastic | Fiberglass reinforced plastic |  |  | Double Wall, Flexible |  |  |  | Double walled catchment basin | Automatic shutoff device At 95% full | Automatic shutoff device At 95% full | Interstitial Monitoring within Secondary Containment | SENSOR TO ATG |  | Single walled submersible pump containment sump, Single walled under dispenser containment | Automatic shutoff device (AELLD) | Automatic shutoff device (AELLD) | Interstitial Monitoring within Secondary Containment | SENSOR TO ATG |  |  | Pressurized Piping | UST Currently In Use: 10; UST Temp Close: 0; AST Currently In Use: 0; AST Temp Closed: 0 | 10 | 0 | 0 | 25965-127-021661 | QuikTrip Corporation
55201 | Currently in Use |  | 2024-12-20 06:00 |  | Petroleum | Premium gasoline | Premium gasoline | Retail | Double Wall, Fiberglass reinforced plastic | Fiberglass reinforced plastic |  |  | Double Wall, Flexible |  |  |  | Double walled catchment basin | Automatic shutoff device At 95% full | Automatic shutoff device At 95% full | Interstitial Monitoring within Secondary Containment | SENSOR TO ATG |  | Single walled submersible pump containment sump, Single walled under dispenser containment | Automatic shutoff device (AELLD) | Automatic shutoff device (AELLD) | Interstitial Monitoring within Secondary Containment | SENSOR TO ATG |  |  | Pressurized Piping | UST Currently In Use: 10; UST Temp Close: 0; AST Currently In Use: 0; AST Temp Closed: 0 | 10 | 0 | 0 | 25965-127-021661 | QuikTrip Corporation
55202 | Currently in Use |  | 2024-12-20 06:00 |  | Petroleum | On road diesel | On road diesel | Retail | Double Wall, Fiberglass reinforced plastic | Fiberglass reinforced plastic |  |  | Double Wall, Flexible |  |  |  | Double walled catchment basin | Automatic shutoff device At 95% full | Automatic shutoff device At 95% full | Interstitial Monitoring within Secondary Containment | SENSOR TO ATG |  | Single walled submersible pump containment sump, Single walled under dispenser containment | Automatic shutoff device (AELLD) | Automatic shutoff device (AELLD) | Interstitial Monitoring within Secondary Containment | SENSOR TO ATG |  |  | Pressurized Piping | UST Currently In Use: 10; UST Temp Close: 0; AST Currently In Use: 0; AST Temp Closed: 0 | 10 | 0 | 0 | 25965-127-021661 | QuikTrip Corporation
55203 | Currently in Use |  | 2025-01-17 06:00 |  | Petroleum | On road diesel | On road diesel | Retail | Double Wall, Fiberglass reinforced plastic | Fiberglass reinforced plastic |  |  | Double Wall, Flexible |  |  |  | Double walled catchment basin | Automatic shutoff device At 95% full | Automatic shutoff device At 95% full | Interstitial Monitoring within Secondary Containment | SENSOR TO ATG |  | Single walled submersible pump containment sump, Single walled under dispenser containment | Automatic shutoff device (AELLD) | Automatic shutoff device (AELLD) | Interstitial Monitoring within Secondary Containment | SENSOR TO ATG |  |  | Pressurized Piping | UST Currently In Use: 10; UST Temp Close: 0; AST Currently In Use: 0; AST Temp Closed: 0 | 10 | 0 | 0 | 25965-127-021661 | QuikTrip Corporation
55204 | Currently in Use |  | 2025-01-17 06:00 |  | Petroleum | On road diesel | On road diesel | Retail | Double Wall, Fiberglass reinforced plastic | Fiberglass reinforced plastic |  |  | Double Wall, Flexible |  |  |  | Double walled catchment basin | Automatic shutoff device At 95% full | Automatic shutoff device At 95% full | Interstitial Monitoring within Secondary Containment | SENSOR TO ATG |  | Single walled submersible pump containment sump, Single walled under dispenser containment | Automatic shutoff device (AELLD) | Automatic shutoff device (AELLD) | Interstitial Monitoring within Secondary Containment | SENSOR TO ATG |  |  | Pressurized Piping | UST Currently In Use: 10; UST Temp Close: 0; AST Currently In Use: 0; AST Temp Closed: 0 | 10 | 0 | 0 | 25965-127-021661 | QuikTrip Corporation
55205 | Currently in Use |  | 2025-01-17 06:00 |  | Petroleum | On road diesel | On road diesel | Retail | Double Wall, Fiberglass reinforced plastic | Fiberglass reinforced plastic |  |  | Double Wall, Flexible |  |  |  | Double walled catchment basin | Automatic shutoff device At 95% full | Automatic shutoff device At 95% full | Interstitial Monitoring within Secondary Containment | SENSOR TO ATG |  | Single walled submersible pump containment sump, Single walled under dispenser containment | Automatic shutoff device (AELLD) | Automatic shutoff device (AELLD) | Interstitial Monitoring within Secondary Containment | SENSOR TO ATG |  |  | Pressurized Piping | UST Currently In Use: 10; UST Temp Close: 0; AST Currently In Use: 0; AST Temp Closed: 0 | 10 | 0 | 0 | 25965-127-021661 | QuikTrip Corporation
55206 | Currently in Use |  | 2025-01-17 06:00 |  | Petroleum | On road diesel | On road diesel | Retail | Double Wall, Fiberglass reinforced plastic | Fiberglass reinforced plastic |  |  | Double Wall, Flexible |  |  |  | Double walled catchment basin | Automatic shutoff device At 95% full | Automatic shutoff device At 95% full | Interstitial Monitoring within Secondary Containment | SENSOR TO ATG |  | Single walled submersible pump containment sump, Single walled under dispenser containment | Automatic shutoff device (AELLD) | Automatic shutoff device (AELLD) | Interstitial Monitoring within Secondary Containment | SENSOR TO ATG |  |  | Pressurized Piping | UST Currently In Use: 10; UST Temp Close: 0; AST Currently In Use: 0; AST Temp Closed: 0 | 10 | 0 | 0 | 25965-127-021661 | QuikTrip Corporation
55207 | Currently in Use |  | 2025-01-17 06:00 |  | Petroleum | Other, DEF | Other | Retail | Double Wall, Fiberglass reinforced plastic | Fiberglass reinforced plastic |  |  | Double Wall, Flexible |  |  |  | Double walled catchment basin | Automatic shutoff device At 95% full | Automatic shutoff device At 95% full | Interstitial Monitoring within Secondary Containment | SENSOR TO ATG |  | Single walled submersible pump containment sump, Single walled under dispenser containment | Automatic shutoff device (AELLD) | Automatic shutoff device (AELLD) | Interstitial Monitoring within Secondary Containment | SENSOR TO ATG |  |  | Pressurized Piping | UST Currently In Use: 10; UST Temp Close: 0; AST Currently In Use: 0; AST Temp Closed: 0 | 10 | 0 | 0 | 25965-127-021661 | QuikTrip Corporation
55210 | Currently in Use |  | 2025-01-23 06:00 |  | Petroleum | Unleaded gasoline | Unleaded gasoline | Retail | Double Wall, Fiberglass reinforced plastic | Fiberglass reinforced plastic |  |  | Double Wall, Flexible |  |  |  | Double walled catchment basin | Automatic shutoff device At 95% full | Automatic shutoff device At 95% full | Interstitial Monitoring within Secondary Containment | SENSOR TO ATG |  | Single walled submersible pump containment sump, Single walled under dispenser containment | Automatic shutoff device (AELLD) | Automatic shutoff device (AELLD) | Interstitial Monitoring within Secondary Containment | SENSOR TO ATG |  |  | Pressurized Piping | UST Currently In Use: 11; UST Temp Close: 0; AST Currently In Use: 0; AST Temp Closed: 0 | 11 | 0 | 0 | 25965-043-021660 | QuikTrip Corporation
55211 | Currently in Use |  | 2025-01-23 06:00 |  | Petroleum | Unleaded gasoline | Unleaded gasoline | Retail | Double Wall, Fiberglass reinforced plastic | Fiberglass reinforced plastic |  |  | Double Wall, Flexible |  |  |  | Double walled catchment basin | Automatic shutoff device At 95% full | Automatic shutoff device At 95% full | Interstitial Monitoring within Secondary Containment | SENSOR TO ATG |  | Single walled submersible pump containment sump, Single walled under dispenser containment | Automatic shutoff device (AELLD) | Automatic shutoff device (AELLD) | Interstitial Monitoring within Secondary Containment | SENSOR TO ATG |  |  | Pressurized Piping | UST Currently In Use: 11; UST Temp Close: 0; AST Currently In Use: 0; AST Temp Closed: 0 | 11 | 0 | 0 | 25965-043-021660 | QuikTrip Corporation
55212 | Currently in Use |  | 2025-01-23 06:00 |  | Petroleum | Unleaded gasoline | Unleaded gasoline | Retail | Double Wall, Fiberglass reinforced plastic | Fiberglass reinforced plastic |  |  | Double Wall, Flexible |  |  |  | Double walled catchment basin | Automatic shutoff device At 95% full | Automatic shutoff device At 95% full | Interstitial Monitoring within Secondary Containment | SENSOR TO ATG |  | Single walled submersible pump containment sump, Single walled under dispenser containment | Automatic shutoff device (AELLD) | Automatic shutoff device (AELLD) | Interstitial Monitoring within Secondary Containment | SENSOR TO ATG |  |  | Pressurized Piping | UST Currently In Use: 11; UST Temp Close: 0; AST Currently In Use: 0; AST Temp Closed: 0 | 11 | 0 | 0 | 25965-043-021660 | QuikTrip Corporation
55213 | Currently in Use |  | 2025-01-23 06:00 |  | Petroleum | Ethanol free gasoline | Ethanol free gasoline | Retail | Double Wall, Fiberglass reinforced plastic | Fiberglass reinforced plastic |  |  | Double Wall, Flexible |  |  |  | Double walled catchment basin | Automatic shutoff device At 95% full | Automatic shutoff device At 95% full | Interstitial Monitoring within Secondary Containment | SENSOR TO ATG |  | Single walled submersible pump containment sump, Single walled under dispenser containment | Automatic shutoff device (AELLD) | Automatic shutoff device (AELLD) | Interstitial Monitoring within Secondary Containment | SENSOR TO ATG |  |  | Pressurized Piping | UST Currently In Use: 11; UST Temp Close: 0; AST Currently In Use: 0; AST Temp Closed: 0 | 11 | 0 | 0 | 25965-043-021660 | QuikTrip Corporation
55214 | Currently in Use |  | 2025-01-23 06:00 |  | Petroleum | Premium gasoline | Premium gasoline | Retail | Double Wall, Fiberglass reinforced plastic | Fiberglass reinforced plastic |  |  | Double Wall, Flexible | [6 empty] | Interstitial Monitoring within Secondary Containment | SENSOR TO ATG |  | Single walled submersible pump containment sump, Single walled under dispenser containment | Automatic shutoff device (AELLD) | Automatic shutoff device (AELLD) | Interstitial Monitoring within Secondary Containment | SENSOR TO ATG |  |  | Pressurized Piping | UST Currently In Use: 11; UST Temp Close: 0; AST Currently In Use: 0; AST Temp Closed: 0 | 11 | 0 | 0 | 25965-043-021660 | QuikTrip Corporation
55215 | Currently in Use |  | 2025-01-23 06:00 |  | Petroleum | On road diesel | On road diesel | Retail | Double Wall, Fiberglass reinforced plastic | Fiberglass reinforced plastic |  |  | Double Wall, Flexible |  |  |  | Double walled catchment basin | Automatic shutoff device At 95% full | Automatic shutoff device At 95% full | Interstitial Monitoring within Secondary Containment | SENSOR TO ATG |  | Single walled submersible pump containment sump, Single walled under dispenser containment | Automatic shutoff device (AELLD) | Automatic shutoff device (AELLD) | Interstitial Monitoring within Secondary Containment | SENSOR TO ATG |  |  | Pressurized Piping | UST Currently In Use: 11; UST Temp Close: 0; AST Currently In Use: 0; AST Temp Closed: 0 | 11 | 0 | 0 | 25965-043-021660 | QuikTrip Corporation
55216 | Currently in Use |  | 2025-02-13 06:00 |  | Petroleum | Diesel containing less than or equal to 20% biodiesel | Diesel containing less than or equal to 20% biodiesel | Retail | Double Wall, Fiberglass reinforced plastic | Fiberglass reinforced plastic |  |  | Double Wall, Flexible |  |  |  | Double walled catchment basin | Automatic shutoff device At 95% full | Automatic shutoff device At 95% full | Interstitial Monitoring within Secondary Containment | SENSOR TO ATG |  | Single walled submersible pump containment sump, Single walled under dispenser containment | Automatic shutoff device (AELLD) | Automatic shutoff device (AELLD) | Interstitial Monitoring within Secondary Containment | SENSOR TO ATG |  |  | Pressurized Piping | UST Currently In Use: 11; UST Temp Close: 0; AST Currently In Use: 0; AST Temp Closed: 0 | 11 | 0 | 0 | 25965-043-021660 | QuikTrip Corporation
55217 | Currently in Use |  | 2025-02-13 06:00 |  | Petroleum | Diesel containing less than or equal to 20% biodiesel | Diesel containing less than or equal to 20% biodiesel | Retail | Double Wall, Fiberglass reinforced plastic | Fiberglass reinforced plastic |  |  | Double Wall, Flexible |  |  |  | Double walled catchment basin | Automatic shutoff device At 95% full | Automatic shutoff device At 95% full | Interstitial Monitoring within Secondary Containment | SENSOR TO ATG |  |  | Automatic shutoff device (AELLD) | Automatic shutoff device (AELLD) | Interstitial Monitoring within Secondary Containment | SENSOR TO ATG |  |  | Pressurized Piping | UST Currently In Use: 11; UST Temp Close: 0; AST Currently In Use: 0; AST Temp Closed: 0 | 11 | 0 | 0 | 25965-043-021660 | QuikTrip Corporation
55218 | Currently in Use |  | 2025-02-13 06:00 |  | Petroleum | Diesel containing less than or equal to 20% biodiesel | Diesel containing less than or equal to 20% biodiesel | Retail | Double Wall, Fiberglass reinforced plastic | Fiberglass reinforced plastic |  |  | Double Wall, Flexible |  |  |  | Double walled catchment basin | Automatic shutoff device At 95% full | Automatic shutoff device At 95% full | Interstitial Monitoring within Secondary Containment | SENSOR TO ATG |  | Single walled submersible pump containment sump, Single walled under dispenser containment | Automatic shutoff device (AELLD) | Automatic shutoff device (AELLD) | Interstitial Monitoring within Secondary Containment | SENSOR TO ATG |  |  | Pressurized Piping | UST Currently In Use: 11; UST Temp Close: 0; AST Currently In Use: 0; AST Temp Closed: 0 | 11 | 0 | 0 | 25965-043-021660 | QuikTrip Corporation
55219 | Currently in Use |  | 2025-02-13 06:00 |  | Petroleum | Diesel containing less than or equal to 20% biodiesel | Diesel containing less than or equal to 20% biodiesel | Retail | Double Wall, Fiberglass coated steel | Fiberglass coated steel |  |  | Double Wall, Flexible |  |  |  | Double walled catchment basin | Automatic shutoff device At 95% full | Automatic shutoff device At 95% full | Interstitial Monitoring within Secondary Containment | SENSOR TO ATG |  | Single walled submersible pump containment sump, Single walled under dispenser containment | Automatic shutoff device (AELLD) | Automatic shutoff device (AELLD) | Interstitial Monitoring within Secondary Containment | SENSOR TO ATG |  |  | Pressurized Piping | UST Currently In Use: 11; UST Temp Close: 0; AST Currently In Use: 0; AST Temp Closed: 0 | 11 | 0 | 0 | 25965-043-021660 | QuikTrip Corporation
55220 | Currently in Use |  | 2025-02-13 06:00 |  | Petroleum | Other, DEF | Other | Retail | Double Wall, Fiberglass reinforced plastic | Fiberglass reinforced plastic |  |  | Double Wall, Flexible |  |  |  | Double walled catchment basin | Automatic shutoff device At 95% full | Automatic shutoff device At 95% full | Interstitial Monitoring within Secondary Containment | SENSOR TO ATG |  | Single walled submersible pump containment sump, Single walled under dispenser containment | Automatic shutoff device (AELLD) | Automatic shutoff device (AELLD) | Interstitial Monitoring within Secondary Containment | SENSOR TO ATG |  |  | Pressurized Piping | UST Currently In Use: 11; UST Temp Close: 0; AST Currently In Use: 0; AST Temp Closed: 0 | 11 | 0 | 0 | 25965-043-021660 | QuikTrip Corporation
55227 | Currently in Use |  | 2025-06-17 06:00 |  | Petroleum | Unleaded gasoline | Unleaded gasoline | Retail | Double Wall, Steel | Steel | Other, ACT100 |  | Double Wall, Fiberglass reinforced plastic |  |  |  | Single walled catchment basin | Automatic shutoff device At 95% full | Automatic shutoff device At 95% full | Interstitial Monitoring within Secondary Containment | SENSOR TO ATG |  | Single walled submersible pump containment sump, Single walled under dispenser containment | Automatic shutoff device (AELLD), Containment Sump | Containment Sump | Interstitial Monitoring within Secondary Containment | SENSOR TO ATG |  |  |  | UST Currently In Use: 3; UST Temp Close: 0; AST Currently In Use: 0; AST Temp Closed: 0 | 3 | 0 | 7 | 22022-073-005286 | TRIANGLE PETRO LLC
55273 | Currently in Use |  | 2022-09-01 06:00 |  | Petroleum | Off road diesel | Off road diesel | Retail | Double Wall, Fiberglass coated steel | Fiberglass coated steel |  |  | Double Wall, Fiberglass reinforced plastic |  |  |  | Single walled catchment basin | Automatic shutoff device At 95% full | Automatic shutoff device At 95% full | Interstitial Monitoring within Secondary Containment | SENSOR TO ATG | Automatic Tank Gauge | Single walled submersible pump containment sump, Single walled under dispenser containment | Automatic flow restrictor (MLLD), Containment Sump | Containment Sump | Interstitial Monitoring within Secondary Containment | SENSOR TO ATG | Annual line testing | Annual line testing | Pressurized Piping | UST Currently In Use: 2; UST Temp Close: 0; AST Currently In Use: 0; AST Temp Closed: 0 | 2 | 0 | 0 | 25753-021-021499 | Parth R. Patel
55313 | Currently in Use |  | 2025-03-11 06:00 |  | Petroleum | Unleaded gasoline | Unleaded gasoline | Retail | Double Wall, Fiberglass coated steel | Fiberglass coated steel |  |  | Double Wall |  |  |  | Single walled catchment basin | Automatic shutoff device At 95% full | Automatic shutoff device At 95% full | Interstitial Monitoring within Secondary Containment | SENSOR TO ATG |  | Single walled submersible pump containment sump, Single walled under dispenser containment | Automatic flow restrictor (MLLD) | Automatic flow restrictor (MLLD) | Interstitial Monitoring within Secondary Containment | SENSOR TO ATG |  |  | Pressurized Piping | UST Currently In Use: 1; UST Temp Close: 0; AST Currently In Use: 0; AST Temp Closed: 0 | 1 | 0 | 0 | 26584-055-021730 | DADD Investment
[31 empty] | UST Currently In Use: 0; UST Temp Close: 0; AST Currently In Use: 0; AST Temp Closed: 0 | 0 | 0 | 0 | 23830-097-020006 | T-MOBILE USA, INC. - CFRM - PERMITS