9383 | Currently in Use |  | 1976-01-01 06:00 |  | Petroleum | Other, MNRLSPIRIT | Other | Bulk facility | Steel | Steel | Field installed cathodic protection |  | Steel |  |  | Field installed cathodic protection | Catchment Basin, Single walled catchment basin | Flow Rest 90% Full | Flow Rest 90% Full |  |  | Automatic Tank Gauge |  | Automatic flow restrictor (MLLD) | Automatic flow restrictor (MLLD) |  |  | Annual line testing | Annual line testing |  | UST Currently In Use: 6; UST Temp Close: 0; AST Currently In Use: 0; AST Temp Closed: 0 | 6 | 0 | 0 | 11390-069-006924 | DAVIS OIL CO OF DOTHAN INC
9384 | Currently in Use |  | 1976-01-01 06:00 |  | Petroleum | Unleaded gasoline | Unleaded gasoline | Bulk facility | Steel | Steel | Field installed cathodic protection |  | Steel |  |  | Field installed cathodic protection | Catchment Basin, Single walled catchment basin | Flow Rest 90% Full | Flow Rest 90% Full |  |  | Automatic Tank Gauge |  | Automatic flow restrictor (MLLD) | Automatic flow restrictor (MLLD) |  |  | Annual line testing | Annual line testing |  | UST Currently In Use: 6; UST Temp Close: 0; AST Currently In Use: 0; AST Temp Closed: 0 | 6 | 0 | 0 | 11390-069-006924 | DAVIS OIL CO OF DOTHAN INC
9385 | Currently in Use |  | 1976-01-01 06:00 |  | Petroleum | Unleaded gasoline | Unleaded gasoline | Bulk facility | Steel | Steel | Field installed cathodic protection |  | Steel |  |  | Field installed cathodic protection | Catchment Basin, Single walled catchment basin | Flow Rest 90% Full | Flow Rest 90% Full |  |  | Automatic Tank Gauge |  | Automatic flow restrictor (MLLD) | Automatic flow restrictor (MLLD) |  |  | Annual line testing | Annual line testing |  | UST Currently In Use: 6; UST Temp Close: 0; AST Currently In Use: 0; AST Temp Closed: 0 | 6 | 0 | 0 | 11390-069-006924 | DAVIS OIL CO OF DOTHAN INC
9386 | Currently in Use |  | 1976-01-01 06:00 |  | Petroleum | Unleaded gasoline | Unleaded gasoline | Bulk facility | Steel | Steel | Field installed cathodic protection |  | Steel |  |  | Field installed cathodic protection | Catchment Basin, Single walled catchment basin | Flow Rest 90% Full | Flow Rest 90% Full |  |  | Automatic Tank Gauge |  | Automatic flow restrictor (MLLD) | Automatic flow restrictor (MLLD) |  |  | Annual line testing | Annual line testing |  | UST Currently In Use: 6; UST Temp Close: 0; AST Currently In Use: 0; AST Temp Closed: 0 | 6 | 0 | 0 | 11390-069-006924 | DAVIS OIL CO OF DOTHAN INC
9387 | Currently in Use |  | 1976-01-01 06:00 |  | Petroleum | On road diesel | On road diesel | Bulk facility | Steel | Steel | Field installed cathodic protection |  | Steel |  |  | Field installed cathodic protection | Catchment Basin, Single walled catchment basin | Flow Rest 90% Full | Flow Rest 90% Full |  |  | Automatic Tank Gauge |  | Automatic flow restrictor (MLLD) | Automatic flow restrictor (MLLD) |  |  | Annual line testing | Annual line testing |  | UST Currently In Use: 6; UST Temp Close: 0; AST Currently In Use: 0; AST Temp Closed: 0 | 6 | 0 | 0 | 11390-069-006924 | DAVIS OIL CO OF DOTHAN INC
9388 | Currently in Use |  | 1976-01-01 06:00 |  | Petroleum | Kerosene | Kerosene | Bulk facility | Steel | Steel | Field installed cathodic protection |  | Steel |  |  | Field installed cathodic protection | Catchment Basin, Single walled catchment basin | Flow Rest 90% Full | Flow Rest 90% Full |  |  | Automatic Tank Gauge |  | Automatic flow restrictor (MLLD) | Automatic flow restrictor (MLLD) |  |  | Annual line testing | Annual line testing |  | UST Currently In Use: 6; UST Temp Close: 0; AST Currently In Use: 0; AST Temp Closed: 0 | 6 | 0 | 0 | 11390-069-006924 | DAVIS OIL CO OF DOTHAN INC
9389 | Permanently Closed | 1901-01-01 06:00 | 1972-01-01 06:00 | 1987-09-01 06:00 | Petroleum | Unleaded gasoline | Unleaded gasoline |  | Steel | Steel |  | Painted or None | Steel |  | 1901-01-01 06:00 | [15 empty] | UST Currently In Use: 0; UST Temp Close: 0; AST Currently In Use: 0; AST Temp Closed: 0 | 0 | 0 | 1 | 11390-069-006925 | DAVIS OIL CO OF DOTHAN INC
9390 | Permanently Closed | 1991-10-16 06:00 | 1979-01-01 06:00 | 1991-10-16 06:00 | Petroleum | Unleaded gasoline | Unleaded gasoline |  | Steel | Steel |  | Painted or None | Steel |  | 1901-01-01 06:00 | [15 empty] | UST Currently In Use: 0; UST Temp Close: 0; AST Currently In Use: 0; AST Temp Closed: 0 | 0 | 0 | 1 | 11390-069-006926 | DAVIS OIL CO OF DOTHAN INC
9391 | Permanently Closed | 1992-07-24 06:00 | 1970-01-01 06:00 | 1992-07-24 06:00 | Petroleum | Unleaded gasoline | Unleaded gasoline |  | Steel | Steel |  | Painted or None | Steel |  | 1901-01-01 06:00 | [15 empty] | UST Currently In Use: 0; UST Temp Close: 0; AST Currently In Use: 0; AST Temp Closed: 0 | 0 | 0 | 3 | 11390-069-006927 | DAVIS OIL CO OF DOTHAN INC
9392 | Permanently Closed | 1992-07-24 06:00 | 1970-01-01 06:00 | 1992-07-24 06:00 | Petroleum | Unleaded gasoline | Unleaded gasoline |  | Steel | Steel |  | Painted or None | Steel |  | 1901-01-01 06:00 | [15 empty] | UST Currently In Use: 0; UST Temp Close: 0; AST Currently In Use: 0; AST Temp Closed: 0 | 0 | 0 | 3 | 11390-069-006927 | DAVIS OIL CO OF DOTHAN INC
9393 | Permanently Closed | 1992-07-24 06:00 | 1977-01-01 06:00 | 1992-07-24 06:00 | Petroleum | On road diesel | On road diesel |  | Steel | Steel |  | Painted or None | Steel |  | 1901-01-01 06:00 | [15 empty] | UST Currently In Use: 0; UST Temp Close: 0; AST Currently In Use: 0; AST Temp Closed: 0 | 0 | 0 | 3 | 11390-069-006927 | DAVIS OIL CO OF DOTHAN INC
9394 | Permanently Closed | 1991-11-15 06:00 | 1978-01-01 06:00 | 1991-11-15 06:00 | Petroleum | Unleaded gasoline | Unleaded gasoline |  | Steel | Steel |  | Painted or None | Steel |  | 1901-01-01 06:00 | [15 empty] | UST Currently In Use: 0; UST Temp Close: 0; AST Currently In Use: 0; AST Temp Closed: 0 | 0 | 0 | 1 | 11390-069-006928 | DAVIS OIL CO OF DOTHAN INC
9395 | Permanently Closed | 1991-10-04 06:00 | 1974-01-01 06:00 | 1991-10-04 06:00 | Petroleum | Unleaded gasoline | Unleaded gasoline |  | Steel | Steel |  | Painted or None | Steel |  | 1901-01-01 06:00 | [15 empty] | UST Currently In Use: 0; UST Temp Close: 0; AST Currently In Use: 0; AST Temp Closed: 0 | 0 | 0 | 1 | 11390-069-006929 | DAVIS OIL CO OF DOTHAN INC
9396 | Permanently Closed | 1991-10-16 06:00 | 1970-01-01 06:00 | 1991-10-16 06:00 | Petroleum | Unleaded gasoline | Unleaded gasoline |  | Steel | Steel |  | Painted or None | Steel |  | 1901-01-01 06:00 | [15 empty] | UST Currently In Use: 0; UST Temp Close: 0; AST Currently In Use: 0; AST Temp Closed: 0 | 0 | 0 | 2 | 11390-069-006931 | DAVIS OIL CO OF DOTHAN INC
9397 | Permanently Closed | 1991-10-15 06:00 | 1970-01-01 06:00 | 1991-10-15 06:00 | Petroleum | On road diesel | On road diesel |  | Steel | Steel |  | Painted or None | Steel |  | 1901-01-01 06:00 | [15 empty] | UST Currently In Use: 0; UST Temp Close: 0; AST Currently In Use: 0; AST Temp Closed: 0 | 0 | 0 | 2 | 11390-069-006931 | DAVIS OIL CO OF DOTHAN INC
9398 | Permanently Closed | 1994-02-12 06:00 | 1966-01-01 06:00 | 1994-02-12 06:00 | Petroleum | Unleaded gasoline | Unleaded gasoline |  | Steel | Steel |  | Painted or None | Steel |  | 1901-01-01 06:00 | [15 empty] | UST Currently In Use: 0; UST Temp Close: 0; AST Currently In Use: 0; AST Temp Closed: 0 | 0 | 0 | 2 | 11390-069-006932 | DAVIS OIL CO OF DOTHAN INC
9399 | Permanently Closed | 1994-02-12 06:00 | 1966-01-01 06:00 | 1994-02-12 06:00 | Petroleum | On road diesel | On road diesel |  | Steel | Steel |  | Painted or None | Steel |  | 1901-01-01 06:00 | [15 empty] | UST Currently In Use: 0; UST Temp Close: 0; AST Currently In Use: 0; AST Temp Closed: 0 | 0 | 0 | 2 | 11390-069-006932 | DAVIS OIL CO OF DOTHAN INC
9400 | Permanently Closed | 1901-01-01 06:00 | 1971-01-01 06:00 | 1988-11-30 06:00 | Petroleum | Unleaded gasoline | Unleaded gasoline |  | Steel | Steel |  | Painted or None | Steel |  | 1901-01-01 06:00 | [15 empty] | UST Currently In Use: 0; UST Temp Close: 0; AST Currently In Use: 0; AST Temp Closed: 0 | 0 | 0 | 1 | 11390-069-006933 | DAVIS OIL CO OF DOTHAN INC
9401 | Permanently Closed | 1901-01-01 06:00 | 1967-01-01 06:00 | 1988-12-08 06:00 | Petroleum | Unleaded gasoline | Unleaded gasoline |  | Steel | Steel |  | Painted or None | Steel |  | 1901-01-01 06:00 | [15 empty] | UST Currently In Use: 0; UST Temp Close: 0; AST Currently In Use: 0; AST Temp Closed: 0 | 0 | 0 | 1 | 11390-069-006936 | DAVIS OIL CO OF DOTHAN INC
9402 | Permanently Closed | 1901-01-01 06:00 | 1960-01-01 06:00 | 1988-12-01 06:00 | Petroleum | On road diesel | On road diesel |  | Steel | Steel |  | Painted or None | Steel |  | 1901-01-01 06:00 | [15 empty] | UST Currently In Use: 0; UST Temp Close: 0; AST Currently In Use: 0; AST Temp Closed: 0 | 0 | 0 | 1 | 11390-069-006939 | DAVIS OIL CO OF DOTHAN INC
9403 | Permanently Closed | 1998-06-01 06:00 | 1972-01-01 06:00 | 1998-07-01 06:00 | Petroleum | Unleaded gasoline | Unleaded gasoline |  | Steel | Steel |  | Painted or None | Steel |  | 1901-01-01 06:00 | [12 empty] | Annual line testing | Annual line testing |  | UST Currently In Use: 0; UST Temp Close: 0; AST Currently In Use: 0; AST Temp Closed: 0 | 0 | 0 | 2 | 11390-069-006940 | DAVIS OIL CO OF DOTHAN INC
9404 | Permanently Closed | 1998-06-01 06:00 | 1964-01-01 06:00 | 1998-07-01 06:00 | Petroleum | Unleaded gasoline | Unleaded gasoline |  | Steel | Steel |  | Painted or None | Steel |  | 1901-01-01 06:00 | [12 empty] | Annual line testing | Annual line testing |  | UST Currently In Use: 0; UST Temp Close: 0; AST Currently In Use: 0; AST Temp Closed: 0 | 0 | 0 | 2 | 11390-069-006940 | DAVIS OIL CO OF DOTHAN INC
9405 | Permanently Closed | 1901-01-01 06:00 | 1954-01-01 06:00 | 1990-01-03 06:00 | Petroleum | Unleaded gasoline | Unleaded gasoline |  | Steel | Steel |  | Painted or None | Steel |  | 1901-01-01 06:00 | [15 empty] | UST Currently In Use: 0; UST Temp Close: 0; AST Currently In Use: 0; AST Temp Closed: 0 | 0 | 0 | 9 | 21131-069-006941 | RICHARD SCOTT RUMLEY
9406 | Permanently Closed | 1901-01-01 06:00 | 1954-01-01 06:00 | 1990-01-03 06:00 | Petroleum | Unleaded gasoline | Unleaded gasoline |  | Steel | Steel |  | Painted or None | Steel |  | 1901-01-01 06:00 | [15 empty] | UST Currently In Use: 0; UST Temp Close: 0; AST Currently In Use: 0; AST Temp Closed: 0 | 0 | 0 | 9 | 21131-069-006941 | RICHARD SCOTT RUMLEY
9407 | Permanently Closed | 1901-01-01 06:00 | 1954-01-01 06:00 | 1990-01-03 06:00 | Petroleum | Unleaded gasoline | Unleaded gasoline |  | Steel | Steel |  | Painted or None | Steel |  | 1901-01-01 06:00 | [15 empty] | UST Currently In Use: 0; UST Temp Close: 0; AST Currently In Use: 0; AST Temp Closed: 0 | 0 | 0 | 9 | 21131-069-006941 | RICHARD SCOTT RUMLEY
9408 | Permanently Closed | 1901-01-01 06:00 | 1954-01-01 06:00 | 1990-01-03 06:00 | Petroleum | Unleaded gasoline | Unleaded gasoline |  | Steel | Steel |  | Painted or None | Steel |  | 1901-01-01 06:00 | [15 empty] | UST Currently In Use: 0; UST Temp Close: 0; AST Currently In Use: 0; AST Temp Closed: 0 | 0 | 0 | 9 | 21131-069-006941 | RICHARD SCOTT RUMLEY
9409 | Permanently Closed | 1901-01-01 06:00 | 1964-01-01 06:00 | 1990-01-03 06:00 | Petroleum | Unleaded gasoline | Unleaded gasoline |  | Steel | Steel |  | Painted or None | Steel |  | 1901-01-01 06:00 | [15 empty] | UST Currently In Use: 0; UST Temp Close: 0; AST Currently In Use: 0; AST Temp Closed: 0 | 0 | 0 | 9 | 21131-069-006941 | RICHARD SCOTT RUMLEY
9410 | Permanently Closed | 1901-01-01 06:00 | 1970-01-01 06:00 | 1990-01-03 06:00 | Petroleum | Unleaded gasoline | Unleaded gasoline |  | Steel | Steel |  | Painted or None | Steel |  | 1901-01-01 06:00 | [15 empty] | UST Currently In Use: 0; UST Temp Close: 0; AST Currently In Use: 0; AST Temp Closed: 0 | 0 | 0 | 9 | 21131-069-006941 | RICHARD SCOTT RUMLEY
9411 | Permanently Closed | 1901-01-01 06:00 | 1954-01-01 06:00 | 1990-01-03 06:00 | Petroleum | Used oil | Used oil |  | Steel | Steel |  | Painted or None | Steel |  | 1901-01-01 06:00 | [15 empty] | UST Currently In Use: 0; UST Temp Close: 0; AST Currently In Use: 0; AST Temp Closed: 0 | 0 | 0 | 9 | 21131-069-006941 | RICHARD SCOTT RUMLEY
9412 | Permanently Closed | 2001-03-01 06:00 | 1990-01-22 06:00 |  | Petroleum | Unleaded gasoline | Unleaded gasoline | Retail | Steel | Steel | Coated & cathodic protection (sti-P3) |  | Fiberglass reinforced plastic |  | 1901-01-01 06:00 |  | Catchment Basin, Single walled catchment basin | Automatic shutoff device At 95% full | Automatic shutoff device At 95% full |  |  | Statistical Inventory Reconciliation (SIR) | [8 empty] | UST Currently In Use: 0; UST Temp Close: 0; AST Currently In Use: 0; AST Temp Closed: 0 | 0 | 0 | 9 | 21131-069-006941 | RICHARD SCOTT RUMLEY
9413 | Permanently Closed | 2001-03-01 06:00 | 1990-01-22 06:00 |  | Petroleum | Unleaded gasoline | Unleaded gasoline | Retail | Steel | Steel | Coated & cathodic protection (sti-P3) |  | Fiberglass reinforced plastic |  | 1901-01-01 06:00 |  | Catchment Basin, Single walled catchment basin | Automatic shutoff device At 95% full | Automatic shutoff device At 95% full |  |  | Statistical Inventory Reconciliation (SIR) | [8 empty] | UST Currently In Use: 0; UST Temp Close: 0; AST Currently In Use: 0; AST Temp Closed: 0 | 0 | 0 | 9 | 21131-069-006941 | RICHARD SCOTT RUMLEY
9414 | Permanently Closed | 1901-01-01 06:00 | 1976-01-01 06:00 | 1988-11-29 06:00 | Petroleum | On road diesel | On road diesel |  | Steel | Steel |  | Painted or None | Steel |  | 1901-01-01 06:00 | [15 empty] | UST Currently In Use: 0; UST Temp Close: 0; AST Currently In Use: 0; AST Temp Closed: 0 | 0 | 0 | 1 | 11390-069-006943 | DAVIS OIL CO OF DOTHAN INC
9415 | Retired | 1982-12-01 06:00 | 1948-01-01 06:00 |  | Petroleum | Other, OTHER | Other |  | Steel | Steel |  | Painted or None | Steel |  | 1901-01-01 06:00 | [15 empty] | UST Currently In Use: 0; UST Temp Close: 0; AST Currently In Use: 0; AST Temp Closed: 0 | 0 | 0 | 0 | 11393-065-011318 | DAVIS PETRO PROD INC
9416 | Retired | 1982-12-01 06:00 | 1948-01-01 06:00 |  | Petroleum | Unleaded gasoline | Unleaded gasoline |  | Steel | Steel |  | Painted or None | Steel |  | 1901-01-01 06:00 | [15 empty] | UST Currently In Use: 0; UST Temp Close: 0; AST Currently In Use: 0; AST Temp Closed: 0 | 0 | 0 | 0 | 11393-065-011318 | DAVIS PETRO PROD INC
9417 | Permanently Closed | 1994-09-01 06:00 | 1968-01-01 06:00 | 1994-09-16 06:00 | Petroleum | Unleaded gasoline | Unleaded gasoline |  | Steel | Steel |  | Painted or None | Steel |  | 1901-01-01 06:00 | [15 empty] | UST Currently In Use: 0; UST Temp Close: 0; AST Currently In Use: 0; AST Temp Closed: 0 | 0 | 0 | 2 | 11393-065-011321 | DAVIS PETRO PROD INC
9418 | Permanently Closed | 1994-09-01 06:00 | 1968-01-01 06:00 | 1994-09-16 06:00 | Petroleum | Unleaded gasoline | Unleaded gasoline |  | Steel | Steel |  | Painted or None | Steel |  | 1901-01-01 06:00 | [15 empty] | UST Currently In Use: 0; UST Temp Close: 0; AST Currently In Use: 0; AST Temp Closed: 0 | 0 | 0 | 2 | 11393-065-011321 | DAVIS PETRO PROD INC
9419 | Retired | 1975-01-01 06:00 | 1953-01-01 06:00 |  | Petroleum | Other, OTHER | Other |  | Steel | Steel |  | Painted or None | Steel |  | 1901-01-01 06:00 | [15 empty] | UST Currently In Use: 0; UST Temp Close: 0; AST Currently In Use: 0; AST Temp Closed: 0 | 0 | 0 | 0 | 11393-065-011322 | DAVIS PETRO PROD INC
9420 | Retired | 1975-01-01 06:00 | 1953-01-01 06:00 |  | Petroleum | Unleaded gasoline | Unleaded gasoline |  | Steel | Steel |  | Painted or None | Steel |  | 1901-01-01 06:00 | [15 empty] | UST Currently In Use: 0; UST Temp Close: 0; AST Currently In Use: 0; AST Temp Closed: 0 | 0 | 0 | 0 | 11393-065-011322 | DAVIS PETRO PROD INC
9421 | Retired | 1984-01-01 06:00 | 1968-01-01 06:00 |  | Petroleum | Other, OTHER | Other |  | Steel | Steel |  | Painted or None | Steel |  | 1901-01-01 06:00 | [15 empty] | UST Currently In Use: 0; UST Temp Close: 0; AST Currently In Use: 0; AST Temp Closed: 0 | 0 | 0 | 0 | 11393-065-011324 | DAVIS PETRO PROD INC
9422 | Retired | 1984-01-01 06:00 | 1968-01-01 06:00 |  | Petroleum | Other, OTHER | Other |  | Steel | Steel |  | Painted or None | Steel |  | 1901-01-01 06:00 | [15 empty] | UST Currently In Use: 0; UST Temp Close: 0; AST Currently In Use: 0; AST Temp Closed: 0 | 0 | 0 | 0 | 11393-065-011324 | DAVIS PETRO PROD INC
9423 | Retired | 1984-01-01 06:00 | 1968-01-01 06:00 |  | Petroleum | Other, OTHER | Other |  | Steel | Steel |  | Painted or None | Steel |  | 1901-01-01 06:00 | [15 empty] | UST Currently In Use: 0; UST Temp Close: 0; AST Currently In Use: 0; AST Temp Closed: 0 | 0 | 0 | 0 | 11393-065-011324 | DAVIS PETRO PROD INC
9424 | Permanently Closed | 1989-10-10 06:00 | 1979-01-01 06:00 | 1989-10-10 06:00 | Petroleum | On road diesel | On road diesel |  | Steel | Steel |  | Painted or None | Steel |  | 1901-01-01 06:00 | [15 empty] | UST Currently In Use: 0; UST Temp Close: 0; AST Currently In Use: 0; AST Temp Closed: 0 | 0 | 0 | 2 | 11393-125-000472 | DAVIS PETRO PROD INC
9425 | Permanently Closed | 1989-10-25 06:00 | 1979-01-01 06:00 | 1989-10-25 06:00 | Petroleum | Unleaded gasoline | Unleaded gasoline |  | Steel | Steel |  | Painted or None | Steel |  | 1901-01-01 06:00 | [15 empty] | UST Currently In Use: 0; UST Temp Close: 0; AST Currently In Use: 0; AST Temp Closed: 0 | 0 | 0 | 2 | 11393-125-000472 | DAVIS PETRO PROD INC
9426 | Retired | 1983-06-01 06:00 | 1969-01-01 06:00 |  | Petroleum | Unleaded gasoline | Unleaded gasoline | [7 empty] | 1901-01-01 06:00 | [15 empty] | UST Currently In Use: 0; UST Temp Close: 0; AST Currently In Use: 0; AST Temp Closed: 0 | 0 | 0 | 3 | 10714-073-004293 | BRUNOS INC
9427 | Retired | 1983-06-01 06:00 | 1969-01-01 06:00 |  | Petroleum | Unleaded gasoline | Unleaded gasoline | [7 empty] | 1901-01-01 06:00 | [15 empty] | UST Currently In Use: 0; UST Temp Close: 0; AST Currently In Use: 0; AST Temp Closed: 0 | 0 | 0 | 3 | 10714-073-004293 | BRUNOS INC
9428 | Permanently Closed | 1994-04-14 06:00 | 1970-01-01 06:00 | 1994-04-14 06:00 | Petroleum | Used oil | Used oil | [7 empty] | 1901-01-01 06:00 | [15 empty] | UST Currently In Use: 0; UST Temp Close: 0; AST Currently In Use: 0; AST Temp Closed: 0 | 0 | 0 | 3 | 10714-073-004293 | BRUNOS INC
9429 | Permanently Closed | 1901-01-01 06:00 | 1980-01-01 06:00 | 1988-01-01 06:00 | Petroleum | Other, MNRLSPIRIT | Other |  | Steel | Steel |  | Painted or None | Steel |  | 1901-01-01 06:00 | [15 empty] | UST Currently In Use: 0; UST Temp Close: 0; AST Currently In Use: 0; AST Temp Closed: 0 | 0 | 0 | 1 | 11396-097-008413 | DAVISON OIL CO
9430 | Temporary Closed | 2013-11-01 06:00 | 1985-12-01 06:00 |  | Petroleum | Unleaded gasoline | Unleaded gasoline | Retail | Steel | Steel | Field installed cathodic protection |  | Steel |  |  | Field installed cathodic protection | Catchment Basin, Single walled catchment basin | Automatic shutoff device At 95% full | Automatic shutoff device At 95% full |  |  | Statistical Inventory Reconciliation (SIR) |  | Automatic shutoff device (AELLD) | Automatic shutoff device (AELLD) | [5 empty] | UST Currently In Use: 0; UST Temp Close: 2; AST Currently In Use: 0; AST Temp Closed: 0 | 0 | 2 | 0 | 11397-005-010142 | SANDRA EVERETT C/O DANNY WELLBORN
9431 | Temporary Closed | 2010-03-30 06:00 | 1985-12-01 06:00 |  | Petroleum | Premium gasoline | Premium gasoline | Retail | Steel | Steel | Coated & cathodic protection (sti-P3), Field installed cathodic protection |  | Fiberglass reinforced plastic, Steel |  |  | Field installed cathodic protection | Catchment Basin, Single walled catchment basin | Automatic shutoff device At 95% full, Flow Rest 90% Full | Flow Rest 90% Full |  |  | Statistical Inventory Reconciliation (SIR) |  | Automatic shutoff device (AELLD) | Automatic shutoff device (AELLD) | [5 empty] | UST Currently In Use: 0; UST Temp Close: 2; AST Currently In Use: 0; AST Temp Closed: 0 | 0 | 2 | 0 | 11397-005-010142 | SANDRA EVERETT C/O DANNY WELLBORN
9432 | Permanently Closed | 1901-01-01 06:00 | 1968-01-01 06:00 | 1988-05-01 06:00 | Petroleum | On road diesel | On road diesel | [7 empty] | 1901-01-01 06:00 | [15 empty] | UST Currently In Use: 0; UST Temp Close: 0; AST Currently In Use: 1; AST Temp Closed: 0 | 0 | 0 | 3 | 23134-043-006847 | READY MIX USA LLC
9433 | Permanently Closed | 1980-01-19 06:00 | 1963-01-01 06:00 | 1988-05-01 06:00 | Petroleum | Unleaded gasoline | Unleaded gasoline | [7 empty] | 1901-01-01 06:00 | [15 empty] | UST Currently In Use: 0; UST Temp Close: 0; AST Currently In Use: 1; AST Temp Closed: 0 | 0 | 0 | 3 | 23134-043-006847 | READY MIX USA LLC
9434 | Permanently Closed | 2010-09-24 06:00 | 1987-01-01 06:00 | 2014-03-21 06:00 | Petroleum | On road diesel | On road diesel | Industrial | Steel | Steel | Coated & cathodic protection (sti-P3) |  | Fiberglass reinforced plastic |  |  |  | Catchment Basin, Single walled catchment basin | Automatic shutoff device At 95% full | Automatic shutoff device At 95% full |  |  | Statistical Inventory Reconciliation (SIR) | [8 empty] | UST Currently In Use: 0; UST Temp Close: 0; AST Currently In Use: 1; AST Temp Closed: 0 | 0 | 0 | 3 | 23134-043-006847 | READY MIX USA LLC
9435 | Permanently Closed | 2009-12-01 06:00 | 1998-12-14 06:00 | 2014-03-24 06:00 | Petroleum | On road diesel | On road diesel | Industrial | Steel | Steel | Coated & cathodic protection (sti-P3) |  | Steel, SEC CONT |  |  | Other, SEC CONT | Catchment Basin, Single walled catchment basin | Automatic shutoff device At 95% full | Automatic shutoff device At 95% full |  |  | Statistical Inventory Reconciliation (SIR) | [8 empty] | UST Currently In Use: 0; UST Temp Close: 0; AST Currently In Use: 1; AST Temp Closed: 0 | 0 | 0 | 1 | 23134-083-013629 | READY MIX USA LLC
9436 | Permanently Closed | 1998-11-16 06:00 | 1971-01-01 06:00 | 1998-11-16 06:00 | Petroleum | On road diesel | On road diesel |  | Steel | Steel |  |  | Steel |  | 1901-01-01 06:00 | [12 empty] | Annual line testing | Annual line testing |  | UST Currently In Use: 0; UST Temp Close: 0; AST Currently In Use: 2; AST Temp Closed: 0 | 0 | 0 | 2 | 23134-103-006848 | READY MIX USA LLC
9437 | Permanently Closed | 1991-12-19 06:00 | 1968-01-01 06:00 | 1993-04-22 06:00 | Petroleum | Unleaded gasoline | Unleaded gasoline |  | Steel | Steel |  |  | Steel |  | 1901-01-01 06:00 | [15 empty] | UST Currently In Use: 0; UST Temp Close: 0; AST Currently In Use: 2; AST Temp Closed: 0 | 0 | 0 | 2 | 23134-103-006848 | READY MIX USA LLC
9438 | Currently in Use |  | 1977-01-01 06:00 |  | Petroleum | On road diesel | On road diesel | Emergency Power Generator | Steel | Steel | Field installed cathodic protection |  | Steel, SEC CONT |  |  |  | Catchment Basin, Single walled catchment basin | Audible high level alarm At 90% full | Audible high level alarm At 90% full |  |  | Automatic Tank Gauge | [8 empty] | UST Currently In Use: 2; UST Temp Close: 0; AST Currently In Use: 0; AST Temp Closed: 0 | 2 | 0 | 0 | 11399-125-007410 | DCH HEALTH CARE AUTHORITY
9439 | Currently in Use |  | 1977-01-01 06:00 |  | Petroleum | On road diesel | On road diesel | Emergency Power Generator | Steel | Steel | Field installed cathodic protection |  | Steel, SEC CONT |  |  |  | Catchment Basin, Single walled catchment basin | Audible high level alarm At 90% full | Audible high level alarm At 90% full |  |  | Automatic Tank Gauge | [8 empty] | UST Currently In Use: 2; UST Temp Close: 0; AST Currently In Use: 0; AST Temp Closed: 0 | 2 | 0 | 0 | 11399-125-007410 | DCH HEALTH CARE AUTHORITY
9440 | Permanently Closed | 1990-11-07 06:00 | 1964-01-01 06:00 |  | Petroleum | On road diesel | On road diesel | [5 empty] | Steel |  | 1901-01-01 06:00 | [15 empty] | UST Currently In Use: 0; UST Temp Close: 0; AST Currently In Use: 0; AST Temp Closed: 0 | 0 | 0 | 3 | 11400-113-008834 | DEAN F WILSON INC
9441 | Permanently Closed | 1990-11-07 06:00 | 1964-01-01 06:00 |  | Petroleum | On road diesel | On road diesel | [5 empty] | Steel |  | 1901-01-01 06:00 | [15 empty] | UST Currently In Use: 0; UST Temp Close: 0; AST Currently In Use: 0; AST Temp Closed: 0 | 0 | 0 | 3 | 11400-113-008834 | DEAN F WILSON INC
9442 | Permanently Closed | 1990-11-07 06:00 | 1964-01-01 06:00 |  | Petroleum | Unleaded gasoline | Unleaded gasoline | [5 empty] | Steel |  | 1901-01-01 06:00 | [15 empty] | UST Currently In Use: 0; UST Temp Close: 0; AST Currently In Use: 0; AST Temp Closed: 0 | 0 | 0 | 3 | 11400-113-008834 | DEAN F WILSON INC
9443 | Retired | 1988-08-08 06:00 | 1901-01-01 06:00 |  | Petroleum | Unleaded gasoline | Unleaded gasoline |  | Steel | Steel |  | Painted or None |  |  | 1901-01-01 06:00 | [15 empty] | UST Currently In Use: 0; UST Temp Close: 0; AST Currently In Use: 0; AST Temp Closed: 0 | 0 | 0 | 0 | 11401-073-012918 | DEAN MCCONNELL
9444 | Retired | 1988-08-08 06:00 | 1901-01-01 06:00 |  | Petroleum | Unleaded gasoline | Unleaded gasoline |  | Steel | Steel |  | Painted or None |  |  | 1901-01-01 06:00 | [15 empty] | UST Currently In Use: 0; UST Temp Close: 0; AST Currently In Use: 0; AST Temp Closed: 0 | 0 | 0 | 0 | 11401-073-012918 | DEAN MCCONNELL
9445 | Retired | 1988-08-08 06:00 | 1901-01-01 06:00 |  | Petroleum | Unleaded gasoline | Unleaded gasoline |  | Steel | Steel |  | Painted or None |  |  | 1901-01-01 06:00 | [15 empty] | UST Currently In Use: 0; UST Temp Close: 0; AST Currently In Use: 0; AST Temp Closed: 0 | 0 | 0 | 0 | 11401-073-012918 | DEAN MCCONNELL
9446 | Retired | 1988-08-08 06:00 | 1901-01-01 06:00 |  | Petroleum | Used oil | Used oil |  | Steel | Steel |  | Painted or None |  |  | 1901-01-01 06:00 | [15 empty] | UST Currently In Use: 0; UST Temp Close: 0; AST Currently In Use: 0; AST Temp Closed: 0 | 0 | 0 | 0 | 11401-073-012918 | DEAN MCCONNELL
9447 | Retired | 1988-10-01 06:00 | 1953-01-01 06:00 |  | Petroleum | Unleaded gasoline | Unleaded gasoline |  | Steel | Steel |  | Painted or None | Steel |  | 1901-01-01 06:00 | [15 empty] | UST Currently In Use: 0; UST Temp Close: 0; AST Currently In Use: 0; AST Temp Closed: 0 | 0 | 0 | 0 | 11402-009-008161 | DEAN OIL CO INC
9448 | Retired | 1988-10-01 06:00 | 1953-01-01 06:00 |  | Petroleum | Unleaded gasoline | Unleaded gasoline |  | Steel | Steel |  | Painted or None | Steel |  | 1901-01-01 06:00 | [15 empty] | UST Currently In Use: 0; UST Temp Close: 0; AST Currently In Use: 0; AST Temp Closed: 0 | 0 | 0 | 0 | 11402-009-008161 | DEAN OIL CO INC
9449 | Permanently Closed | 1992-12-01 06:00 | 1969-01-01 06:00 | 1992-12-01 06:00 | Petroleum | On road diesel | On road diesel |  | Steel | Steel |  | Painted or None | Steel |  | 1901-01-01 06:00 | [15 empty] | UST Currently In Use: 0; UST Temp Close: 0; AST Currently In Use: 0; AST Temp Closed: 0 | 0 | 0 | 2 | 11402-043-007226 | DEAN OIL CO INC
9450 | Permanently Closed | 1992-12-01 06:00 | 1983-01-01 06:00 | 1992-12-01 06:00 | Petroleum | Unleaded gasoline | Unleaded gasoline |  | Steel | Steel |  | Painted or None | Steel |  | 1901-01-01 06:00 | [15 empty] | UST Currently In Use: 0; UST Temp Close: 0; AST Currently In Use: 0; AST Temp Closed: 0 | 0 | 0 | 2 | 11402-043-007226 | DEAN OIL CO INC
9451 | Permanently Closed | 1992-06-11 06:00 | 1958-01-01 06:00 | 1992-06-11 06:00 | Petroleum | Unleaded gasoline | Unleaded gasoline |  | Steel | Steel |  | Painted or None | Steel |  | 1901-01-01 06:00 | [15 empty] | UST Currently In Use: 0; UST Temp Close: 0; AST Currently In Use: 0; AST Temp Closed: 0 | 0 | 0 | 2 | 11402-043-008135 | DEAN OIL CO INC
9452 | Permanently Closed | 1992-06-11 06:00 | 1958-01-01 06:00 | 1992-06-11 06:00 | Petroleum | Unleaded gasoline | Unleaded gasoline |  | Steel | Steel |  | Painted or None | Steel |  | 1901-01-01 06:00 | [15 empty] | UST Currently In Use: 0; UST Temp Close: 0; AST Currently In Use: 0; AST Temp Closed: 0 | 0 | 0 | 2 | 11402-043-008135 | DEAN OIL CO INC
9453 | Permanently Closed | 2007-03-01 06:00 | 1978-01-01 06:00 | 2008-07-31 06:00 | Petroleum | On road diesel | On road diesel | Retail | Steel | Steel | Field installed cathodic protection |  | Steel |  | 1901-01-01 06:00 | Field installed cathodic protection | Catchment Basin, Single walled catchment basin | Automatic shutoff device At 95% full | Automatic shutoff device At 95% full |  |  | Statistical Inventory Reconciliation (SIR) | [8 empty] | UST Currently In Use: 0; UST Temp Close: 0; AST Currently In Use: 0; AST Temp Closed: 0 | 0 | 0 | 4 | 11402-043-008160 | DEAN OIL CO INC
9454 | Permanently Closed | 2007-03-01 06:00 | 1978-01-01 06:00 | 2008-07-31 06:00 | Petroleum | Mid-grade gasoline | Mid-grade gasoline | Retail | Steel | Steel | Field installed cathodic protection |  | Steel |  | 1901-01-01 06:00 | Field installed cathodic protection | Catchment Basin, Single walled catchment basin | Automatic shutoff device At 95% full | Automatic shutoff device At 95% full |  |  | Statistical Inventory Reconciliation (SIR) | [5 empty] | Annual line testing, Statistical inventory reconciliation (SIR) | Statistical inventory reconciliation (SIR) |  | UST Currently In Use: 0; UST Temp Close: 0; AST Currently In Use: 0; AST Temp Closed: 0 | 0 | 0 | 4 | 11402-043-008160 | DEAN OIL CO INC
9455 | Permanently Closed | 2007-03-01 06:00 | 1978-01-01 06:00 | 2008-07-31 06:00 | Petroleum | Unleaded gasoline | Unleaded gasoline | Retail | Steel | Steel | Field installed cathodic protection |  | Steel |  | 1901-01-01 06:00 | Field installed cathodic protection | Catchment Basin, Single walled catchment basin | Automatic shutoff device At 95% full | Automatic shutoff device At 95% full |  |  | Statistical Inventory Reconciliation (SIR) | [5 empty] | Annual line testing, Statistical inventory reconciliation (SIR) | Statistical inventory reconciliation (SIR) |  | UST Currently In Use: 0; UST Temp Close: 0; AST Currently In Use: 0; AST Temp Closed: 0 | 0 | 0 | 4 | 11402-043-008160 | DEAN OIL CO INC
9456 | Permanently Closed | 2007-03-01 06:00 | 1978-01-01 06:00 | 2008-07-31 06:00 | Petroleum | Premium gasoline | Premium gasoline | Retail | Steel | Steel | Field installed cathodic protection |  | Steel |  | 1901-01-01 06:00 | Field installed cathodic protection | Catchment Basin, Single walled catchment basin | Automatic shutoff device At 95% full | Automatic shutoff device At 95% full |  |  | Statistical Inventory Reconciliation (SIR) | [5 empty] | Annual line testing, Statistical inventory reconciliation (SIR) | Statistical inventory reconciliation (SIR) |  | UST Currently In Use: 0; UST Temp Close: 0; AST Currently In Use: 0; AST Temp Closed: 0 | 0 | 0 | 4 | 11402-043-008160 | DEAN OIL CO INC
9457 | Permanently Closed | 1990-03-20 06:00 | 1977-01-01 06:00 | 1995-03-20 06:00 | Petroleum | Unleaded gasoline | Unleaded gasoline |  | Steel | Steel |  | Painted or None | Steel |  | 1901-01-01 06:00 | [12 empty] | Annual line testing | Annual line testing |  | UST Currently In Use: 1; UST Temp Close: 0; AST Currently In Use: 0; AST Temp Closed: 0 | 1 | 0 | 3 | 25992-043-008162 | MOFED ABDO ALWAJIH
9458 | Permanently Closed | 1990-03-20 06:00 | 1977-01-01 06:00 | 1995-03-20 06:00 | Petroleum | Unleaded gasoline | Unleaded gasoline |  | Steel | Steel |  | Painted or None | Steel |  | 1901-01-01 06:00 | [12 empty] | Annual line testing | Annual line testing |  | UST Currently In Use: 1; UST Temp Close: 0; AST Currently In Use: 0; AST Temp Closed: 0 | 1 | 0 | 3 | 25992-043-008162 | MOFED ABDO ALWAJIH
9459 | Permanently Closed | 1990-03-20 06:00 | 1977-01-01 06:00 | 1995-03-20 06:00 | Petroleum | Unleaded gasoline | Unleaded gasoline |  | Steel | Steel |  | Painted or None | Steel |  | 1901-01-01 06:00 | [12 empty] | Annual line testing | Annual line testing |  | UST Currently In Use: 1; UST Temp Close: 0; AST Currently In Use: 0; AST Temp Closed: 0 | 1 | 0 | 3 | 25992-043-008162 | MOFED ABDO ALWAJIH
9460 | Cannot Locate or abandoned | 1998-05-01 06:00 | 1958-01-01 06:00 |  | Petroleum | Unleaded gasoline | Unleaded gasoline |  | Steel | Steel |  | Painted or None | Steel |  | 1901-01-01 06:00 | [6 empty] | Statistical Inventory Reconciliation (SIR) | [8 empty] | UST Currently In Use: 0; UST Temp Close: 0; AST Currently In Use: 0; AST Temp Closed: 0 | 0 | 0 | 0 | 11402-043-008163 | DEAN OIL CO INC
9461 | Cannot Locate or abandoned | 1998-05-01 06:00 | 1958-01-01 06:00 |  | Petroleum | Unleaded gasoline | Unleaded gasoline |  | Steel | Steel |  | Painted or None | Steel |  | 1901-01-01 06:00 | [6 empty] | Statistical Inventory Reconciliation (SIR) | [8 empty] | UST Currently In Use: 0; UST Temp Close: 0; AST Currently In Use: 0; AST Temp Closed: 0 | 0 | 0 | 0 | 11402-043-008163 | DEAN OIL CO INC
9462 | Cannot Locate or abandoned | 1998-05-01 06:00 | 1958-01-01 06:00 |  | Petroleum | Unleaded gasoline | Unleaded gasoline |  | Steel | Steel |  | Painted or None | Steel |  | 1901-01-01 06:00 | [6 empty] | Statistical Inventory Reconciliation (SIR) | [8 empty] | UST Currently In Use: 0; UST Temp Close: 0; AST Currently In Use: 0; AST Temp Closed: 0 | 0 | 0 | 0 | 11402-043-008163 | DEAN OIL CO INC
9463 | Permanently Closed | 1988-06-01 06:00 | 1978-01-01 06:00 | 1988-06-01 06:00 | Petroleum | On road diesel | On road diesel |  | Steel | Steel |  | Painted or None | Steel |  | 1901-01-01 06:00 | [15 empty] | UST Currently In Use: 0; UST Temp Close: 2; AST Currently In Use: 0; AST Temp Closed: 0 | 0 | 2 | 4 | 22259-043-008165 | MARK GRAVES BREMEN THRIFT SPIRIT
9464 | Permanently Closed | 1992-06-01 06:00 | 1977-01-01 06:00 | 1992-06-01 06:00 | Petroleum | Unleaded gasoline | Unleaded gasoline |  | Steel | Steel |  | Painted or None | Steel |  | 1901-01-01 06:00 | [6 empty] | Statistical Inventory Reconciliation (SIR) | [8 empty] | UST Currently In Use: 0; UST Temp Close: 2; AST Currently In Use: 0; AST Temp Closed: 0 | 0 | 2 | 4 | 22259-043-008165 | MARK GRAVES BREMEN THRIFT SPIRIT
9465 | Permanently Closed | 1992-06-01 06:00 | 1977-01-01 06:00 | 1992-06-01 06:00 | Petroleum | Unleaded gasoline | Unleaded gasoline |  | Steel | Steel |  | Painted or None | Steel |  | 1901-01-01 06:00 | [6 empty] | Statistical Inventory Reconciliation (SIR) | [8 empty] | UST Currently In Use: 0; UST Temp Close: 2; AST Currently In Use: 0; AST Temp Closed: 0 | 0 | 2 | 4 | 22259-043-008165 | MARK GRAVES BREMEN THRIFT SPIRIT
9466 | Permanently Closed | 1992-06-01 06:00 | 1977-01-01 06:00 | 1992-06-01 06:00 | Petroleum | Unleaded gasoline | Unleaded gasoline |  | Steel | Steel |  | Painted or None | Steel |  | 1901-01-01 06:00 | [6 empty] | Statistical Inventory Reconciliation (SIR) | [8 empty] | UST Currently In Use: 0; UST Temp Close: 2; AST Currently In Use: 0; AST Temp Closed: 0 | 0 | 2 | 4 | 22259-043-008165 | MARK GRAVES BREMEN THRIFT SPIRIT
9467 | Retired | 1981-04-01 06:00 | 1958-01-01 06:00 |  | Petroleum | Unleaded gasoline | Unleaded gasoline |  | Steel | Steel |  | Painted or None | Other, REMOVED |  | 1901-01-01 06:00 | [15 empty] | UST Currently In Use: 0; UST Temp Close: 2; AST Currently In Use: 0; AST Temp Closed: 0 | 0 | 2 | 4 | 22259-043-008165 | MARK GRAVES BREMEN THRIFT SPIRIT
9468 | Retired | 1981-04-01 06:00 | 1958-01-01 06:00 |  | Petroleum | Unleaded gasoline | Unleaded gasoline |  | Steel | Steel |  | Painted or None | Other, REMOVED |  | 1901-01-01 06:00 | [15 empty] | UST Currently In Use: 0; UST Temp Close: 2; AST Currently In Use: 0; AST Temp Closed: 0 | 0 | 2 | 4 | 22259-043-008165 | MARK GRAVES BREMEN THRIFT SPIRIT
9469 | Retired | 1987-08-01 06:00 | 1980-01-01 06:00 |  | Petroleum | Unleaded gasoline | Unleaded gasoline |  | Steel | Steel | Interior lined (not allowed as a standalone method of corrosion protection) | Painted or None | Steel |  | 1901-01-01 06:00 | [15 empty] | UST Currently In Use: 0; UST Temp Close: 0; AST Currently In Use: 0; AST Temp Closed: 0 | 0 | 0 | 0 | 11402-043-008166 | DEAN OIL CO INC
9470 | Retired | 1987-08-01 06:00 | 1980-01-01 06:00 |  | Petroleum | Unleaded gasoline | Unleaded gasoline |  | Steel | Steel | Interior lined (not allowed as a standalone method of corrosion protection) | Painted or None | Steel |  | 1901-01-01 06:00 | [15 empty] | UST Currently In Use: 0; UST Temp Close: 0; AST Currently In Use: 0; AST Temp Closed: 0 | 0 | 0 | 0 | 11402-043-008166 | DEAN OIL CO INC
9471 | Permanently Closed | 1986-09-01 06:00 | 1973-01-01 06:00 | 1986-09-01 06:00 | Petroleum | Unleaded gasoline | Unleaded gasoline |  | Steel | Steel |  | Painted or None | Steel |  | 1901-01-01 06:00 | [15 empty] | UST Currently In Use: 0; UST Temp Close: 0; AST Currently In Use: 0; AST Temp Closed: 0 | 0 | 0 | 3 | 11402-043-008167 | DEAN OIL CO INC
9472 | Permanently Closed | 1986-09-01 06:00 | 1953-01-01 06:00 | 1986-09-01 06:00 | Petroleum | Unleaded gasoline | Unleaded gasoline |  | Steel | Steel |  | Painted or None | Steel |  | 1901-01-01 06:00 | [15 empty] | UST Currently In Use: 0; UST Temp Close: 0; AST Currently In Use: 0; AST Temp Closed: 0 | 0 | 0 | 3 | 11402-043-008167 | DEAN OIL CO INC
9473 | Permanently Closed | 1977-06-01 06:00 | 1953-01-01 06:00 | 1986-09-01 06:00 | Petroleum | Unleaded gasoline | Unleaded gasoline |  | Steel | Steel |  | Painted or None | Steel |  | 1901-01-01 06:00 | [15 empty] | UST Currently In Use: 0; UST Temp Close: 0; AST Currently In Use: 0; AST Temp Closed: 0 | 0 | 0 | 3 | 11402-043-008167 | DEAN OIL CO INC
9474 | Permanently Closed | 1998-02-01 06:00 | 1963-01-01 06:00 | 1998-07-12 06:00 | Petroleum | On road diesel | On road diesel |  | Steel | Steel |  | Painted or None | Steel |  | 1901-01-01 06:00 | [15 empty] | UST Currently In Use: 0; UST Temp Close: 0; AST Currently In Use: 0; AST Temp Closed: 0 | 0 | 0 | 5 | 11402-043-008169 | DEAN OIL CO INC
9475 | Permanently Closed | 1998-02-01 06:00 | 1963-01-01 06:00 | 1998-07-12 06:00 | Petroleum | Unleaded gasoline | Unleaded gasoline |  | Steel | Steel |  | Painted or None | Steel |  | 1901-01-01 06:00 | [15 empty] | UST Currently In Use: 0; UST Temp Close: 0; AST Currently In Use: 0; AST Temp Closed: 0 | 0 | 0 | 5 | 11402-043-008169 | DEAN OIL CO INC
9476 | Permanently Closed | 1998-02-01 06:00 | 1963-01-01 06:00 | 1998-07-12 06:00 | Petroleum | Unleaded gasoline | Unleaded gasoline |  | Steel | Steel |  | Painted or None | Steel |  | 1901-01-01 06:00 | [15 empty] | UST Currently In Use: 0; UST Temp Close: 0; AST Currently In Use: 0; AST Temp Closed: 0 | 0 | 0 | 5 | 11402-043-008169 | DEAN OIL CO INC
9477 | Permanently Closed | 1998-02-01 06:00 | 1963-01-01 06:00 | 1998-07-12 06:00 | Petroleum | Unleaded gasoline | Unleaded gasoline |  | Steel | Steel |  | Painted or None | Steel |  | 1901-01-01 06:00 | [15 empty] | UST Currently In Use: 0; UST Temp Close: 0; AST Currently In Use: 0; AST Temp Closed: 0 | 0 | 0 | 5 | 11402-043-008169 | DEAN OIL CO INC
9478 | Permanently Closed | 1998-02-01 06:00 | 1963-01-01 06:00 | 1998-07-12 06:00 | Petroleum | Unleaded gasoline | Unleaded gasoline |  | Steel | Steel |  | Painted or None | Steel |  | 1901-01-01 06:00 | [15 empty] | UST Currently In Use: 0; UST Temp Close: 0; AST Currently In Use: 0; AST Temp Closed: 0 | 0 | 0 | 5 | 11402-043-008169 | DEAN OIL CO INC
9479 | Permanently Closed | 1998-08-13 06:00 | 1958-01-01 06:00 | 1998-08-13 06:00 | Petroleum | Unleaded gasoline | Unleaded gasoline |  | Steel | Steel |  | Painted or None | Steel |  | 1901-01-01 06:00 | [15 empty] | UST Currently In Use: 0; UST Temp Close: 0; AST Currently In Use: 0; AST Temp Closed: 0 | 0 | 0 | 2 | 11402-043-008170 | DEAN OIL CO INC
9480 | Permanently Closed | 1998-08-13 06:00 | 1958-01-01 06:00 | 1998-08-13 06:00 | Petroleum | Unleaded gasoline | Unleaded gasoline |  | Steel | Steel |  | Painted or None | Steel |  | 1901-01-01 06:00 | [15 empty] | UST Currently In Use: 0; UST Temp Close: 0; AST Currently In Use: 0; AST Temp Closed: 0 | 0 | 0 | 2 | 11402-043-008170 | DEAN OIL CO INC
9481 | Permanently Closed | 2000-02-23 06:00 | 1958-01-01 06:00 | 2000-04-25 06:00 | Petroleum | Unleaded gasoline | Unleaded gasoline |  | Steel | Steel |  | Painted or None | Steel |  | 1901-01-01 06:00 | [15 empty] | UST Currently In Use: 0; UST Temp Close: 0; AST Currently In Use: 0; AST Temp Closed: 0 | 0 | 0 | 2 | 11402-043-008171 | DEAN OIL CO INC
9482 | Permanently Closed | 2000-02-23 06:00 | 1958-01-01 06:00 | 2000-04-25 06:00 | Petroleum | Unleaded gasoline | Unleaded gasoline |  | Steel | Steel |  | Painted or None | Steel |  | 1901-01-01 06:00 | [15 empty] | UST Currently In Use: 0; UST Temp Close: 0; AST Currently In Use: 0; AST Temp Closed: 0 | 0 | 0 | 2 | 11402-043-008171 | DEAN OIL CO INC
9483 |  | 1995-06-01 06:00 | 1977-01-01 06:00 |  | Petroleum | Unleaded gasoline | Unleaded gasoline | Retail | Steel | Steel |  | Painted or None | Steel |  | 1901-01-01 06:00 | [15 empty] | UST Currently In Use: 0; UST Temp Close: 0; AST Currently In Use: 0; AST Temp Closed: 0 | 0 | 0 | 2 | 11402-043-008172 | DEAN OIL CO INC
9484 |  | 1995-06-01 06:00 | 1977-01-01 06:00 |  | Petroleum | Unleaded gasoline | Unleaded gasoline | Retail | Steel | Steel |  | Painted or None | Steel |  | 1901-01-01 06:00 | [15 empty] | UST Currently In Use: 0; UST Temp Close: 0; AST Currently In Use: 0; AST Temp Closed: 0 | 0 | 0 | 2 | 11402-043-008172 | DEAN OIL CO INC
9485 | Permanently Closed | 1988-07-01 06:00 | 1958-01-01 06:00 | 1988-07-01 06:00 | Petroleum | Unleaded gasoline | Unleaded gasoline |  | Steel | Steel |  | Painted or None | Steel |  | 1901-01-01 06:00 | [15 empty] | UST Currently In Use: 0; UST Temp Close: 0; AST Currently In Use: 0; AST Temp Closed: 0 | 0 | 0 | 2 | 11402-043-008172 | DEAN OIL CO INC
9486 | Retired | 1980-06-01 06:00 | 1958-01-01 06:00 |  | Petroleum | Unleaded gasoline | Unleaded gasoline |  | Steel | Steel |  | Painted or None | Steel |  | 1901-01-01 06:00 | [15 empty] | UST Currently In Use: 0; UST Temp Close: 0; AST Currently In Use: 0; AST Temp Closed: 0 | 0 | 0 | 2 | 11402-043-008172 | DEAN OIL CO INC
9487 | Permanently Closed | 1988-07-01 06:00 | 1982-01-01 06:00 | 1988-07-01 06:00 | Petroleum | Unleaded gasoline | Unleaded gasoline |  | Steel | Steel | Coated & cathodic protection (sti-P3), Interior lined (not allowed as a standalone method of corrosion protection) |  | Steel |  | 1901-01-01 06:00 | Field installed cathodic protection | [14 empty] | UST Currently In Use: 0; UST Temp Close: 0; AST Currently In Use: 0; AST Temp Closed: 0 | 0 | 0 | 2 | 11402-043-008172 | DEAN OIL CO INC
9488 | Permanently Closed | 1990-02-01 06:00 | 1973-01-01 06:00 | 2001-05-02 06:00 | Petroleum | Unleaded gasoline | Unleaded gasoline | State/federal government | Steel | Steel |  | Painted or None | Steel |  | 1901-01-01 06:00 | [15 empty] | UST Currently In Use: 0; UST Temp Close: 0; AST Currently In Use: 0; AST Temp Closed: 0 | 0 | 0 | 3 | 21191-043-008173 | ALABAMA DEPARTMENT OF TRANSPORTATION
9489 | Permanently Closed | 1990-02-01 06:00 | 1958-01-01 06:00 | 2001-05-02 06:00 | Petroleum | Unleaded gasoline | Unleaded gasoline | State/federal government | Steel | Steel |  | Painted or None | Steel |  | 1901-01-01 06:00 | [15 empty] | UST Currently In Use: 0; UST Temp Close: 0; AST Currently In Use: 0; AST Temp Closed: 0 | 0 | 0 | 3 | 21191-043-008173 | ALABAMA DEPARTMENT OF TRANSPORTATION
9490 | Permanently Closed | 1990-02-01 06:00 | 1958-01-01 06:00 | 2001-05-02 06:00 | Petroleum | Unleaded gasoline | Unleaded gasoline | State/federal government | Steel | Steel |  | Painted or None | Steel |  | 1901-01-01 06:00 | [15 empty] | UST Currently In Use: 0; UST Temp Close: 0; AST Currently In Use: 0; AST Temp Closed: 0 | 0 | 0 | 3 | 21191-043-008173 | ALABAMA DEPARTMENT OF TRANSPORTATION
9491 | Permanently Closed | 1992-08-01 06:00 | 1959-01-01 06:00 | 1992-08-01 06:00 | Petroleum | Unleaded gasoline | Unleaded gasoline |  | Steel | Steel |  | Painted or None | Steel |  | 1901-01-01 06:00 | [15 empty] | UST Currently In Use: 0; UST Temp Close: 0; AST Currently In Use: 0; AST Temp Closed: 0 | 0 | 0 | 5 | 11402-043-008174 | DEAN OIL CO INC
9492 | Permanently Closed | 1992-08-01 06:00 | 1959-01-01 06:00 | 1992-08-01 06:00 | Petroleum | Unleaded gasoline | Unleaded gasoline |  | Steel | Steel |  | Painted or None | Steel |  | 1901-01-01 06:00 | [15 empty] | UST Currently In Use: 0; UST Temp Close: 0; AST Currently In Use: 0; AST Temp Closed: 0 | 0 | 0 | 5 | 11402-043-008174 | DEAN OIL CO INC
9493 | Permanently Closed | 1998-12-22 06:00 | 1983-01-01 06:00 | 1999-11-17 06:00 | Petroleum | Unleaded gasoline | Unleaded gasoline |  | Steel | Steel | Interior lined (not allowed as a standalone method of corrosion protection) | Painted or None | Steel |  | 1901-01-01 06:00 | [15 empty] | UST Currently In Use: 0; UST Temp Close: 0; AST Currently In Use: 0; AST Temp Closed: 0 | 0 | 0 | 5 | 11402-043-008174 | DEAN OIL CO INC
9494 | Permanently Closed | 1998-12-22 06:00 | 1983-01-01 06:00 | 1999-11-17 06:00 | Petroleum | Unleaded gasoline | Unleaded gasoline |  | Steel | Steel | Coated & cathodic protection (sti-P3) |  | Steel |  | 1901-01-01 06:00 | Field installed cathodic protection | [14 empty] | UST Currently In Use: 0; UST Temp Close: 0; AST Currently In Use: 0; AST Temp Closed: 0 | 0 | 0 | 5 | 11402-043-008174 | DEAN OIL CO INC
9495 | Permanently Closed | 1994-04-19 06:00 | 1983-01-01 06:00 | 1994-04-19 06:00 | Petroleum | Kerosene | Kerosene |  | Steel | Steel | Coated & cathodic protection (sti-P3) |  | Steel |  | 1901-01-01 06:00 | [15 empty] | UST Currently In Use: 0; UST Temp Close: 0; AST Currently In Use: 0; AST Temp Closed: 0 | 0 | 0 | 5 | 11402-043-008174 | DEAN OIL CO INC
9496 | Permanently Closed | 1992-03-16 06:00 | 1958-01-01 06:00 | 1992-03-16 06:00 | Petroleum | Unleaded gasoline | Unleaded gasoline |  | Steel | Steel |  | Painted or None | Steel |  | 1901-01-01 06:00 | [15 empty] | UST Currently In Use: 0; UST Temp Close: 0; AST Currently In Use: 0; AST Temp Closed: 0 | 0 | 0 | 2 | 11402-043-008175 | DEAN OIL CO INC
9497 | Permanently Closed | 1992-03-16 06:00 | 1958-01-01 06:00 | 1992-03-16 06:00 | Petroleum | Unleaded gasoline | Unleaded gasoline |  | Steel | Steel |  | Painted or None | Steel |  | 1901-01-01 06:00 | [15 empty] | UST Currently In Use: 0; UST Temp Close: 0; AST Currently In Use: 0; AST Temp Closed: 0 | 0 | 0 | 2 | 11402-043-008175 | DEAN OIL CO INC
9498 | Cannot Locate or abandoned | 1999-12-03 06:00 | 1965-01-01 06:00 |  | Petroleum | Unleaded gasoline | Unleaded gasoline |  | Steel | Steel |  | Painted or None | Steel |  | 1901-01-01 06:00 | [15 empty] | UST Currently In Use: 0; UST Temp Close: 0; AST Currently In Use: 0; AST Temp Closed: 0 | 0 | 0 | 0 | 19298-043-008176 | MID CENTRAL CARRIERS
9499 | Cannot Locate or abandoned | 1999-12-03 06:00 | 1965-01-01 06:00 |  | Petroleum | On road diesel | On road diesel |  | Steel | Steel |  | Painted or None | Steel |  | 1901-01-01 06:00 | [15 empty] | UST Currently In Use: 0; UST Temp Close: 0; AST Currently In Use: 0; AST Temp Closed: 0 | 0 | 0 | 0 | 19298-043-008176 | MID CENTRAL CARRIERS
9500 | Cannot Locate or abandoned | 1999-12-03 06:00 | 1965-01-01 06:00 |  | Petroleum | On road diesel | On road diesel |  | Steel | Steel |  | Painted or None | Steel |  | 1901-01-01 06:00 | [15 empty] | UST Currently In Use: 0; UST Temp Close: 0; AST Currently In Use: 0; AST Temp Closed: 0 | 0 | 0 | 0 | 19298-043-008176 | MID CENTRAL CARRIERS
9501 | Permanently Closed | 1998-08-13 06:00 | 1958-01-01 06:00 | 1998-08-13 06:00 | Petroleum | Unleaded gasoline | Unleaded gasoline |  | Steel | Steel |  | Painted or None | Steel |  | 1901-01-01 06:00 | [15 empty] | UST Currently In Use: 0; UST Temp Close: 0; AST Currently In Use: 0; AST Temp Closed: 0 | 0 | 0 | 2 | 11402-043-008177 | DEAN OIL CO INC
9502 | Permanently Closed | 1988-12-22 06:00 | 1958-01-01 06:00 | 1988-12-22 06:00 | Petroleum | Unleaded gasoline | Unleaded gasoline |  | Steel | Steel |  | Painted or None | Steel |  | 1901-01-01 06:00 | [15 empty] | UST Currently In Use: 0; UST Temp Close: 0; AST Currently In Use: 0; AST Temp Closed: 0 | 0 | 0 | 2 | 11402-043-008177 | DEAN OIL CO INC
9503 | Retired | 1985-07-01 06:00 | 1963-01-01 06:00 |  | Petroleum | Unleaded gasoline | Unleaded gasoline |  | Steel | Steel |  | Painted or None | Steel |  | 1901-01-01 06:00 | [15 empty] | UST Currently In Use: 0; UST Temp Close: 0; AST Currently In Use: 0; AST Temp Closed: 0 | 0 | 0 | 0 | 11402-043-008178 | DEAN OIL CO INC
9504 | Permanently Closed | 1999-10-09 06:00 | 1980-01-01 06:00 | 1999-10-09 06:00 | Petroleum | On road diesel | On road diesel |  | Steel | Steel |  | Painted or None | Steel |  | 1901-01-01 06:00 | [6 empty] | Statistical Inventory Reconciliation (SIR) | [8 empty] | UST Currently In Use: 0; UST Temp Close: 0; AST Currently In Use: 0; AST Temp Closed: 0 | 0 | 0 | 6 | 11402-043-008179 | DEAN OIL CO INC
9505 | Permanently Closed | 1999-10-09 06:00 | 1980-01-01 06:00 | 1999-10-09 06:00 | Petroleum | Unleaded gasoline | Unleaded gasoline |  | Steel | Steel |  | Painted or None | Steel |  | 1901-01-01 06:00 | [6 empty] | Statistical Inventory Reconciliation (SIR) | [8 empty] | UST Currently In Use: 0; UST Temp Close: 0; AST Currently In Use: 0; AST Temp Closed: 0 | 0 | 0 | 6 | 11402-043-008179 | DEAN OIL CO INC
9506 | Permanently Closed | 1999-10-09 06:00 | 1980-01-01 06:00 | 1999-10-09 06:00 | Petroleum | Unleaded gasoline | Unleaded gasoline |  | Steel | Steel |  | Painted or None | Steel |  | 1901-01-01 06:00 | [6 empty] | Statistical Inventory Reconciliation (SIR) | [8 empty] | UST Currently In Use: 0; UST Temp Close: 0; AST Currently In Use: 0; AST Temp Closed: 0 | 0 | 0 | 6 | 11402-043-008179 | DEAN OIL CO INC
9507 | Permanently Closed | 1988-12-05 06:00 | 1953-01-01 06:00 | 1988-12-05 06:00 | Petroleum | Unleaded gasoline | Unleaded gasoline |  | Steel | Steel |  | Painted or None | Steel |  | 1901-01-01 06:00 | [15 empty] | UST Currently In Use: 0; UST Temp Close: 0; AST Currently In Use: 0; AST Temp Closed: 0 | 0 | 0 | 6 | 11402-043-008179 | DEAN OIL CO INC
9508 | Permanently Closed | 1982-05-01 06:00 | 1953-01-01 06:00 | 1988-12-05 06:00 | Petroleum | Unleaded gasoline | Unleaded gasoline |  | Steel | Steel |  | Painted or None | Steel |  | 1901-01-01 06:00 | [15 empty] | UST Currently In Use: 0; UST Temp Close: 0; AST Currently In Use: 0; AST Temp Closed: 0 | 0 | 0 | 6 | 11402-043-008179 | DEAN OIL CO INC
9509 | Permanently Closed | 1999-10-09 06:00 | 1987-01-01 06:00 | 1999-10-09 06:00 | Petroleum | Unleaded gasoline | Unleaded gasoline |  | Steel | Steel | Coated & cathodic protection (sti-P3), Interior lined (not allowed as a standalone method of corrosion protection) |  | Steel |  | 1901-01-01 06:00 | Field installed cathodic protection | [5 empty] | Statistical Inventory Reconciliation (SIR) | [8 empty] | UST Currently In Use: 0; UST Temp Close: 0; AST Currently In Use: 0; AST Temp Closed: 0 | 0 | 0 | 6 | 11402-043-008179 | DEAN OIL CO INC
9510 | Permanently Closed | 1994-12-30 06:00 | 1981-01-01 06:00 | 1996-12-30 06:00 | Petroleum | On road diesel | On road diesel |  | Steel | Steel | Interior lined (not allowed as a standalone method of corrosion protection) | Painted or None | Steel |  | 1901-01-01 06:00 | [6 empty] | Statistical Inventory Reconciliation (SIR) | [8 empty] | UST Currently In Use: 0; UST Temp Close: 0; AST Currently In Use: 0; AST Temp Closed: 0 | 0 | 0 | 1 | 11402-043-008180 | DEAN OIL CO INC
9511 | Cannot Locate or abandoned | 2000-02-23 06:00 | 1963-01-01 06:00 |  | Petroleum | Unleaded gasoline | Unleaded gasoline |  | Steel | Steel |  | Painted or None | Steel |  | 1901-01-01 06:00 | [15 empty] | UST Currently In Use: 0; UST Temp Close: 0; AST Currently In Use: 0; AST Temp Closed: 0 | 0 | 0 | 0 | 11402-043-008181 | DEAN OIL CO INC
9512 | Cannot Locate or abandoned | 2000-02-23 06:00 | 1963-01-01 06:00 |  | Petroleum | Unleaded gasoline | Unleaded gasoline |  | Steel | Steel |  | Painted or None | Steel |  | 1901-01-01 06:00 | [15 empty] | UST Currently In Use: 0; UST Temp Close: 0; AST Currently In Use: 0; AST Temp Closed: 0 | 0 | 0 | 0 | 11402-043-008181 | DEAN OIL CO INC
9513 | Permanently Closed | 1992-01-08 06:00 | 1953-01-01 06:00 | 1992-01-08 06:00 | Petroleum | Unleaded gasoline | Unleaded gasoline |  | Steel | Steel |  | Painted or None | Steel |  | 1901-01-01 06:00 | [15 empty] | UST Currently In Use: 0; UST Temp Close: 0; AST Currently In Use: 0; AST Temp Closed: 0 | 0 | 0 | 3 | 11402-043-008182 | DEAN OIL CO INC
9514 | Permanently Closed | 1992-01-08 06:00 | 1953-01-01 06:00 | 1992-01-08 06:00 | Petroleum | Unleaded gasoline | Unleaded gasoline |  | Steel | Steel |  | Painted or None | Steel |  | 1901-01-01 06:00 | [15 empty] | UST Currently In Use: 0; UST Temp Close: 0; AST Currently In Use: 0; AST Temp Closed: 0 | 0 | 0 | 3 | 11402-043-008182 | DEAN OIL CO INC
9515 | Permanently Closed | 1992-01-08 06:00 | 1968-01-01 06:00 | 1992-01-08 06:00 | Petroleum | Unleaded gasoline | Unleaded gasoline |  | Steel | Steel |  | Painted or None | Steel |  | 1901-01-01 06:00 | [15 empty] | UST Currently In Use: 0; UST Temp Close: 0; AST Currently In Use: 0; AST Temp Closed: 0 | 0 | 0 | 3 | 11402-043-008182 | DEAN OIL CO INC
9516 | Retired | 1986-01-01 06:00 | 1978-01-01 06:00 |  | Petroleum | Unleaded gasoline | Unleaded gasoline |  | Steel | Steel | Interior lined (not allowed as a standalone method of corrosion protection) | Painted or None | Steel |  | 1901-01-01 06:00 | [15 empty] | UST Currently In Use: 0; UST Temp Close: 0; AST Currently In Use: 0; AST Temp Closed: 0 | 0 | 0 | 0 | 17444-043-008183 | JAMES L DAVIS
9517 | Retired | 1986-01-01 06:00 | 1978-01-01 06:00 |  | Petroleum | Unleaded gasoline | Unleaded gasoline |  | Steel | Steel | Interior lined (not allowed as a standalone method of corrosion protection) | Painted or None | Steel |  | 1901-01-01 06:00 | [15 empty] | UST Currently In Use: 0; UST Temp Close: 0; AST Currently In Use: 0; AST Temp Closed: 0 | 0 | 0 | 0 | 17444-043-008183 | JAMES L DAVIS
9518 | Permanently Closed | 1992-04-03 06:00 | 1968-01-01 06:00 | 1992-04-03 06:00 | Petroleum | Unleaded gasoline | Unleaded gasoline |  | Steel | Steel |  | Painted or None | Steel |  | 1901-01-01 06:00 | [15 empty] | UST Currently In Use: 0; UST Temp Close: 0; AST Currently In Use: 0; AST Temp Closed: 0 | 0 | 0 | 5 | 13540-043-008184 | MORGAN PROPERTIES, INC.
9519 | Permanently Closed | 1992-04-03 06:00 | 1959-01-01 06:00 | 1992-04-03 06:00 | Petroleum | Unleaded gasoline | Unleaded gasoline |  | Steel | Steel |  | Painted or None | Steel |  | 1901-01-01 06:00 | [15 empty] | UST Currently In Use: 0; UST Temp Close: 0; AST Currently In Use: 0; AST Temp Closed: 0 | 0 | 0 | 5 | 13540-043-008184 | MORGAN PROPERTIES, INC.
9520 | Permanently Closed | 1992-04-03 06:00 | 1959-01-01 06:00 | 1992-04-03 06:00 | Petroleum | Unleaded gasoline | Unleaded gasoline |  | Steel | Steel |  | Painted or None | Steel |  | 1901-01-01 06:00 | [15 empty] | UST Currently In Use: 0; UST Temp Close: 0; AST Currently In Use: 0; AST Temp Closed: 0 | 0 | 0 | 5 | 13540-043-008184 | MORGAN PROPERTIES, INC.
9521 | Permanently Closed | 1992-04-03 06:00 | 1982-01-01 06:00 | 1992-04-03 06:00 | Petroleum | On road diesel | On road diesel |  | Steel | Steel | Coated & cathodic protection (sti-P3), Interior lined (not allowed as a standalone method of corrosion protection) |  | Steel |  | 1901-01-01 06:00 | Field installed cathodic protection | [14 empty] | UST Currently In Use: 0; UST Temp Close: 0; AST Currently In Use: 0; AST Temp Closed: 0 | 0 | 0 | 5 | 13540-043-008184 | MORGAN PROPERTIES, INC.
9522 | Permanently Closed | 1992-04-03 06:00 | 1989-01-01 06:00 | 1992-04-03 06:00 | Petroleum | On road diesel | On road diesel |  | Steel | Steel | Coated & cathodic protection (sti-P3), Interior lined (not allowed as a standalone method of corrosion protection) |  | Fiberglass reinforced plastic |  | 1901-01-01 06:00 | [15 empty] | UST Currently In Use: 0; UST Temp Close: 0; AST Currently In Use: 0; AST Temp Closed: 0 | 0 | 0 | 5 | 13540-043-008184 | MORGAN PROPERTIES, INC.
9523 | Permanently Closed | 2001-02-01 06:00 | 1988-01-01 06:00 | 2002-07-01 06:00 | Petroleum | Mid-grade gasoline | Mid-grade gasoline | Retail | Steel | Steel | Coated & cathodic protection (sti-P3), Interior lined (not allowed as a standalone method of corrosion protection) |  | Steel |  | 1901-01-01 06:00 | Field installed cathodic protection, SAC ANODE | Catchment Basin, Single walled catchment basin | Automatic shutoff device At 95% full | Automatic shutoff device At 95% full |  |  | Statistical Inventory Reconciliation (SIR) | [5 empty] | Annual line testing, Statistical inventory reconciliation (SIR) | Statistical inventory reconciliation (SIR) |  | UST Currently In Use: 0; UST Temp Close: 0; AST Currently In Use: 0; AST Temp Closed: 0 | 0 | 0 | 5 | 21376-043-012967 | MEDICAL DEVELOPMENTS LLC
9524 | Permanently Closed | 2001-02-01 06:00 | 1988-01-01 06:00 | 2002-07-01 06:00 | Petroleum | Unleaded gasoline | Unleaded gasoline | Retail | Steel | Steel | Coated & cathodic protection (sti-P3), Interior lined (not allowed as a standalone method of corrosion protection) |  | Steel |  | 1901-01-01 06:00 | Field installed cathodic protection, SAC ANODE | Catchment Basin, Single walled catchment basin | Automatic shutoff device At 95% full | Automatic shutoff device At 95% full |  |  | Statistical Inventory Reconciliation (SIR) | [5 empty] | Annual line testing, Statistical inventory reconciliation (SIR) | Statistical inventory reconciliation (SIR) |  | UST Currently In Use: 0; UST Temp Close: 0; AST Currently In Use: 0; AST Temp Closed: 0 | 0 | 0 | 5 | 21376-043-012967 | MEDICAL DEVELOPMENTS LLC
9525 | Permanently Closed | 2001-02-01 06:00 | 1988-01-01 06:00 | 2002-07-01 06:00 | Petroleum | Premium gasoline | Premium gasoline | Retail | Steel | Steel | Coated & cathodic protection (sti-P3), Interior lined (not allowed as a standalone method of corrosion protection) |  | Steel |  | 1901-01-01 06:00 | Field installed cathodic protection, SAC ANODE | Catchment Basin, Single walled catchment basin | Automatic shutoff device At 95% full | Automatic shutoff device At 95% full |  |  | Statistical Inventory Reconciliation (SIR) | [5 empty] | Annual line testing, Statistical inventory reconciliation (SIR) | Statistical inventory reconciliation (SIR) |  | UST Currently In Use: 0; UST Temp Close: 0; AST Currently In Use: 0; AST Temp Closed: 0 | 0 | 0 | 5 | 21376-043-012967 | MEDICAL DEVELOPMENTS LLC
9526 | Permanently Closed | 2001-02-01 06:00 | 1988-01-01 06:00 | 2002-07-01 06:00 | Petroleum | On road diesel | On road diesel | Retail | Steel | Steel | Coated & cathodic protection (sti-P3), Interior lined (not allowed as a standalone method of corrosion protection) |  | Steel |  | 1901-01-01 06:00 | Field installed cathodic protection, SAC ANODE | Catchment Basin, Single walled catchment basin | Automatic shutoff device At 95% full | Automatic shutoff device At 95% full |  |  | Statistical Inventory Reconciliation (SIR) | [5 empty] | Annual line testing | Annual line testing |  | UST Currently In Use: 0; UST Temp Close: 0; AST Currently In Use: 0; AST Temp Closed: 0 | 0 | 0 | 5 | 21376-043-012967 | MEDICAL DEVELOPMENTS LLC
9527 | Permanently Closed | 1998-03-01 06:00 | 1988-01-01 06:00 | 2002-07-01 06:00 | Petroleum | Kerosene | Kerosene | Retail | Steel | Steel | Interior lined (not allowed as a standalone method of corrosion protection) | Painted or None | Steel |  | 1901-01-01 06:00 | [15 empty] | UST Currently In Use: 0; UST Temp Close: 0; AST Currently In Use: 0; AST Temp Closed: 0 | 0 | 0 | 5 | 21376-043-012967 | MEDICAL DEVELOPMENTS LLC
9528 | Permanently Closed | 2000-11-01 06:00 | 1988-11-01 06:00 | 2005-08-10 06:00 | Petroleum | Unleaded gasoline | Unleaded gasoline | Retail | Steel | Steel | Coated & cathodic protection (sti-P3), Interior lined (not allowed as a standalone method of corrosion protection) |  | Fiberglass reinforced plastic |  | 1901-01-01 06:00 |  | Catchment Basin, Single walled catchment basin | Flow Rest 90% Full | Flow Rest 90% Full |  |  | Statistical Inventory Reconciliation (SIR) | [8 empty] | UST Currently In Use: 0; UST Temp Close: 0; AST Currently In Use: 0; AST Temp Closed: 0 | 0 | 0 | 3 | 21800-043-013997 | OLEN DOVER
9529 | Permanently Closed | 2000-11-01 06:00 | 1988-11-01 06:00 | 2005-08-10 06:00 | Petroleum | Unleaded gasoline | Unleaded gasoline | Retail | Steel | Steel | Coated & cathodic protection (sti-P3) |  | Fiberglass reinforced plastic |  | 1901-01-01 06:00 |  | Catchment Basin, Single walled catchment basin | Flow Rest 90% Full | Flow Rest 90% Full |  |  | Statistical Inventory Reconciliation (SIR) | [8 empty] | UST Currently In Use: 0; UST Temp Close: 0; AST Currently In Use: 0; AST Temp Closed: 0 | 0 | 0 | 3 | 21800-043-013997 | OLEN DOVER
9530 | Permanently Closed | 2000-11-01 06:00 | 1988-11-01 06:00 | 2005-08-10 06:00 | Petroleum | Unleaded gasoline | Unleaded gasoline | Retail | Steel | Steel | Coated & cathodic protection (sti-P3) |  | Fiberglass reinforced plastic |  | 1901-01-01 06:00 |  | Catchment Basin, Single walled catchment basin | Flow Rest 90% Full | Flow Rest 90% Full |  |  | Statistical Inventory Reconciliation (SIR) | [8 empty] | UST Currently In Use: 0; UST Temp Close: 0; AST Currently In Use: 0; AST Temp Closed: 0 | 0 | 0 | 3 | 21800-043-013997 | OLEN DOVER
9531 | Retired | 1988-12-22 06:00 | 1978-01-01 06:00 |  | Petroleum | Unleaded gasoline | Unleaded gasoline |  | Steel | Steel |  | Painted or None | Steel |  | 1901-01-01 06:00 | [15 empty] | UST Currently In Use: 0; UST Temp Close: 0; AST Currently In Use: 0; AST Temp Closed: 0 | 0 | 0 | 0 | 11402-057-008164 | DEAN OIL CO INC
9532 | Retired | 1988-12-22 06:00 | 1978-01-01 06:00 |  | Petroleum | Unleaded gasoline | Unleaded gasoline |  | Steel | Steel |  | Painted or None | Steel |  | 1901-01-01 06:00 | [15 empty] | UST Currently In Use: 0; UST Temp Close: 0; AST Currently In Use: 0; AST Temp Closed: 0 | 0 | 0 | 0 | 11402-057-008164 | DEAN OIL CO INC
9534 | Currently in Use |  | 1986-12-01 06:00 |  | Petroleum | Unleaded gasoline | Unleaded gasoline | Retail | Single Wall, Steel | Steel | Coated & cathodic protection (sti-P3) |  | Single Wall, Steel |  |  | Galvanic Cathodic | Catchment Basin, Single walled catchment basin | Automatic shutoff device At 95% full | Automatic shutoff device At 95% full |  |  | Automatic Tank Gauge | Direct Bury submersible pump | Automatic flow restrictor (MLLD) | Automatic flow restrictor (MLLD) |  |  | Annual line testing | Annual line testing |  | UST Currently In Use: 4; UST Temp Close: 0; AST Currently In Use: 1; AST Temp Closed: 0 | 4 | 0 | 1 | 25689-103-012444 | RIDDHI PATEL
9535 | Currently in Use |  | 1986-12-01 06:00 |  | Petroleum | Premium gasoline | Premium gasoline | Retail | Single Wall, Steel | Steel | Coated & cathodic protection (sti-P3) |  | Single Wall, Steel |  |  | Galvanic Cathodic | Catchment Basin, Single walled catchment basin | Automatic shutoff device At 95% full | Automatic shutoff device At 95% full |  |  | Automatic Tank Gauge | Direct Bury submersible pump | Automatic flow restrictor (MLLD) | Automatic flow restrictor (MLLD) |  |  | Annual line testing | Annual line testing |  | UST Currently In Use: 4; UST Temp Close: 0; AST Currently In Use: 1; AST Temp Closed: 0 | 4 | 0 | 1 | 25689-103-012444 | RIDDHI PATEL
9536 | Currently in Use |  | 1986-12-01 06:00 |  | Petroleum | Unleaded gasoline | Unleaded gasoline | Retail | Single Wall, Steel | Steel | Coated & cathodic protection (sti-P3) |  | Single Wall, Steel |  |  | Galvanic Cathodic | Catchment Basin, Single walled catchment basin | Automatic shutoff device At 95% full | Automatic shutoff device At 95% full |  |  | Automatic Tank Gauge | Direct Bury submersible pump | Automatic flow restrictor (MLLD) | Automatic flow restrictor (MLLD) |  |  | Annual line testing | Annual line testing |  | UST Currently In Use: 4; UST Temp Close: 0; AST Currently In Use: 1; AST Temp Closed: 0 | 4 | 0 | 1 | 25689-103-012444 | RIDDHI PATEL
9537 | Currently in Use |  | 1986-12-01 06:00 |  | Petroleum | On road diesel | On road diesel | Retail | Single Wall, Steel | Steel | Coated & cathodic protection (sti-P3) |  | Single Wall, Steel |  |  | Galvanic Cathodic | Catchment Basin, Single walled catchment basin | Automatic shutoff device At 95% full | Automatic shutoff device At 95% full |  |  | Automatic Tank Gauge | Direct Bury submersible pump | Automatic flow restrictor (MLLD) | Automatic flow restrictor (MLLD) |  |  | Annual line testing | Annual line testing |  | UST Currently In Use: 4; UST Temp Close: 0; AST Currently In Use: 1; AST Temp Closed: 0 | 4 | 0 | 1 | 25689-103-012444 | RIDDHI PATEL
9538 | Permanently Closed | 1998-12-01 06:00 | 1982-01-01 06:00 | 2000-03-23 06:00 | Petroleum | Kerosene | Kerosene | Retail | Steel | Steel | Coated & cathodic protection (sti-P3), Interior lined (not allowed as a standalone method of corrosion protection) |  | Steel |  | 1901-01-01 06:00 | Field installed cathodic protection | [5 empty] | Statistical Inventory Reconciliation (SIR) |  | Automatic flow restrictor (MLLD) | Automatic flow restrictor (MLLD) |  |  | Annual line testing | Annual line testing |  | UST Currently In Use: 4; UST Temp Close: 0; AST Currently In Use: 1; AST Temp Closed: 0 | 4 | 0 | 1 | 25689-103-012444 | RIDDHI PATEL
9539 | Permanently Closed | 1988-11-10 06:00 | 1957-01-01 06:00 | 1988-11-10 06:00 | Petroleum | Unleaded gasoline | Unleaded gasoline |  | Steel | Steel |  | Painted or None | Steel |  | 1901-01-01 06:00 | [15 empty] | UST Currently In Use: 0; UST Temp Close: 0; AST Currently In Use: 0; AST Temp Closed: 0 | 0 | 0 | 7 | 11402-133-008168 | DEAN OIL CO INC
9540 | Permanently Closed | 1988-11-10 06:00 | 1957-01-01 06:00 | 1988-11-10 06:00 | Petroleum | Unleaded gasoline | Unleaded gasoline |  | Steel | Steel |  | Painted or None | Steel |  | 1901-01-01 06:00 | [15 empty] | UST Currently In Use: 0; UST Temp Close: 0; AST Currently In Use: 0; AST Temp Closed: 0 | 0 | 0 | 7 | 11402-133-008168 | DEAN OIL CO INC
9541 | Permanently Closed | 1982-09-01 06:00 | 1957-01-01 06:00 | 1988-11-10 06:00 | Petroleum | Unleaded gasoline | Unleaded gasoline |  | Steel | Steel |  | Painted or None | Steel |  | 1901-01-01 06:00 | [15 empty] | UST Currently In Use: 0; UST Temp Close: 0; AST Currently In Use: 0; AST Temp Closed: 0 | 0 | 0 | 7 | 11402-133-008168 | DEAN OIL CO INC
9542 | Permanently Closed | 2007-11-01 06:00 | 1987-01-01 06:00 | 2008-08-06 06:00 | Petroleum | Mid-grade gasoline | Mid-grade gasoline | Retail | Steel | Steel | Coated & cathodic protection (sti-P3) |  | Steel |  | 1901-01-01 06:00 | Field installed cathodic protection | Catchment Basin, Single walled catchment basin | Automatic shutoff device At 95% full | Automatic shutoff device At 95% full |  |  | Statistical Inventory Reconciliation (SIR) | [5 empty] | Statistical inventory reconciliation (SIR) | Statistical inventory reconciliation (SIR) |  | UST Currently In Use: 0; UST Temp Close: 0; AST Currently In Use: 0; AST Temp Closed: 0 | 0 | 0 | 7 | 11402-133-008168 | DEAN OIL CO INC
9543 | Permanently Closed | 2007-11-01 06:00 | 1987-01-01 06:00 | 2008-08-06 06:00 | Petroleum | Unleaded gasoline | Unleaded gasoline | Retail | Steel | Steel | Coated & cathodic protection (sti-P3) |  | Steel |  | 1901-01-01 06:00 | Field installed cathodic protection | Catchment Basin, Single walled catchment basin | Automatic shutoff device At 95% full | Automatic shutoff device At 95% full |  |  | Statistical Inventory Reconciliation (SIR) | [5 empty] | Statistical inventory reconciliation (SIR) | Statistical inventory reconciliation (SIR) |  | UST Currently In Use: 0; UST Temp Close: 0; AST Currently In Use: 0; AST Temp Closed: 0 | 0 | 0 | 7 | 11402-133-008168 | DEAN OIL CO INC
9544 | Permanently Closed | 2007-11-01 06:00 | 1987-01-01 06:00 | 2008-08-06 06:00 | Petroleum | Premium gasoline | Premium gasoline | Retail | Steel | Steel | Coated & cathodic protection (sti-P3) |  | Steel |  | 1901-01-01 06:00 | Field installed cathodic protection | Catchment Basin, Single walled catchment basin | Automatic shutoff device At 95% full | Automatic shutoff device At 95% full |  |  | Statistical Inventory Reconciliation (SIR) | [5 empty] | Statistical inventory reconciliation (SIR) | Statistical inventory reconciliation (SIR) |  | UST Currently In Use: 0; UST Temp Close: 0; AST Currently In Use: 0; AST Temp Closed: 0 | 0 | 0 | 7 | 11402-133-008168 | DEAN OIL CO INC
9545 | Permanently Closed | 2007-11-01 06:00 | 1987-01-01 06:00 | 2008-08-06 06:00 | Petroleum | On road diesel | On road diesel | Retail | Steel | Steel | Coated & cathodic protection (sti-P3) |  | Steel |  | 1901-01-01 06:00 | Field installed cathodic protection | Catchment Basin, Single walled catchment basin | Automatic shutoff device At 95% full | Automatic shutoff device At 95% full |  |  | Statistical Inventory Reconciliation (SIR) | [5 empty] | Statistical inventory reconciliation (SIR) | Statistical inventory reconciliation (SIR) |  | UST Currently In Use: 0; UST Temp Close: 0; AST Currently In Use: 0; AST Temp Closed: 0 | 0 | 0 | 7 | 11402-133-008168 | DEAN OIL CO INC
9546 | Permanently Closed | 1998-12-01 06:00 | 1988-01-01 06:00 | 1999-11-16 06:00 | Petroleum | Unleaded gasoline | Unleaded gasoline |  | Steel | Steel |  | Painted or None | Steel |  | 1901-01-01 06:00 | [6 empty] | Statistical Inventory Reconciliation (SIR) | [5 empty] | Annual line testing | Annual line testing |  | UST Currently In Use: 0; UST Temp Close: 0; AST Currently In Use: 0; AST Temp Closed: 0 | 0 | 0 | 1 | 11404-125-014091 | DEASON ROOFING
9550 | Permanently Closed | 1993-01-23 06:00 | 1976-01-01 06:00 | 1993-01-23 06:00 | Petroleum | Unleaded gasoline | Unleaded gasoline |  | Steel | Steel |  | Painted or None | Steel |  | 1901-01-01 06:00 | [15 empty] | UST Currently In Use: 0; UST Temp Close: 0; AST Currently In Use: 1; AST Temp Closed: 0 | 0 | 0 | 1 | 20745-073-002470 | WAREHOUSE CO INC
9551 | Permanently Closed | 1995-10-30 06:00 | 1969-01-01 06:00 | 1995-10-30 06:00 | Petroleum | Unleaded gasoline | Unleaded gasoline |  | Steel | Steel |  |  |  |  | 1901-01-01 06:00 | [12 empty] | Annual line testing | Annual line testing |  | UST Currently In Use: 3; UST Temp Close: 0; AST Currently In Use: 0; AST Temp Closed: 0 | 3 | 0 | 6 | 11407-103-001098 | COCA COLA OF DECATUR
9552 | Permanently Closed | 1995-10-30 06:00 | 1969-01-01 06:00 | 1995-10-30 06:00 | Petroleum | Unleaded gasoline | Unleaded gasoline |  | Steel | Steel |  |  |  |  | 1901-01-01 06:00 | [15 empty] | UST Currently In Use: 3; UST Temp Close: 0; AST Currently In Use: 0; AST Temp Closed: 0 | 3 | 0 | 6 | 11407-103-001098 | COCA COLA OF DECATUR
9553 | Permanently Closed | 1995-10-30 06:00 | 1969-01-01 06:00 | 1995-10-30 06:00 | Petroleum | Unleaded gasoline | Unleaded gasoline |  | Steel | Steel |  |  |  |  | 1901-01-01 06:00 | [15 empty] | UST Currently In Use: 3; UST Temp Close: 0; AST Currently In Use: 0; AST Temp Closed: 0 | 3 | 0 | 6 | 11407-103-001098 | COCA COLA OF DECATUR
9554 | Permanently Closed | 1995-10-30 06:00 | 1979-01-01 06:00 | 1995-10-30 06:00 | Petroleum | On road diesel | On road diesel |  | Steel | Steel |  |  |  |  | 1901-01-01 06:00 | [15 empty] | UST Currently In Use: 3; UST Temp Close: 0; AST Currently In Use: 0; AST Temp Closed: 0 | 3 | 0 | 6 | 11407-103-001098 | COCA COLA OF DECATUR
9555 | Permanently Closed | 1995-10-30 06:00 | 1970-01-01 06:00 | 1995-10-30 06:00 | Petroleum | Unleaded gasoline | Unleaded gasoline |  | Steel | Steel |  |  |  |  | 1901-01-01 06:00 | [12 empty] | Annual line testing | Annual line testing |  | UST Currently In Use: 3; UST Temp Close: 0; AST Currently In Use: 0; AST Temp Closed: 0 | 3 | 0 | 6 | 11407-103-001098 | COCA COLA OF DECATUR
9556 | Permanently Closed | 1995-10-30 06:00 | 1972-01-01 06:00 | 1995-10-30 06:00 | Petroleum | On road diesel | On road diesel |  | Steel | Steel |  | Painted or None | Steel |  | 1901-01-01 06:00 | [15 empty] | UST Currently In Use: 3; UST Temp Close: 0; AST Currently In Use: 0; AST Temp Closed: 0 | 3 | 0 | 6 | 11407-103-001098 | COCA COLA OF DECATUR
9557 | Currently in Use |  | 1981-01-01 06:00 |  | Petroleum | On road diesel | On road diesel | Emergency Power Generator, Industrial | Single Wall, Steel | Steel | Field installed cathodic protection |  | Single Wall, Steel |  |  | Field installed cathodic protection | Catchment Basin, Single walled catchment basin | Automatic shutoff device At 95% full | Automatic shutoff device At 95% full | [11 empty] | UST Currently In Use: 1; UST Temp Close: 0; AST Currently In Use: 0; AST Temp Closed: 0 | 1 | 0 | 0 | 11408-103-002841 | DECATUR GENERAL HOSPITAL
9558 | Permanently Closed | 1979-01-01 06:00 | 1961-01-01 06:00 |  | Petroleum | Unleaded gasoline | Unleaded gasoline | [7 empty] | 1901-01-01 06:00 | [15 empty] | UST Currently In Use: 0; UST Temp Close: 0; AST Currently In Use: 0; AST Temp Closed: 0 | 0 | 0 | 2 | 11409-103-013115 | DECATUR SHOPPING CENTER INC
9559 | Permanently Closed | 1979-01-01 06:00 | 1961-01-01 06:00 |  | Petroleum | Unleaded gasoline | Unleaded gasoline | [7 empty] | 1901-01-01 06:00 | [15 empty] | UST Currently In Use: 0; UST Temp Close: 0; AST Currently In Use: 0; AST Temp Closed: 0 | 0 | 0 | 2 | 11409-103-013115 | DECATUR SHOPPING CENTER INC
9560 | Permanently Closed | 1989-10-19 06:00 | 1962-01-01 06:00 | 1989-10-19 06:00 | Petroleum | Unleaded gasoline | Unleaded gasoline |  | Steel | Steel |  | Painted or None | Steel |  | 1901-01-01 06:00 | [15 empty] | UST Currently In Use: 0; UST Temp Close: 0; AST Currently In Use: 0; AST Temp Closed: 0 | 0 | 0 | 2 | 11411-089-002509 | DECATUR TRANSIT INC
9561 | Permanently Closed | 1992-09-25 06:00 | 1971-01-01 06:00 | 1992-09-25 06:00 | Petroleum | On road diesel | On road diesel |  | Steel | Steel |  | Painted or None | Steel |  | 1901-01-01 06:00 | [15 empty] | UST Currently In Use: 0; UST Temp Close: 0; AST Currently In Use: 0; AST Temp Closed: 0 | 0 | 0 | 2 | 11411-089-002509 | DECATUR TRANSIT INC
9562 | Permanently Closed | 1997-07-23 06:00 | 1979-01-01 06:00 | 1997-08-05 06:00 | Petroleum | Unleaded gasoline | Unleaded gasoline |  | Steel | Steel |  | Painted or None | Steel |  | 1901-01-01 06:00 | [6 empty] | Statistical Inventory Reconciliation (SIR) | [5 empty] | Annual line testing | Annual line testing |  | UST Currently In Use: 1; UST Temp Close: 0; AST Currently In Use: 0; AST Temp Closed: 0 | 1 | 0 | 2 | 24296-089-002512 | EAGLE AUTOMOTIVE LLC
9563 | Permanently Closed | 1997-07-23 06:00 | 1979-01-01 06:00 | 1997-08-05 06:00 | Petroleum | Used oil | Used oil |  | Steel | Steel |  | Painted or None | Steel |  | 1901-01-01 06:00 | [6 empty] | Manual Tank Gauging (only tanks 1000 gal. or less and 48” or 64” in diameter) | [8 empty] | UST Currently In Use: 1; UST Temp Close: 0; AST Currently In Use: 0; AST Temp Closed: 0 | 1 | 0 | 2 | 24296-089-002512 | EAGLE AUTOMOTIVE LLC
9564 | Temporary Closed | 2019-12-31 06:00 | 1988-01-01 06:00 |  | Petroleum | On road diesel | On road diesel | Industrial | Single Wall, Steel | Steel | Coated & cathodic protection (sti-P3) |  | Fiberglass reinforced plastic, Single Wall |  |  |  | Catchment Basin, Single walled catchment basin | Automatic shutoff device At 95% full | Automatic shutoff device At 95% full |  |  | Automatic Tank Gauge |  | Automatic shutoff device (AELLD) | Automatic shutoff device (AELLD) |  |  | Annual line testing | Annual line testing |  | UST Currently In Use: 0; UST Temp Close: 2; AST Currently In Use: 0; AST Temp Closed: 0 | 0 | 2 | 0 | 25069-089-008315 | MADISON STORAGE INVESTORS LLC
9565 | Temporary Closed | 2019-12-31 06:00 | 1988-01-01 06:00 |  | Petroleum | Unleaded gasoline | Unleaded gasoline | Industrial | Single Wall, Steel | Steel | Coated & cathodic protection (sti-P3) |  | Fiberglass reinforced plastic, Single Wall |  |  |  | Catchment Basin, Single walled catchment basin | Automatic shutoff device At 95% full | Automatic shutoff device At 95% full |  |  | Automatic Tank Gauge |  | Automatic shutoff device (AELLD) | Automatic shutoff device (AELLD) |  |  | Annual line testing | Annual line testing |  | UST Currently In Use: 0; UST Temp Close: 2; AST Currently In Use: 0; AST Temp Closed: 0 | 0 | 2 | 0 | 25069-089-008315 | MADISON STORAGE INVESTORS LLC
9566 | Permanently Closed | 1998-06-01 06:00 | 1989-03-24 06:00 | 1998-07-21 06:00 | Petroleum | Unleaded gasoline | Unleaded gasoline |  | Steel | Steel | Coated & cathodic protection (sti-P3) |  | Fiberglass reinforced plastic |  | 1901-01-01 06:00 | [6 empty] | Statistical Inventory Reconciliation (SIR) | [5 empty] | Statistical inventory reconciliation (SIR) | Statistical inventory reconciliation (SIR) |  | UST Currently In Use: 0; UST Temp Close: 0; AST Currently In Use: 0; AST Temp Closed: 0 | 0 | 0 | 1 | 11411-089-014037 | DECATUR TRANSIT INC
9567 | Permanently Closed | 1991-07-25 06:00 | 1944-01-01 07:00 | 1991-07-25 06:00 | Petroleum | Unleaded gasoline | Unleaded gasoline |  | Steel | Steel |  | Painted or None | Steel |  | 1901-01-01 06:00 | [15 empty] | UST Currently In Use: 0; UST Temp Close: 0; AST Currently In Use: 0; AST Temp Closed: 0 | 0 | 0 | 4 | 11411-103-002508 | DECATUR TRANSIT INC
9568 | Permanently Closed | 1991-07-25 06:00 | 1973-01-01 06:00 | 1991-07-25 06:00 | Petroleum | Unleaded gasoline | Unleaded gasoline |  | Steel | Steel |  | Painted or None | Steel |  | 1901-01-01 06:00 | [15 empty] | UST Currently In Use: 0; UST Temp Close: 0; AST Currently In Use: 0; AST Temp Closed: 0 | 0 | 0 | 4 | 11411-103-002508 | DECATUR TRANSIT INC
9569 | Permanently Closed | 1901-01-01 06:00 | 1956-01-01 06:00 | 1988-12-18 06:00 | Petroleum | On road diesel | On road diesel |  | Steel | Steel |  | Painted or None | Steel |  | 1901-01-01 06:00 | [15 empty] | UST Currently In Use: 0; UST Temp Close: 0; AST Currently In Use: 0; AST Temp Closed: 0 | 0 | 0 | 4 | 11411-103-002508 | DECATUR TRANSIT INC
9570 | Permanently Closed | 1979-01-01 06:00 | 1940-01-01 06:00 | 2011-11-11 06:00 | Petroleum | Used oil | Used oil |  | Steel | Steel |  | Painted or None | Steel |  | 1901-01-01 06:00 | [15 empty] | UST Currently In Use: 0; UST Temp Close: 0; AST Currently In Use: 0; AST Temp Closed: 0 | 0 | 0 | 4 | 11411-103-002508 | DECATUR TRANSIT INC
9571 | Permanently Closed | 1992-10-27 06:00 | 1977-01-01 06:00 | 1992-10-27 06:00 | Petroleum | On road diesel | On road diesel |  | Steel | Steel |  | Painted or None | Steel |  | 1901-01-01 06:00 | [15 empty] | UST Currently In Use: 1; UST Temp Close: 0; AST Currently In Use: 0; AST Temp Closed: 0 | 1 | 0 | 1 | 24510-103-002510 | PARKER TOWING COMPANY INC
9572 | Permanently Closed | 1990-10-30 06:00 | 1964-01-01 06:00 | 1990-10-30 06:00 | Petroleum | On road diesel | On road diesel |  | Steel | Steel |  | Painted or None | Steel |  | 1901-01-01 06:00 | [15 empty] | UST Currently In Use: 2; UST Temp Close: 0; AST Currently In Use: 0; AST Temp Closed: 0 | 2 | 0 | 3 | 24510-103-002511 | PARKER TOWING COMPANY INC
9573 | Permanently Closed | 1990-10-30 06:00 | 1964-01-01 06:00 | 1990-10-30 06:00 | Petroleum | On road diesel | On road diesel |  | Steel | Steel |  | Painted or None | Steel |  | 1901-01-01 06:00 | [15 empty] | UST Currently In Use: 2; UST Temp Close: 0; AST Currently In Use: 0; AST Temp Closed: 0 | 2 | 0 | 3 | 24510-103-002511 | PARKER TOWING COMPANY INC
9574 | Permanently Closed | 1988-12-01 06:00 | 1964-01-01 06:00 | 1990-10-30 06:00 | Petroleum | Used oil | Used oil |  | Steel | Steel |  | Painted or None | Steel |  | 1901-01-01 06:00 | [15 empty] | UST Currently In Use: 2; UST Temp Close: 0; AST Currently In Use: 0; AST Temp Closed: 0 | 2 | 0 | 3 | 24510-103-002511 | PARKER TOWING COMPANY INC
9575 | Permanently Closed | 1990-06-01 06:00 | 1961-01-01 06:00 | 1990-06-01 06:00 | Petroleum | Unleaded gasoline | Unleaded gasoline |  | Steel | Steel |  | Painted or None | Steel |  | 1901-01-01 06:00 | [15 empty] | UST Currently In Use: 0; UST Temp Close: 0; AST Currently In Use: 0; AST Temp Closed: 0 | 0 | 0 | 1 | 11412-103-001134 | DECATUR UTILITIES
9576 | Permanently Closed | 1990-09-18 06:00 | 1978-01-01 06:00 | 1990-09-18 06:00 | Petroleum | Unleaded gasoline | Unleaded gasoline |  | Steel | Steel |  | Painted or None | Steel |  | 1901-01-01 06:00 | [15 empty] | UST Currently In Use: 0; UST Temp Close: 0; AST Currently In Use: 0; AST Temp Closed: 0 | 0 | 0 | 3 | 11412-103-001135 | DECATUR UTILITIES
9577 | Permanently Closed | 1990-09-18 06:00 | 1978-01-01 06:00 | 1990-09-18 06:00 | Petroleum | Unleaded gasoline | Unleaded gasoline |  | Steel | Steel |  | Painted or None | Steel |  | 1901-01-01 06:00 | [15 empty] | UST Currently In Use: 0; UST Temp Close: 0; AST Currently In Use: 0; AST Temp Closed: 0 | 0 | 0 | 3 | 11412-103-001135 | DECATUR UTILITIES
9578 | Permanently Closed | 1990-11-15 06:00 | 1979-01-01 06:00 | 1990-11-15 06:00 | Petroleum | On road diesel | On road diesel |  | Steel | Steel | Coated & cathodic protection (sti-P3) |  | Steel |  | 1901-01-01 06:00 | [15 empty] | UST Currently In Use: 0; UST Temp Close: 0; AST Currently In Use: 0; AST Temp Closed: 0 | 0 | 0 | 2 | 11412-103-001136 | DECATUR UTILITIES
9579 | Permanently Closed | 1990-11-15 06:00 | 1979-01-01 06:00 | 1990-11-15 06:00 | Petroleum | Unleaded gasoline | Unleaded gasoline |  | Steel | Steel | Coated & cathodic protection (sti-P3) |  | Steel |  | 1901-01-01 06:00 | [15 empty] | UST Currently In Use: 0; UST Temp Close: 0; AST Currently In Use: 0; AST Temp Closed: 0 | 0 | 0 | 2 | 11412-103-001136 | DECATUR UTILITIES
9580 | Permanently Closed | 1992-12-17 06:00 | 1982-01-01 06:00 | 1992-12-17 06:00 | Petroleum | Unleaded gasoline | Unleaded gasoline |  | Steel | Steel | Coated & cathodic protection (sti-P3) |  | Steel |  | 1901-01-01 06:00 | Field installed cathodic protection | [14 empty] | UST Currently In Use: 0; UST Temp Close: 0; AST Currently In Use: 0; AST Temp Closed: 0 | 0 | 0 | 4 | 11412-103-001137 | DECATUR UTILITIES
9581 | Permanently Closed | 1992-12-17 06:00 | 1970-01-01 06:00 | 1992-12-17 06:00 | Petroleum | On road diesel | On road diesel |  | Steel | Steel | Coated & cathodic protection (sti-P3) |  | Steel |  | 1901-01-01 06:00 | Field installed cathodic protection | [14 empty] | UST Currently In Use: 0; UST Temp Close: 0; AST Currently In Use: 0; AST Temp Closed: 0 | 0 | 0 | 4 | 11412-103-001137 | DECATUR UTILITIES
9582 | Permanently Closed | 1987-01-01 06:00 | 1970-01-01 06:00 | 1992-12-17 06:00 | Petroleum | Unleaded gasoline | Unleaded gasoline |  | Steel | Steel |  | Painted or None | Steel |  | 1901-01-01 06:00 | [15 empty] | UST Currently In Use: 0; UST Temp Close: 0; AST Currently In Use: 0; AST Temp Closed: 0 | 0 | 0 | 4 | 11412-103-001137 | DECATUR UTILITIES
9583 | Permanently Closed | 1992-12-17 06:00 | 1970-01-01 06:00 | 1992-12-17 06:00 | Petroleum | Used oil | Used oil |  | Steel | Steel |  | Painted or None | Steel |  | 1901-01-01 06:00 | [15 empty] | UST Currently In Use: 0; UST Temp Close: 0; AST Currently In Use: 0; AST Temp Closed: 0 | 0 | 0 | 4 | 11412-103-001137 | DECATUR UTILITIES
9584 | Permanently Closed | 2002-02-18 06:00 | 1978-01-01 06:00 | 2002-02-18 06:00 | Petroleum | Premium gasoline | Premium gasoline | Retail | Steel | Steel | Field installed cathodic protection |  | Steel |  | 1901-01-01 06:00 | Field installed cathodic protection | Catchment Basin, Single walled catchment basin | Automatic shutoff device At 95% full, Flow Rest 90% Full | Flow Rest 90% Full |  |  | Statistical Inventory Reconciliation (SIR) | [5 empty] | Annual line testing | Annual line testing |  | UST Currently In Use: 0; UST Temp Close: 0; AST Currently In Use: 0; AST Temp Closed: 0 | 0 | 0 | 3 | 11414-113-009696 | DECIE B WILLIAMS
9585 | Permanently Closed | 2002-02-18 06:00 | 1978-01-01 06:00 | 2002-02-18 06:00 | Petroleum | Unleaded gasoline | Unleaded gasoline | Retail | Steel | Steel | Field installed cathodic protection |  | Steel |  | 1901-01-01 06:00 | Field installed cathodic protection | Catchment Basin, Single walled catchment basin | Automatic shutoff device At 95% full, Flow Rest 90% Full | Flow Rest 90% Full |  |  | Statistical Inventory Reconciliation (SIR) | [5 empty] | Annual line testing | Annual line testing |  | UST Currently In Use: 0; UST Temp Close: 0; AST Currently In Use: 0; AST Temp Closed: 0 | 0 | 0 | 3 | 11414-113-009696 | DECIE B WILLIAMS
9586 | Permanently Closed | 2002-02-18 06:00 | 1987-01-01 06:00 | 2002-02-18 06:00 | Petroleum | On road diesel | On road diesel | Retail | Steel | Steel | Field installed cathodic protection |  | Steel |  | 1901-01-01 06:00 | Field installed cathodic protection | Catchment Basin, Single walled catchment basin | Automatic shutoff device At 95% full, Flow Rest 90% Full | Flow Rest 90% Full |  |  | Statistical Inventory Reconciliation (SIR) | [5 empty] | Annual line testing | Annual line testing |  | UST Currently In Use: 0; UST Temp Close: 0; AST Currently In Use: 0; AST Temp Closed: 0 | 0 | 0 | 3 | 11414-113-009696 | DECIE B WILLIAMS
9587 | Permanently Closed | 1901-01-01 06:00 | 1974-01-01 06:00 | 1988-12-20 06:00 | Petroleum | Unleaded gasoline | Unleaded gasoline |  | Steel | Steel |  |  | Steel |  | 1901-01-01 06:00 | [15 empty] | UST Currently In Use: 0; UST Temp Close: 0; AST Currently In Use: 0; AST Temp Closed: 0 | 0 | 0 | 2 | 11415-073-000383 | DECOR GRAVURE CORP
9588 | Permanently Closed | 1982-12-01 06:00 | 1974-01-01 06:00 |  | Petroleum | On road diesel | On road diesel |  | Steel | Steel |  |  | Steel |  | 1901-01-01 06:00 | [15 empty] | UST Currently In Use: 0; UST Temp Close: 0; AST Currently In Use: 0; AST Temp Closed: 0 | 0 | 0 | 2 | 11415-073-000383 | DECOR GRAVURE CORP
9589 | Permanently Closed | 1991-11-20 06:00 | 1976-01-01 06:00 | 1991-11-20 06:00 | Petroleum | Used oil | Used oil |  | Steel | Steel |  |  | Steel |  | 1901-01-01 06:00 | [15 empty] | UST Currently In Use: 0; UST Temp Close: 1; AST Currently In Use: 0; AST Temp Closed: 0 | 0 | 1 | 1 | 21011-103-002614 | MICHAEL R. GARNETT
9590 | Permanently Closed | 1901-01-01 06:00 | 1981-01-01 06:00 | 1988-12-21 06:00 | Petroleum | Unleaded gasoline | Unleaded gasoline |  | Steel | Steel |  | Painted or None | Steel |  | 1901-01-01 06:00 | [15 empty] | UST Currently In Use: 0; UST Temp Close: 0; AST Currently In Use: 0; AST Temp Closed: 0 | 0 | 0 | 3 | 11417-027-006256 | DEE HURST
9591 | Permanently Closed | 1901-01-01 06:00 | 1946-01-01 06:00 | 1988-12-21 06:00 | Petroleum | Unleaded gasoline | Unleaded gasoline |  | Steel | Steel |  | Painted or None | Steel |  | 1901-01-01 06:00 | [15 empty] | UST Currently In Use: 0; UST Temp Close: 0; AST Currently In Use: 0; AST Temp Closed: 0 | 0 | 0 | 3 | 11417-027-006256 | DEE HURST
9592 | Permanently Closed | 1980-04-01 06:00 | 1901-01-01 06:00 | 1988-12-21 06:00 | Petroleum | Other, OTHER | Other |  | Steel | Steel |  | Painted or None | Steel |  | 1901-01-01 06:00 | [15 empty] | UST Currently In Use: 0; UST Temp Close: 0; AST Currently In Use: 0; AST Temp Closed: 0 | 0 | 0 | 3 | 11417-027-006256 | DEE HURST
9593 | Permanently Closed | 1995-03-07 06:00 | 1981-01-01 06:00 | 1997-11-07 06:00 | Petroleum | Unleaded gasoline | Unleaded gasoline | Retail | Steel | Steel |  | Painted or None | Steel |  | 1901-01-01 06:00 | [15 empty] | UST Currently In Use: 0; UST Temp Close: 0; AST Currently In Use: 0; AST Temp Closed: 0 | 0 | 0 | 2 | 11418-113-013239 | WMAT INC
9594 | Permanently Closed | 1995-03-07 06:00 | 1981-01-01 06:00 | 1997-11-07 06:00 | Petroleum | On road diesel | On road diesel | Retail | Steel | Steel |  | Painted or None | Steel |  | 1901-01-01 06:00 | [15 empty] | UST Currently In Use: 0; UST Temp Close: 0; AST Currently In Use: 0; AST Temp Closed: 0 | 0 | 0 | 2 | 11418-113-013239 | WMAT INC
9595 | Permanently Closed | 1901-01-01 06:00 | 1976-01-01 06:00 | 1988-11-28 06:00 | Petroleum | On road diesel | On road diesel |  | Steel | Steel |  | Painted or None | Steel |  | 1901-01-01 06:00 | [15 empty] | UST Currently In Use: 0; UST Temp Close: 0; AST Currently In Use: 0; AST Temp Closed: 0 | 0 | 0 | 1 | 11419-097-000429 | DEES PAPER CO INC
9596 | Permanently Closed | 1994-08-15 06:00 | 1978-01-01 06:00 | 1994-08-15 06:00 | Petroleum | Unleaded gasoline | Unleaded gasoline | Local government | Steel | Steel |  |  | Steel |  | 1901-01-01 06:00 | [15 empty] | UST Currently In Use: 1; UST Temp Close: 0; AST Currently In Use: 0; AST Temp Closed: 0 | 1 | 0 | 2 | 11420-049-000560 | DEKALB BOARD OF EDUCATION
9597 | Permanently Closed | 1994-08-15 06:00 | 1981-01-01 06:00 | 1994-08-15 06:00 | Petroleum | Unleaded gasoline | Unleaded gasoline | Local government | Steel | Steel |  | Painted or None | Steel |  | 1901-01-01 06:00 | [15 empty] | UST Currently In Use: 1; UST Temp Close: 0; AST Currently In Use: 0; AST Temp Closed: 0 | 1 | 0 | 1 | 11420-049-000678 | DEKALB BOARD OF EDUCATION
9598 | Permanently Closed | 1999-01-28 06:00 | 1963-01-01 06:00 | 1999-01-28 06:00 | Petroleum | Unleaded gasoline | Unleaded gasoline | Local government | Steel | Steel |  | Painted or None | Steel |  | 1901-01-01 06:00 | [15 empty] | UST Currently In Use: 0; UST Temp Close: 0; AST Currently In Use: 0; AST Temp Closed: 0 | 0 | 0 | 1 | 11420-049-011974 | DEKALB BOARD OF EDUCATION
9599 | Permanently Closed | 1999-02-04 06:00 | 1990-01-01 06:00 | 1999-02-04 06:00 | Petroleum | Unleaded gasoline | Unleaded gasoline | Local government | Steel | Steel |  |  |  |  | 1901-01-01 06:00 | [15 empty] | UST Currently In Use: 0; UST Temp Close: 0; AST Currently In Use: 0; AST Temp Closed: 0 | 0 | 0 | 1 | 11420-049-015339 | DEKALB BOARD OF EDUCATION
9600 | Permanently Closed | 1999-01-28 06:00 | 1990-01-01 06:00 | 1999-01-28 06:00 | Petroleum | Unleaded gasoline | Unleaded gasoline | Local government | Steel | Steel |  |  |  |  | 1901-01-01 06:00 | [15 empty] | UST Currently In Use: 0; UST Temp Close: 0; AST Currently In Use: 0; AST Temp Closed: 0 | 0 | 0 | 1 | 11420-049-015340 | DEKALB BOARD OF EDUCATION
9601 | Permanently Closed | 1994-08-08 06:00 | 1990-01-01 06:00 | 1994-08-08 06:00 | Petroleum | Unleaded gasoline | Unleaded gasoline | Local government | Steel | Steel |  |  |  |  | 1901-01-01 06:00 | [15 empty] | UST Currently In Use: 1; UST Temp Close: 0; AST Currently In Use: 0; AST Temp Closed: 0 | 1 | 0 | 1 | 11420-049-015341 | DEKALB BOARD OF EDUCATION
9602 | Cannot Locate or abandoned | 1992-01-01 06:00 | 1990-01-01 06:00 |  | Petroleum | Unleaded gasoline | Unleaded gasoline | Local government | Steel | Steel |  |  | Steel |  | 1901-01-01 06:00 | [15 empty] | UST Currently In Use: 0; UST Temp Close: 0; AST Currently In Use: 0; AST Temp Closed: 0 | 0 | 0 | 0 | 11420-049-015342 | DEKALB BOARD OF EDUCATION
9603 | Permanently Closed | 1999-01-28 06:00 | 1990-01-01 06:00 | 1999-01-28 06:00 | Petroleum | Unleaded gasoline | Unleaded gasoline | Local government | Steel | Steel |  |  |  |  | 1901-01-01 06:00 | [12 empty] | Annual line testing | Annual line testing |  | UST Currently In Use: 0; UST Temp Close: 0; AST Currently In Use: 0; AST Temp Closed: 0 | 0 | 0 | 1 | 11420-049-015343 | DEKALB BOARD OF EDUCATION
9604 | Permanently Closed | 1994-08-22 06:00 | 1990-01-01 06:00 | 1994-08-22 06:00 | Petroleum | Unleaded gasoline | Unleaded gasoline | Local government | Steel | Steel |  |  |  |  | 1901-01-01 06:00 | [15 empty] | UST Currently In Use: 1; UST Temp Close: 0; AST Currently In Use: 0; AST Temp Closed: 0 | 1 | 0 | 1 | 11420-049-015344 | DEKALB BOARD OF EDUCATION
9605 | Permanently Closed | 1994-08-18 06:00 | 1990-01-01 06:00 | 1994-08-18 06:00 | Petroleum | Unleaded gasoline | Unleaded gasoline | Local government | Steel | Steel |  |  |  |  | 1901-01-01 06:00 | [15 empty] | UST Currently In Use: 0; UST Temp Close: 0; AST Currently In Use: 0; AST Temp Closed: 0 | 0 | 0 | 2 | 25429-049-015345 | FORT PAYNE WATER WORKS BOARD
9606 | Permanently Closed | 1994-08-10 06:00 | 1990-01-01 06:00 | 1994-08-10 06:00 | Petroleum | Unleaded gasoline | Unleaded gasoline | Local government | Steel | Steel |  | Painted or None | Steel |  | 1901-01-01 06:00 | [15 empty] | UST Currently In Use: 1; UST Temp Close: 0; AST Currently In Use: 0; AST Temp Closed: 0 | 1 | 0 | 1 | 11420-049-015346 | DEKALB BOARD OF EDUCATION
9607 | Permanently Closed | 1994-08-15 06:00 | 1990-01-01 06:00 | 1994-08-15 06:00 | Petroleum | Unleaded gasoline | Unleaded gasoline | Local government | Steel | Steel |  |  |  |  | 1901-01-01 06:00 | [15 empty] | UST Currently In Use: 1; UST Temp Close: 0; AST Currently In Use: 0; AST Temp Closed: 0 | 1 | 0 | 1 | 11420-049-015347 | DEKALB BOARD OF EDUCATION
9608 | Permanently Closed | 1994-08-09 06:00 | 1990-01-01 06:00 | 1994-08-09 06:00 | Petroleum | Unleaded gasoline | Unleaded gasoline | Local government | Steel | Steel | [20 empty] | UST Currently In Use: 1; UST Temp Close: 0; AST Currently In Use: 0; AST Temp Closed: 0 | 1 | 0 | 1 | 11420-049-015348 | DEKALB BOARD OF EDUCATION
9609 | Permanently Closed | 1994-08-17 06:00 | 1990-01-01 06:00 | 1994-08-17 06:00 | Petroleum | Unleaded gasoline | Unleaded gasoline | Local government | Steel | Steel |  |  |  |  | 1901-01-01 06:00 | [15 empty] | UST Currently In Use: 0; UST Temp Close: 1; AST Currently In Use: 1; AST Temp Closed: 0 | 0 | 1 | 1 | 11420-049-015349 | DEKALB BOARD OF EDUCATION
9610 | Permanently Closed | 1992-03-04 06:00 | 1974-01-01 06:00 | 1992-03-04 06:00 | Petroleum | Unleaded gasoline | Unleaded gasoline | Local government | Steel | Steel |  | Painted or None | Steel |  | 1901-01-01 06:00 | [15 empty] | UST Currently In Use: 2; UST Temp Close: 0; AST Currently In Use: 0; AST Temp Closed: 0 | 2 | 0 | 3 | 11422-049-001024 | DEKALB COUNTY ROAD DEPT
9611 | Permanently Closed | 1992-03-04 06:00 | 1974-01-01 06:00 | 1992-03-04 06:00 | Petroleum | Unleaded gasoline | Unleaded gasoline | Local government | Steel | Steel |  | Painted or None | Steel |  | 1901-01-01 06:00 | [15 empty] | UST Currently In Use: 2; UST Temp Close: 0; AST Currently In Use: 0; AST Temp Closed: 0 | 2 | 0 | 3 | 11422-049-001024 | DEKALB COUNTY ROAD DEPT
9612 | Permanently Closed | 1992-03-04 06:00 | 1978-01-01 06:00 | 1992-03-04 06:00 | Petroleum | On road diesel | On road diesel | Local government | Steel | Steel |  | Painted or None | Steel |  | 1901-01-01 06:00 | [15 empty] | UST Currently In Use: 2; UST Temp Close: 0; AST Currently In Use: 0; AST Temp Closed: 0 | 2 | 0 | 3 | 11422-049-001024 | DEKALB COUNTY ROAD DEPT
9613 | Permanently Closed | 1992-08-28 06:00 | 1969-01-01 06:00 | 1992-08-28 06:00 | Petroleum | On road diesel | On road diesel |  | Steel | Steel |  | Painted or None | Steel |  | 1901-01-01 06:00 | [15 empty] | UST Currently In Use: 0; UST Temp Close: 0; AST Currently In Use: 0; AST Temp Closed: 0 | 0 | 0 | 3 | 11424-097-001187 | DELCHAMPS INC
9614 | Permanently Closed | 1992-08-28 06:00 | 1969-01-01 06:00 | 1992-08-28 06:00 | Petroleum | On road diesel | On road diesel |  | Steel | Steel |  | Painted or None | Steel |  | 1901-01-01 06:00 | [15 empty] | UST Currently In Use: 0; UST Temp Close: 0; AST Currently In Use: 0; AST Temp Closed: 0 | 0 | 0 | 3 | 11424-097-001187 | DELCHAMPS INC
9615 | Permanently Closed | 1991-10-24 06:00 | 1976-01-01 06:00 | 1992-08-28 06:00 | Petroleum | On road diesel | On road diesel |  | Steel | Steel |  | Painted or None | Steel |  | 1901-01-01 06:00 | [15 empty] | UST Currently In Use: 0; UST Temp Close: 0; AST Currently In Use: 0; AST Temp Closed: 0 | 0 | 0 | 3 | 11424-097-001187 | DELCHAMPS INC
9616 | Permanently Closed | 1901-01-01 06:00 | 1960-01-01 06:00 | 1989-08-28 06:00 | Petroleum | Kerosene | Kerosene |  | Steel | Steel | Interior lined (not allowed as a standalone method of corrosion protection) | Painted or None | Steel |  | 1901-01-01 06:00 | [15 empty] | UST Currently In Use: 0; UST Temp Close: 0; AST Currently In Use: 0; AST Temp Closed: 0 | 0 | 0 | 7 | 11425-073-001421 | DELTA AIRLINES INC DEPT 594
9617 | Permanently Closed | 1901-01-01 06:00 | 1960-01-01 06:00 | 1989-08-28 06:00 | Petroleum | Kerosene | Kerosene |  | Steel | Steel | Interior lined (not allowed as a standalone method of corrosion protection) | Painted or None | Steel |  | 1901-01-01 06:00 | [15 empty] | UST Currently In Use: 0; UST Temp Close: 0; AST Currently In Use: 0; AST Temp Closed: 0 | 0 | 0 | 7 | 11425-073-001421 | DELTA AIRLINES INC DEPT 594
9618 | Permanently Closed | 1901-01-01 06:00 | 1965-01-01 06:00 | 1989-08-28 06:00 | Petroleum | Kerosene | Kerosene |  | Steel | Steel | Interior lined (not allowed as a standalone method of corrosion protection) | Painted or None | Steel |  | 1901-01-01 06:00 | [15 empty] | UST Currently In Use: 0; UST Temp Close: 0; AST Currently In Use: 0; AST Temp Closed: 0 | 0 | 0 | 7 | 11425-073-001421 | DELTA AIRLINES INC DEPT 594
9619 | Permanently Closed | 1901-01-01 06:00 | 1965-01-01 06:00 | 1989-08-28 06:00 | Petroleum | Kerosene | Kerosene |  | Steel | Steel | Interior lined (not allowed as a standalone method of corrosion protection) | Painted or None | Steel |  | 1901-01-01 06:00 | [15 empty] | UST Currently In Use: 0; UST Temp Close: 0; AST Currently In Use: 0; AST Temp Closed: 0 | 0 | 0 | 7 | 11425-073-001421 | DELTA AIRLINES INC DEPT 594
9620 | Permanently Closed | 1901-01-01 06:00 | 1959-01-01 06:00 | 1989-08-28 06:00 | Petroleum | Unleaded gasoline | Unleaded gasoline |  | Steel | Steel |  | Painted or None | Steel |  | 1901-01-01 06:00 | [15 empty] | UST Currently In Use: 0; UST Temp Close: 0; AST Currently In Use: 0; AST Temp Closed: 0 | 0 | 0 | 7 | 11425-073-001421 | DELTA AIRLINES INC DEPT 594
9621 | Permanently Closed | 1901-01-01 06:00 | 1976-01-01 06:00 | 1989-08-28 06:00 | Petroleum | Used oil | Used oil |  | Steel | Steel |  | Painted or None | Steel, PAINTED |  | 1901-01-01 06:00 | [15 empty] | UST Currently In Use: 0; UST Temp Close: 0; AST Currently In Use: 0; AST Temp Closed: 0 | 0 | 0 | 7 | 11425-073-001421 | DELTA AIRLINES INC DEPT 594
9622 | Permanently Closed | 1901-01-01 06:00 | 1976-01-01 06:00 | 1989-08-28 06:00 | Petroleum | Used oil | Used oil |  | Steel | Steel |  |  | Steel, PAINTED |  | 1901-01-01 06:00 | [15 empty] | UST Currently In Use: 0; UST Temp Close: 0; AST Currently In Use: 0; AST Temp Closed: 0 | 0 | 0 | 7 | 11425-073-001421 | DELTA AIRLINES INC DEPT 594
9623 | Permanently Closed | 1991-01-17 06:00 | 1966-01-01 06:00 | 1991-01-17 06:00 | Petroleum | Kerosene | Kerosene |  | Steel | Steel | Interior lined (not allowed as a standalone method of corrosion protection) | Painted or None | Steel |  | 1901-01-01 06:00 | [15 empty] | UST Currently In Use: 0; UST Temp Close: 0; AST Currently In Use: 0; AST Temp Closed: 0 | 0 | 0 | 5 | 11425-101-010767 | DELTA AIRLINES INC DEPT 594
9624 | Permanently Closed | 1991-01-17 06:00 | 1966-01-01 06:00 | 1991-01-17 06:00 | Petroleum | Kerosene | Kerosene |  | Steel | Steel | Interior lined (not allowed as a standalone method of corrosion protection) | Painted or None | Steel |  | 1901-01-01 06:00 | [15 empty] | UST Currently In Use: 0; UST Temp Close: 0; AST Currently In Use: 0; AST Temp Closed: 0 | 0 | 0 | 5 | 11425-101-010767 | DELTA AIRLINES INC DEPT 594
9625 | Permanently Closed | 1991-01-17 06:00 | 1974-01-01 06:00 | 1991-01-17 06:00 | Petroleum | Used oil | Used oil |  | Steel | Steel |  | Painted or None | Steel |  | 1901-01-01 06:00 | [15 empty] | UST Currently In Use: 0; UST Temp Close: 0; AST Currently In Use: 0; AST Temp Closed: 0 | 0 | 0 | 5 | 11425-101-010767 | DELTA AIRLINES INC DEPT 594
9626 | Permanently Closed | 1991-01-17 06:00 | 1964-01-01 06:00 | 1991-01-17 06:00 | Petroleum | Unleaded gasoline | Unleaded gasoline |  | Steel | Steel |  | Painted or None | Steel |  | 1901-01-01 06:00 | [15 empty] | UST Currently In Use: 0; UST Temp Close: 0; AST Currently In Use: 0; AST Temp Closed: 0 | 0 | 0 | 5 | 11425-101-010767 | DELTA AIRLINES INC DEPT 594
9627 | Permanently Closed | 1986-04-14 05:00 | 1964-01-01 06:00 | 1991-01-17 06:00 | Petroleum | Other, OTHER | Other |  | Steel | Steel |  | Painted or None | Steel |  | 1901-01-01 06:00 | [15 empty] | UST Currently In Use: 0; UST Temp Close: 0; AST Currently In Use: 0; AST Temp Closed: 0 | 0 | 0 | 5 | 11425-101-010767 | DELTA AIRLINES INC DEPT 594
9628 | Permanently Closed | 1998-10-01 06:00 | 1969-01-01 06:00 | 2000-04-28 06:00 | Petroleum | Unleaded gasoline | Unleaded gasoline |  | Steel | Steel |  | Painted or None | Steel |  | 1901-01-01 06:00 | [15 empty] | UST Currently In Use: 0; UST Temp Close: 0; AST Currently In Use: 0; AST Temp Closed: 0 | 0 | 0 | 2 | 19294-073-007552 | SHELBY CONCRETE INC
9629 | Permanently Closed | 1998-10-01 06:00 | 1969-01-01 06:00 | 2000-04-28 06:00 | Petroleum | On road diesel | On road diesel |  | Steel | Steel |  | Painted or None | Steel |  | 1901-01-01 06:00 | [15 empty] | UST Currently In Use: 0; UST Temp Close: 0; AST Currently In Use: 0; AST Temp Closed: 0 | 0 | 0 | 2 | 19294-073-007552 | SHELBY CONCRETE INC
9630 | Permanently Closed | 1993-11-30 06:00 | 1980-01-01 06:00 | 1993-11-30 06:00 | Petroleum | Unleaded gasoline | Unleaded gasoline |  | Steel | Steel |  | Painted or None | Steel |  | 1901-01-01 06:00 | [15 empty] | UST Currently In Use: 0; UST Temp Close: 0; AST Currently In Use: 0; AST Temp Closed: 0 | 0 | 0 | 2 | 11429-015-004403 | DENNEY ELECTRIC CO INC
9631 | Permanently Closed | 1993-11-30 06:00 | 1980-01-01 06:00 | 1993-11-30 06:00 | Petroleum | On road diesel | On road diesel |  | Steel | Steel |  | Painted or None | Steel |  | 1901-01-01 06:00 | [15 empty] | UST Currently In Use: 0; UST Temp Close: 0; AST Currently In Use: 0; AST Temp Closed: 0 | 0 | 0 | 2 | 11429-015-004403 | DENNEY ELECTRIC CO INC
9632 | Currently in Use |  | 1977-01-01 06:00 |  | Petroleum | On road diesel | On road diesel | Retail | Single Wall, Steel | Steel | Field installed cathodic protection |  | Single Wall, Steel |  |  | Field installed cathodic protection | Catchment Basin, Single walled catchment basin | Automatic shutoff device At 95% full | Automatic shutoff device At 95% full |  |  | Automatic Tank Gauge |  | Automatic flow restrictor (MLLD), Containment Sump | Containment Sump |  |  | Annual line testing | Annual line testing |  | UST Currently In Use: 3; UST Temp Close: 0; AST Currently In Use: 0; AST Temp Closed: 0 | 3 | 0 | 2 | 22922-111-012068 | NARESH PATEL
9633 | Currently in Use |  | 1977-01-01 06:00 |  | Petroleum | Unleaded gasoline | Unleaded gasoline | Retail | Single Wall, Steel | Steel | Field installed cathodic protection |  | Single Wall, Steel |  |  | Field installed cathodic protection | Catchment Basin, Single walled catchment basin | Automatic shutoff device At 95% full | Automatic shutoff device At 95% full |  |  | Automatic Tank Gauge |  | Automatic flow restrictor (MLLD), Containment Sump | Containment Sump |  |  | Annual line testing | Annual line testing |  | UST Currently In Use: 3; UST Temp Close: 0; AST Currently In Use: 0; AST Temp Closed: 0 | 3 | 0 | 2 | 22922-111-012068 | NARESH PATEL
9634 | Currently in Use |  | 1977-01-01 06:00 |  | Petroleum | Unleaded gasoline | Unleaded gasoline | Retail | Single Wall, Steel | Steel | Field installed cathodic protection |  | Single Wall, Steel |  |  | Field installed cathodic protection | Catchment Basin, Single walled catchment basin | Automatic shutoff device At 95% full | Automatic shutoff device At 95% full |  |  | Automatic Tank Gauge |  | Automatic flow restrictor (MLLD), Containment Sump | Containment Sump |  |  | Annual line testing | Annual line testing |  | UST Currently In Use: 3; UST Temp Close: 0; AST Currently In Use: 0; AST Temp Closed: 0 | 3 | 0 | 2 | 22922-111-012068 | NARESH PATEL
9635 | Permanently Closed | 1901-01-01 06:00 | 1961-01-01 06:00 |  | Petroleum | Unleaded gasoline | Unleaded gasoline | [7 empty] | 1901-01-01 06:00 | [15 empty] | UST Currently In Use: 3; UST Temp Close: 0; AST Currently In Use: 0; AST Temp Closed: 0 | 3 | 0 | 2 | 22922-111-012068 | NARESH PATEL
9636 | Permanently Closed | 1901-01-01 06:00 | 1955-01-01 06:00 |  | Petroleum | Unleaded gasoline | Unleaded gasoline | [7 empty] | 1901-01-01 06:00 | [15 empty] | UST Currently In Use: 3; UST Temp Close: 0; AST Currently In Use: 0; AST Temp Closed: 0 | 3 | 0 | 2 | 22922-111-012068 | NARESH PATEL
9637 | Permanently Closed | 1986-02-01 06:00 | 1973-01-01 06:00 |  | Petroleum | Unleaded gasoline | Unleaded gasoline |  | Steel | Steel |  |  |  |  | 1901-01-01 06:00 | [15 empty] | UST Currently In Use: 0; UST Temp Close: 0; AST Currently In Use: 0; AST Temp Closed: 0 | 0 | 0 | 3 | 11432-121-010400 | DENNIS W PERKINS
9638 | Permanently Closed | 1986-02-01 06:00 | 1973-01-01 06:00 |  | Petroleum | Unleaded gasoline | Unleaded gasoline |  | Steel | Steel |  |  |  |  | 1901-01-01 06:00 | [15 empty] | UST Currently In Use: 0; UST Temp Close: 0; AST Currently In Use: 0; AST Temp Closed: 0 | 0 | 0 | 3 | 11432-121-010400 | DENNIS W PERKINS
9639 | Permanently Closed | 1986-02-01 06:00 | 1973-01-01 06:00 |  | Petroleum | Unleaded gasoline | Unleaded gasoline |  | Steel | Steel |  |  |  |  | 1901-01-01 06:00 | [15 empty] | UST Currently In Use: 0; UST Temp Close: 0; AST Currently In Use: 0; AST Temp Closed: 0 | 0 | 0 | 3 | 11432-121-010400 | DENNIS W PERKINS
9640 | Permanently Closed | 1999-12-10 06:00 | 1975-01-01 06:00 | 1999-12-10 06:00 | Petroleum | Unleaded gasoline | Unleaded gasoline | State/federal government | Fiberglass coated steel | Fiberglass coated steel |  |  | Steel |  | 1901-01-01 06:00 | [12 empty] | Annual line testing | Annual line testing |  | UST Currently In Use: 2; UST Temp Close: 0; AST Currently In Use: 0; AST Temp Closed: 0 | 2 | 0 | 2 | 11433-003-002038 | ALABAMA DEPARTMENT OF CONSERVATION
9641 | Permanently Closed | 1999-12-10 06:00 | 1981-01-01 06:00 | 1999-12-10 06:00 | Petroleum | Unleaded gasoline | Unleaded gasoline | State/federal government | Fiberglass coated steel | Fiberglass coated steel |  |  | Steel |  | 1901-01-01 06:00 | [12 empty] | Annual line testing | Annual line testing |  | UST Currently In Use: 2; UST Temp Close: 0; AST Currently In Use: 0; AST Temp Closed: 0 | 2 | 0 | 2 | 11433-003-002038 | ALABAMA DEPARTMENT OF CONSERVATION
9642 | Retired | 1983-03-01 06:00 | 1964-01-01 06:00 |  | Petroleum | Unleaded gasoline | Unleaded gasoline | State/federal government | Steel | Steel |  |  | Steel |  | 1901-01-01 06:00 | [15 empty] | UST Currently In Use: 2; UST Temp Close: 0; AST Currently In Use: 0; AST Temp Closed: 0 | 2 | 0 | 2 | 11433-003-002038 | ALABAMA DEPARTMENT OF CONSERVATION
9643 | Permanently Closed | 1901-01-01 06:00 | 1901-01-01 06:00 | 1992-12-09 06:00 | Petroleum | Unleaded gasoline | Unleaded gasoline | State/federal government | [6 empty] | 1901-01-01 06:00 | [15 empty] | UST Currently In Use: 0; UST Temp Close: 0; AST Currently In Use: 0; AST Temp Closed: 0 | 0 | 0 | 1 | 11436-101-011350 | DEPARTMENT OF THE ARMY RESERVE COMM
9644 | Permanently Closed | 1993-03-01 06:00 | 1973-01-01 06:00 | 1993-11-03 06:00 | Petroleum | On road diesel | On road diesel | State/federal government | Steel | Steel |  | Painted or None | Steel |  | 1901-01-01 06:00 | [15 empty] | UST Currently In Use: 0; UST Temp Close: 0; AST Currently In Use: 0; AST Temp Closed: 0 | 0 | 0 | 2 | 11436-101-011351 | DEPARTMENT OF THE ARMY RESERVE COMM
9645 | Permanently Closed | 1993-03-01 06:00 | 1973-01-01 06:00 | 1993-11-03 06:00 | Petroleum | On road diesel | On road diesel | State/federal government | Steel | Steel |  | Painted or None | Steel |  | 1901-01-01 06:00 | [15 empty] | UST Currently In Use: 0; UST Temp Close: 0; AST Currently In Use: 0; AST Temp Closed: 0 | 0 | 0 | 2 | 11436-101-011351 | DEPARTMENT OF THE ARMY RESERVE COMM
9646 | Retired | 1987-04-01 06:00 | 1901-01-01 06:00 |  | Petroleum | Unleaded gasoline | Unleaded gasoline | State/federal government | Steel | Steel | Coated & cathodic protection (sti-P3) |  | Steel |  | 1901-01-01 06:00 | [15 empty] | UST Currently In Use: 0; UST Temp Close: 0; AST Currently In Use: 0; AST Temp Closed: 0 | 0 | 0 | 0 | 11437-073-008476 | DEPARTMENT OF TRANSPORATION
9647 | Retired | 1987-04-01 06:00 | 1901-01-01 06:00 |  | Petroleum | Unleaded gasoline | Unleaded gasoline | State/federal government | Steel | Steel | Coated & cathodic protection (sti-P3) |  | Steel |  | 1901-01-01 06:00 | [15 empty] | UST Currently In Use: 0; UST Temp Close: 0; AST Currently In Use: 0; AST Temp Closed: 0 | 0 | 0 | 0 | 11437-073-008476 | DEPARTMENT OF TRANSPORATION
9648 | Retired | 1987-04-01 06:00 | 1901-01-01 06:00 |  | Petroleum | Unleaded gasoline | Unleaded gasoline | State/federal government | Steel | Steel | Coated & cathodic protection (sti-P3) |  | Steel |  | 1901-01-01 06:00 | [15 empty] | UST Currently In Use: 0; UST Temp Close: 0; AST Currently In Use: 0; AST Temp Closed: 0 | 0 | 0 | 0 | 11437-073-008476 | DEPARTMENT OF TRANSPORATION
9649 | Retired | 1987-04-01 06:00 | 1901-01-01 06:00 |  | Petroleum | Unleaded gasoline | Unleaded gasoline | State/federal government | Steel | Steel | Coated & cathodic protection (sti-P3) |  | Steel |  | 1901-01-01 06:00 | [15 empty] | UST Currently In Use: 0; UST Temp Close: 0; AST Currently In Use: 0; AST Temp Closed: 0 | 0 | 0 | 0 | 11437-073-008476 | DEPARTMENT OF TRANSPORATION
9650 | Retired | 1987-04-01 06:00 | 1901-01-01 06:00 |  | Petroleum | Used oil | Used oil | State/federal government | Steel | Steel | Coated & cathodic protection (sti-P3) |  | Steel |  | 1901-01-01 06:00 | [15 empty] | UST Currently In Use: 0; UST Temp Close: 0; AST Currently In Use: 0; AST Temp Closed: 0 | 0 | 0 | 0 | 11437-073-008476 | DEPARTMENT OF TRANSPORATION
9651 | Permanently Closed | 1901-01-01 06:00 | 1974-01-01 06:00 |  | Petroleum | Unleaded gasoline | Unleaded gasoline |  | Steel | Steel |  | Painted or None | Steel |  | 1901-01-01 06:00 | [15 empty] | UST Currently In Use: 0; UST Temp Close: 0; AST Currently In Use: 0; AST Temp Closed: 0 | 0 | 0 | 1 | 11438-097-003552 | DEPENDABLE SHEET METAL CO INC
9652 | Permanently Closed | 1992-03-31 06:00 | 1974-01-01 06:00 | 1993-03-26 06:00 | Petroleum | Unleaded gasoline | Unleaded gasoline |  | Steel | Steel |  | Painted or None | Steel |  | 1901-01-01 06:00 | [15 empty] | UST Currently In Use: 0; UST Temp Close: 0; AST Currently In Use: 0; AST Temp Closed: 0 | 0 | 0 | 5 | 11439-039-003171 | DEPENDABLE TANK LINES INC
9653 | Permanently Closed | 1992-03-31 06:00 | 1974-01-01 06:00 | 1993-03-26 06:00 | Petroleum | Unleaded gasoline | Unleaded gasoline |  | Steel | Steel |  | Painted or None | Steel |  | 1901-01-01 06:00 | [15 empty] | UST Currently In Use: 0; UST Temp Close: 0; AST Currently In Use: 0; AST Temp Closed: 0 | 0 | 0 | 5 | 11439-039-003171 | DEPENDABLE TANK LINES INC
9654 | Permanently Closed | 1993-03-26 06:00 | 1976-01-01 06:00 | 1993-03-26 06:00 | Petroleum | On road diesel | On road diesel |  | Steel | Steel |  | Painted or None | Steel |  | 1901-01-01 06:00 | [15 empty] | UST Currently In Use: 0; UST Temp Close: 0; AST Currently In Use: 0; AST Temp Closed: 0 | 0 | 0 | 5 | 11439-039-003171 | DEPENDABLE TANK LINES INC
9655 | Permanently Closed | 1993-03-26 06:00 | 1978-01-01 06:00 | 1993-03-26 06:00 | Petroleum | On road diesel | On road diesel |  | Steel | Steel |  | Painted or None | Steel |  | 1901-01-01 06:00 | [15 empty] | UST Currently In Use: 0; UST Temp Close: 0; AST Currently In Use: 0; AST Temp Closed: 0 | 0 | 0 | 5 | 11439-039-003171 | DEPENDABLE TANK LINES INC
9656 | Permanently Closed | 1993-03-26 06:00 | 1980-01-01 06:00 | 1993-03-26 06:00 | Petroleum | On road diesel | On road diesel |  | Steel | Steel |  | Painted or None | Steel |  | 1901-01-01 06:00 | [15 empty] | UST Currently In Use: 0; UST Temp Close: 0; AST Currently In Use: 0; AST Temp Closed: 0 | 0 | 0 | 5 | 11439-039-003171 | DEPENDABLE TANK LINES INC
9657 | Permanently Closed | 1998-03-04 06:00 | 1964-01-01 06:00 | 1998-03-04 06:00 | Petroleum | Unleaded gasoline | Unleaded gasoline | State/federal government | Steel | Steel |  |  | Steel |  | 1901-01-01 06:00 | [6 empty] | Statistical Inventory Reconciliation (SIR) | [8 empty] | UST Currently In Use: 0; UST Temp Close: 0; AST Currently In Use: 0; AST Temp Closed: 0 | 0 | 0 | 4 | 11441-071-000980 | DEPT OF PUBLIC WORKS
9658 | Permanently Closed | 1998-03-04 06:00 | 1962-01-01 06:00 | 1998-03-04 06:00 | Petroleum | Unleaded gasoline | Unleaded gasoline | State/federal government | Steel | Steel |  |  | Steel |  | 1901-01-01 06:00 | [6 empty] | Statistical Inventory Reconciliation (SIR) | [8 empty] | UST Currently In Use: 0; UST Temp Close: 0; AST Currently In Use: 0; AST Temp Closed: 0 | 0 | 0 | 4 | 11441-071-000980 | DEPT OF PUBLIC WORKS
9659 | Permanently Closed | 1998-03-04 06:00 | 1962-01-01 06:00 | 1998-03-04 06:00 | Petroleum | Unleaded gasoline | Unleaded gasoline | State/federal government | Steel | Steel |  |  | Steel |  | 1901-01-01 06:00 | [6 empty] | Statistical Inventory Reconciliation (SIR) | [8 empty] | UST Currently In Use: 0; UST Temp Close: 0; AST Currently In Use: 0; AST Temp Closed: 0 | 0 | 0 | 4 | 11441-071-000980 | DEPT OF PUBLIC WORKS
9660 | Permanently Closed | 1998-03-04 06:00 | 1962-01-01 06:00 | 1998-03-04 06:00 | Petroleum | On road diesel | On road diesel | State/federal government | Steel | Steel |  |  | Steel |  | 1901-01-01 06:00 | [6 empty] | Statistical Inventory Reconciliation (SIR) | [8 empty] | UST Currently In Use: 0; UST Temp Close: 0; AST Currently In Use: 0; AST Temp Closed: 0 | 0 | 0 | 4 | 11441-071-000980 | DEPT OF PUBLIC WORKS
9661 | Permanently Closed | 1901-01-01 06:00 | 1901-01-01 06:00 | 2000-01-26 06:00 | Petroleum | Other, OTHER | Other |  | Steel | Steel |  | Painted or None | Steel |  | 1901-01-01 06:00 | [15 empty] | UST Currently In Use: 0; UST Temp Close: 0; AST Currently In Use: 0; AST Temp Closed: 0 | 0 | 0 | 3 | 11442-105-012952 | DERRICK L COSBY
9662 | Permanently Closed | 1901-01-01 06:00 | 1901-01-01 06:00 | 2000-01-26 06:00 | Petroleum | Other, OTHER | Other |  | Steel | Steel |  | Painted or None | Steel |  | 1901-01-01 06:00 | [15 empty] | UST Currently In Use: 0; UST Temp Close: 0; AST Currently In Use: 0; AST Temp Closed: 0 | 0 | 0 | 3 | 11442-105-012952 | DERRICK L COSBY
9663 | Permanently Closed | 1901-01-01 06:00 | 1901-01-01 06:00 | 2000-01-26 06:00 | Petroleum | Other, OTHER | Other |  | Steel | Steel |  | Painted or None | Steel |  | 1901-01-01 06:00 | [15 empty] | UST Currently In Use: 0; UST Temp Close: 0; AST Currently In Use: 0; AST Temp Closed: 0 | 0 | 0 | 3 | 11442-105-012952 | DERRICK L COSBY
9664 | Permanently Closed | 1995-09-01 06:00 | 1979-01-01 06:00 | 1995-09-01 06:00 | Petroleum | Unleaded gasoline | Unleaded gasoline | State/federal government | Steel | Steel |  | Painted or None | Steel |  | 1901-01-01 06:00 | [15 empty] | UST Currently In Use: 0; UST Temp Close: 0; AST Currently In Use: 0; AST Temp Closed: 0 | 0 | 0 | 1 | 11443-049-000760 | DESOTO STATE PARK
9665 | Permanently Closed | 1901-01-01 06:00 | 1968-01-01 06:00 | 1988-12-06 06:00 | Petroleum | Unleaded gasoline | Unleaded gasoline | State/federal government | Steel | Steel |  |  |  |  | 1901-01-01 06:00 | [15 empty] | UST Currently In Use: 0; UST Temp Close: 0; AST Currently In Use: 0; AST Temp Closed: 0 | 0 | 0 | 1 | 14587-095-009722 | AL ST MILITARY DEPT - CFMO ENV. OFF.
9666 |  | 1989-01-01 06:00 | 1978-01-01 06:00 |  | Petroleum | Unleaded gasoline | Unleaded gasoline | State/federal government | [6 empty] | 1901-01-01 06:00 | [15 empty] | UST Currently In Use: 0; UST Temp Close: 0; AST Currently In Use: 0; AST Temp Closed: 0 | 0 | 0 | 0 | 14587-121-010478 | AL ST MILITARY DEPT - CFMO ENV. OFF.
9667 | Permanently Closed | 1997-12-01 06:00 | 1973-01-01 06:00 | 1998-08-04 06:00 | Petroleum | Unleaded gasoline | Unleaded gasoline | State/federal government | Steel | Steel |  |  | Steel |  | 1901-01-01 06:00 | [15 empty] | UST Currently In Use: 0; UST Temp Close: 0; AST Currently In Use: 0; AST Temp Closed: 0 | 0 | 0 | 1 | 14587-127-009704 | AL ST MILITARY DEPT - CFMO ENV. OFF.
9668 | Currently in Use |  | 1987-01-01 06:00 |  | Petroleum | Unleaded gasoline | Unleaded gasoline | Retail | Steel | Steel | Coated & cathodic protection (sti-P3) |  | Fiberglass reinforced plastic |  |  | Other, FLEX ISO | Catchment Basin, Single walled catchment basin | Automatic shutoff device At 95% full, Flow Rest 90% Full | Flow Rest 90% Full |  |  | Continuous Automatic Tank Gauge |  | Automatic flow restrictor (MLLD) | Automatic flow restrictor (MLLD) |  |  | Annual line testing | Annual line testing |  | UST Currently In Use: 3; UST Temp Close: 0; AST Currently In Use: 0; AST Temp Closed: 0 | 3 | 0 | 0 | 11448-023-012893 | DEWEESE ENTPS. INC
9669 | Currently in Use |  | 1987-01-01 06:00 |  | Petroleum | Premium gasoline | Premium gasoline | Retail | Steel | Steel | Coated & cathodic protection (sti-P3) |  | Fiberglass reinforced plastic |  |  | Other, FLEX ISO | Catchment Basin, Single walled catchment basin | Automatic shutoff device At 95% full, Flow Rest 90% Full | Flow Rest 90% Full |  |  | Continuous Automatic Tank Gauge |  | Automatic flow restrictor (MLLD) | Automatic flow restrictor (MLLD) |  |  | Annual line testing | Annual line testing |  | UST Currently In Use: 3; UST Temp Close: 0; AST Currently In Use: 0; AST Temp Closed: 0 | 3 | 0 | 0 | 11448-023-012893 | DEWEESE ENTPS. INC
9670 | Currently in Use |  | 1987-01-01 06:00 |  | Petroleum | On road diesel | On road diesel | Retail | Steel | Steel | Coated & cathodic protection (sti-P3) |  | Fiberglass reinforced plastic |  |  | Other, FLEX ISO | Catchment Basin, Single walled catchment basin | Flow Rest 90% Full | Flow Rest 90% Full |  |  | Continuous Automatic Tank Gauge |  | Automatic flow restrictor (MLLD), Containment Sump | Containment Sump |  |  | Annual line testing | Annual line testing |  | UST Currently In Use: 3; UST Temp Close: 0; AST Currently In Use: 0; AST Temp Closed: 0 | 3 | 0 | 0 | 11448-023-012893 | DEWEESE ENTPS. INC
9671 | Permanently Closed | 1996-11-27 06:00 | 1982-01-01 06:00 | 1997-12-19 06:00 | Petroleum | Unleaded gasoline | Unleaded gasoline | Retail | Steel | Steel | Coated & cathodic protection (sti-P3) |  | Steel |  | 1901-01-01 06:00 | [15 empty] | UST Currently In Use: 0; UST Temp Close: 0; AST Currently In Use: 0; AST Temp Closed: 0 | 0 | 0 | 3 | 11448-073-007813 | DEWEESE ENTPS. INC
9672 | Permanently Closed | 1996-11-27 06:00 | 1982-01-01 06:00 | 1997-12-19 06:00 | Petroleum | Unleaded gasoline | Unleaded gasoline | Retail | Steel | Steel | Coated & cathodic protection (sti-P3) |  | Steel |  | 1901-01-01 06:00 | [15 empty] | UST Currently In Use: 0; UST Temp Close: 0; AST Currently In Use: 0; AST Temp Closed: 0 | 0 | 0 | 3 | 11448-073-007813 | DEWEESE ENTPS. INC
9673 | Permanently Closed | 1996-11-26 06:00 | 1982-01-01 06:00 | 1997-12-19 06:00 | Petroleum | Unleaded gasoline | Unleaded gasoline | Retail | Steel | Steel | Coated & cathodic protection (sti-P3) |  | Steel |  | 1901-01-01 06:00 | [15 empty] | UST Currently In Use: 0; UST Temp Close: 0; AST Currently In Use: 0; AST Temp Closed: 0 | 0 | 0 | 3 | 11448-073-007813 | DEWEESE ENTPS. INC
9674 | Currently in Use |  | 1982-01-01 06:00 |  | Petroleum | Unleaded gasoline | Unleaded gasoline | Retail | Single Wall, Steel | Steel | Coated & cathodic protection (sti-P3) |  | Fiberglass reinforced plastic, Single Wall |  |  |  | Catchment Basin, Single walled catchment basin | Automatic shutoff device At 95% full, Flow Rest 90% Full | Flow Rest 90% Full |  |  | Continuous Automatic Tank Gauge |  | Automatic flow restrictor (MLLD) | Automatic flow restrictor (MLLD) |  |  | Annual line testing | Annual line testing |  | UST Currently In Use: 3; UST Temp Close: 0; AST Currently In Use: 0; AST Temp Closed: 0 | 3 | 0 | 0 | 22183-095-007812 | BOBAK, INC.
9675 | Currently in Use |  | 1982-01-01 06:00 |  | Petroleum | On road diesel | On road diesel | Retail | Single Wall, Steel | Steel | Coated & cathodic protection (sti-P3) |  | Fiberglass reinforced plastic, Single Wall |  |  |  | Catchment Basin, Single walled catchment basin | Automatic shutoff device At 95% full, Flow Rest 90% Full | Flow Rest 90% Full |  |  | Continuous Automatic Tank Gauge |  | Automatic flow restrictor (MLLD) | Automatic flow restrictor (MLLD) |  |  | Annual line testing | Annual line testing |  | UST Currently In Use: 3; UST Temp Close: 0; AST Currently In Use: 0; AST Temp Closed: 0 | 3 | 0 | 0 | 22183-095-007812 | BOBAK, INC.
9676 | Currently in Use |  | 1982-01-01 06:00 |  | Petroleum | Premium gasoline | Premium gasoline | Retail | Single Wall, Steel | Steel | Coated & cathodic protection (sti-P3) |  | Fiberglass reinforced plastic, Single Wall |  |  |  | Catchment Basin, Single walled catchment basin | Automatic shutoff device At 95% full, Flow Rest 90% Full | Flow Rest 90% Full |  |  | Continuous Automatic Tank Gauge |  | Automatic flow restrictor (MLLD) | Automatic flow restrictor (MLLD) |  |  | Annual line testing | Annual line testing |  | UST Currently In Use: 3; UST Temp Close: 0; AST Currently In Use: 0; AST Temp Closed: 0 | 3 | 0 | 0 | 22183-095-007812 | BOBAK, INC.
9677 | Currently in Use |  | 1987-01-01 06:00 |  | Petroleum | Unleaded gasoline | Unleaded gasoline | Retail | Single Wall, Steel | Steel | Coated & cathodic protection (sti-P3) |  | Single Wall, Steel |  |  | Galvanic Cathodic | Catchment Basin, Single walled catchment basin | Automatic shutoff device At 95% full | Automatic shutoff device At 95% full |  |  | Continuous Automatic Tank Gauge |  | Automatic flow restrictor (MLLD) | Automatic flow restrictor (MLLD) |  |  | Annual line testing | Annual line testing |  | UST Currently In Use: 3; UST Temp Close: 0; AST Currently In Use: 0; AST Temp Closed: 0 | 3 | 0 | 0 | 22183-095-012894 | BOBAK, INC.
9678 | Currently in Use |  | 1987-01-01 06:00 |  | Petroleum | On road diesel | On road diesel | Retail | Single Wall, Steel | Steel | Coated & cathodic protection (sti-P3) |  | Single Wall, Steel |  |  | Galvanic Cathodic | Catchment Basin, Single walled catchment basin | Automatic shutoff device At 95% full | Automatic shutoff device At 95% full |  |  | Continuous Automatic Tank Gauge |  | Automatic flow restrictor (MLLD) | Automatic flow restrictor (MLLD) |  |  | Annual line testing | Annual line testing |  | UST Currently In Use: 3; UST Temp Close: 0; AST Currently In Use: 0; AST Temp Closed: 0 | 3 | 0 | 0 | 22183-095-012894 | BOBAK, INC.
9679 | Currently in Use |  | 1987-01-01 06:00 |  | Petroleum | Premium gasoline | Premium gasoline | Retail | Single Wall, Steel | Steel | Coated & cathodic protection (sti-P3) |  | Single Wall, Steel |  |  | Galvanic Cathodic | Catchment Basin, Single walled catchment basin | Automatic shutoff device At 95% full, Flow Rest 90% Full | Flow Rest 90% Full |  |  | Continuous Automatic Tank Gauge |  | Automatic flow restrictor (MLLD) | Automatic flow restrictor (MLLD) |  |  | Annual line testing | Annual line testing |  | UST Currently In Use: 3; UST Temp Close: 0; AST Currently In Use: 0; AST Temp Closed: 0 | 3 | 0 | 0 | 22183-095-012894 | BOBAK, INC.
9680 | Currently in Use |  | 1987-01-01 06:00 |  | Petroleum | Unleaded gasoline | Unleaded gasoline | Retail | Single Wall, Steel | Steel | Coated & cathodic protection (sti-P3) |  | Fiberglass reinforced plastic, Single Wall |  |  |  | Catchment Basin, Single walled catchment basin | Automatic shutoff device At 95% full, Flow Rest 90% Full | Flow Rest 90% Full |  |  | Continuous Automatic Tank Gauge |  | Automatic flow restrictor (MLLD) | Automatic flow restrictor (MLLD) |  |  | Annual line testing | Annual line testing |  | UST Currently In Use: 3; UST Temp Close: 0; AST Currently In Use: 0; AST Temp Closed: 0 | 3 | 0 | 0 | 22183-095-012895 | BOBAK, INC.
9681 | Currently in Use |  | 1987-01-01 06:00 |  | Petroleum | Premium gasoline | Premium gasoline | Retail | Single Wall, Steel | Steel | Coated & cathodic protection (sti-P3) |  | Fiberglass reinforced plastic, Single Wall |  |  |  | Catchment Basin, Single walled catchment basin | Automatic shutoff device At 95% full, Flow Rest 90% Full | Flow Rest 90% Full |  |  | Continuous Automatic Tank Gauge |  | Automatic flow restrictor (MLLD) | Automatic flow restrictor (MLLD) |  |  | Annual line testing | Annual line testing |  | UST Currently In Use: 3; UST Temp Close: 0; AST Currently In Use: 0; AST Temp Closed: 0 | 3 | 0 | 0 | 22183-095-012895 | BOBAK, INC.
9682 | Currently in Use |  | 1987-01-01 06:00 |  | Petroleum | On road diesel | On road diesel | Retail | Single Wall, Steel | Steel | Coated & cathodic protection (sti-P3) |  | Fiberglass reinforced plastic, Single Wall |  |  |  | Catchment Basin, Single walled catchment basin | Automatic shutoff device At 95% full, Flow Rest 90% Full | Flow Rest 90% Full |  |  | Continuous Automatic Tank Gauge |  | Automatic flow restrictor (MLLD) | Automatic flow restrictor (MLLD) |  |  | Annual line testing | Annual line testing |  | UST Currently In Use: 3; UST Temp Close: 0; AST Currently In Use: 0; AST Temp Closed: 0 | 3 | 0 | 0 | 22183-095-012895 | BOBAK, INC.
9683 | Permanently Closed | 1992-01-01 06:00 | 1972-01-01 06:00 | 1996-05-29 06:00 | Petroleum | Unleaded gasoline | Unleaded gasoline |  | Steel | Steel |  | Painted or None | Steel |  | 1901-01-01 06:00 | [15 empty] | UST Currently In Use: 0; UST Temp Close: 0; AST Currently In Use: 0; AST Temp Closed: 0 | 0 | 0 | 2 | 11450-057-010924 | DEWEY CRAWFORD
9684 | Permanently Closed | 1992-01-01 06:00 | 1972-01-01 06:00 | 1996-05-29 06:00 | Petroleum | Unleaded gasoline | Unleaded gasoline |  | Steel | Steel |  | Painted or None | Steel |  | 1901-01-01 06:00 | [15 empty] | UST Currently In Use: 0; UST Temp Close: 0; AST Currently In Use: 0; AST Temp Closed: 0 | 0 | 0 | 2 | 11450-057-010924 | DEWEY CRAWFORD
9689 | Permanently Closed | 2003-09-24 06:00 | 1989-03-01 06:00 | 2003-09-25 06:00 | Petroleum | Unleaded gasoline | Unleaded gasoline | Retail | Steel | Steel | Coated & cathodic protection (sti-P3) |  | Fiberglass reinforced plastic |  | 1901-01-01 06:00 |  | Catchment Basin, Single walled catchment basin | Automatic shutoff device At 95% full, Flow Rest 90% Full | Flow Rest 90% Full |  |  | Automatic Tank Gauge, Statistical Inventory Reconciliation (SIR) | [5 empty] | Annual line testing, Statistical inventory reconciliation (SIR) | Statistical inventory reconciliation (SIR) |  | UST Currently In Use: 0; UST Temp Close: 0; AST Currently In Use: 0; AST Temp Closed: 0 | 0 | 0 | 3 | 21765-003-013639 | SEMBLER/ TREASURE JOINT VENTURE
9690 | Permanently Closed | 2003-09-24 06:00 | 1989-03-01 06:00 | 2003-09-25 06:00 | Petroleum | Mid-grade gasoline | Mid-grade gasoline | Retail | Steel | Steel | Coated & cathodic protection (sti-P3) |  | Fiberglass reinforced plastic |  | 1901-01-01 06:00 |  | Catchment Basin, Single walled catchment basin | Automatic shutoff device At 95% full, Flow Rest 90% Full | Flow Rest 90% Full |  |  | Automatic Tank Gauge, Statistical Inventory Reconciliation (SIR) | [5 empty] | Annual line testing, Statistical inventory reconciliation (SIR) | Statistical inventory reconciliation (SIR) |  | UST Currently In Use: 0; UST Temp Close: 0; AST Currently In Use: 0; AST Temp Closed: 0 | 0 | 0 | 3 | 21765-003-013639 | SEMBLER/ TREASURE JOINT VENTURE
9691 | Permanently Closed | 2003-09-24 06:00 | 1989-03-01 06:00 | 2003-09-25 06:00 | Petroleum | Premium gasoline | Premium gasoline | Retail | Steel | Steel | Coated & cathodic protection (sti-P3) |  | Fiberglass reinforced plastic |  | 1901-01-01 06:00 |  | Catchment Basin, Single walled catchment basin | Automatic shutoff device At 95% full, Flow Rest 90% Full | Flow Rest 90% Full |  |  | Automatic Tank Gauge, Statistical Inventory Reconciliation (SIR) | [5 empty] | Annual line testing, Statistical inventory reconciliation (SIR) | Statistical inventory reconciliation (SIR) |  | UST Currently In Use: 0; UST Temp Close: 0; AST Currently In Use: 0; AST Temp Closed: 0 | 0 | 0 | 3 | 21765-003-013639 | SEMBLER/ TREASURE JOINT VENTURE
9692 | Permanently Closed | 1994-12-13 06:00 | 1982-01-01 06:00 | 1994-12-15 06:00 | Petroleum | Unleaded gasoline | Unleaded gasoline |  | Steel | Steel |  | Painted or None | Steel |  | 1901-01-01 06:00 |  | Catchment Basin, Single walled catchment basin |  |  |  |  | Statistical Inventory Reconciliation (SIR) | [5 empty] | Annual line testing, Statistical inventory reconciliation (SIR) | Statistical inventory reconciliation (SIR) |  | UST Currently In Use: 4; UST Temp Close: 0; AST Currently In Use: 0; AST Temp Closed: 0 | 4 | 0 | 4 | 11453-025-008195 | DIAMOND GASOLINE STATIONS, INC.
9693 | Permanently Closed | 1994-12-13 06:00 | 1982-01-01 06:00 | 1994-12-15 06:00 | Petroleum | Unleaded gasoline | Unleaded gasoline |  | Steel | Steel |  | Painted or None | Steel |  | 1901-01-01 06:00 |  | Catchment Basin, Single walled catchment basin |  |  |  |  | Statistical Inventory Reconciliation (SIR) | [5 empty] | Annual line testing, Statistical inventory reconciliation (SIR) | Statistical inventory reconciliation (SIR) |  | UST Currently In Use: 4; UST Temp Close: 0; AST Currently In Use: 0; AST Temp Closed: 0 | 4 | 0 | 4 | 11453-025-008195 | DIAMOND GASOLINE STATIONS, INC.
9694 | Permanently Closed | 1994-12-13 06:00 | 1982-01-01 06:00 | 1994-12-15 06:00 | Petroleum | Unleaded gasoline | Unleaded gasoline |  | Steel | Steel |  | Painted or None | Steel |  | 1901-01-01 06:00 |  | Catchment Basin, Single walled catchment basin |  |  |  |  | Statistical Inventory Reconciliation (SIR) | [5 empty] | Annual line testing, Statistical inventory reconciliation (SIR) | Statistical inventory reconciliation (SIR) |  | UST Currently In Use: 4; UST Temp Close: 0; AST Currently In Use: 0; AST Temp Closed: 0 | 4 | 0 | 4 | 11453-025-008195 | DIAMOND GASOLINE STATIONS, INC.
9695 | Permanently Closed | 1994-12-13 06:00 | 1982-01-01 06:00 | 1994-12-15 06:00 | Petroleum | Unleaded gasoline | Unleaded gasoline |  | Steel | Steel |  | Painted or None | Steel |  | 1901-01-01 06:00 |  | Catchment Basin, Single walled catchment basin |  |  |  |  | Statistical Inventory Reconciliation (SIR) | [5 empty] | Annual line testing, Statistical inventory reconciliation (SIR) | Statistical inventory reconciliation (SIR) |  | UST Currently In Use: 4; UST Temp Close: 0; AST Currently In Use: 0; AST Temp Closed: 0 | 4 | 0 | 4 | 11453-025-008195 | DIAMOND GASOLINE STATIONS, INC.
9696 | Currently in Use |  | 1981-01-01 06:00 |  | Petroleum | Unleaded gasoline | Unleaded gasoline | Retail | Steel | Steel | Field installed cathodic protection |  | Steel |  |  |  | Catchment Basin, Single walled catchment basin | Automatic shutoff device At 95% full | Automatic shutoff device At 95% full |  |  | Statistical Inventory Reconciliation (SIR) |  | Automatic flow restrictor (MLLD) | Automatic flow restrictor (MLLD) |  |  | Statistical inventory reconciliation (SIR) | Statistical inventory reconciliation (SIR) |  | UST Currently In Use: 3; UST Temp Close: 0; AST Currently In Use: 0; AST Temp Closed: 0 | 3 | 0 | 0 | 11453-035-008193 | DIAMOND GASOLINE STATIONS, INC.
9697 | Currently in Use |  | 1981-01-01 06:00 |  | Petroleum | Mid-grade gasoline | Mid-grade gasoline | Retail | Steel | Steel | Field installed cathodic protection |  | Steel |  |  |  | Catchment Basin, Single walled catchment basin | Automatic shutoff device At 95% full | Automatic shutoff device At 95% full |  |  | Statistical Inventory Reconciliation (SIR) |  | Automatic flow restrictor (MLLD) | Automatic flow restrictor (MLLD) |  |  | Statistical inventory reconciliation (SIR) | Statistical inventory reconciliation (SIR) |  | UST Currently In Use: 3; UST Temp Close: 0; AST Currently In Use: 0; AST Temp Closed: 0 | 3 | 0 | 0 | 11453-035-008193 | DIAMOND GASOLINE STATIONS, INC.
9698 | Currently in Use |  | 1981-01-01 06:00 |  | Petroleum | Premium gasoline | Premium gasoline | Retail | Steel | Steel | Field installed cathodic protection |  | Steel |  |  |  | Catchment Basin, Single walled catchment basin | Automatic shutoff device At 95% full | Automatic shutoff device At 95% full |  |  | Statistical Inventory Reconciliation (SIR) |  | Automatic flow restrictor (MLLD) | Automatic flow restrictor (MLLD) |  |  | Statistical inventory reconciliation (SIR) | Statistical inventory reconciliation (SIR) |  | UST Currently In Use: 3; UST Temp Close: 0; AST Currently In Use: 0; AST Temp Closed: 0 | 3 | 0 | 0 | 11453-035-008193 | DIAMOND GASOLINE STATIONS, INC.
9699 | Permanently Closed | 1994-06-04 06:00 | 1970-01-01 06:00 | 1994-06-07 06:00 | Petroleum | On road diesel | On road diesel |  | Steel | Steel |  | Painted or None | Steel |  | 1901-01-01 06:00 |  | Catchment Basin, Single walled catchment basin | [13 empty] | UST Currently In Use: 0; UST Temp Close: 0; AST Currently In Use: 0; AST Temp Closed: 0 | 0 | 0 | 2 | 11453-053-008185 | DIAMOND GASOLINE STATIONS, INC.
9700 | Permanently Closed | 1994-06-07 06:00 | 1975-01-01 06:00 | 1994-06-07 06:00 | Petroleum | Unleaded gasoline | Unleaded gasoline |  | Steel | Steel |  | Painted or None | Steel |  | 1901-01-01 06:00 | [12 empty] | Annual line testing | Annual line testing |  | UST Currently In Use: 0; UST Temp Close: 0; AST Currently In Use: 0; AST Temp Closed: 0 | 0 | 0 | 2 | 11453-053-008185 | DIAMOND GASOLINE STATIONS, INC.
9701 | Permanently Closed | 2020-09-27 06:00 | 1967-01-01 06:00 | 2021-02-22 06:00 | Petroleum | Unleaded gasoline | Unleaded gasoline | Retail | Steel | Steel | Field installed cathodic protection |  | Steel |  |  | Field installed cathodic protection | Catchment Basin, Single walled catchment basin | Automatic shutoff device At 95% full | Automatic shutoff device At 95% full |  |  | Statistical Inventory Reconciliation (SIR) | [8 empty] | UST Currently In Use: 0; UST Temp Close: 0; AST Currently In Use: 0; AST Temp Closed: 0 | 0 | 0 | 3 | 11453-053-008186 | DIAMOND GASOLINE STATIONS, INC.
9702 | Permanently Closed | 2020-09-27 06:00 | 1967-01-01 06:00 | 2021-02-22 06:00 | Petroleum | Mid-grade gasoline | Mid-grade gasoline | Retail | Steel | Steel | Field installed cathodic protection |  | Steel |  |  | Field installed cathodic protection | Catchment Basin, Single walled catchment basin | Automatic shutoff device At 95% full | Automatic shutoff device At 95% full |  |  | Statistical Inventory Reconciliation (SIR) | [8 empty] | UST Currently In Use: 0; UST Temp Close: 0; AST Currently In Use: 0; AST Temp Closed: 0 | 0 | 0 | 3 | 11453-053-008186 | DIAMOND GASOLINE STATIONS, INC.
9703 | Permanently Closed | 2020-09-27 06:00 | 1974-01-01 06:00 | 2021-02-22 06:00 | Petroleum | Premium gasoline | Premium gasoline | Retail | Steel | Steel | Field installed cathodic protection |  | Steel |  |  | Field installed cathodic protection | Catchment Basin, Single walled catchment basin | Automatic shutoff device At 95% full | Automatic shutoff device At 95% full |  |  | Statistical Inventory Reconciliation (SIR) | [8 empty] | UST Currently In Use: 0; UST Temp Close: 0; AST Currently In Use: 0; AST Temp Closed: 0 | 0 | 0 | 3 | 11453-053-008186 | DIAMOND GASOLINE STATIONS, INC.
9704 | Currently in Use |  | 1984-01-01 06:00 |  | Petroleum | Unleaded gasoline | Unleaded gasoline | Retail | Fiberglass coated steel | Fiberglass coated steel |  |  | Fiberglass reinforced plastic |  | 1901-01-01 06:00 |  | Catchment Basin, Single walled catchment basin | Automatic shutoff device At 95% full | Automatic shutoff device At 95% full |  |  | Statistical Inventory Reconciliation (SIR) |  | Automatic flow restrictor (MLLD) | Automatic flow restrictor (MLLD) |  |  | Statistical inventory reconciliation (SIR) | Statistical inventory reconciliation (SIR) |  | UST Currently In Use: 3; UST Temp Close: 1; AST Currently In Use: 0; AST Temp Closed: 0 | 3 | 1 | 0 | 11453-053-008187 | DIAMOND GASOLINE STATIONS, INC.
9705 | Temporary Closed | 2019-11-19 06:00 | 1984-01-01 06:00 |  | Petroleum | Mid-grade gasoline | Mid-grade gasoline | Retail | Fiberglass coated steel | Fiberglass coated steel |  |  | Fiberglass reinforced plastic |  | 1901-01-01 06:00 |  | Catchment Basin, Single walled catchment basin | Automatic shutoff device At 95% full | Automatic shutoff device At 95% full |  |  | Statistical Inventory Reconciliation (SIR) |  | Automatic flow restrictor (MLLD) | Automatic flow restrictor (MLLD) |  |  | Statistical inventory reconciliation (SIR) | Statistical inventory reconciliation (SIR) |  | UST Currently In Use: 3; UST Temp Close: 1; AST Currently In Use: 0; AST Temp Closed: 0 | 3 | 1 | 0 | 11453-053-008187 | DIAMOND GASOLINE STATIONS, INC.
9706 | Currently in Use |  | 1984-01-01 06:00 |  | Petroleum | Premium gasoline | Premium gasoline | Retail | Fiberglass coated steel | Fiberglass coated steel |  |  | Fiberglass reinforced plastic |  | 1901-01-01 06:00 |  | Catchment Basin, Single walled catchment basin | Automatic shutoff device At 95% full | Automatic shutoff device At 95% full |  |  | Statistical Inventory Reconciliation (SIR) |  | Automatic flow restrictor (MLLD) | Automatic flow restrictor (MLLD) |  |  | Statistical inventory reconciliation (SIR) | Statistical inventory reconciliation (SIR) |  | UST Currently In Use: 3; UST Temp Close: 1; AST Currently In Use: 0; AST Temp Closed: 0 | 3 | 1 | 0 | 11453-053-008187 | DIAMOND GASOLINE STATIONS, INC.
9707 | Currently in Use |  | 1984-01-01 06:00 |  | Petroleum | On road diesel | On road diesel | Retail | Fiberglass coated steel | Fiberglass coated steel |  |  | Fiberglass reinforced plastic |  | 1901-01-01 06:00 |  | Catchment Basin, Single walled catchment basin | Automatic shutoff device At 95% full | Automatic shutoff device At 95% full |  |  | Statistical Inventory Reconciliation (SIR) |  | Automatic flow restrictor (MLLD) | Automatic flow restrictor (MLLD) |  |  | Statistical inventory reconciliation (SIR) | Statistical inventory reconciliation (SIR) |  | UST Currently In Use: 3; UST Temp Close: 1; AST Currently In Use: 0; AST Temp Closed: 0 | 3 | 1 | 0 | 11453-053-008187 | DIAMOND GASOLINE STATIONS, INC.
9708 | Permanently Closed | 1993-10-21 06:00 | 1976-01-01 06:00 | 1993-10-21 06:00 | Petroleum | Unleaded gasoline | Unleaded gasoline |  | Steel | Steel |  | Painted or None | Steel |  | 1901-01-01 06:00 | [6 empty] | Statistical Inventory Reconciliation (SIR) | [8 empty] | UST Currently In Use: 4; UST Temp Close: 0; AST Currently In Use: 0; AST Temp Closed: 0 | 4 | 0 | 4 | 11453-053-008189 | DIAMOND GASOLINE STATIONS, INC.
9709 | Permanently Closed | 1993-10-21 06:00 | 1976-01-01 06:00 | 1993-10-21 06:00 | Petroleum | Unleaded gasoline | Unleaded gasoline |  | Steel | Steel |  | Painted or None | Steel |  | 1901-01-01 06:00 | [6 empty] | Statistical Inventory Reconciliation (SIR) | [8 empty] | UST Currently In Use: 4; UST Temp Close: 0; AST Currently In Use: 0; AST Temp Closed: 0 | 4 | 0 | 4 | 11453-053-008189 | DIAMOND GASOLINE STATIONS, INC.
9710 | Permanently Closed | 1993-10-21 06:00 | 1976-01-01 06:00 | 1993-10-21 06:00 | Petroleum | Unleaded gasoline | Unleaded gasoline |  | Steel | Steel |  | Painted or None | Steel |  | 1901-01-01 06:00 | [6 empty] | Statistical Inventory Reconciliation (SIR) | [8 empty] | UST Currently In Use: 4; UST Temp Close: 0; AST Currently In Use: 0; AST Temp Closed: 0 | 4 | 0 | 4 | 11453-053-008189 | DIAMOND GASOLINE STATIONS, INC.
9711 | Permanently Closed | 1993-10-21 06:00 | 1976-01-01 06:00 | 1993-10-21 06:00 | Petroleum | Unleaded gasoline | Unleaded gasoline |  | Steel | Steel |  | Painted or None | Steel |  | 1901-01-01 06:00 | [6 empty] | Statistical Inventory Reconciliation (SIR) | [8 empty] | UST Currently In Use: 4; UST Temp Close: 0; AST Currently In Use: 0; AST Temp Closed: 0 | 4 | 0 | 4 | 11453-053-008189 | DIAMOND GASOLINE STATIONS, INC.
9712 | Permanently Closed | 1990-08-06 06:00 | 1968-01-01 06:00 | 1990-08-06 06:00 | Petroleum | Unleaded gasoline | Unleaded gasoline |  | Steel | Steel |  | Painted or None | Steel |  | 1901-01-01 06:00 | [15 empty] | UST Currently In Use: 0; UST Temp Close: 0; AST Currently In Use: 0; AST Temp Closed: 0 | 0 | 0 | 4 | 11453-053-008196 | DIAMOND GASOLINE STATIONS, INC.
9713 | Permanently Closed | 1990-08-06 06:00 | 1968-01-01 06:00 | 1990-08-06 06:00 | Petroleum | Unleaded gasoline | Unleaded gasoline |  | Steel | Steel |  | Painted or None | Steel |  | 1901-01-01 06:00 | [15 empty] | UST Currently In Use: 0; UST Temp Close: 0; AST Currently In Use: 0; AST Temp Closed: 0 | 0 | 0 | 4 | 11453-053-008196 | DIAMOND GASOLINE STATIONS, INC.
9714 | Permanently Closed | 1990-08-06 06:00 | 1968-01-01 06:00 | 1990-08-06 06:00 | Petroleum | On road diesel | On road diesel |  | Steel | Steel |  | Painted or None | Steel |  | 1901-01-01 06:00 | [15 empty] | UST Currently In Use: 0; UST Temp Close: 0; AST Currently In Use: 0; AST Temp Closed: 0 | 0 | 0 | 4 | 11453-053-008196 | DIAMOND GASOLINE STATIONS, INC.
9715 | Permanently Closed | 1990-08-06 06:00 | 1968-01-01 06:00 | 1990-08-06 06:00 | Petroleum | On road diesel | On road diesel |  | Steel | Steel |  | Painted or None | Steel |  | 1901-01-01 06:00 | [15 empty] | UST Currently In Use: 0; UST Temp Close: 0; AST Currently In Use: 0; AST Temp Closed: 0 | 0 | 0 | 4 | 11453-053-008196 | DIAMOND GASOLINE STATIONS, INC.
9716 | Permanently Closed | 1990-08-09 06:00 | 1975-01-01 06:00 | 1990-08-09 06:00 | Petroleum | Unleaded gasoline | Unleaded gasoline |  | Steel | Steel |  | Painted or None | Steel |  | 1901-01-01 06:00 | [15 empty] | UST Currently In Use: 0; UST Temp Close: 0; AST Currently In Use: 0; AST Temp Closed: 0 | 0 | 0 | 3 | 11453-053-008198 | DIAMOND GASOLINE STATIONS, INC.
9717 | Permanently Closed | 1990-08-09 06:00 | 1975-01-01 06:00 | 1990-08-09 06:00 | Petroleum | Unleaded gasoline | Unleaded gasoline |  | Steel | Steel |  | Painted or None | Steel |  | 1901-01-01 06:00 | [15 empty] | UST Currently In Use: 0; UST Temp Close: 0; AST Currently In Use: 0; AST Temp Closed: 0 | 0 | 0 | 3 | 11453-053-008198 | DIAMOND GASOLINE STATIONS, INC.
9718 | Permanently Closed | 1990-08-09 06:00 | 1975-01-01 06:00 | 1990-08-09 06:00 | Petroleum | Unleaded gasoline | Unleaded gasoline |  | Steel | Steel |  | Painted or None | Steel |  | 1901-01-01 06:00 | [15 empty] | UST Currently In Use: 0; UST Temp Close: 0; AST Currently In Use: 0; AST Temp Closed: 0 | 0 | 0 | 3 | 11453-053-008198 | DIAMOND GASOLINE STATIONS, INC.
9719 | Currently in Use |  | 1986-11-13 06:00 |  | Petroleum | Unleaded gasoline | Unleaded gasoline | Retail | Steel | Steel | Coated & cathodic protection (sti-P3) |  | Flexible |  | 1901-01-01 06:00 |  | Catchment Basin, Single walled catchment basin | Flow Rest 90% Full | Flow Rest 90% Full |  |  | Continuous Automatic Tank Gauge |  | Automatic flow restrictor (MLLD), Containment Sump | Containment Sump |  |  | Annual line testing | Annual line testing |  | UST Currently In Use: 3; UST Temp Close: 0; AST Currently In Use: 0; AST Temp Closed: 0 | 3 | 0 | 0 | 11453-053-012477 | DIAMOND GASOLINE STATIONS, INC.
9720 | Currently in Use |  | 1986-11-13 06:00 |  | Petroleum | Premium gasoline | Premium gasoline | Retail | Steel | Steel | Coated & cathodic protection (sti-P3) |  | Flexible |  | 1901-01-01 06:00 |  | Catchment Basin, Single walled catchment basin | Flow Rest 90% Full | Flow Rest 90% Full |  |  | Continuous Automatic Tank Gauge |  | Automatic flow restrictor (MLLD), Containment Sump | Containment Sump |  |  | Annual line testing | Annual line testing |  | UST Currently In Use: 3; UST Temp Close: 0; AST Currently In Use: 0; AST Temp Closed: 0 | 3 | 0 | 0 | 11453-053-012477 | DIAMOND GASOLINE STATIONS, INC.
9721 | Currently in Use |  | 1986-11-13 06:00 |  | Petroleum | On road diesel | On road diesel | Retail | Steel | Steel | Coated & cathodic protection (sti-P3) |  | Flexible |  | 1901-01-01 06:00 |  | Catchment Basin, Single walled catchment basin | Flow Rest 90% Full | Flow Rest 90% Full |  |  | Continuous Automatic Tank Gauge |  | Automatic flow restrictor (MLLD), Containment Sump | Containment Sump |  |  | Annual line testing | Annual line testing |  | UST Currently In Use: 3; UST Temp Close: 0; AST Currently In Use: 0; AST Temp Closed: 0 | 3 | 0 | 0 | 11453-053-012477 | DIAMOND GASOLINE STATIONS, INC.
9722 | Currently in Use |  | 1984-01-01 06:00 |  | Petroleum | Unleaded gasoline | Unleaded gasoline | Retail | Fiberglass coated steel | Fiberglass coated steel |  |  | Flexible |  | 1901-01-01 06:00 |  | Catchment Basin, Single walled catchment basin | Flow Rest 90% Full | Flow Rest 90% Full |  |  | Continuous Automatic Tank Gauge |  | Automatic flow restrictor (MLLD), Containment Sump | Containment Sump |  |  | Annual line testing, Continuous alarm system | Continuous alarm system |  | UST Currently In Use: 3; UST Temp Close: 1; AST Currently In Use: 0; AST Temp Closed: 0 | 3 | 1 | 0 | 13786-091-008192 | PARRS, INC.
9723 | Currently in Use |  | 1984-01-01 06:00 |  | Petroleum | Premium gasoline | Premium gasoline | Retail | Fiberglass coated steel | Fiberglass coated steel |  |  | Flexible |  | 1901-01-01 06:00 |  | Catchment Basin, Single walled catchment basin | Flow Rest 90% Full | Flow Rest 90% Full |  |  | Continuous Automatic Tank Gauge |  | Automatic flow restrictor (MLLD), Containment Sump | Containment Sump |  |  | Annual line testing, Continuous alarm system | Continuous alarm system |  | UST Currently In Use: 3; UST Temp Close: 1; AST Currently In Use: 0; AST Temp Closed: 0 | 3 | 1 | 0 | 13786-091-008192 | PARRS, INC.
9724 | Currently in Use |  | 1984-01-01 06:00 |  | Petroleum | On road diesel | On road diesel | Retail | Fiberglass coated steel | Fiberglass coated steel |  |  | Flexible |  | 1901-01-01 06:00 |  | Catchment Basin, Single walled catchment basin | Flow Rest 90% Full | Flow Rest 90% Full |  |  | Continuous Automatic Tank Gauge |  | Automatic flow restrictor (MLLD), Containment Sump | Containment Sump |  |  | Annual line testing, Continuous alarm system | Continuous alarm system |  | UST Currently In Use: 3; UST Temp Close: 1; AST Currently In Use: 0; AST Temp Closed: 0 | 3 | 1 | 0 | 13786-091-008192 | PARRS, INC.
9725 | Temporary Closed | 2017-01-31 06:00 | 1984-01-01 06:00 |  | Petroleum | On road diesel | On road diesel | Retail | Fiberglass coated steel | Fiberglass coated steel |  |  | Flexible |  | 1901-01-01 06:00 |  | Catchment Basin, Single walled catchment basin | Flow Rest 90% Full | Flow Rest 90% Full |  |  | Continuous Automatic Tank Gauge |  | Automatic flow restrictor (MLLD), Containment Sump | Containment Sump |  |  | Annual line testing | Annual line testing |  | UST Currently In Use: 3; UST Temp Close: 1; AST Currently In Use: 0; AST Temp Closed: 0 | 3 | 1 | 0 | 13786-091-008192 | PARRS, INC.
9726 | Currently in Use |  | 1977-01-01 06:00 |  | Petroleum | Unleaded gasoline | Unleaded gasoline | Retail | Steel | Steel | Field installed cathodic protection |  | Flexible |  |  |  | Catchment Basin, Single walled catchment basin | Flow Rest 90% Full | Flow Rest 90% Full |  |  | Continuous Automatic Tank Gauge |  | Automatic flow restrictor (MLLD), Containment Sump | Containment Sump |  |  | Annual line testing | Annual line testing |  | UST Currently In Use: 3; UST Temp Close: 0; AST Currently In Use: 0; AST Temp Closed: 0 | 3 | 0 | 0 | 22333-097-008190 | LAXMIMA LLC
9727 | Currently in Use |  | 1977-01-01 06:00 |  | Petroleum | Unleaded gasoline | Unleaded gasoline | Retail | Steel | Steel | Field installed cathodic protection |  | Flexible |  |  |  | Catchment Basin, Single walled catchment basin | Flow Rest 90% Full | Flow Rest 90% Full |  |  | Continuous Automatic Tank Gauge |  | Automatic flow restrictor (MLLD), Containment Sump | Containment Sump |  |  | Annual line testing | Annual line testing |  | UST Currently In Use: 3; UST Temp Close: 0; AST Currently In Use: 0; AST Temp Closed: 0 | 3 | 0 | 0 | 22333-097-008190 | LAXMIMA LLC
9728 | Currently in Use |  | 1977-01-01 06:00 |  | Petroleum | Premium gasoline | Premium gasoline | Retail | Steel | Steel | Field installed cathodic protection |  | Flexible |  |  |  | Catchment Basin, Single walled catchment basin | Flow Rest 90% Full | Flow Rest 90% Full |  |  | Continuous Automatic Tank Gauge |  | Automatic flow restrictor (MLLD), Containment Sump | Containment Sump |  |  | Annual line testing | Annual line testing |  | UST Currently In Use: 3; UST Temp Close: 0; AST Currently In Use: 0; AST Temp Closed: 0 | 3 | 0 | 0 | 22333-097-008190 | LAXMIMA LLC
9729 | Permanently Closed | 1994-05-17 06:00 | 1970-01-01 06:00 | 1994-05-17 06:00 | Petroleum | Unleaded gasoline | Unleaded gasoline |  | Steel | Steel |  | Painted or None | Steel |  | 1901-01-01 06:00 |  | Catchment Basin, Single walled catchment basin |  |  |  |  | Statistical Inventory Reconciliation (SIR) | [5 empty] | Annual line testing, Statistical inventory reconciliation (SIR) | Statistical inventory reconciliation (SIR) |  | UST Currently In Use: 0; UST Temp Close: 0; AST Currently In Use: 0; AST Temp Closed: 0 | 0 | 0 | 6 | 24757-097-008191 | HIMALAYAN CONVENIENCE STORES
9730 | Permanently Closed | 1994-05-17 06:00 | 1970-01-01 06:00 | 1994-05-17 06:00 | Petroleum | Unleaded gasoline | Unleaded gasoline |  | Steel | Steel |  | Painted or None | Steel |  | 1901-01-01 06:00 |  | Catchment Basin, Single walled catchment basin |  |  |  |  | Statistical Inventory Reconciliation (SIR) | [5 empty] | Annual line testing, Statistical inventory reconciliation (SIR) | Statistical inventory reconciliation (SIR) |  | UST Currently In Use: 0; UST Temp Close: 0; AST Currently In Use: 0; AST Temp Closed: 0 | 0 | 0 | 6 | 24757-097-008191 | HIMALAYAN CONVENIENCE STORES
9731 | Permanently Closed | 1994-05-17 06:00 | 1978-01-01 06:00 | 1994-05-17 06:00 | Petroleum | Unleaded gasoline | Unleaded gasoline |  | Steel | Steel |  | Painted or None | Steel |  | 1901-01-01 06:00 |  | Catchment Basin, Single walled catchment basin |  |  |  |  | Statistical Inventory Reconciliation (SIR) | [5 empty] | Annual line testing, Statistical inventory reconciliation (SIR) | Statistical inventory reconciliation (SIR) |  | UST Currently In Use: 0; UST Temp Close: 0; AST Currently In Use: 0; AST Temp Closed: 0 | 0 | 0 | 6 | 24757-097-008191 | HIMALAYAN CONVENIENCE STORES
9732 | Currently in Use |  | 1988-06-08 06:00 |  | Petroleum | Unleaded gasoline | Unleaded gasoline | Retail | Steel | Steel | Coated & cathodic protection (sti-P3) |  | Fiberglass reinforced plastic |  |  |  | Catchment Basin, Single walled catchment basin | Automatic shutoff device At 95% full, Flow Rest 90% Full | Flow Rest 90% Full |  |  | Continuous Automatic Tank Gauge |  | Automatic flow restrictor (MLLD) | Automatic flow restrictor (MLLD) |  |  | Annual line testing | Annual line testing |  | UST Currently In Use: 3; UST Temp Close: 0; AST Currently In Use: 0; AST Temp Closed: 0 | 3 | 0 | 0 | 22815-097-012996 | ESSAR, INC.
9733 | Currently in Use |  | 1988-06-08 06:00 |  | Petroleum | Premium gasoline | Premium gasoline | Retail | Steel | Steel | Coated & cathodic protection (sti-P3) |  | Fiberglass reinforced plastic |  |  |  | Catchment Basin, Single walled catchment basin | Automatic shutoff device At 95% full, Flow Rest 90% Full | Flow Rest 90% Full |  |  | Continuous Automatic Tank Gauge |  | Automatic flow restrictor (MLLD) | Automatic flow restrictor (MLLD) |  |  | Annual line testing | Annual line testing |  | UST Currently In Use: 3; UST Temp Close: 0; AST Currently In Use: 0; AST Temp Closed: 0 | 3 | 0 | 0 | 22815-097-012996 | ESSAR, INC.
9734 | Currently in Use |  | 1988-06-08 06:00 |  | Petroleum | On road diesel | On road diesel | Retail | Steel | Steel | Coated & cathodic protection (sti-P3) |  | Fiberglass reinforced plastic |  |  | Galvanic Cathodic | Catchment Basin, Single walled catchment basin | Automatic shutoff device At 95% full, Flow Rest 90% Full | Flow Rest 90% Full |  |  | Continuous Automatic Tank Gauge |  | Automatic flow restrictor (MLLD) | Automatic flow restrictor (MLLD) |  |  | Annual line testing | Annual line testing |  | UST Currently In Use: 3; UST Temp Close: 0; AST Currently In Use: 0; AST Temp Closed: 0 | 3 | 0 | 0 | 22815-097-012996 | ESSAR, INC.
9735 | Currently in Use |  | 1986-01-01 06:00 |  | Petroleum | Unleaded gasoline | Unleaded gasoline | Retail | Steel | Steel | Coated & cathodic protection (sti-P3) |  | Flexible |  |  |  | Catchment Basin, Single walled catchment basin | Automatic shutoff device At 95% full | Automatic shutoff device At 95% full |  |  |  |  | Automatic flow restrictor (MLLD), Containment Sump | Containment Sump |  |  | Annual line testing | Annual line testing |  | UST Currently In Use: 3; UST Temp Close: 0; AST Currently In Use: 0; AST Temp Closed: 0 | 3 | 0 | 0 | 11453-099-008194 | DIAMOND GASOLINE STATIONS, INC.
9736 | Currently in Use |  | 1986-01-01 06:00 |  | Petroleum | Premium gasoline | Premium gasoline | Retail | Steel | Steel | Coated & cathodic protection (sti-P3) |  | Flexible |  |  |  | Catchment Basin, Single walled catchment basin | Automatic shutoff device At 95% full | Automatic shutoff device At 95% full |  |  |  |  | Automatic flow restrictor (MLLD), Containment Sump | Containment Sump |  |  | Annual line testing | Annual line testing |  | UST Currently In Use: 3; UST Temp Close: 0; AST Currently In Use: 0; AST Temp Closed: 0 | 3 | 0 | 0 | 11453-099-008194 | DIAMOND GASOLINE STATIONS, INC.
9737 | Currently in Use |  | 1986-01-01 06:00 |  | Petroleum | On road diesel | On road diesel | Retail | Steel | Steel | Coated & cathodic protection (sti-P3) |  | Flexible |  |  |  | Catchment Basin, Single walled catchment basin | Automatic shutoff device At 95% full | Automatic shutoff device At 95% full |  |  | Continuous Automatic Tank Gauge |  | Automatic flow restrictor (MLLD), Containment Sump | Containment Sump |  |  | Annual line testing | Annual line testing |  | UST Currently In Use: 3; UST Temp Close: 0; AST Currently In Use: 0; AST Temp Closed: 0 | 3 | 0 | 0 | 11453-099-008194 | DIAMOND GASOLINE STATIONS, INC.
9738 | Permanently Closed | 1984-12-01 06:00 | 1972-01-01 06:00 |  | Petroleum | Unleaded gasoline | Unleaded gasoline | [7 empty] | 1901-01-01 06:00 | [15 empty] | UST Currently In Use: 0; UST Temp Close: 0; AST Currently In Use: 0; AST Temp Closed: 0 | 0 | 0 | 2 | 11455-053-006708 | DICK & TINAS TEXACO & GROCERIES
9739 | Permanently Closed | 1984-12-01 06:00 | 1972-01-01 06:00 |  | Petroleum | Unleaded gasoline | Unleaded gasoline | [7 empty] | 1901-01-01 06:00 | [15 empty] | UST Currently In Use: 0; UST Temp Close: 0; AST Currently In Use: 0; AST Temp Closed: 0 | 0 | 0 | 2 | 11455-053-006708 | DICK & TINAS TEXACO & GROCERIES
9741 | Permanently Closed | 1992-01-21 06:00 | 1976-01-01 06:00 | 1992-01-21 06:00 | Petroleum | Unleaded gasoline | Unleaded gasoline |  | Steel | Steel |  |  | Steel |  | 1901-01-01 06:00 | [15 empty] | UST Currently In Use: 0; UST Temp Close: 0; AST Currently In Use: 0; AST Temp Closed: 0 | 0 | 0 | 2 | 11457-045-011027 | DICKSON ENTERPRISE OF AL
9742 | Permanently Closed | 1992-01-21 06:00 | 1976-01-01 06:00 | 1992-01-21 06:00 | Petroleum | Unleaded gasoline | Unleaded gasoline |  | Steel | Steel |  |  | Steel |  | 1901-01-01 06:00 | [15 empty] | UST Currently In Use: 0; UST Temp Close: 0; AST Currently In Use: 0; AST Temp Closed: 0 | 0 | 0 | 2 | 11457-045-011027 | DICKSON ENTERPRISE OF AL
9743 | Permanently Closed | 1998-12-11 06:00 | 1968-01-01 06:00 | 1999-09-02 06:00 | Petroleum | Unleaded gasoline | Unleaded gasoline |  | Steel | Steel |  | Painted or None | Steel |  | 1901-01-01 06:00 | [15 empty] | UST Currently In Use: 0; UST Temp Close: 0; AST Currently In Use: 0; AST Temp Closed: 0 | 0 | 0 | 3 | 11461-071-006165 | DICUS OIL CO INC
9744 | Permanently Closed | 1998-12-11 06:00 | 1968-01-01 06:00 | 1999-09-02 06:00 | Petroleum | Unleaded gasoline | Unleaded gasoline |  | Steel | Steel |  | Painted or None | Steel |  | 1901-01-01 06:00 | [15 empty] | UST Currently In Use: 0; UST Temp Close: 0; AST Currently In Use: 0; AST Temp Closed: 0 | 0 | 0 | 3 | 11461-071-006165 | DICUS OIL CO INC
9745 | Permanently Closed | 1998-12-11 06:00 | 1968-01-01 06:00 | 1999-09-02 06:00 | Petroleum | Unleaded gasoline | Unleaded gasoline |  | Steel | Steel |  | Painted or None | Steel |  | 1901-01-01 06:00 | [15 empty] | UST Currently In Use: 0; UST Temp Close: 0; AST Currently In Use: 0; AST Temp Closed: 0 | 0 | 0 | 3 | 11461-071-006165 | DICUS OIL CO INC
9746 | Permanently Closed | 1998-01-01 06:00 | 1958-01-01 06:00 | 1998-06-18 06:00 | Petroleum | Unleaded gasoline | Unleaded gasoline |  | Steel | Steel |  | Painted or None | Steel |  | 1901-01-01 06:00 | [15 empty] | UST Currently In Use: 0; UST Temp Close: 0; AST Currently In Use: 0; AST Temp Closed: 0 | 0 | 0 | 3 | 11461-071-006166 | DICUS OIL CO INC
9747 | Permanently Closed | 1998-01-01 06:00 | 1958-01-01 06:00 | 1998-06-18 06:00 | Petroleum | Unleaded gasoline | Unleaded gasoline |  | Steel | Steel |  | Painted or None | Steel |  | 1901-01-01 06:00 | [15 empty] | UST Currently In Use: 0; UST Temp Close: 0; AST Currently In Use: 0; AST Temp Closed: 0 | 0 | 0 | 3 | 11461-071-006166 | DICUS OIL CO INC
9748 | Permanently Closed | 1998-01-01 06:00 | 1970-01-01 06:00 | 1998-06-18 06:00 | Petroleum | Unleaded gasoline | Unleaded gasoline |  | Steel | Steel |  | Painted or None | Steel |  | 1901-01-01 06:00 | [15 empty] | UST Currently In Use: 0; UST Temp Close: 0; AST Currently In Use: 0; AST Temp Closed: 0 | 0 | 0 | 3 | 11461-071-006166 | DICUS OIL CO INC
9749 | Permanently Closed | 1998-12-18 06:00 | 1975-01-01 06:00 | 2000-06-14 06:00 | Petroleum | Unleaded gasoline | Unleaded gasoline |  | Steel | Steel |  | Painted or None | Steel |  | 1901-01-01 06:00 | [15 empty] | UST Currently In Use: 0; UST Temp Close: 0; AST Currently In Use: 0; AST Temp Closed: 0 | 0 | 0 | 3 | 11461-071-006167 | DICUS OIL CO INC
9750 | Permanently Closed | 1998-12-18 06:00 | 1975-01-01 06:00 | 2000-06-14 06:00 | Petroleum | Unleaded gasoline | Unleaded gasoline |  | Steel | Steel |  | Painted or None | Steel |  | 1901-01-01 06:00 | [15 empty] | UST Currently In Use: 0; UST Temp Close: 0; AST Currently In Use: 0; AST Temp Closed: 0 | 0 | 0 | 3 | 11461-071-006167 | DICUS OIL CO INC
9751 | Permanently Closed | 1998-12-18 06:00 | 1975-01-01 06:00 | 2000-06-14 06:00 | Petroleum | Unleaded gasoline | Unleaded gasoline |  | Steel | Steel |  | Painted or None | Steel |  | 1901-01-01 06:00 | [15 empty] | UST Currently In Use: 0; UST Temp Close: 0; AST Currently In Use: 0; AST Temp Closed: 0 | 0 | 0 | 3 | 11461-071-006167 | DICUS OIL CO INC
9752 | Permanently Closed | 1998-11-18 06:00 | 1968-01-01 06:00 | 2000-06-05 06:00 | Petroleum | Unleaded gasoline | Unleaded gasoline |  | Steel | Steel |  | Painted or None | Steel |  | 1901-01-01 06:00 | [15 empty] | UST Currently In Use: 0; UST Temp Close: 0; AST Currently In Use: 0; AST Temp Closed: 0 | 0 | 0 | 4 | 11461-071-006168 | DICUS OIL CO INC
9753 | Permanently Closed | 1998-11-18 06:00 | 1968-01-01 06:00 | 2000-06-05 06:00 | Petroleum | Unleaded gasoline | Unleaded gasoline |  | Steel | Steel |  | Painted or None | Steel |  | 1901-01-01 06:00 | [15 empty] | UST Currently In Use: 0; UST Temp Close: 0; AST Currently In Use: 0; AST Temp Closed: 0 | 0 | 0 | 4 | 11461-071-006168 | DICUS OIL CO INC
9754 | Permanently Closed | 1998-11-18 06:00 | 1968-01-01 06:00 | 2000-06-05 06:00 | Petroleum | Unleaded gasoline | Unleaded gasoline |  | Steel | Steel |  | Painted or None | Steel |  | 1901-01-01 06:00 | [15 empty] | UST Currently In Use: 0; UST Temp Close: 0; AST Currently In Use: 0; AST Temp Closed: 0 | 0 | 0 | 4 | 11461-071-006168 | DICUS OIL CO INC
9755 | Permanently Closed | 1998-11-18 06:00 | 1968-01-01 06:00 | 2000-06-05 06:00 | Petroleum | Unleaded gasoline | Unleaded gasoline |  | Steel | Steel |  | Painted or None | Steel |  | 1901-01-01 06:00 | [15 empty] | UST Currently In Use: 0; UST Temp Close: 0; AST Currently In Use: 0; AST Temp Closed: 0 | 0 | 0 | 4 | 11461-071-006168 | DICUS OIL CO INC
9756 | Permanently Closed | 1901-01-01 06:00 | 1968-01-01 06:00 | 1988-11-29 06:00 | Petroleum | Unleaded gasoline | Unleaded gasoline |  | Steel | Steel |  | Painted or None | Steel |  | 1901-01-01 06:00 | [15 empty] | UST Currently In Use: 0; UST Temp Close: 0; AST Currently In Use: 0; AST Temp Closed: 0 | 0 | 0 | 3 | 11461-071-006169 | DICUS OIL CO INC
9757 | Permanently Closed | 1901-01-01 06:00 | 1968-01-01 06:00 | 1988-11-29 06:00 | Petroleum | Unleaded gasoline | Unleaded gasoline |  | Steel | Steel |  | Painted or None | Steel |  | 1901-01-01 06:00 | [15 empty] | UST Currently In Use: 0; UST Temp Close: 0; AST Currently In Use: 0; AST Temp Closed: 0 | 0 | 0 | 3 | 11461-071-006169 | DICUS OIL CO INC
9758 | Permanently Closed | 1901-01-01 06:00 | 1968-01-01 06:00 | 1988-11-29 06:00 | Petroleum | Unleaded gasoline | Unleaded gasoline |  | Steel | Steel |  | Painted or None | Steel |  | 1901-01-01 06:00 | [15 empty] | UST Currently In Use: 0; UST Temp Close: 0; AST Currently In Use: 0; AST Temp Closed: 0 | 0 | 0 | 3 | 11461-071-006169 | DICUS OIL CO INC
9759 | Permanently Closed | 1998-08-19 06:00 | 1981-01-01 06:00 | 1998-08-19 06:00 | Petroleum | Unleaded gasoline | Unleaded gasoline |  | Steel | Steel |  | Painted or None | Steel |  | 1901-01-01 06:00 | [15 empty] | UST Currently In Use: 0; UST Temp Close: 0; AST Currently In Use: 0; AST Temp Closed: 0 | 0 | 0 | 3 | 11461-071-006170 | DICUS OIL CO INC
9760 | Permanently Closed | 1998-08-19 06:00 | 1981-01-01 06:00 | 1998-08-19 06:00 | Petroleum | Unleaded gasoline | Unleaded gasoline |  | Steel | Steel |  | Painted or None | Steel |  | 1901-01-01 06:00 | [15 empty] | UST Currently In Use: 0; UST Temp Close: 0; AST Currently In Use: 0; AST Temp Closed: 0 | 0 | 0 | 3 | 11461-071-006170 | DICUS OIL CO INC
9761 | Permanently Closed | 1998-08-19 06:00 | 1985-01-01 06:00 | 1998-08-19 06:00 | Petroleum | Unleaded gasoline | Unleaded gasoline |  | Steel | Steel | Coated & cathodic protection (sti-P3) |  | Steel |  | 1901-01-01 06:00 | [15 empty] | UST Currently In Use: 0; UST Temp Close: 0; AST Currently In Use: 0; AST Temp Closed: 0 | 0 | 0 | 3 | 11461-071-006170 | DICUS OIL CO INC
9762 | Permanently Closed | 1998-12-11 06:00 | 1968-01-01 06:00 | 2003-07-22 06:00 | Petroleum | Unleaded gasoline | Unleaded gasoline |  | Steel | Steel |  | Painted or None | Steel |  | 1901-01-01 06:00 | [15 empty] | UST Currently In Use: 0; UST Temp Close: 0; AST Currently In Use: 0; AST Temp Closed: 0 | 0 | 0 | 5 | 11461-071-006171 | DICUS OIL CO INC
9763 | Permanently Closed | 1998-12-11 06:00 | 1968-01-01 06:00 | 2003-07-22 06:00 | Petroleum | Unleaded gasoline | Unleaded gasoline |  | Steel | Steel |  | Painted or None | Steel |  | 1901-01-01 06:00 | [15 empty] | UST Currently In Use: 0; UST Temp Close: 0; AST Currently In Use: 0; AST Temp Closed: 0 | 0 | 0 | 5 | 11461-071-006171 | DICUS OIL CO INC
9764 | Permanently Closed | 1998-12-11 06:00 | 1968-01-01 06:00 | 2003-07-22 06:00 | Petroleum | Unleaded gasoline | Unleaded gasoline |  | Steel | Steel |  | Painted or None | Steel |  | 1901-01-01 06:00 | [15 empty] | UST Currently In Use: 0; UST Temp Close: 0; AST Currently In Use: 0; AST Temp Closed: 0 | 0 | 0 | 5 | 11461-071-006171 | DICUS OIL CO INC
9765 | Permanently Closed | 1998-12-11 06:00 | 1968-01-01 06:00 | 2003-07-22 06:00 | Petroleum | Kerosene | Kerosene |  | Steel | Steel |  | Painted or None | Steel |  | 1901-01-01 06:00 | [15 empty] | UST Currently In Use: 0; UST Temp Close: 0; AST Currently In Use: 0; AST Temp Closed: 0 | 0 | 0 | 5 | 11461-071-006171 | DICUS OIL CO INC
9766 | Permanently Closed | 1998-12-11 06:00 | 1968-01-01 06:00 | 2003-07-22 06:00 | Petroleum | On road diesel | On road diesel |  | Steel | Steel |  | Painted or None | Steel |  | 1901-01-01 06:00 | [15 empty] | UST Currently In Use: 0; UST Temp Close: 0; AST Currently In Use: 0; AST Temp Closed: 0 | 0 | 0 | 5 | 11461-071-006171 | DICUS OIL CO INC
9767 | Permanently Closed | 1997-08-05 06:00 | 1987-01-01 06:00 | 1997-08-05 06:00 | Petroleum | Unleaded gasoline | Unleaded gasoline |  | Steel | Steel | Coated & cathodic protection (sti-P3) |  | Fiberglass reinforced plastic |  | 1901-01-01 06:00 | [15 empty] | UST Currently In Use: 0; UST Temp Close: 0; AST Currently In Use: 0; AST Temp Closed: 0 | 0 | 0 | 2 | 11461-071-006172 | DICUS OIL CO INC
9768 | Permanently Closed | 1997-08-05 06:00 | 1987-01-01 06:00 | 1997-08-05 06:00 | Petroleum | Unleaded gasoline | Unleaded gasoline |  | Steel | Steel | Coated & cathodic protection (sti-P3) |  | Fiberglass reinforced plastic |  | 1901-01-01 06:00 | [15 empty] | UST Currently In Use: 0; UST Temp Close: 0; AST Currently In Use: 0; AST Temp Closed: 0 | 0 | 0 | 2 | 11461-071-006172 | DICUS OIL CO INC
9769 | Permanently Closed | 1997-08-22 06:00 | 1971-01-01 06:00 | 1997-08-22 06:00 | Petroleum | Unleaded gasoline | Unleaded gasoline |  | Steel | Steel |  | Painted or None | Steel |  | 1901-01-01 06:00 | [15 empty] | UST Currently In Use: 0; UST Temp Close: 0; AST Currently In Use: 0; AST Temp Closed: 0 | 0 | 0 | 3 | 11461-071-006173 | DICUS OIL CO INC
9770 | Permanently Closed | 1997-08-22 06:00 | 1971-01-01 06:00 | 1997-08-22 06:00 | Petroleum | Unleaded gasoline | Unleaded gasoline |  | Steel | Steel |  | Painted or None | Steel |  | 1901-01-01 06:00 | [15 empty] | UST Currently In Use: 0; UST Temp Close: 0; AST Currently In Use: 0; AST Temp Closed: 0 | 0 | 0 | 3 | 11461-071-006173 | DICUS OIL CO INC
9771 | Permanently Closed | 1997-08-22 06:00 | 1971-01-01 06:00 | 1997-08-22 06:00 | Petroleum | Unleaded gasoline | Unleaded gasoline |  | Steel | Steel |  | Painted or None | Steel |  | 1901-01-01 06:00 | [15 empty] | UST Currently In Use: 0; UST Temp Close: 0; AST Currently In Use: 0; AST Temp Closed: 0 | 0 | 0 | 3 | 11461-071-006173 | DICUS OIL CO INC
9772 | Permanently Closed | 1998-11-20 06:00 | 1979-01-01 06:00 | 1999-10-04 06:00 | Petroleum | Unleaded gasoline | Unleaded gasoline |  | Steel | Steel |  | Painted or None | Steel |  | 1901-01-01 06:00 | [15 empty] | UST Currently In Use: 0; UST Temp Close: 1; AST Currently In Use: 0; AST Temp Closed: 0 | 0 | 1 | 2 | 11461-071-006174 | DICUS OIL CO INC
9773 | Permanently Closed | 1998-11-20 06:00 | 1979-01-01 06:00 | 1999-10-04 06:00 | Petroleum | Unleaded gasoline | Unleaded gasoline |  | Steel | Steel |  | Painted or None | Steel |  | 1901-01-01 06:00 | [15 empty] | UST Currently In Use: 0; UST Temp Close: 1; AST Currently In Use: 0; AST Temp Closed: 0 | 0 | 1 | 2 | 11461-071-006174 | DICUS OIL CO INC
9774 | Permanently Closed | 1998-11-18 06:00 | 1968-01-01 06:00 | 1999-11-01 06:00 | Petroleum | Unleaded gasoline | Unleaded gasoline |  | Steel | Steel |  | Painted or None | Steel |  | 1901-01-01 06:00 | [15 empty] | UST Currently In Use: 0; UST Temp Close: 3; AST Currently In Use: 1; AST Temp Closed: 0 | 0 | 3 | 3 | 11461-071-006175 | DICUS OIL CO INC
9775 | Permanently Closed | 1998-11-18 06:00 | 1968-01-01 06:00 | 1999-11-01 06:00 | Petroleum | Unleaded gasoline | Unleaded gasoline |  | Steel | Steel |  | Painted or None | Steel |  | 1901-01-01 06:00 | [15 empty] | UST Currently In Use: 0; UST Temp Close: 3; AST Currently In Use: 1; AST Temp Closed: 0 | 0 | 3 | 3 | 11461-071-006175 | DICUS OIL CO INC
9776 | Permanently Closed | 1998-11-18 06:00 | 1968-01-01 06:00 | 1999-11-01 06:00 | Petroleum | Unleaded gasoline | Unleaded gasoline |  | Steel | Steel |  | Painted or None | Steel |  | 1901-01-01 06:00 | [15 empty] | UST Currently In Use: 0; UST Temp Close: 3; AST Currently In Use: 1; AST Temp Closed: 0 | 0 | 3 | 3 | 11461-071-006175 | DICUS OIL CO INC
9777 | Temporary Closed | 2022-03-25 06:00 | 1990-05-04 06:00 |  | Petroleum | Unleaded gasoline | Unleaded gasoline | Retail | Single Wall, Steel | Steel | Coated & cathodic protection (sti-P3) |  | Fiberglass reinforced plastic, Single Wall |  |  |  | Catchment Basin, Single walled catchment basin | Automatic shutoff device At 95% full | Automatic shutoff device At 95% full |  |  | Continuous Automatic Tank Gauge | [8 empty] | UST Currently In Use: 0; UST Temp Close: 3; AST Currently In Use: 1; AST Temp Closed: 0 | 0 | 3 | 3 | 11461-071-006175 | DICUS OIL CO INC
9778 | Temporary Closed | 2009-04-01 06:00 | 1990-05-04 06:00 |  | Petroleum | Mid-grade gasoline | Mid-grade gasoline | Retail | Single Wall, Steel | Steel | Coated & cathodic protection (sti-P3) |  | Fiberglass reinforced plastic, Single Wall |  |  |  | Catchment Basin, Single walled catchment basin | Automatic shutoff device At 95% full | Automatic shutoff device At 95% full |  |  | Continuous Automatic Tank Gauge | [8 empty] | UST Currently In Use: 0; UST Temp Close: 3; AST Currently In Use: 1; AST Temp Closed: 0 | 0 | 3 | 3 | 11461-071-006175 | DICUS OIL CO INC
9779 | Temporary Closed | 2009-04-01 06:00 | 1990-05-04 06:00 |  | Petroleum | Premium gasoline | Premium gasoline | Retail | Single Wall, Steel | Steel | Coated & cathodic protection (sti-P3) |  | Fiberglass reinforced plastic, Single Wall |  |  |  | Catchment Basin, Single walled catchment basin | Automatic shutoff device At 95% full | Automatic shutoff device At 95% full |  |  | Continuous Automatic Tank Gauge | [8 empty] | UST Currently In Use: 0; UST Temp Close: 3; AST Currently In Use: 1; AST Temp Closed: 0 | 0 | 3 | 3 | 11461-071-006175 | DICUS OIL CO INC
9780 | Temporary Closed | 2018-11-08 06:00 | 1981-01-01 06:00 |  | Petroleum | On road diesel | On road diesel | Retail | Steel | Steel | Field installed cathodic protection |  | Steel |  | 1901-01-01 06:00 | Field installed cathodic protection | Catchment Basin, Single walled catchment basin | Automatic shutoff device At 95% full | Automatic shutoff device At 95% full |  |  | Statistical Inventory Reconciliation (SIR) | [8 empty] | UST Currently In Use: 0; UST Temp Close: 1; AST Currently In Use: 0; AST Temp Closed: 0 | 0 | 1 | 4 | 11461-071-006176 | DICUS OIL CO INC
9781 | Permanently Closed | 1998-12-11 06:00 | 1981-01-01 06:00 | 2002-03-29 06:00 | Petroleum | Unleaded gasoline | Unleaded gasoline |  | Steel | Steel |  | Painted or None | Steel |  | 1901-01-01 06:00 | [15 empty] | UST Currently In Use: 0; UST Temp Close: 1; AST Currently In Use: 0; AST Temp Closed: 0 | 0 | 1 | 4 | 11461-071-006176 | DICUS OIL CO INC
9782 | Permanently Closed | 1998-12-11 06:00 | 1981-01-01 06:00 | 2002-03-29 06:00 | Petroleum | Unleaded gasoline | Unleaded gasoline |  | Steel | Steel |  | Painted or None | Steel |  | 1901-01-01 06:00 | [15 empty] | UST Currently In Use: 0; UST Temp Close: 1; AST Currently In Use: 0; AST Temp Closed: 0 | 0 | 1 | 4 | 11461-071-006176 | DICUS OIL CO INC
9783 | Permanently Closed | 1901-01-01 06:00 | 1973-01-01 06:00 | 1988-12-19 06:00 | Petroleum | Other, OTHER | Other |  | Steel | Steel |  | Painted or None | Steel |  | 1901-01-01 06:00 | [15 empty] | UST Currently In Use: 0; UST Temp Close: 1; AST Currently In Use: 0; AST Temp Closed: 0 | 0 | 1 | 4 | 11461-071-006176 | DICUS OIL CO INC
9784 | Permanently Closed | 1901-01-01 06:00 | 1973-01-01 06:00 | 1988-12-19 06:00 | Petroleum | Other, OTHER | Other |  | Steel | Steel |  | Painted or None | Steel |  | 1901-01-01 06:00 | [15 empty] | UST Currently In Use: 0; UST Temp Close: 1; AST Currently In Use: 0; AST Temp Closed: 0 | 0 | 1 | 4 | 11461-071-006176 | DICUS OIL CO INC
9785 | Permanently Closed | 1995-06-07 06:00 | 1973-01-01 06:00 | 1995-06-07 06:00 | Petroleum | Unleaded gasoline | Unleaded gasoline |  | Steel | Steel |  | Painted or None | Steel |  | 1901-01-01 06:00 | [15 empty] | UST Currently In Use: 0; UST Temp Close: 0; AST Currently In Use: 0; AST Temp Closed: 0 | 0 | 0 | 4 | 11461-071-006177 | DICUS OIL CO INC
9786 | Permanently Closed | 1995-06-07 06:00 | 1973-01-01 06:00 | 1995-06-07 06:00 | Petroleum | Unleaded gasoline | Unleaded gasoline |  | Steel | Steel |  | Painted or None | Steel |  | 1901-01-01 06:00 | [15 empty] | UST Currently In Use: 0; UST Temp Close: 0; AST Currently In Use: 0; AST Temp Closed: 0 | 0 | 0 | 4 | 11461-071-006177 | DICUS OIL CO INC
9787 | Permanently Closed | 1995-06-07 06:00 | 1973-01-01 06:00 | 1995-06-07 06:00 | Petroleum | Unleaded gasoline | Unleaded gasoline |  | Steel | Steel |  | Painted or None | Steel |  | 1901-01-01 06:00 | [15 empty] | UST Currently In Use: 0; UST Temp Close: 0; AST Currently In Use: 0; AST Temp Closed: 0 | 0 | 0 | 4 | 11461-071-006177 | DICUS OIL CO INC
9788 | Permanently Closed | 1995-06-07 06:00 | 1973-01-01 06:00 | 1995-06-07 06:00 | Petroleum | On road diesel | On road diesel |  | Steel | Steel |  | Painted or None | Steel |  | 1901-01-01 06:00 | [15 empty] | UST Currently In Use: 0; UST Temp Close: 0; AST Currently In Use: 0; AST Temp Closed: 0 | 0 | 0 | 4 | 11461-071-006177 | DICUS OIL CO INC
9789 | Permanently Closed | 1998-12-15 06:00 | 1977-01-01 06:00 | 1999-04-22 06:00 | Petroleum | Unleaded gasoline | Unleaded gasoline |  | Steel | Steel |  | Painted or None | Steel |  | 1901-01-01 06:00 | [15 empty] | UST Currently In Use: 0; UST Temp Close: 0; AST Currently In Use: 0; AST Temp Closed: 0 | 0 | 0 | 4 | 11461-071-006178 | DICUS OIL CO INC
9790 | Permanently Closed | 1998-12-15 06:00 | 1973-01-01 06:00 | 1999-04-22 06:00 | Petroleum | Unleaded gasoline | Unleaded gasoline |  | Steel | Steel |  | Painted or None | Steel |  | 1901-01-01 06:00 | [15 empty] | UST Currently In Use: 0; UST Temp Close: 0; AST Currently In Use: 0; AST Temp Closed: 0 | 0 | 0 | 4 | 11461-071-006178 | DICUS OIL CO INC
9791 | Permanently Closed | 1998-12-15 06:00 | 1973-01-01 06:00 | 1999-04-22 06:00 | Petroleum | Unleaded gasoline | Unleaded gasoline |  | Steel | Steel |  | Painted or None | Steel |  | 1901-01-01 06:00 | [15 empty] | UST Currently In Use: 0; UST Temp Close: 0; AST Currently In Use: 0; AST Temp Closed: 0 | 0 | 0 | 4 | 11461-071-006178 | DICUS OIL CO INC
9792 | Permanently Closed | 1998-12-15 06:00 | 1973-01-01 06:00 | 1999-04-22 06:00 | Petroleum | On road diesel | On road diesel |  | Steel | Steel |  | Painted or None | Steel |  | 1901-01-01 06:00 | [15 empty] | UST Currently In Use: 0; UST Temp Close: 0; AST Currently In Use: 0; AST Temp Closed: 0 | 0 | 0 | 4 | 11461-071-006178 | DICUS OIL CO INC
9793 | Permanently Closed | 1991-05-21 06:00 | 1968-01-01 06:00 | 1991-05-12 06:00 | Petroleum | Unleaded gasoline | Unleaded gasoline |  | Steel | Steel |  | Painted or None | Steel |  | 1901-01-01 06:00 | [15 empty] | UST Currently In Use: 0; UST Temp Close: 0; AST Currently In Use: 0; AST Temp Closed: 0 | 0 | 0 | 3 | 11461-071-006179 | DICUS OIL CO INC
9794 | Permanently Closed | 1991-05-21 06:00 | 1968-01-01 06:00 | 1991-05-12 06:00 | Petroleum | Unleaded gasoline | Unleaded gasoline |  | Steel | Steel |  | Painted or None | Steel |  | 1901-01-01 06:00 | [15 empty] | UST Currently In Use: 0; UST Temp Close: 0; AST Currently In Use: 0; AST Temp Closed: 0 | 0 | 0 | 3 | 11461-071-006179 | DICUS OIL CO INC
9795 | Permanently Closed | 1991-05-21 06:00 | 1983-01-01 06:00 | 1991-05-21 06:00 | Petroleum | Unleaded gasoline | Unleaded gasoline |  | Steel | Steel | Coated & cathodic protection (sti-P3) |  | Steel |  | 1901-01-01 06:00 | [15 empty] | UST Currently In Use: 0; UST Temp Close: 0; AST Currently In Use: 0; AST Temp Closed: 0 | 0 | 0 | 3 | 11461-071-006179 | DICUS OIL CO INC
9796 | Permanently Closed | 1991-11-06 06:00 | 1982-01-01 06:00 | 1991-11-06 06:00 | Petroleum | Unleaded gasoline | Unleaded gasoline |  | Steel | Steel |  | Painted or None | Steel |  | 1901-01-01 06:00 | [15 empty] | UST Currently In Use: 0; UST Temp Close: 0; AST Currently In Use: 0; AST Temp Closed: 0 | 0 | 0 | 5 | 11461-071-006180 | DICUS OIL CO INC
9797 | Permanently Closed | 1991-11-06 06:00 | 1982-01-01 06:00 | 1991-11-06 06:00 | Petroleum | Unleaded gasoline | Unleaded gasoline |  | Steel | Steel |  | Painted or None | Steel |  | 1901-01-01 06:00 | [15 empty] | UST Currently In Use: 0; UST Temp Close: 0; AST Currently In Use: 0; AST Temp Closed: 0 | 0 | 0 | 5 | 11461-071-006180 | DICUS OIL CO INC
9798 | Permanently Closed | 1991-11-06 06:00 | 1984-01-01 06:00 | 1991-11-06 06:00 | Petroleum | Unleaded gasoline | Unleaded gasoline |  | Steel | Steel |  | Painted or None | Steel |  | 1901-01-01 06:00 | [15 empty] | UST Currently In Use: 0; UST Temp Close: 0; AST Currently In Use: 0; AST Temp Closed: 0 | 0 | 0 | 5 | 11461-071-006180 | DICUS OIL CO INC
9799 | Permanently Closed | 1998-11-15 06:00 | 1980-01-01 06:00 |  | Petroleum | On road diesel | On road diesel |  | Steel | Steel |  | Painted or None | Steel |  | 1901-01-01 06:00 | [12 empty] | Annual line testing | Annual line testing |  | UST Currently In Use: 0; UST Temp Close: 0; AST Currently In Use: 0; AST Temp Closed: 0 | 0 | 0 | 5 | 11461-071-006180 | DICUS OIL CO INC
9800 | Permanently Closed | 1991-11-06 06:00 | 1984-01-01 06:00 | 1991-11-06 06:00 | Petroleum | Kerosene | Kerosene |  | Steel | Steel |  | Painted or None | Steel |  | 1901-01-01 06:00 | [15 empty] | UST Currently In Use: 0; UST Temp Close: 0; AST Currently In Use: 0; AST Temp Closed: 0 | 0 | 0 | 5 | 11461-071-006180 | DICUS OIL CO INC
9801 | Currently in Use |  | 1985-01-01 06:00 |  | Petroleum | Premium gasoline | Premium gasoline | Retail | Steel | Steel | Coated & cathodic protection (sti-P3) |  | Double Wall, Fiberglass reinforced plastic |  |  |  | Catchment Basin, Single walled catchment basin | Flow Rest 90% Full | Flow Rest 90% Full |  |  | Continuous Automatic Tank Gauge |  | Automatic flow restrictor (MLLD) | Automatic flow restrictor (MLLD) |  |  | Annual line testing | Annual line testing |  | UST Currently In Use: 3; UST Temp Close: 0; AST Currently In Use: 0; AST Temp Closed: 0 | 3 | 0 | 0 | 17603-071-006180 | C WS PIT STOP
9802 | Permanently Closed | 1994-11-09 06:00 | 1977-01-01 06:00 | 1994-11-09 06:00 | Petroleum | Unleaded gasoline | Unleaded gasoline |  | Steel | Steel |  | Painted or None | Steel |  | 1901-01-01 06:00 | [6 empty] | Automatic Tank Gauge | [8 empty] | UST Currently In Use: 0; UST Temp Close: 0; AST Currently In Use: 1; AST Temp Closed: 0 | 0 | 0 | 4 | 17853-071-006181 | BASS KWIK STOP
9803 | Permanently Closed | 1994-11-09 06:00 | 1977-01-01 06:00 | 1994-11-09 06:00 | Petroleum | Unleaded gasoline | Unleaded gasoline |  | Steel | Steel |  | Painted or None | Steel |  | 1901-01-01 06:00 | [6 empty] | Automatic Tank Gauge | [8 empty] | UST Currently In Use: 0; UST Temp Close: 0; AST Currently In Use: 1; AST Temp Closed: 0 | 0 | 0 | 4 | 17853-071-006181 | BASS KWIK STOP
9804 | Permanently Closed | 1991-10-03 06:00 | 1968-01-01 06:00 | 1991-10-03 06:00 | Petroleum | Unleaded gasoline | Unleaded gasoline |  | Steel | Steel |  | Painted or None | Steel |  | 1901-01-01 06:00 | [15 empty] | UST Currently In Use: 0; UST Temp Close: 0; AST Currently In Use: 0; AST Temp Closed: 0 | 0 | 0 | 4 | 11461-071-006182 | DICUS OIL CO INC
9805 | Permanently Closed | 1991-10-03 06:00 | 1968-01-01 06:00 | 1991-10-03 06:00 | Petroleum | Unleaded gasoline | Unleaded gasoline |  | Steel | Steel |  | Painted or None | Steel |  | 1901-01-01 06:00 | [15 empty] | UST Currently In Use: 0; UST Temp Close: 0; AST Currently In Use: 0; AST Temp Closed: 0 | 0 | 0 | 4 | 11461-071-006182 | DICUS OIL CO INC
9806 | Permanently Closed | 1991-10-03 06:00 | 1968-01-01 06:00 | 1991-10-03 06:00 | Petroleum | Unleaded gasoline | Unleaded gasoline |  | Steel | Steel |  | Painted or None | Steel |  | 1901-01-01 06:00 | [15 empty] | UST Currently In Use: 0; UST Temp Close: 0; AST Currently In Use: 0; AST Temp Closed: 0 | 0 | 0 | 4 | 11461-071-006182 | DICUS OIL CO INC
9807 | Permanently Closed | 1991-10-03 06:00 | 1968-01-01 06:00 | 1991-10-03 06:00 | Petroleum | On road diesel | On road diesel |  | Steel | Steel |  | Painted or None | Steel |  | 1901-01-01 06:00 | [15 empty] | UST Currently In Use: 0; UST Temp Close: 0; AST Currently In Use: 0; AST Temp Closed: 0 | 0 | 0 | 4 | 11461-071-006182 | DICUS OIL CO INC
9808 | Permanently Closed | 1901-01-01 06:00 | 1963-01-01 06:00 | 1988-11-20 06:00 | Petroleum | Unleaded gasoline | Unleaded gasoline |  | Steel | Steel |  | Painted or None | Steel |  | 1901-01-01 06:00 | [15 empty] | UST Currently In Use: 0; UST Temp Close: 0; AST Currently In Use: 0; AST Temp Closed: 0 | 0 | 0 | 3 | 11461-071-006183 | DICUS OIL CO INC
9809 | Permanently Closed | 1901-01-01 06:00 | 1963-01-01 06:00 | 1988-11-20 06:00 | Petroleum | Unleaded gasoline | Unleaded gasoline |  | Steel | Steel |  | Painted or None | Steel |  | 1901-01-01 06:00 | [15 empty] | UST Currently In Use: 0; UST Temp Close: 0; AST Currently In Use: 0; AST Temp Closed: 0 | 0 | 0 | 3 | 11461-071-006183 | DICUS OIL CO INC
9810 | Permanently Closed | 1901-01-01 06:00 | 1963-01-01 06:00 | 1988-11-20 06:00 | Petroleum | Unleaded gasoline | Unleaded gasoline |  | Steel | Steel |  | Painted or None | Steel |  | 1901-01-01 06:00 | [15 empty] | UST Currently In Use: 0; UST Temp Close: 0; AST Currently In Use: 0; AST Temp Closed: 0 | 0 | 0 | 3 | 11461-071-006183 | DICUS OIL CO INC
9811 | Permanently Closed | 1989-11-02 06:00 | 1963-01-01 06:00 | 1989-11-02 06:00 | Petroleum | Unleaded gasoline | Unleaded gasoline |  | Steel | Steel |  | Painted or None | Steel |  | 1901-01-01 06:00 | [15 empty] | UST Currently In Use: 0; UST Temp Close: 0; AST Currently In Use: 0; AST Temp Closed: 0 | 0 | 0 | 2 | 11461-071-006184 | DICUS OIL CO INC
9812 | Permanently Closed | 1989-11-02 06:00 | 1963-01-01 06:00 | 1989-11-02 06:00 | Petroleum | Unleaded gasoline | Unleaded gasoline |  | Steel | Steel |  | Painted or None | Steel |  | 1901-01-01 06:00 | [15 empty] | UST Currently In Use: 0; UST Temp Close: 0; AST Currently In Use: 0; AST Temp Closed: 0 | 0 | 0 | 2 | 11461-071-006184 | DICUS OIL CO INC
9813 | Permanently Closed | 1993-12-08 06:00 | 1982-01-01 06:00 | 1993-12-08 06:00 | Petroleum | Unleaded gasoline | Unleaded gasoline |  | Steel | Steel |  | Painted or None | Steel |  | 1901-01-01 06:00 | [12 empty] | Annual line testing | Annual line testing |  | UST Currently In Use: 3; UST Temp Close: 0; AST Currently In Use: 0; AST Temp Closed: 0 | 3 | 0 | 5 | 11461-071-006185 | DICUS OIL CO INC
9814 | Permanently Closed | 1993-12-08 06:00 | 1982-01-01 06:00 | 1993-12-08 06:00 | Petroleum | Unleaded gasoline | Unleaded gasoline |  | Steel | Steel |  | Painted or None | Steel |  | 1901-01-01 06:00 | [12 empty] | Annual line testing | Annual line testing |  | UST Currently In Use: 3; UST Temp Close: 0; AST Currently In Use: 0; AST Temp Closed: 0 | 3 | 0 | 5 | 11461-071-006185 | DICUS OIL CO INC
9815 | Permanently Closed | 1993-12-08 06:00 | 1982-01-01 06:00 | 1993-12-08 06:00 | Petroleum | Unleaded gasoline | Unleaded gasoline |  | Steel | Steel |  | Painted or None | Steel |  | 1901-01-01 06:00 | [12 empty] | Annual line testing | Annual line testing |  | UST Currently In Use: 3; UST Temp Close: 0; AST Currently In Use: 0; AST Temp Closed: 0 | 3 | 0 | 5 | 11461-071-006185 | DICUS OIL CO INC
9816 | Permanently Closed | 1993-12-08 06:00 | 1982-01-01 06:00 | 1993-12-08 06:00 | Petroleum | On road diesel | On road diesel |  | Steel | Steel |  | Painted or None | Steel |  | 1901-01-01 06:00 | [12 empty] | Annual line testing | Annual line testing |  | UST Currently In Use: 3; UST Temp Close: 0; AST Currently In Use: 0; AST Temp Closed: 0 | 3 | 0 | 5 | 11461-071-006185 | DICUS OIL CO INC
9817 | Permanently Closed | 1989-11-02 06:00 | 1982-01-01 06:00 | 1989-11-02 06:00 | Petroleum | Kerosene | Kerosene |  | Steel | Steel |  | Painted or None | Steel |  | 1901-01-01 06:00 | [15 empty] | UST Currently In Use: 3; UST Temp Close: 0; AST Currently In Use: 0; AST Temp Closed: 0 | 3 | 0 | 5 | 11461-071-006185 | DICUS OIL CO INC
9818 | Permanently Closed | 1901-01-01 06:00 | 1971-01-01 06:00 | 1988-11-16 06:00 | Petroleum | Unleaded gasoline | Unleaded gasoline |  | Steel | Steel |  | Painted or None | Steel |  | 1901-01-01 06:00 | [15 empty] | UST Currently In Use: 0; UST Temp Close: 0; AST Currently In Use: 0; AST Temp Closed: 0 | 0 | 0 | 3 | 11461-071-006186 | DICUS OIL CO INC
9819 | Permanently Closed | 1901-01-01 06:00 | 1971-01-01 06:00 | 1988-11-16 06:00 | Petroleum | Unleaded gasoline | Unleaded gasoline |  | Steel | Steel |  | Painted or None | Steel |  | 1901-01-01 06:00 | [15 empty] | UST Currently In Use: 0; UST Temp Close: 0; AST Currently In Use: 0; AST Temp Closed: 0 | 0 | 0 | 3 | 11461-071-006186 | DICUS OIL CO INC
9820 | Permanently Closed | 1901-01-01 06:00 | 1977-01-01 06:00 | 1988-11-16 06:00 | Petroleum | Unleaded gasoline | Unleaded gasoline |  | Steel | Steel |  | Painted or None | Steel |  | 1901-01-01 06:00 | [15 empty] | UST Currently In Use: 0; UST Temp Close: 0; AST Currently In Use: 0; AST Temp Closed: 0 | 0 | 0 | 3 | 11461-071-006186 | DICUS OIL CO INC
9821 | Permanently Closed | 1998-11-17 06:00 | 1975-01-01 06:00 | 2002-04-11 06:00 | Petroleum | Unleaded gasoline | Unleaded gasoline |  | Steel | Steel |  | Painted or None | Steel |  | 1901-01-01 06:00 | [15 empty] | UST Currently In Use: 0; UST Temp Close: 0; AST Currently In Use: 0; AST Temp Closed: 0 | 0 | 0 | 4 | 11461-071-006187 | DICUS OIL CO INC
9822 | Permanently Closed | 1998-11-17 06:00 | 1975-01-01 06:00 | 2002-04-11 06:00 | Petroleum | Unleaded gasoline | Unleaded gasoline |  | Steel | Steel |  | Painted or None | Steel |  | 1901-01-01 06:00 | [15 empty] | UST Currently In Use: 0; UST Temp Close: 0; AST Currently In Use: 0; AST Temp Closed: 0 | 0 | 0 | 4 | 11461-071-006187 | DICUS OIL CO INC
9823 | Permanently Closed | 1998-11-17 06:00 | 1982-01-01 06:00 | 2002-04-11 06:00 | Petroleum | Unleaded gasoline | Unleaded gasoline |  | Steel | Steel |  | Painted or None | Steel |  | 1901-01-01 06:00 | [15 empty] | UST Currently In Use: 0; UST Temp Close: 0; AST Currently In Use: 0; AST Temp Closed: 0 | 0 | 0 | 4 | 11461-071-006187 | DICUS OIL CO INC
9824 | Permanently Closed | 1998-11-17 06:00 | 1982-01-01 06:00 | 2002-04-22 06:00 | Petroleum | On road diesel | On road diesel |  | Steel | Steel |  | Painted or None | Steel |  | 1901-01-01 06:00 | [15 empty] | UST Currently In Use: 0; UST Temp Close: 0; AST Currently In Use: 0; AST Temp Closed: 0 | 0 | 0 | 4 | 11461-071-006187 | DICUS OIL CO INC
9825 | Currently in Use |  | 1982-01-01 06:00 |  | Petroleum | Unleaded gasoline | Unleaded gasoline | Retail | Single Wall, Steel | Steel | Field installed cathodic protection |  | Single Wall, Steel |  |  | Field installed cathodic protection | Catchment Basin, Single walled catchment basin | Automatic shutoff device At 95% full | Automatic shutoff device At 95% full |  |  | Statistical Inventory Reconciliation (SIR) | [8 empty] | UST Currently In Use: 1; UST Temp Close: 2; AST Currently In Use: 0; AST Temp Closed: 0 | 1 | 2 | 0 | 11461-071-006188 | DICUS OIL CO INC
9826 | Temporary Closed | 2019-04-02 06:00 | 1982-01-01 06:00 |  | Petroleum | Mid-grade gasoline | Mid-grade gasoline | Retail | Single Wall, Steel | Steel | Field installed cathodic protection |  | Single Wall, Steel |  |  | Field installed cathodic protection | Catchment Basin, Single walled catchment basin | Automatic shutoff device At 95% full | Automatic shutoff device At 95% full |  |  | Statistical Inventory Reconciliation (SIR) | [8 empty] | UST Currently In Use: 1; UST Temp Close: 2; AST Currently In Use: 0; AST Temp Closed: 0 | 1 | 2 | 0 | 11461-071-006188 | DICUS OIL CO INC
9827 | Temporary Closed | 2019-04-02 06:00 | 1982-01-01 06:00 |  | Petroleum | Premium gasoline | Premium gasoline | Retail | Single Wall, Steel | Steel | Field installed cathodic protection |  | Single Wall, Steel |  |  | Field installed cathodic protection | Catchment Basin, Single walled catchment basin | Automatic shutoff device At 95% full | Automatic shutoff device At 95% full |  |  | Statistical Inventory Reconciliation (SIR) | [8 empty] | UST Currently In Use: 1; UST Temp Close: 2; AST Currently In Use: 0; AST Temp Closed: 0 | 1 | 2 | 0 | 11461-071-006188 | DICUS OIL CO INC
9828 | Permanently Closed | 1992-01-01 06:00 | 1968-01-01 06:00 | 1998-08-25 06:00 | Petroleum | Unleaded gasoline | Unleaded gasoline |  | Steel | Steel |  | Painted or None | Steel |  | 1901-01-01 06:00 | [15 empty] | UST Currently In Use: 0; UST Temp Close: 0; AST Currently In Use: 0; AST Temp Closed: 0 | 0 | 0 | 3 | 11461-071-006189 | DICUS OIL CO INC
9829 | Permanently Closed | 1992-01-01 06:00 | 1968-01-01 06:00 | 1998-08-25 06:00 | Petroleum | Unleaded gasoline | Unleaded gasoline |  | Steel | Steel |  | Painted or None | Steel |  | 1901-01-01 06:00 | [15 empty] | UST Currently In Use: 0; UST Temp Close: 0; AST Currently In Use: 0; AST Temp Closed: 0 | 0 | 0 | 3 | 11461-071-006189 | DICUS OIL CO INC
9830 | Permanently Closed | 1992-01-01 06:00 | 1976-01-01 06:00 | 1998-08-25 06:00 | Petroleum | Unleaded gasoline | Unleaded gasoline |  | Steel | Steel |  | Painted or None | Steel |  | 1901-01-01 06:00 | [15 empty] | UST Currently In Use: 0; UST Temp Close: 0; AST Currently In Use: 0; AST Temp Closed: 0 | 0 | 0 | 3 | 11461-071-006189 | DICUS OIL CO INC
9831 | Cannot Locate or abandoned | 2012-10-11 06:00 | 1983-01-01 06:00 |  | Petroleum | Unleaded gasoline | Unleaded gasoline | Retail | Steel | Steel | Field installed cathodic protection |  | Steel |  | 1901-01-01 06:00 | Field installed cathodic protection | Catchment Basin, Single walled catchment basin | Automatic shutoff device At 95% full | Automatic shutoff device At 95% full |  |  | Statistical Inventory Reconciliation (SIR) |  | Automatic flow restrictor (MLLD) | Automatic flow restrictor (MLLD) |  |  | Statistical inventory reconciliation (SIR) | Statistical inventory reconciliation (SIR) |  | UST Currently In Use: 0; UST Temp Close: 0; AST Currently In Use: 0; AST Temp Closed: 0 | 0 | 0 | 0 | 11461-071-006190 | DICUS OIL CO INC
9832 | Cannot Locate or abandoned | 2012-10-11 06:00 | 1978-01-01 06:00 |  | Petroleum | Mid-grade gasoline | Mid-grade gasoline | Retail | Steel | Steel | Field installed cathodic protection |  | Steel |  | 1901-01-01 06:00 | Field installed cathodic protection | Catchment Basin, Single walled catchment basin | Automatic shutoff device At 95% full | Automatic shutoff device At 95% full |  |  | Statistical Inventory Reconciliation (SIR) |  | Automatic flow restrictor (MLLD) | Automatic flow restrictor (MLLD) |  |  | Statistical inventory reconciliation (SIR) | Statistical inventory reconciliation (SIR) |  | UST Currently In Use: 0; UST Temp Close: 0; AST Currently In Use: 0; AST Temp Closed: 0 | 0 | 0 | 0 | 11461-071-006190 | DICUS OIL CO INC
9833 | Cannot Locate or abandoned | 2012-10-11 06:00 | 1978-01-01 06:00 |  | Petroleum | Premium gasoline | Premium gasoline | Retail | Steel | Steel | Field installed cathodic protection |  | Steel |  | 1901-01-01 06:00 | Field installed cathodic protection | Catchment Basin, Single walled catchment basin | Automatic shutoff device At 95% full | Automatic shutoff device At 95% full |  |  | Statistical Inventory Reconciliation (SIR) |  | Automatic flow restrictor (MLLD) | Automatic flow restrictor (MLLD) |  |  | Statistical inventory reconciliation (SIR) | Statistical inventory reconciliation (SIR) |  | UST Currently In Use: 0; UST Temp Close: 0; AST Currently In Use: 0; AST Temp Closed: 0 | 0 | 0 | 0 | 11461-071-006190 | DICUS OIL CO INC
9834 | Cannot Locate or abandoned | 2012-10-11 06:00 | 1983-01-01 06:00 |  | Petroleum | On road diesel | On road diesel | Retail | Steel | Steel | Field installed cathodic protection |  | Steel |  | 1901-01-01 06:00 | Field installed cathodic protection | Catchment Basin, Single walled catchment basin | Automatic shutoff device At 95% full | Automatic shutoff device At 95% full |  |  | Statistical Inventory Reconciliation (SIR) | [8 empty] | UST Currently In Use: 0; UST Temp Close: 0; AST Currently In Use: 0; AST Temp Closed: 0 | 0 | 0 | 0 | 11461-071-006190 | DICUS OIL CO INC
9835 | Permanently Closed | 1998-09-11 06:00 | 1968-01-01 06:00 | 1998-09-11 06:00 | Petroleum | Unleaded gasoline | Unleaded gasoline |  | Steel | Steel |  | Painted or None | Steel |  | 1901-01-01 06:00 | [15 empty] | UST Currently In Use: 0; UST Temp Close: 0; AST Currently In Use: 0; AST Temp Closed: 0 | 0 | 0 | 4 | 11461-071-006191 | DICUS OIL CO INC
9836 | Permanently Closed | 1998-09-11 06:00 | 1968-01-01 06:00 | 1998-09-11 06:00 | Petroleum | Unleaded gasoline | Unleaded gasoline |  | Steel | Steel |  | Painted or None | Steel |  | 1901-01-01 06:00 | [15 empty] | UST Currently In Use: 0; UST Temp Close: 0; AST Currently In Use: 0; AST Temp Closed: 0 | 0 | 0 | 4 | 11461-071-006191 | DICUS OIL CO INC
9837 | Permanently Closed | 1998-09-11 06:00 | 1968-01-01 06:00 | 1998-09-11 06:00 | Petroleum | Unleaded gasoline | Unleaded gasoline |  | Steel | Steel |  | Painted or None | Steel |  | 1901-01-01 06:00 | [15 empty] | UST Currently In Use: 0; UST Temp Close: 0; AST Currently In Use: 0; AST Temp Closed: 0 | 0 | 0 | 4 | 11461-071-006191 | DICUS OIL CO INC
9838 | Permanently Closed | 1998-09-11 06:00 | 1968-01-01 06:00 | 1998-09-11 06:00 | Petroleum | Unleaded gasoline | Unleaded gasoline |  | Steel | Steel |  | Painted or None | Steel |  | 1901-01-01 06:00 | [15 empty] | UST Currently In Use: 0; UST Temp Close: 0; AST Currently In Use: 0; AST Temp Closed: 0 | 0 | 0 | 4 | 11461-071-006191 | DICUS OIL CO INC
9839 | Permanently Closed | 1987-04-01 06:00 | 1968-01-01 06:00 | 1987-04-01 06:00 | Petroleum | Unleaded gasoline | Unleaded gasoline |  | Steel | Steel |  | Painted or None | Steel |  | 1901-01-01 06:00 | [15 empty] | UST Currently In Use: 0; UST Temp Close: 0; AST Currently In Use: 0; AST Temp Closed: 0 | 0 | 0 | 2 | 11461-071-006192 | DICUS OIL CO INC
9840 | Permanently Closed | 1987-04-01 06:00 | 1968-01-01 06:00 | 1987-04-01 06:00 | Petroleum | Unleaded gasoline | Unleaded gasoline |  | Steel | Steel |  | Painted or None | Steel |  | 1901-01-01 06:00 | [15 empty] | UST Currently In Use: 0; UST Temp Close: 0; AST Currently In Use: 0; AST Temp Closed: 0 | 0 | 0 | 2 | 11461-071-006192 | DICUS OIL CO INC
9841 | Permanently Closed | 1998-12-11 06:00 | 1977-01-01 06:00 | 1999-11-17 06:00 | Petroleum | On road diesel | On road diesel |  | Steel | Steel |  | Painted or None | Steel |  | 1901-01-01 06:00 | [15 empty] | UST Currently In Use: 0; UST Temp Close: 0; AST Currently In Use: 0; AST Temp Closed: 0 | 0 | 0 | 3 | 11461-071-006193 | DICUS OIL CO INC
9842 | Permanently Closed | 1998-12-11 06:00 | 1977-01-01 06:00 | 1999-11-17 06:00 | Petroleum | Unleaded gasoline | Unleaded gasoline |  | Steel | Steel |  | Painted or None | Steel |  | 1901-01-01 06:00 | [15 empty] | UST Currently In Use: 0; UST Temp Close: 0; AST Currently In Use: 0; AST Temp Closed: 0 | 0 | 0 | 3 | 11461-071-006193 | DICUS OIL CO INC
9843 | Permanently Closed | 1998-12-11 06:00 | 1977-01-01 06:00 | 1999-11-17 06:00 | Petroleum | Unleaded gasoline | Unleaded gasoline |  | Steel | Steel |  | Painted or None | Steel |  | 1901-01-01 06:00 | [15 empty] | UST Currently In Use: 0; UST Temp Close: 0; AST Currently In Use: 0; AST Temp Closed: 0 | 0 | 0 | 3 | 11461-071-006193 | DICUS OIL CO INC
9844 | Permanently Closed | 1997-04-16 06:00 | 1975-01-01 06:00 | 1997-04-16 06:00 | Petroleum | Unleaded gasoline | Unleaded gasoline |  | Steel | Steel |  | Painted or None | Steel |  | 1901-01-01 06:00 | [15 empty] | UST Currently In Use: 0; UST Temp Close: 0; AST Currently In Use: 0; AST Temp Closed: 0 | 0 | 0 | 1 | 11461-071-006194 | DICUS OIL CO INC
9845 | Permanently Closed | 1988-11-01 06:00 | 1974-01-01 06:00 | 1988-12-12 06:00 | Petroleum | Unleaded gasoline | Unleaded gasoline |  | Steel | Steel |  | Painted or None | Steel |  | 1901-01-01 06:00 | [15 empty] | UST Currently In Use: 0; UST Temp Close: 0; AST Currently In Use: 0; AST Temp Closed: 0 | 0 | 0 | 2 | 11461-071-006195 | DICUS OIL CO INC
9846 | Permanently Closed | 1988-11-01 06:00 | 1974-01-01 06:00 | 1988-12-12 06:00 | Petroleum | Unleaded gasoline | Unleaded gasoline |  | Steel | Steel |  | Painted or None | Steel |  | 1901-01-01 06:00 | [15 empty] | UST Currently In Use: 0; UST Temp Close: 0; AST Currently In Use: 0; AST Temp Closed: 0 | 0 | 0 | 2 | 11461-071-006195 | DICUS OIL CO INC
9847 | Permanently Closed | 1998-12-17 06:00 | 1981-01-01 06:00 | 1999-06-21 06:00 | Petroleum | On road diesel | On road diesel |  | Steel | Steel |  | Painted or None | Steel |  | 1901-01-01 06:00 | [15 empty] | UST Currently In Use: 0; UST Temp Close: 0; AST Currently In Use: 0; AST Temp Closed: 0 | 0 | 0 | 1 | 11461-071-006196 | DICUS OIL CO INC
9848 | Permanently Closed | 1997-08-07 06:00 | 1968-01-01 06:00 | 1997-08-07 06:00 | Petroleum | Unleaded gasoline | Unleaded gasoline |  | Steel | Steel |  | Painted or None | Steel |  | 1901-01-01 06:00 | [15 empty] | UST Currently In Use: 0; UST Temp Close: 0; AST Currently In Use: 0; AST Temp Closed: 0 | 0 | 0 | 1 | 11461-071-006197 | DICUS OIL CO INC
9849 | Permanently Closed | 1998-01-01 06:00 | 1975-01-01 06:00 | 1998-01-01 06:00 | Petroleum | Unleaded gasoline | Unleaded gasoline | Retail | Steel | Steel |  | Painted or None | Steel |  | 1901-01-01 06:00 | [15 empty] | UST Currently In Use: 3; UST Temp Close: 0; AST Currently In Use: 0; AST Temp Closed: 0 | 3 | 0 | 5 | 25709-071-006198 | THORNBERRY PROPERTIES, LLC
9850 | Permanently Closed | 1998-01-01 06:00 | 1975-01-01 06:00 | 1998-01-01 06:00 | Petroleum | Unleaded gasoline | Unleaded gasoline |  | Steel | Steel |  | Painted or None | Steel |  | 1901-01-01 06:00 | [15 empty] | UST Currently In Use: 3; UST Temp Close: 0; AST Currently In Use: 0; AST Temp Closed: 0 | 3 | 0 | 5 | 25709-071-006198 | THORNBERRY PROPERTIES, LLC
9851 | Permanently Closed | 1998-01-01 06:00 | 1975-01-01 06:00 | 1998-01-01 06:00 | Petroleum | Unleaded gasoline | Unleaded gasoline |  | Steel | Steel |  | Painted or None | Steel |  | 1901-01-01 06:00 | [15 empty] | UST Currently In Use: 3; UST Temp Close: 0; AST Currently In Use: 0; AST Temp Closed: 0 | 3 | 0 | 5 | 25709-071-006198 | THORNBERRY PROPERTIES, LLC
9852 | Permanently Closed | 1998-01-01 06:00 | 1975-01-01 06:00 | 1998-01-01 06:00 | Petroleum | Kerosene | Kerosene |  | Steel | Steel |  | Painted or None | Steel |  | 1901-01-01 06:00 | [15 empty] | UST Currently In Use: 3; UST Temp Close: 0; AST Currently In Use: 0; AST Temp Closed: 0 | 3 | 0 | 5 | 25709-071-006198 | THORNBERRY PROPERTIES, LLC
9853 | Permanently Closed | 1998-01-01 06:00 | 1975-01-01 06:00 | 1998-01-01 06:00 | Petroleum | On road diesel | On road diesel |  |  |  |  | Painted or None | Steel |  | 1901-01-01 06:00 | [15 empty] | UST Currently In Use: 3; UST Temp Close: 0; AST Currently In Use: 0; AST Temp Closed: 0 | 3 | 0 | 5 | 25709-071-006198 | THORNBERRY PROPERTIES, LLC
9854 | Retired | 1984-01-01 06:00 | 1975-01-01 06:00 |  | Petroleum | Unleaded gasoline | Unleaded gasoline |  | Steel | Steel |  | Painted or None | Steel |  | 1901-01-01 06:00 | [15 empty] | UST Currently In Use: 3; UST Temp Close: 0; AST Currently In Use: 0; AST Temp Closed: 0 | 3 | 0 | 5 | 25709-071-006198 | THORNBERRY PROPERTIES, LLC
9855 | Permanently Closed | 1998-11-01 06:00 | 1973-01-01 06:00 | 1999-08-25 06:00 | Petroleum | Unleaded gasoline | Unleaded gasoline |  | Steel | Steel |  | Painted or None | Steel |  | 1901-01-01 06:00 | [15 empty] | UST Currently In Use: 0; UST Temp Close: 0; AST Currently In Use: 0; AST Temp Closed: 0 | 0 | 0 | 6 | 11461-071-006199 | DICUS OIL CO INC
9856 | Permanently Closed | 1998-11-01 06:00 | 1973-01-01 06:00 | 1999-08-25 06:00 | Petroleum | Unleaded gasoline | Unleaded gasoline |  | Steel | Steel |  | Painted or None | Steel |  | 1901-01-01 06:00 | [15 empty] | UST Currently In Use: 0; UST Temp Close: 0; AST Currently In Use: 0; AST Temp Closed: 0 | 0 | 0 | 6 | 11461-071-006199 | DICUS OIL CO INC
9857 | Permanently Closed | 1998-11-01 06:00 | 1973-01-01 06:00 | 1999-08-25 06:00 | Petroleum | Unleaded gasoline | Unleaded gasoline |  | Steel | Steel |  | Painted or None | Steel |  | 1901-01-01 06:00 | [15 empty] | UST Currently In Use: 0; UST Temp Close: 0; AST Currently In Use: 0; AST Temp Closed: 0 | 0 | 0 | 6 | 11461-071-006199 | DICUS OIL CO INC
9858 | Permanently Closed | 1998-11-01 06:00 | 1973-01-01 06:00 | 1999-08-25 06:00 | Petroleum | Unleaded gasoline | Unleaded gasoline |  | Steel | Steel |  | Painted or None | Steel |  | 1901-01-01 06:00 | [15 empty] | UST Currently In Use: 0; UST Temp Close: 0; AST Currently In Use: 0; AST Temp Closed: 0 | 0 | 0 | 6 | 11461-071-006199 | DICUS OIL CO INC
9859 | Permanently Closed | 1998-11-01 06:00 | 1983-01-01 06:00 | 1999-08-25 06:00 | Petroleum | On road diesel | On road diesel |  | Steel | Steel |  | Painted or None | Steel |  | 1901-01-01 06:00 | [15 empty] | UST Currently In Use: 0; UST Temp Close: 0; AST Currently In Use: 0; AST Temp Closed: 0 | 0 | 0 | 6 | 11461-071-006199 | DICUS OIL CO INC
9860 | Permanently Closed | 1998-11-01 06:00 | 1983-01-01 06:00 | 1999-08-25 06:00 | Petroleum | Kerosene | Kerosene |  | Steel | Steel |  | Painted or None | Steel |  | 1901-01-01 06:00 | [15 empty] | UST Currently In Use: 0; UST Temp Close: 0; AST Currently In Use: 0; AST Temp Closed: 0 | 0 | 0 | 6 | 11461-071-006199 | DICUS OIL CO INC
9861 | Permanently Closed | 1991-01-25 06:00 | 1967-01-01 06:00 | 1991-01-25 06:00 | Petroleum | On road diesel | On road diesel |  | Steel | Steel |  | Painted or None | Steel |  | 1901-01-01 06:00 | [15 empty] | UST Currently In Use: 0; UST Temp Close: 0; AST Currently In Use: 0; AST Temp Closed: 0 | 0 | 0 | 2 | 11461-071-007793 | DICUS OIL CO INC
9862 | Permanently Closed | 1991-01-25 06:00 | 1982-01-01 06:00 | 1991-01-25 06:00 | Petroleum | Unleaded gasoline | Unleaded gasoline |  | Steel | Steel |  | Painted or None | Steel |  | 1901-01-01 06:00 | [15 empty] | UST Currently In Use: 0; UST Temp Close: 0; AST Currently In Use: 0; AST Temp Closed: 0 | 0 | 0 | 2 | 11461-071-007793 | DICUS OIL CO INC
9863 | Permanently Closed | 1986-09-01 06:00 | 1972-01-01 06:00 | 1988-11-30 06:00 | Petroleum | Unleaded gasoline | Unleaded gasoline |  | Steel | Steel |  | Painted or None | Steel |  | 1901-01-01 06:00 | [15 empty] | UST Currently In Use: 0; UST Temp Close: 0; AST Currently In Use: 0; AST Temp Closed: 0 | 0 | 0 | 3 | 11461-071-010300 | DICUS OIL CO INC
9864 | Permanently Closed | 1986-09-01 06:00 | 1972-01-01 06:00 | 1988-11-30 06:00 | Petroleum | Unleaded gasoline | Unleaded gasoline |  | Steel | Steel |  | Painted or None | Steel |  | 1901-01-01 06:00 | [15 empty] | UST Currently In Use: 0; UST Temp Close: 0; AST Currently In Use: 0; AST Temp Closed: 0 | 0 | 0 | 3 | 11461-071-010300 | DICUS OIL CO INC
9865 | Permanently Closed | 1986-09-01 06:00 | 1970-01-01 06:00 | 1988-11-30 06:00 | Petroleum | Unleaded gasoline | Unleaded gasoline |  | Steel | Steel |  | Painted or None | Steel |  | 1901-01-01 06:00 | [15 empty] | UST Currently In Use: 0; UST Temp Close: 0; AST Currently In Use: 0; AST Temp Closed: 0 | 0 | 0 | 3 | 11461-071-010300 | DICUS OIL CO INC
9866 | Permanently Closed | 1998-10-12 06:00 | 1977-01-01 06:00 | 1998-10-12 06:00 | Petroleum | Unleaded gasoline | Unleaded gasoline |  |  |  |  | Painted or None | Steel |  | 1901-01-01 06:00 | [15 empty] | UST Currently In Use: 0; UST Temp Close: 0; AST Currently In Use: 0; AST Temp Closed: 0 | 0 | 0 | 3 | 11461-071-010301 | DICUS OIL CO INC
9867 | Permanently Closed | 1998-10-12 06:00 | 1977-01-01 06:00 | 1998-10-12 06:00 | Petroleum | Unleaded gasoline | Unleaded gasoline |  |  |  |  | Painted or None | Steel |  | 1901-01-01 06:00 | [15 empty] | UST Currently In Use: 0; UST Temp Close: 0; AST Currently In Use: 0; AST Temp Closed: 0 | 0 | 0 | 3 | 11461-071-010301 | DICUS OIL CO INC
9868 | Permanently Closed | 1989-11-29 06:00 | 1962-01-01 06:00 | 1989-11-29 06:00 | Petroleum | Kerosene | Kerosene |  |  |  |  | Painted or None | Steel |  | 1901-01-01 06:00 | [15 empty] | UST Currently In Use: 0; UST Temp Close: 0; AST Currently In Use: 0; AST Temp Closed: 0 | 0 | 0 | 3 | 11461-071-010301 | DICUS OIL CO INC
9869 | Permanently Closed | 1991-09-23 06:00 | 1985-01-01 06:00 | 1991-09-23 06:00 | Petroleum | Kerosene | Kerosene |  | Steel | Steel |  | Painted or None | Steel |  | 1901-01-01 06:00 | [15 empty] | UST Currently In Use: 0; UST Temp Close: 0; AST Currently In Use: 0; AST Temp Closed: 0 | 0 | 0 | 1 | 11461-071-010338 | DICUS OIL CO INC
9870 | Currently in Use |  | 1982-01-01 06:00 |  | Petroleum | Unleaded gasoline | Unleaded gasoline | Retail | Single Wall, Steel | Steel | Coated & cathodic protection (sti-P3), Field installed cathodic protection |  | Fiberglass reinforced plastic, Single Wall |  | 1901-01-01 06:00 |  | Catchment Basin, Single walled catchment basin | Automatic shutoff device At 95% full | Automatic shutoff device At 95% full |  |  | Statistical Inventory Reconciliation (SIR) |  | Automatic flow restrictor (MLLD) | Automatic flow restrictor (MLLD) |  |  | Annual line testing, Statistical inventory reconciliation (SIR) | Statistical inventory reconciliation (SIR) |  | UST Currently In Use: 4; UST Temp Close: 1; AST Currently In Use: 0; AST Temp Closed: 0 | 4 | 1 | 0 | 25737-071-011818 | 4 WAY STOP
9871 | Currently in Use |  | 1982-01-01 06:00 |  | Petroleum | Mid-grade gasoline | Mid-grade gasoline | Retail | Single Wall, Steel | Steel | Coated & cathodic protection (sti-P3), Field installed cathodic protection |  | Fiberglass reinforced plastic, Single Wall |  | 1901-01-01 06:00 |  | Catchment Basin, Single walled catchment basin | Automatic shutoff device At 95% full | Automatic shutoff device At 95% full |  |  | Statistical Inventory Reconciliation (SIR) |  | Automatic flow restrictor (MLLD) | Automatic flow restrictor (MLLD) |  |  | Annual line testing, Statistical inventory reconciliation (SIR) | Statistical inventory reconciliation (SIR) |  | UST Currently In Use: 4; UST Temp Close: 1; AST Currently In Use: 0; AST Temp Closed: 0 | 4 | 1 | 0 | 25737-071-011818 | 4 WAY STOP
9872 | Currently in Use |  | 1982-01-01 06:00 |  | Petroleum | Premium gasoline | Premium gasoline | Retail | Single Wall, Steel | Steel | Coated & cathodic protection (sti-P3), Field installed cathodic protection |  | Fiberglass reinforced plastic, Single Wall |  | 1901-01-01 06:00 |  | Catchment Basin, Single walled catchment basin | Automatic shutoff device At 95% full | Automatic shutoff device At 95% full |  |  | Statistical Inventory Reconciliation (SIR) |  | Automatic flow restrictor (MLLD) | Automatic flow restrictor (MLLD) |  |  | Annual line testing, Statistical inventory reconciliation (SIR) | Statistical inventory reconciliation (SIR) |  | UST Currently In Use: 4; UST Temp Close: 1; AST Currently In Use: 0; AST Temp Closed: 0 | 4 | 1 | 0 | 25737-071-011818 | 4 WAY STOP
9873 | Currently in Use |  | 1982-01-01 06:00 |  | Petroleum | On road diesel | On road diesel | Retail | Single Wall, Steel | Steel | Coated & cathodic protection (sti-P3), Field installed cathodic protection |  | Fiberglass reinforced plastic, Single Wall |  | 1901-01-01 06:00 |  | Catchment Basin, Single walled catchment basin | Automatic shutoff device At 95% full | Automatic shutoff device At 95% full |  |  | Statistical Inventory Reconciliation (SIR) |  | Automatic flow restrictor (MLLD) | Automatic flow restrictor (MLLD) |  |  | Annual line testing, Statistical inventory reconciliation (SIR) | Statistical inventory reconciliation (SIR) |  | UST Currently In Use: 4; UST Temp Close: 1; AST Currently In Use: 0; AST Temp Closed: 0 | 4 | 1 | 0 | 25737-071-011818 | 4 WAY STOP
9874 | Temporary Closed | 2020-01-31 06:00 | 1982-01-01 06:00 |  | Petroleum | Kerosene | Kerosene | Retail | Single Wall, Steel | Steel | Coated & cathodic protection (sti-P3), Field installed cathodic protection |  | Fiberglass reinforced plastic, Single Wall |  | 1901-01-01 06:00 |  | Catchment Basin, Single walled catchment basin | Automatic shutoff device At 95% full | Automatic shutoff device At 95% full |  |  | Statistical Inventory Reconciliation (SIR) | [8 empty] | UST Currently In Use: 4; UST Temp Close: 1; AST Currently In Use: 0; AST Temp Closed: 0 | 4 | 1 | 0 | 25737-071-011818 | 4 WAY STOP
9875 | Permanently Closed | 2007-10-16 06:00 | 1982-01-01 06:00 | 2011-10-21 06:00 | Petroleum | Unleaded gasoline | Unleaded gasoline | Retail | Steel | Steel | Coated & cathodic protection (sti-P3), Field installed cathodic protection |  | Steel |  | 1901-01-01 06:00 | Field installed cathodic protection | Catchment Basin, Single walled catchment basin | Automatic shutoff device At 95% full | Automatic shutoff device At 95% full |  |  | Statistical Inventory Reconciliation (SIR) | [5 empty] | Statistical inventory reconciliation (SIR) | Statistical inventory reconciliation (SIR) |  | UST Currently In Use: 0; UST Temp Close: 0; AST Currently In Use: 0; AST Temp Closed: 0 | 0 | 0 | 3 | 11461-071-012274 | DICUS OIL CO INC
9876 | Permanently Closed | 2007-10-16 06:00 | 1982-01-01 06:00 | 2011-10-21 06:00 | Petroleum | Mid-grade gasoline | Mid-grade gasoline | Retail | Steel | Steel | Coated & cathodic protection (sti-P3), Field installed cathodic protection |  | Steel |  | 1901-01-01 06:00 | Field installed cathodic protection | Catchment Basin, Single walled catchment basin | Automatic shutoff device At 95% full | Automatic shutoff device At 95% full |  |  | Statistical Inventory Reconciliation (SIR) | [5 empty] | Statistical inventory reconciliation (SIR) | Statistical inventory reconciliation (SIR) |  | UST Currently In Use: 0; UST Temp Close: 0; AST Currently In Use: 0; AST Temp Closed: 0 | 0 | 0 | 3 | 11461-071-012274 | DICUS OIL CO INC
9877 | Permanently Closed | 2007-10-16 06:00 | 1982-01-01 06:00 | 2011-10-21 06:00 | Petroleum | Premium gasoline | Premium gasoline | Retail | Steel | Steel | Coated & cathodic protection (sti-P3), Field installed cathodic protection |  | Steel |  | 1901-01-01 06:00 | Field installed cathodic protection | Catchment Basin, Single walled catchment basin | Automatic shutoff device At 95% full | Automatic shutoff device At 95% full |  |  | Statistical Inventory Reconciliation (SIR) | [5 empty] | Statistical inventory reconciliation (SIR) | Statistical inventory reconciliation (SIR) |  | UST Currently In Use: 0; UST Temp Close: 0; AST Currently In Use: 0; AST Temp Closed: 0 | 0 | 0 | 3 | 11461-071-012274 | DICUS OIL CO INC
9878 | Permanently Closed | 1994-10-25 06:00 | 1982-01-01 06:00 | 1994-10-25 06:00 | Petroleum | Unleaded gasoline | Unleaded gasoline |  | Steel | Steel | Coated & cathodic protection (sti-P3) |  | Steel |  | 1901-01-01 06:00 | [15 empty] | UST Currently In Use: 0; UST Temp Close: 0; AST Currently In Use: 0; AST Temp Closed: 0 | 0 | 0 | 3 | 11461-071-012443 | DICUS OIL CO INC
9879 | Permanently Closed | 1994-10-25 06:00 | 1982-01-01 06:00 | 1994-10-25 06:00 | Petroleum | Unleaded gasoline | Unleaded gasoline |  | Steel | Steel | Coated & cathodic protection (sti-P3) |  | Steel |  | 1901-01-01 06:00 | [15 empty] | UST Currently In Use: 0; UST Temp Close: 0; AST Currently In Use: 0; AST Temp Closed: 0 | 0 | 0 | 3 | 11461-071-012443 | DICUS OIL CO INC
9880 | Permanently Closed | 1994-10-25 06:00 | 1985-01-01 06:00 | 1994-10-25 06:00 | Petroleum | Unleaded gasoline | Unleaded gasoline |  | Steel | Steel | Coated & cathodic protection (sti-P3) |  | Steel |  | 1901-01-01 06:00 | [15 empty] | UST Currently In Use: 0; UST Temp Close: 0; AST Currently In Use: 0; AST Temp Closed: 0 | 0 | 0 | 3 | 11461-071-012443 | DICUS OIL CO INC
9881 | Currently in Use |  | 1987-01-01 06:00 |  | Petroleum | Unleaded gasoline | Unleaded gasoline | Retail | Fiberglass coated steel, Single Wall | Single Wall |  |  | Fiberglass reinforced plastic, Single Wall |  | 1901-01-01 06:00 |  | Catchment Basin, Single walled catchment basin | Flow Rest 90% Full | Flow Rest 90% Full |  |  | Continuous Automatic Tank Gauge |  | Automatic flow restrictor (MLLD) | Automatic flow restrictor (MLLD) |  |  | Annual line testing | Annual line testing |  | UST Currently In Use: 5; UST Temp Close: 0; AST Currently In Use: 0; AST Temp Closed: 0 | 5 | 0 | 0 | 11461-071-013945 | DICUS OIL CO INC
9882 | Currently in Use |  | 1987-01-01 06:00 |  | Petroleum | Mid-grade gasoline | Mid-grade gasoline | Retail | Fiberglass coated steel, Single Wall | Single Wall |  |  | Fiberglass reinforced plastic, Single Wall |  | 1901-01-01 06:00 |  | Catchment Basin, Single walled catchment basin | Flow Rest 90% Full | Flow Rest 90% Full |  |  | Continuous Automatic Tank Gauge |  | Automatic flow restrictor (MLLD) | Automatic flow restrictor (MLLD) |  |  | Annual line testing | Annual line testing |  | UST Currently In Use: 5; UST Temp Close: 0; AST Currently In Use: 0; AST Temp Closed: 0 | 5 | 0 | 0 | 11461-071-013945 | DICUS OIL CO INC
9883 | Currently in Use |  | 1987-01-01 06:00 |  | Petroleum | Premium gasoline | Premium gasoline | Retail | Fiberglass coated steel, Single Wall | Single Wall |  |  | Fiberglass reinforced plastic, Single Wall |  | 1901-01-01 06:00 |  | Catchment Basin, Single walled catchment basin | Flow Rest 90% Full | Flow Rest 90% Full |  |  | Continuous Automatic Tank Gauge |  | Automatic flow restrictor (MLLD) | Automatic flow restrictor (MLLD) |  |  | Annual line testing | Annual line testing |  | UST Currently In Use: 5; UST Temp Close: 0; AST Currently In Use: 0; AST Temp Closed: 0 | 5 | 0 | 0 | 11461-071-013945 | DICUS OIL CO INC
9884 | Currently in Use |  | 1987-01-01 06:00 |  | Petroleum | On road diesel | On road diesel | Retail | Fiberglass coated steel, Single Wall | Single Wall |  |  | Fiberglass reinforced plastic, Single Wall |  | 1901-01-01 06:00 |  | Catchment Basin, Single walled catchment basin | Flow Rest 90% Full | Flow Rest 90% Full |  |  | Continuous Automatic Tank Gauge |  | Automatic flow restrictor (MLLD) | Automatic flow restrictor (MLLD) |  |  | Annual line testing | Annual line testing |  | UST Currently In Use: 5; UST Temp Close: 0; AST Currently In Use: 0; AST Temp Closed: 0 | 5 | 0 | 0 | 11461-071-013945 | DICUS OIL CO INC
9885 | Currently in Use |  | 1987-01-01 06:00 |  | Petroleum | Kerosene | Kerosene | Retail | Fiberglass coated steel, Single Wall | Single Wall |  |  | Fiberglass reinforced plastic, Single Wall |  | 1901-01-01 06:00 |  | Catchment Basin, Single walled catchment basin | Flow Rest 90% Full | Flow Rest 90% Full |  |  | Continuous Automatic Tank Gauge |  | Automatic flow restrictor (MLLD) | Automatic flow restrictor (MLLD) |  |  | Annual line testing | Annual line testing |  | UST Currently In Use: 5; UST Temp Close: 0; AST Currently In Use: 0; AST Temp Closed: 0 | 5 | 0 | 0 | 11461-071-013945 | DICUS OIL CO INC
9887 | Permanently Closed | 1991-10-02 06:00 | 1974-01-01 06:00 | 1991-10-02 06:00 | Petroleum | Used oil | Used oil |  | Steel | Steel |  |  | Steel |  | 1901-01-01 06:00 | [15 empty] | UST Currently In Use: 0; UST Temp Close: 0; AST Currently In Use: 7; AST Temp Closed: 0 | 0 | 0 | 4 | 11468-081-002543 | DIVERSIFIED PRODUCTS (TRUCKING CORP)
9888 | Permanently Closed | 1992-12-17 06:00 | 1976-10-01 06:00 | 1992-12-17 06:00 | Petroleum | On road diesel | On road diesel |  | Steel | Steel |  | Painted or None | Steel |  | 1901-01-01 06:00 | [15 empty] | UST Currently In Use: 0; UST Temp Close: 0; AST Currently In Use: 7; AST Temp Closed: 0 | 0 | 0 | 4 | 11468-081-002543 | DIVERSIFIED PRODUCTS (TRUCKING CORP)
9889 | Permanently Closed | 1992-12-17 06:00 | 1981-06-01 06:00 | 1992-12-17 06:00 | Petroleum | On road diesel | On road diesel |  | Steel | Steel |  | Painted or None | Steel |  | 1901-01-01 06:00 | [15 empty] | UST Currently In Use: 0; UST Temp Close: 0; AST Currently In Use: 7; AST Temp Closed: 0 | 0 | 0 | 4 | 11468-081-002543 | DIVERSIFIED PRODUCTS (TRUCKING CORP)
9890 | Permanently Closed | 1992-12-17 06:00 | 1981-06-01 06:00 | 1992-12-17 06:00 | Petroleum | On road diesel | On road diesel |  | Steel | Steel |  | Painted or None | Steel |  | 1901-01-01 06:00 | [15 empty] | UST Currently In Use: 0; UST Temp Close: 0; AST Currently In Use: 7; AST Temp Closed: 0 | 0 | 0 | 4 | 11468-081-002543 | DIVERSIFIED PRODUCTS (TRUCKING CORP)
9896 | Permanently Closed | 1991-07-30 06:00 | 1972-01-01 06:00 | 1991-07-30 06:00 | Petroleum | On road diesel | On road diesel |  | Steel | Steel |  | Painted or None | Steel |  | 1901-01-01 06:00 | [15 empty] | UST Currently In Use: 0; UST Temp Close: 0; AST Currently In Use: 0; AST Temp Closed: 0 | 0 | 0 | 2 | 11470-077-000034 | DIXIE CARTAGE CO INC
9897 | Permanently Closed | 1991-07-30 06:00 | 1972-01-01 06:00 | 1991-07-30 06:00 | Petroleum | Unleaded gasoline | Unleaded gasoline |  | Steel | Steel |  | Painted or None | Steel |  | 1901-01-01 06:00 | [15 empty] | UST Currently In Use: 0; UST Temp Close: 0; AST Currently In Use: 0; AST Temp Closed: 0 | 0 | 0 | 2 | 11470-077-000034 | DIXIE CARTAGE CO INC
9898 | Permanently Closed | 1901-01-01 06:00 | 1963-01-01 06:00 |  | Petroleum | Unleaded gasoline | Unleaded gasoline |  |  |  |  | Painted or None | Other, CONCRETE |  | 1901-01-01 06:00 | [15 empty] | UST Currently In Use: 0; UST Temp Close: 0; AST Currently In Use: 0; AST Temp Closed: 0 | 0 | 0 | 1 | 11471-121-005807 | DIXIE COLOR PRINTING CORP
9899 | Permanently Closed | 1993-06-01 06:00 | 1987-01-01 06:00 | 1993-07-28 06:00 | Petroleum | Unleaded gasoline | Unleaded gasoline |  | Steel | Steel |  | Painted or None |  |  | 1901-01-01 06:00 | [15 empty] | UST Currently In Use: 1; UST Temp Close: 0; AST Currently In Use: 0; AST Temp Closed: 0 | 1 | 0 | 1 | 11472-011-003792 | DIXIE ELECTRIC COOPERATIVE
9900 | Permanently Closed | 1993-06-01 06:00 | 1979-01-01 06:00 | 1993-07-28 06:00 | Petroleum | Unleaded gasoline | Unleaded gasoline | Retail | Steel | Steel |  |  |  |  | 1901-01-01 06:00 | [15 empty] | UST Currently In Use: 0; UST Temp Close: 0; AST Currently In Use: 0; AST Temp Closed: 0 | 0 | 0 | 1 | 11472-011-014152 | DIXIE ELECTRIC COOPERATIVE
9901 | Permanently Closed | 1990-04-01 06:00 | 1974-01-01 06:00 | 1990-04-01 06:00 | Petroleum | Unleaded gasoline | Unleaded gasoline |  | Steel | Steel |  |  |  |  | 1901-01-01 06:00 | [15 empty] | UST Currently In Use: 0; UST Temp Close: 0; AST Currently In Use: 0; AST Temp Closed: 0 | 0 | 0 | 1 | 11472-101-014153 | DIXIE ELECTRIC COOPERATIVE
9902 | Permanently Closed | 2000-08-14 06:00 | 1988-09-16 06:00 | 2023-12-13 06:00 | Petroleum | Unleaded gasoline | Unleaded gasoline |  | Steel | Steel | Coated & cathodic protection (sti-P3) |  | Fiberglass reinforced plastic |  | 1901-01-01 06:00 | None | Catchment Basin, Single walled catchment basin | Flow Rest 90% Full | Flow Rest 90% Full | [11 empty] | UST Currently In Use: 0; UST Temp Close: 0; AST Currently In Use: 0; AST Temp Closed: 0 | 0 | 0 | 1 | 11473-101-001609 | ELIZABETH CRUMP
9903 | Permanently Closed | 1999-02-01 06:00 | 1985-08-01 06:00 | 2012-08-01 06:00 | Petroleum | On road diesel | On road diesel |  | Steel | Steel |  | Painted or None | Steel |  | 1901-01-01 06:00 | [15 empty] | UST Currently In Use: 0; UST Temp Close: 0; AST Currently In Use: 0; AST Temp Closed: 0 | 0 | 0 | 2 | 11474-073-002551 | DIXIE EQUIP CO
9904 | Permanently Closed | 1999-02-01 06:00 | 1985-08-01 06:00 | 2012-08-01 06:00 | Petroleum | Unleaded gasoline | Unleaded gasoline |  | Steel | Steel |  | Painted or None | Steel |  | 1901-01-01 06:00 | [15 empty] | UST Currently In Use: 0; UST Temp Close: 0; AST Currently In Use: 0; AST Temp Closed: 0 | 0 | 0 | 2 | 11474-073-002551 | DIXIE EQUIP CO
9905 | Temporary Closed | 2021-08-31 06:00 | 1982-06-01 06:00 |  | Petroleum | On road diesel | On road diesel | Industrial | Steel | Steel | Field installed cathodic protection |  | Steel |  |  | Field installed cathodic protection | Catchment Basin, Single walled catchment basin | Automatic shutoff device At 95% full | Automatic shutoff device At 95% full |  |  | Statistical Inventory Reconciliation (SIR) | [8 empty] | UST Currently In Use: 0; UST Temp Close: 1; AST Currently In Use: 0; AST Temp Closed: 0 | 0 | 1 | 1 | 20953-097-001398 | H&S PROPERTIES LLC
9906 | Permanently Closed | 2018-10-01 06:00 | 1982-06-01 06:00 |  | Petroleum | Unleaded gasoline | Unleaded gasoline | Industrial | Steel | Steel | Field installed cathodic protection |  | Steel |  |  | Field installed cathodic protection | Catchment Basin, Single walled catchment basin | Automatic shutoff device At 95% full | Automatic shutoff device At 95% full |  |  | Statistical Inventory Reconciliation (SIR) | [8 empty] | UST Currently In Use: 0; UST Temp Close: 1; AST Currently In Use: 0; AST Temp Closed: 0 | 0 | 1 | 1 | 20953-097-001398 | H&S PROPERTIES LLC
9907 | Permanently Closed | 1990-01-01 06:00 | 1970-01-01 06:00 | 1990-01-01 06:00 | Petroleum | Unleaded gasoline | Unleaded gasoline |  | Steel | Steel |  | Painted or None | Other, PVC |  | 1901-01-01 06:00 | [15 empty] | UST Currently In Use: 4; UST Temp Close: 0; AST Currently In Use: 0; AST Temp Closed: 0 | 4 | 0 | 2 | 24378-023-010601 | KASHMIR SINGH
9908 | Permanently Closed | 1990-01-01 06:00 | 1970-01-01 06:00 | 1990-01-01 06:00 | Petroleum | Unleaded gasoline | Unleaded gasoline |  | Steel | Steel |  | Painted or None | Other, PVC |  | 1901-01-01 06:00 | [15 empty] | UST Currently In Use: 4; UST Temp Close: 0; AST Currently In Use: 0; AST Temp Closed: 0 | 4 | 0 | 2 | 24378-023-010601 | KASHMIR SINGH
9909 | Permanently Closed | 2000-08-01 06:00 | 1977-01-01 06:00 | 2000-08-01 06:00 | Petroleum | Unleaded gasoline | Unleaded gasoline | Retail | Fiberglass reinforced plastic | Fiberglass reinforced plastic |  |  | Fiberglass reinforced plastic |  | 1901-01-01 06:00 |  | Catchment Basin, Single walled catchment basin | Automatic shutoff device At 95% full | Automatic shutoff device At 95% full |  |  | Statistical Inventory Reconciliation (SIR) | [5 empty] | Statistical inventory reconciliation (SIR) | Statistical inventory reconciliation (SIR) |  | UST Currently In Use: 3; UST Temp Close: 0; AST Currently In Use: 0; AST Temp Closed: 0 | 3 | 0 | 3 | 23736-033-003959 | AZIN, LLC
9910 | Permanently Closed | 2000-08-01 06:00 | 1977-01-01 06:00 | 2000-08-01 06:00 | Petroleum | Mid-grade gasoline | Mid-grade gasoline | Retail | Fiberglass reinforced plastic | Fiberglass reinforced plastic |  |  | Fiberglass reinforced plastic |  | 1901-01-01 06:00 |  | Catchment Basin, Single walled catchment basin | Automatic shutoff device At 95% full | Automatic shutoff device At 95% full |  |  | Statistical Inventory Reconciliation (SIR) | [5 empty] | Statistical inventory reconciliation (SIR) | Statistical inventory reconciliation (SIR) |  | UST Currently In Use: 3; UST Temp Close: 0; AST Currently In Use: 0; AST Temp Closed: 0 | 3 | 0 | 3 | 23736-033-003959 | AZIN, LLC
9911 | Permanently Closed | 2000-08-01 06:00 | 1977-01-01 06:00 | 2000-08-01 06:00 | Petroleum | Premium gasoline | Premium gasoline | Retail | Fiberglass reinforced plastic | Fiberglass reinforced plastic |  |  | Fiberglass reinforced plastic |  | 1901-01-01 06:00 |  | Catchment Basin, Single walled catchment basin | Automatic shutoff device At 95% full | Automatic shutoff device At 95% full |  |  | Statistical Inventory Reconciliation (SIR) | [5 empty] | Statistical inventory reconciliation (SIR) | Statistical inventory reconciliation (SIR) |  | UST Currently In Use: 3; UST Temp Close: 0; AST Currently In Use: 0; AST Temp Closed: 0 | 3 | 0 | 3 | 23736-033-003959 | AZIN, LLC
9912 | Permanently Closed | 1992-12-07 06:00 | 1980-01-01 06:00 | 1992-12-07 06:00 | Petroleum | Unleaded gasoline | Unleaded gasoline |  | Steel | Steel | Interior lined (not allowed as a standalone method of corrosion protection) | Painted or None | Steel |  | 1901-01-01 06:00 | [15 empty] | UST Currently In Use: 0; UST Temp Close: 0; AST Currently In Use: 0; AST Temp Closed: 0 | 0 | 0 | 4 | 11479-033-004715 | DIXIE OIL COMPANY OF ALABAMA, INC.
9913 | Permanently Closed | 1992-12-07 06:00 | 1980-01-01 06:00 | 1992-12-07 06:00 | Petroleum | Unleaded gasoline | Unleaded gasoline |  | Steel | Steel | Interior lined (not allowed as a standalone method of corrosion protection) | Painted or None | Steel |  | 1901-01-01 06:00 | [15 empty] | UST Currently In Use: 0; UST Temp Close: 0; AST Currently In Use: 0; AST Temp Closed: 0 | 0 | 0 | 4 | 11479-033-004715 | DIXIE OIL COMPANY OF ALABAMA, INC.
9914 | Permanently Closed | 1992-12-07 06:00 | 1980-01-01 06:00 | 1992-12-07 06:00 | Petroleum | Unleaded gasoline | Unleaded gasoline |  | Steel | Steel | Interior lined (not allowed as a standalone method of corrosion protection) | Painted or None | Steel |  | 1901-01-01 06:00 | [15 empty] | UST Currently In Use: 0; UST Temp Close: 0; AST Currently In Use: 0; AST Temp Closed: 0 | 0 | 0 | 4 | 11479-033-004715 | DIXIE OIL COMPANY OF ALABAMA, INC.
9915 | Permanently Closed | 1992-12-07 06:00 | 1980-01-01 06:00 | 1992-12-07 06:00 | Petroleum | On road diesel | On road diesel |  | Steel | Steel | Interior lined (not allowed as a standalone method of corrosion protection) | Painted or None | Steel |  | 1901-01-01 06:00 | [15 empty] | UST Currently In Use: 0; UST Temp Close: 0; AST Currently In Use: 0; AST Temp Closed: 0 | 0 | 0 | 4 | 11479-033-004715 | DIXIE OIL COMPANY OF ALABAMA, INC.
9916 | Currently in Use |  | 1973-01-05 06:00 |  | Petroleum | Premium gasoline | Premium gasoline | Retail | Single Wall, Steel | Steel | Field installed cathodic protection |  | Single Wall, Steel |  |  | Field installed cathodic protection | Catchment Basin, Single walled catchment basin | Automatic shutoff device At 95% full | Automatic shutoff device At 95% full |  |  | Statistical Inventory Reconciliation (SIR) |  | Automatic flow restrictor (MLLD) | Automatic flow restrictor (MLLD) |  |  | Statistical inventory reconciliation (SIR) | Statistical inventory reconciliation (SIR) |  | UST Currently In Use: 4; UST Temp Close: 1; AST Currently In Use: 0; AST Temp Closed: 0 | 4 | 1 | 2 | 23736-033-010603 | AZIN, LLC
9917 | Currently in Use |  | 1982-01-05 06:00 |  | Petroleum | Unleaded gasoline | Unleaded gasoline | Retail | Single Wall, Steel | Steel | Field installed cathodic protection |  | Single Wall, Steel |  |  | Field installed cathodic protection | Catchment Basin, Single walled catchment basin | Automatic shutoff device At 95% full | Automatic shutoff device At 95% full |  |  | Statistical Inventory Reconciliation (SIR) |  | Automatic flow restrictor (MLLD) | Automatic flow restrictor (MLLD) |  |  | Statistical inventory reconciliation (SIR) | Statistical inventory reconciliation (SIR) |  | UST Currently In Use: 4; UST Temp Close: 1; AST Currently In Use: 0; AST Temp Closed: 0 | 4 | 1 | 2 | 23736-033-010603 | AZIN, LLC
9918 | Currently in Use |  | 1973-01-05 06:00 |  | Petroleum | Mid-grade gasoline | Mid-grade gasoline | Retail | Single Wall, Steel | Steel | Field installed cathodic protection |  | Single Wall, Steel |  |  | Field installed cathodic protection | Catchment Basin, Single walled catchment basin | Automatic shutoff device At 95% full | Automatic shutoff device At 95% full |  |  | Statistical Inventory Reconciliation (SIR) |  | Automatic flow restrictor (MLLD) | Automatic flow restrictor (MLLD) |  |  | Statistical inventory reconciliation (SIR) | Statistical inventory reconciliation (SIR) |  | UST Currently In Use: 4; UST Temp Close: 1; AST Currently In Use: 0; AST Temp Closed: 0 | 4 | 1 | 2 | 23736-033-010603 | AZIN, LLC
9919 | Permanently Closed | 1998-04-01 06:00 | 1970-01-01 06:00 |  | Petroleum | Mid-grade gasoline | Mid-grade gasoline |  | Steel | Steel |  | Painted or None | Other, PVC | [8 empty] | Statistical Inventory Reconciliation (SIR) | [5 empty] | Statistical inventory reconciliation (SIR) | Statistical inventory reconciliation (SIR) |  | UST Currently In Use: 4; UST Temp Close: 1; AST Currently In Use: 0; AST Temp Closed: 0 | 4 | 1 | 2 | 23736-033-010603 | AZIN, LLC
9920 | Currently in Use |  | 1973-01-05 06:00 |  | Petroleum | On road diesel | On road diesel | Retail | Single Wall, Steel | Steel | Field installed cathodic protection |  | Fiberglass reinforced plastic, Single Wall |  |  |  | Catchment Basin, Single walled catchment basin | Automatic shutoff device At 95% full | Automatic shutoff device At 95% full |  |  | Other, Statistical Inventory Reconciliation (SIR) | [8 empty] | UST Currently In Use: 4; UST Temp Close: 1; AST Currently In Use: 0; AST Temp Closed: 0 | 4 | 1 | 2 | 23736-033-010603 | AZIN, LLC
9921 | Permanently Closed | 1997-10-01 06:00 | 1970-01-01 06:00 |  | Petroleum | On road diesel | On road diesel |  | Steel | Steel |  | Painted or None | Other, PVC |  | 1901-01-01 06:00 | [6 empty] | Statistical Inventory Reconciliation (SIR) | [8 empty] | UST Currently In Use: 4; UST Temp Close: 1; AST Currently In Use: 0; AST Temp Closed: 0 | 4 | 1 | 2 | 23736-033-010603 | AZIN, LLC
9922 | Temporary Closed | 2017-12-01 06:00 | 1982-01-05 06:00 |  | Petroleum | Kerosene | Kerosene | Retail | Single Wall, Steel | Steel | Field installed cathodic protection |  | Fiberglass reinforced plastic, Single Wall |  |  |  | Catchment Basin, Single walled catchment basin | Automatic shutoff device At 95% full | Automatic shutoff device At 95% full |  |  | Statistical Inventory Reconciliation (SIR) | [8 empty] | UST Currently In Use: 4; UST Temp Close: 1; AST Currently In Use: 0; AST Temp Closed: 0 | 4 | 1 | 2 | 23736-033-010603 | AZIN, LLC
9924 | Currently in Use |  | 1982-01-01 06:00 |  | Petroleum | Unleaded gasoline | Unleaded gasoline | Retail | Single Wall, Steel | Steel | Coated & cathodic protection (sti-P3), Field installed cathodic protection |  | Single Wall, Steel |  |  | Field installed cathodic protection | Catchment Basin, Single walled catchment basin | Automatic shutoff device At 95% full | Automatic shutoff device At 95% full |  |  | Statistical Inventory Reconciliation (SIR) | Direct Bury submersible pump | Automatic flow restrictor (MLLD) | Automatic flow restrictor (MLLD) |  |  | Statistical inventory reconciliation (SIR) | Statistical inventory reconciliation (SIR) |  | UST Currently In Use: 2; UST Temp Close: 0; AST Currently In Use: 0; AST Temp Closed: 0 | 2 | 0 | 1 | 24106-033-010605 | MNA PROPERTIES LLC
9925 | Currently in Use |  | 1982-01-01 06:00 |  | Petroleum | Unleaded gasoline | Unleaded gasoline | Retail | Single Wall, Steel | Steel | Coated & cathodic protection (sti-P3), Field installed cathodic protection |  | Single Wall, Steel |  |  | Field installed cathodic protection | Catchment Basin, Single walled catchment basin | Automatic shutoff device At 95% full | Automatic shutoff device At 95% full |  |  | Statistical Inventory Reconciliation (SIR) | Direct Bury submersible pump | Automatic flow restrictor (MLLD) | Automatic flow restrictor (MLLD) |  |  | Statistical inventory reconciliation (SIR) | Statistical inventory reconciliation (SIR) |  | UST Currently In Use: 2; UST Temp Close: 0; AST Currently In Use: 0; AST Temp Closed: 0 | 2 | 0 | 1 | 24106-033-010605 | MNA PROPERTIES LLC
9926 | Permanently Closed | 2007-09-18 06:00 | 1983-01-01 06:00 | 2007-09-18 06:00 | Petroleum | Kerosene | Kerosene | Retail | Single Wall, Steel | Steel | Coated & cathodic protection (sti-P3), Field installed cathodic protection |  | Single Wall, Steel |  | 1901-01-01 06:00 | Field installed cathodic protection, X | Catchment Basin, Single walled catchment basin | Automatic shutoff device At 95% full | Automatic shutoff device At 95% full |  |  | Statistical Inventory Reconciliation (SIR) | [8 empty] | UST Currently In Use: 2; UST Temp Close: 0; AST Currently In Use: 0; AST Temp Closed: 0 | 2 | 0 | 1 | 24106-033-010605 | MNA PROPERTIES LLC
9927 | Temporary Closed | 2015-08-11 06:00 | 1979-01-01 06:00 |  | Petroleum | Unleaded gasoline | Unleaded gasoline | Retail | Single Wall, Steel | Steel | Field installed cathodic protection |  | Single Wall, Steel |  |  | Field installed cathodic protection | Catchment Basin, Single walled catchment basin | Automatic shutoff device At 95% full | Automatic shutoff device At 95% full |  |  | Statistical Inventory Reconciliation (SIR) | [8 empty] | UST Currently In Use: 0; UST Temp Close: 4; AST Currently In Use: 0; AST Temp Closed: 0 | 0 | 4 | 2 | 25952-033-010607 | AZIZ OIL INC
9928 | Temporary Closed | 2015-08-11 06:00 | 1979-01-01 06:00 |  | Petroleum | Premium gasoline | Premium gasoline | Retail | Single Wall, Steel | Steel | Field installed cathodic protection |  | Single Wall, Steel |  |  | Field installed cathodic protection | Catchment Basin, Single walled catchment basin | Automatic shutoff device At 95% full | Automatic shutoff device At 95% full |  |  | Statistical Inventory Reconciliation (SIR) | [8 empty] | UST Currently In Use: 0; UST Temp Close: 4; AST Currently In Use: 0; AST Temp Closed: 0 | 0 | 4 | 2 | 25952-033-010607 | AZIZ OIL INC
9929 | Temporary Closed | 2015-08-11 06:00 | 1979-01-01 06:00 |  | Petroleum | Mid-grade gasoline | Mid-grade gasoline | Retail | Single Wall, Steel | Steel | Field installed cathodic protection |  | Single Wall, Steel |  |  | Field installed cathodic protection | Catchment Basin, Single walled catchment basin | Automatic shutoff device At 95% full | Automatic shutoff device At 95% full |  |  | Statistical Inventory Reconciliation (SIR) | [8 empty] | UST Currently In Use: 0; UST Temp Close: 4; AST Currently In Use: 0; AST Temp Closed: 0 | 0 | 4 | 2 | 25952-033-010607 | AZIZ OIL INC
9930 | Temporary Closed | 2015-08-11 06:00 | 1979-01-01 06:00 |  | Petroleum | Unleaded gasoline | Unleaded gasoline | Retail | Single Wall, Steel | Steel | Field installed cathodic protection |  | Single Wall, Steel |  |  | Field installed cathodic protection | Catchment Basin, Single walled catchment basin | Automatic shutoff device At 95% full | Automatic shutoff device At 95% full |  |  | Statistical Inventory Reconciliation (SIR) | [8 empty] | UST Currently In Use: 0; UST Temp Close: 4; AST Currently In Use: 0; AST Temp Closed: 0 | 0 | 4 | 2 | 25952-033-010607 | AZIZ OIL INC
9931 | Permanently Closed | 2007-09-19 06:00 | 1983-01-01 06:00 | 2007-09-19 06:00 | Petroleum | Kerosene | Kerosene | Retail | Steel | Steel | Field installed cathodic protection |  | Steel |  | 1901-01-01 06:00 | Field installed cathodic protection | Catchment Basin, Single walled catchment basin | Automatic shutoff device At 95% full | Automatic shutoff device At 95% full |  |  | Statistical Inventory Reconciliation (SIR) | [8 empty] | UST Currently In Use: 0; UST Temp Close: 4; AST Currently In Use: 0; AST Temp Closed: 0 | 0 | 4 | 2 | 25952-033-010607 | AZIZ OIL INC
9932 | Permanently Closed | 1993-11-01 06:00 | 1980-01-01 06:00 | 1997-07-21 06:00 | Petroleum | On road diesel | On road diesel |  | Steel | Steel |  | Painted or None | Steel |  | 1901-01-01 06:00 | [6 empty] | Statistical Inventory Reconciliation (SIR) | [8 empty] | UST Currently In Use: 0; UST Temp Close: 4; AST Currently In Use: 0; AST Temp Closed: 0 | 0 | 4 | 2 | 25952-033-010607 | AZIZ OIL INC
9933 | Permanently Closed | 2003-09-17 06:00 | 1979-01-01 06:00 | 2003-09-17 06:00 | Petroleum | Unleaded gasoline | Unleaded gasoline | Retail | Steel | Steel | Field installed cathodic protection |  | Steel |  | 1901-01-01 06:00 | Field installed cathodic protection, 11/27/1998 | Catchment Basin, Single walled catchment basin | Automatic shutoff device At 95% full | Automatic shutoff device At 95% full |  |  | Statistical Inventory Reconciliation (SIR) | [8 empty] | UST Currently In Use: 0; UST Temp Close: 0; AST Currently In Use: 0; AST Temp Closed: 0 | 0 | 0 | 3 | 11479-077-010608 | DIXIE OIL COMPANY OF ALABAMA, INC.
9934 | Permanently Closed | 2003-09-17 06:00 | 1979-01-01 06:00 | 2003-09-17 06:00 | Petroleum | Mid-grade gasoline | Mid-grade gasoline | Retail | Steel | Steel | Field installed cathodic protection |  | Steel |  | 1901-01-01 06:00 | Field installed cathodic protection | Catchment Basin, Single walled catchment basin | Automatic shutoff device At 95% full | Automatic shutoff device At 95% full |  |  | Statistical Inventory Reconciliation (SIR) | [8 empty] | UST Currently In Use: 0; UST Temp Close: 0; AST Currently In Use: 0; AST Temp Closed: 0 | 0 | 0 | 3 | 11479-077-010608 | DIXIE OIL COMPANY OF ALABAMA, INC.
9935 | Permanently Closed | 2003-09-17 06:00 | 1979-01-01 06:00 | 2003-09-17 06:00 | Petroleum | Premium gasoline | Premium gasoline | Retail | Steel | Steel | Field installed cathodic protection |  | Steel |  | 1901-01-01 06:00 | Field installed cathodic protection | Catchment Basin, Single walled catchment basin | Automatic shutoff device At 95% full | Automatic shutoff device At 95% full |  |  | Statistical Inventory Reconciliation (SIR) | [8 empty] | UST Currently In Use: 0; UST Temp Close: 0; AST Currently In Use: 0; AST Temp Closed: 0 | 0 | 0 | 3 | 11479-077-010608 | DIXIE OIL COMPANY OF ALABAMA, INC.
9936 | Currently in Use |  | 1988-01-01 06:00 |  | Petroleum | Unleaded gasoline | Unleaded gasoline | Retail | Single Wall, Steel | Steel | Coated & cathodic protection (sti-P3) |  | Double Wall, Fiberglass reinforced plastic |  |  |  | Catchment Basin, Single walled catchment basin | Automatic shutoff device At 95% full, Flow Rest 90% Full | Flow Rest 90% Full |  |  | Continuous Automatic Tank Gauge |  | Other, MANIF TO37 | Other |  |  | Other, MANIF TO37 | Other |  | UST Currently In Use: 4; UST Temp Close: 0; AST Currently In Use: 0; AST Temp Closed: 0 | 4 | 0 | 0 | 15201-077-014583 | VULCAN OIL COMPANY INC.
9937 | Currently in Use |  | 1988-01-01 06:00 |  | Petroleum | Unleaded gasoline | Unleaded gasoline | Retail | Single Wall, Steel | Steel | Coated & cathodic protection (sti-P3) |  | Double Wall, Fiberglass reinforced plastic |  |  |  | Catchment Basin, Single walled catchment basin | Automatic shutoff device At 95% full, Flow Rest 90% Full | Flow Rest 90% Full |  |  | Continuous Automatic Tank Gauge | Single walled submersible pump containment sump | Automatic shutoff device (AELLD), Containment Sump, MANIF TO36 | Containment Sump |  |  | Other, MANIF TO36 | Other |  | UST Currently In Use: 4; UST Temp Close: 0; AST Currently In Use: 0; AST Temp Closed: 0 | 4 | 0 | 0 | 15201-077-014583 | VULCAN OIL COMPANY INC.
9938 | Currently in Use |  | 1988-01-01 06:00 |  | Petroleum | Premium gasoline | Premium gasoline | Retail | Single Wall, Steel | Steel | Coated & cathodic protection (sti-P3) |  | Double Wall, Fiberglass reinforced plastic |  |  |  | Catchment Basin, Single walled catchment basin | Automatic shutoff device At 95% full, Flow Rest 90% Full | Flow Rest 90% Full |  |  | Continuous Automatic Tank Gauge | Single walled submersible pump containment sump | Automatic shutoff device (AELLD), Containment Sump | Containment Sump | [5 empty] | UST Currently In Use: 4; UST Temp Close: 0; AST Currently In Use: 0; AST Temp Closed: 0 | 4 | 0 | 0 | 15201-077-014583 | VULCAN OIL COMPANY INC.
9939 | Currently in Use |  | 1988-01-01 06:00 |  | Petroleum | On road diesel | On road diesel | Retail | Single Wall, Steel | Steel | Coated & cathodic protection (sti-P3) |  | Double Wall, Fiberglass reinforced plastic |  |  |  | Catchment Basin, Single walled catchment basin | Automatic shutoff device At 95% full, Flow Rest 90% Full | Flow Rest 90% Full |  |  | Continuous Automatic Tank Gauge | Single walled submersible pump containment sump | Automatic shutoff device (AELLD), Containment Sump | Containment Sump | [5 empty] | UST Currently In Use: 4; UST Temp Close: 0; AST Currently In Use: 0; AST Temp Closed: 0 | 4 | 0 | 0 | 15201-077-014583 | VULCAN OIL COMPANY INC.
9940 | Permanently Closed | 2003-02-27 06:00 | 1973-01-01 06:00 |  | Petroleum | Unleaded gasoline | Unleaded gasoline | Retail | Steel | Steel | Field installed cathodic protection | Painted or None | Fiberglass reinforced plastic |  | 1901-01-01 06:00 | Field installed cathodic protection | Catchment Basin, Single walled catchment basin | Automatic shutoff device At 95% full | Automatic shutoff device At 95% full |  |  | Statistical Inventory Reconciliation (SIR) | [8 empty] | UST Currently In Use: 0; UST Temp Close: 3; AST Currently In Use: 0; AST Temp Closed: 0 | 0 | 3 | 1 | 23825-107-010604 | BLAKE, BRANDON & BRYON GARRISON
9941 | Temporary Closed | 2006-03-01 06:00 | 1973-01-01 06:00 |  | Petroleum | Unleaded gasoline | Unleaded gasoline | Retail | Steel | Steel | Field installed cathodic protection |  | Fiberglass reinforced plastic |  |  |  | Catchment Basin, Single walled catchment basin | Automatic shutoff device At 95% full | Automatic shutoff device At 95% full |  |  | Statistical Inventory Reconciliation (SIR) | [8 empty] | UST Currently In Use: 0; UST Temp Close: 3; AST Currently In Use: 0; AST Temp Closed: 0 | 0 | 3 | 1 | 23825-107-010604 | BLAKE, BRANDON & BRYON GARRISON
9942 | Temporary Closed | 2006-03-01 06:00 | 1987-01-01 06:00 |  | Petroleum | Premium gasoline | Premium gasoline | Retail | Steel, STIP3 | Steel | Coated & cathodic protection (sti-P3), Field installed cathodic protection |  | Fiberglass reinforced plastic |  |  |  | Catchment Basin, Single walled catchment basin | Automatic shutoff device At 95% full | Automatic shutoff device At 95% full |  |  | Statistical Inventory Reconciliation (SIR) | [8 empty] | UST Currently In Use: 0; UST Temp Close: 3; AST Currently In Use: 0; AST Temp Closed: 0 | 0 | 3 | 1 | 23825-107-010604 | BLAKE, BRANDON & BRYON GARRISON
9943 | Temporary Closed | 2006-03-01 06:00 | 1987-01-01 06:00 |  | Petroleum | Kerosene | Kerosene | Retail | Steel, STIP3 | Steel | Coated & cathodic protection (sti-P3), Field installed cathodic protection |  | Fiberglass reinforced plastic |  |  |  | Catchment Basin, Single walled catchment basin | Automatic shutoff device At 95% full | Automatic shutoff device At 95% full |  |  | Statistical Inventory Reconciliation (SIR) | [8 empty] | UST Currently In Use: 0; UST Temp Close: 3; AST Currently In Use: 0; AST Temp Closed: 0 | 0 | 3 | 1 | 23825-107-010604 | BLAKE, BRANDON & BRYON GARRISON
9944 | Temporary Closed | 2019-04-01 06:00 | 1979-01-01 06:00 |  | Petroleum | Unleaded gasoline | Unleaded gasoline | Retail | Steel | Steel | Field installed cathodic protection |  | Fiberglass reinforced plastic |  | 2016-03-02 06:00 |  | Catchment Basin, Single walled catchment basin | Automatic shutoff device At 95% full | Automatic shutoff device At 95% full |  |  | Automatic Tank Gauge |  | Automatic flow restrictor (MLLD), Containment Sump | Containment Sump |  |  | Annual line testing | Annual line testing |  | UST Currently In Use: 0; UST Temp Close: 4; AST Currently In Use: 0; AST Temp Closed: 0 | 0 | 4 | 0 | 24346-119-010602 | MOHAMED SEFYAN
9945 | Temporary Closed | 2019-04-01 06:00 | 1982-01-01 06:00 |  | Petroleum | Other, NO ETHANOL | Other | Retail | Steel | Steel | Coated & cathodic protection (sti-P3), Field installed cathodic protection |  | Fiberglass reinforced plastic |  | 2016-03-02 06:00 |  | Catchment Basin, Single walled catchment basin | Automatic shutoff device At 95% full | Automatic shutoff device At 95% full |  |  | Automatic Tank Gauge |  | Automatic flow restrictor (MLLD), Containment Sump | Containment Sump |  |  | Annual line testing | Annual line testing |  | UST Currently In Use: 0; UST Temp Close: 4; AST Currently In Use: 0; AST Temp Closed: 0 | 0 | 4 | 0 | 24346-119-010602 | MOHAMED SEFYAN
9946 | Temporary Closed | 2019-04-01 06:00 | 1982-01-01 06:00 |  | Petroleum | Premium gasoline | Premium gasoline | Retail | Steel | Steel | Field installed cathodic protection |  | Fiberglass reinforced plastic |  | 2016-03-02 06:00 |  | Catchment Basin, Single walled catchment basin | Automatic shutoff device At 95% full | Automatic shutoff device At 95% full |  |  | Automatic Tank Gauge, Statistical Inventory Reconciliation (SIR) |  | Automatic flow restrictor (MLLD), Containment Sump | Containment Sump |  |  | Annual line testing | Annual line testing |  | UST Currently In Use: 0; UST Temp Close: 4; AST Currently In Use: 0; AST Temp Closed: 0 | 0 | 4 | 0 | 24346-119-010602 | MOHAMED SEFYAN
9947 | Temporary Closed | 2019-04-01 06:00 | 1982-01-01 06:00 |  | Petroleum | Kerosene | Kerosene | Retail | Steel | Steel | Coated & cathodic protection (sti-P3), Field installed cathodic protection |  | Fiberglass reinforced plastic |  |  |  | Catchment Basin, Single walled catchment basin | Automatic shutoff device At 95% full | Automatic shutoff device At 95% full |  |  | Automatic Tank Gauge | [8 empty] | UST Currently In Use: 0; UST Temp Close: 4; AST Currently In Use: 0; AST Temp Closed: 0 | 0 | 4 | 0 | 24346-119-010602 | MOHAMED SEFYAN
9948 | Permanently Closed | 1992-09-17 06:00 | 1970-01-01 06:00 | 1992-09-17 06:00 | Petroleum | Unleaded gasoline | Unleaded gasoline |  | Steel | Steel |  | Painted or None | Steel |  | 1901-01-01 06:00 | [12 empty] | Annual line testing | Annual line testing |  | UST Currently In Use: 0; UST Temp Close: 0; AST Currently In Use: 0; AST Temp Closed: 0 | 0 | 0 | 3 | 11479-123-010606 | DIXIE OIL COMPANY OF ALABAMA, INC.
9949 | Permanently Closed | 1992-09-17 06:00 | 1970-01-01 06:00 | 1992-09-17 06:00 | Petroleum | Unleaded gasoline | Unleaded gasoline |  | Steel | Steel |  | Painted or None | Steel |  | 1901-01-01 06:00 | [12 empty] | Annual line testing | Annual line testing |  | UST Currently In Use: 0; UST Temp Close: 0; AST Currently In Use: 0; AST Temp Closed: 0 | 0 | 0 | 3 | 11479-123-010606 | DIXIE OIL COMPANY OF ALABAMA, INC.
9950 | Permanently Closed | 1992-09-17 06:00 | 1970-01-01 06:00 | 1992-09-17 06:00 | Petroleum | Unleaded gasoline | Unleaded gasoline |  | Steel | Steel |  | Painted or None | Steel |  | 1901-01-01 06:00 | [12 empty] | Annual line testing | Annual line testing |  | UST Currently In Use: 0; UST Temp Close: 0; AST Currently In Use: 0; AST Temp Closed: 0 | 0 | 0 | 3 | 11479-123-010606 | DIXIE OIL COMPANY OF ALABAMA, INC.
9951 | Currently in Use |  | 1983-01-05 06:00 |  | Petroleum | Unleaded gasoline | Unleaded gasoline | Retail | Single Wall, Steel | Steel | Field installed cathodic protection |  | Single Wall, Steel |  |  | Field installed cathodic protection | Catchment Basin, Single walled catchment basin | Automatic shutoff device At 95% full | Automatic shutoff device At 95% full |  |  | Statistical Inventory Reconciliation (SIR) | Direct Bury submersible pump | Automatic flow restrictor (MLLD) | Automatic flow restrictor (MLLD) |  |  | Statistical inventory reconciliation (SIR) | Statistical inventory reconciliation (SIR) |  | UST Currently In Use: 4; UST Temp Close: 0; AST Currently In Use: 0; AST Temp Closed: 0 | 4 | 0 | 0 | 13284-133-012465 | H.L. MARTIN DISTRIBUTING CO.
9952 | Currently in Use |  | 1983-01-05 06:00 |  | Petroleum | Unleaded gasoline | Unleaded gasoline | Retail | Single Wall, Steel | Steel | Field installed cathodic protection |  | Single Wall, Steel |  |  | Field installed cathodic protection | Catchment Basin, Single walled catchment basin | Automatic shutoff device At 95% full | Automatic shutoff device At 95% full |  |  | Statistical Inventory Reconciliation (SIR) | Direct Bury submersible pump | Automatic flow restrictor (MLLD) | Automatic flow restrictor (MLLD) |  |  | Statistical inventory reconciliation (SIR) | Statistical inventory reconciliation (SIR) |  | UST Currently In Use: 4; UST Temp Close: 0; AST Currently In Use: 0; AST Temp Closed: 0 | 4 | 0 | 0 | 13284-133-012465 | H.L. MARTIN DISTRIBUTING CO.
9953 | Currently in Use |  | 1986-01-05 06:00 |  | Petroleum | Premium gasoline | Premium gasoline | Retail | Single Wall, Steel | Steel | Coated & cathodic protection (sti-P3), Field installed cathodic protection |  | Single Wall, Steel |  |  | Field installed cathodic protection | Catchment Basin, Single walled catchment basin | Automatic shutoff device At 95% full | Automatic shutoff device At 95% full |  |  | Statistical Inventory Reconciliation (SIR) | Direct Bury submersible pump | Automatic flow restrictor (MLLD) | Automatic flow restrictor (MLLD) |  |  | Statistical inventory reconciliation (SIR) | Statistical inventory reconciliation (SIR) |  | UST Currently In Use: 4; UST Temp Close: 0; AST Currently In Use: 0; AST Temp Closed: 0 | 4 | 0 | 0 | 13284-133-012465 | H.L. MARTIN DISTRIBUTING CO.
9954 | Currently in Use |  | 1986-01-05 06:00 |  | Petroleum | Kerosene | Kerosene | Retail | Single Wall, Steel | Steel | Field installed cathodic protection |  | Single Wall, Steel |  |  | Field installed cathodic protection | Catchment Basin, Single walled catchment basin | Automatic shutoff device At 95% full | Automatic shutoff device At 95% full |  |  | Statistical Inventory Reconciliation (SIR) | Direct Bury submersible pump | [7 empty] | UST Currently In Use: 4; UST Temp Close: 0; AST Currently In Use: 0; AST Temp Closed: 0 | 4 | 0 | 0 | 13284-133-012465 | H.L. MARTIN DISTRIBUTING CO.
9955 | Permanently Closed | 2005-02-08 06:00 | 1981-01-01 06:00 | 2005-02-08 06:00 | Petroleum | Unleaded gasoline | Unleaded gasoline | Retail | Steel | Steel | Field installed cathodic protection |  | Steel |  | 1901-01-01 06:00 | Field installed cathodic protection | Catchment Basin, Single walled catchment basin | Flow Rest 90% Full | Flow Rest 90% Full | [11 empty] | UST Currently In Use: 2; UST Temp Close: 0; AST Currently In Use: 0; AST Temp Closed: 0 | 2 | 0 | 4 | 21969-005-009808 | R H ENTERPRISES LLC
9956 | Permanently Closed | 2005-02-08 06:00 | 1981-01-01 06:00 | 2005-02-08 06:00 | Petroleum | Mid-grade gasoline | Mid-grade gasoline | Retail | Steel | Steel | Field installed cathodic protection |  | Steel |  | 1901-01-01 06:00 | Field installed cathodic protection, X | Catchment Basin, Single walled catchment basin | Automatic shutoff device At 95% full | Automatic shutoff device At 95% full | [11 empty] | UST Currently In Use: 2; UST Temp Close: 0; AST Currently In Use: 0; AST Temp Closed: 0 | 2 | 0 | 4 | 21969-005-009808 | R H ENTERPRISES LLC
9957 | Permanently Closed | 2005-02-08 06:00 | 1981-01-01 06:00 | 2005-02-08 06:00 | Petroleum | Premium gasoline | Premium gasoline | Retail | Steel | Steel | Field installed cathodic protection |  | Steel |  | 1901-01-01 06:00 | Field installed cathodic protection | Catchment Basin, Single walled catchment basin | Automatic shutoff device At 95% full, Flow Rest 90% Full | Flow Rest 90% Full | [11 empty] | UST Currently In Use: 2; UST Temp Close: 0; AST Currently In Use: 0; AST Temp Closed: 0 | 2 | 0 | 4 | 21969-005-009808 | R H ENTERPRISES LLC
9958 | Permanently Closed | 2005-02-08 06:00 | 1981-01-01 06:00 | 2005-02-08 06:00 | Petroleum | On road diesel | On road diesel | Retail | Steel | Steel | Field installed cathodic protection |  | Steel |  | 1901-01-01 06:00 | Field installed cathodic protection | Catchment Basin, Single walled catchment basin | Flow Rest 90% Full | Flow Rest 90% Full | [11 empty] | UST Currently In Use: 2; UST Temp Close: 0; AST Currently In Use: 0; AST Temp Closed: 0 | 2 | 0 | 4 | 21969-005-009808 | R H ENTERPRISES LLC
9959 | Permanently Closed | 1901-01-01 06:00 | 1977-01-01 06:00 | 1990-10-09 06:00 | Petroleum | Unleaded gasoline | Unleaded gasoline |  | Steel | Steel |  | Painted or None | Steel |  | 1901-01-01 06:00 | [15 empty] | UST Currently In Use: 0; UST Temp Close: 0; AST Currently In Use: 0; AST Temp Closed: 0 | 0 | 0 | 1 | 11481-113-007837 | DIXIE WHOLESALE DRUG CO INC
9961 | Permanently Closed | 1988-07-19 06:00 | 1973-01-01 06:00 | 1990-06-13 06:00 | Petroleum | Unleaded gasoline | Unleaded gasoline |  | Steel | Steel |  | Painted or None | Steel |  | 1901-01-01 06:00 | [15 empty] | UST Currently In Use: 0; UST Temp Close: 0; AST Currently In Use: 0; AST Temp Closed: 0 | 0 | 0 | 5 | 11483-009-006687 | DIXIELAND OIL CO INC
9962 | Permanently Closed | 1988-07-19 06:00 | 1973-01-01 06:00 | 1990-06-13 06:00 | Petroleum | Unleaded gasoline | Unleaded gasoline |  | Steel | Steel |  | Painted or None | Steel |  | 1901-01-01 06:00 | [15 empty] | UST Currently In Use: 0; UST Temp Close: 0; AST Currently In Use: 0; AST Temp Closed: 0 | 0 | 0 | 5 | 11483-009-006687 | DIXIELAND OIL CO INC
9963 | Permanently Closed | 1990-01-15 06:00 | 1973-01-01 06:00 | 1990-06-13 06:00 | Petroleum | Unleaded gasoline | Unleaded gasoline |  | Steel | Steel |  | Painted or None | Steel |  | 1901-01-01 06:00 | [15 empty] | UST Currently In Use: 0; UST Temp Close: 0; AST Currently In Use: 0; AST Temp Closed: 0 | 0 | 0 | 5 | 11483-009-006687 | DIXIELAND OIL CO INC
9964 | Permanently Closed | 1990-01-15 06:00 | 1973-01-01 06:00 | 1990-06-13 06:00 | Petroleum | On road diesel | On road diesel |  | Steel | Steel |  | Painted or None | Steel |  | 1901-01-01 06:00 | [15 empty] | UST Currently In Use: 0; UST Temp Close: 0; AST Currently In Use: 0; AST Temp Closed: 0 | 0 | 0 | 5 | 11483-009-006687 | DIXIELAND OIL CO INC
9965 | Permanently Closed | 1990-01-15 06:00 | 1990-01-01 06:00 | 1990-06-13 06:00 | Petroleum | Unleaded gasoline | Unleaded gasoline |  | Steel | Steel |  | Painted or None | Steel |  | 1901-01-01 06:00 | [15 empty] | UST Currently In Use: 0; UST Temp Close: 0; AST Currently In Use: 0; AST Temp Closed: 0 | 0 | 0 | 5 | 11483-009-006687 | DIXIELAND OIL CO INC
9966 | Cannot Locate or abandoned | 2012-07-17 06:00 | 1984-01-01 06:00 |  | Petroleum | Unleaded gasoline | Unleaded gasoline | Retail | Single Wall, Steel | Steel | Field installed cathodic protection |  | Single Wall, Steel |  |  | Field installed cathodic protection | Catchment Basin, Single walled catchment basin | Automatic shutoff device At 95% full | Automatic shutoff device At 95% full |  |  | Automatic Tank Gauge | [8 empty] | UST Currently In Use: 0; UST Temp Close: 0; AST Currently In Use: 0; AST Temp Closed: 0 | 0 | 0 | 0 | 22346-009-011717 | AMOS TRACY SHEA
9967 | Cannot Locate or abandoned | 2012-07-17 06:00 | 1984-01-01 06:00 |  | Petroleum | Unleaded gasoline | Unleaded gasoline | Retail | Single Wall, Steel | Steel | Field installed cathodic protection |  | Single Wall, Steel |  |  | Field installed cathodic protection | Catchment Basin, Single walled catchment basin | Automatic shutoff device At 95% full | Automatic shutoff device At 95% full |  |  | Automatic Tank Gauge | [8 empty] | UST Currently In Use: 0; UST Temp Close: 0; AST Currently In Use: 0; AST Temp Closed: 0 | 0 | 0 | 0 | 22346-009-011717 | AMOS TRACY SHEA
9968 | Cannot Locate or abandoned | 2012-07-17 06:00 | 1984-01-01 06:00 |  | Petroleum | Unleaded gasoline | Unleaded gasoline | Retail | Single Wall, Steel | Steel | Field installed cathodic protection |  | Single Wall, Steel |  |  | Field installed cathodic protection | Catchment Basin, Single walled catchment basin | Automatic shutoff device At 95% full | Automatic shutoff device At 95% full |  |  | Automatic Tank Gauge | [8 empty] | UST Currently In Use: 0; UST Temp Close: 0; AST Currently In Use: 0; AST Temp Closed: 0 | 0 | 0 | 0 | 22346-009-011717 | AMOS TRACY SHEA
9969 | Cannot Locate or abandoned | 2012-07-17 06:00 | 1985-01-01 06:00 |  | Petroleum | On road diesel | On road diesel | Retail | Single Wall, Steel | Steel | Field installed cathodic protection |  | Single Wall, Steel |  |  | Field installed cathodic protection | Catchment Basin, Single walled catchment basin | Automatic shutoff device At 95% full | Automatic shutoff device At 95% full |  |  | Automatic Tank Gauge | [8 empty] | UST Currently In Use: 0; UST Temp Close: 0; AST Currently In Use: 0; AST Temp Closed: 0 | 0 | 0 | 0 | 22346-009-011717 | AMOS TRACY SHEA
9972 | Permanently Closed | 2008-04-01 06:00 | 1986-01-05 06:00 | 2009-07-09 06:00 | Petroleum | Unleaded gasoline | Unleaded gasoline | Retail | Steel | Steel | Field installed cathodic protection |  | Steel |  | 1901-01-01 06:00 | Field installed cathodic protection | Catchment Basin, Single walled catchment basin | Automatic shutoff device At 95% full | Automatic shutoff device At 95% full |  |  | Automatic Tank Gauge | [8 empty] | UST Currently In Use: 0; UST Temp Close: 0; AST Currently In Use: 0; AST Temp Closed: 0 | 0 | 0 | 5 | 17991-009-011720 | THOMAS W MILLER
9973 | Permanently Closed | 2008-04-01 06:00 | 1981-01-01 06:00 | 2009-07-09 06:00 | Petroleum | Mid-grade gasoline | Mid-grade gasoline | Retail | Steel | Steel | Field installed cathodic protection |  | Steel |  | 1901-01-01 06:00 | Field installed cathodic protection | Catchment Basin, Single walled catchment basin | Automatic shutoff device At 95% full | Automatic shutoff device At 95% full |  |  | Automatic Tank Gauge | [8 empty] | UST Currently In Use: 0; UST Temp Close: 0; AST Currently In Use: 0; AST Temp Closed: 0 | 0 | 0 | 5 | 17991-009-011720 | THOMAS W MILLER
9974 | Permanently Closed | 2008-04-01 06:00 | 1981-01-01 06:00 | 2009-07-09 06:00 | Petroleum | On road diesel | On road diesel | Retail | Steel | Steel | Field installed cathodic protection |  | Steel |  | 1901-01-01 06:00 | Field installed cathodic protection | Catchment Basin, Single walled catchment basin | Automatic shutoff device At 95% full | Automatic shutoff device At 95% full |  |  | Automatic Tank Gauge | [8 empty] | UST Currently In Use: 0; UST Temp Close: 0; AST Currently In Use: 0; AST Temp Closed: 0 | 0 | 0 | 5 | 17991-009-011720 | THOMAS W MILLER
9975 | Permanently Closed | 1998-10-31 06:00 | 1981-01-01 06:00 | 1999-10-19 06:00 | Petroleum | On road diesel | On road diesel |  | Steel | Steel |  | Painted or None | Steel |  | 1901-01-01 06:00 | [15 empty] | UST Currently In Use: 0; UST Temp Close: 0; AST Currently In Use: 0; AST Temp Closed: 0 | 0 | 0 | 5 | 17991-009-011720 | THOMAS W MILLER
9976 | Permanently Closed | 1998-10-31 06:00 | 1981-01-01 06:00 | 1999-10-19 06:00 | Petroleum | Kerosene | Kerosene |  | Steel | Steel |  | Painted or None | Steel |  | 1901-01-01 06:00 | [15 empty] | UST Currently In Use: 0; UST Temp Close: 0; AST Currently In Use: 0; AST Temp Closed: 0 | 0 | 0 | 5 | 17991-009-011720 | THOMAS W MILLER
9977 |  | 2002-05-29 06:00 | 1973-01-01 06:00 |  | Petroleum | Unleaded gasoline | Unleaded gasoline |  | Steel | Steel |  | Painted or None | Steel |  | 1901-01-01 06:00 | [15 empty] | UST Currently In Use: 0; UST Temp Close: 0; AST Currently In Use: 0; AST Temp Closed: 0 | 0 | 0 | 0 | 11483-009-011721 | DIXIELAND OIL CO INC
9978 |  | 2002-05-29 06:00 | 1973-01-01 06:00 |  | Petroleum | Unleaded gasoline | Unleaded gasoline |  | Steel | Steel |  | Painted or None | Steel |  | 1901-01-01 06:00 | [15 empty] | UST Currently In Use: 0; UST Temp Close: 0; AST Currently In Use: 0; AST Temp Closed: 0 | 0 | 0 | 0 | 11483-009-011721 | DIXIELAND OIL CO INC
9979 |  | 2002-05-29 06:00 | 1973-01-01 06:00 |  | Petroleum | Unleaded gasoline | Unleaded gasoline |  | Steel | Steel |  | Painted or None | Steel |  | 1901-01-01 06:00 | [15 empty] | UST Currently In Use: 0; UST Temp Close: 0; AST Currently In Use: 0; AST Temp Closed: 0 | 0 | 0 | 0 | 11483-009-011721 | DIXIELAND OIL CO INC
9980 | Permanently Closed | 1989-10-03 06:00 | 1973-01-01 06:00 | 1989-10-03 06:00 | Petroleum | On road diesel | On road diesel |  | Steel | Steel |  | Painted or None | Steel |  | 1901-01-01 06:00 | [15 empty] | UST Currently In Use: 0; UST Temp Close: 0; AST Currently In Use: 0; AST Temp Closed: 0 | 0 | 0 | 1 | 11483-009-011724 | DIXIELAND OIL CO INC
9981 |  | 2002-05-29 06:00 | 1973-01-01 06:00 |  | Petroleum | Unleaded gasoline | Unleaded gasoline |  | Steel | Steel |  | Painted or None | Steel |  | 1901-01-01 06:00 | [15 empty] | UST Currently In Use: 0; UST Temp Close: 0; AST Currently In Use: 0; AST Temp Closed: 0 | 0 | 0 | 1 | 11483-009-011724 | DIXIELAND OIL CO INC
9982 |  | 2002-05-29 06:00 | 1973-01-01 06:00 |  | Petroleum | Kerosene | Kerosene |  | Steel | Steel |  | Painted or None | Steel |  | 1901-01-01 06:00 | [15 empty] | UST Currently In Use: 0; UST Temp Close: 0; AST Currently In Use: 0; AST Temp Closed: 0 | 0 | 0 | 1 | 11483-009-011724 | DIXIELAND OIL CO INC
9983 |  | 2002-05-29 06:00 | 1980-01-01 06:00 |  | Petroleum | Unleaded gasoline | Unleaded gasoline |  | Steel | Steel |  | Painted or None | Steel |  | 1901-01-01 06:00 | [15 empty] | UST Currently In Use: 0; UST Temp Close: 0; AST Currently In Use: 0; AST Temp Closed: 0 | 0 | 0 | 1 | 11483-009-011724 | DIXIELAND OIL CO INC
9984 | Permanently Closed | 1987-03-01 06:00 | 1975-01-01 06:00 | 1988-11-22 06:00 | Petroleum | Unleaded gasoline | Unleaded gasoline |  | Steel | Steel |  | Painted or None | Steel |  | 1901-01-01 06:00 | [15 empty] | UST Currently In Use: 0; UST Temp Close: 0; AST Currently In Use: 0; AST Temp Closed: 0 | 0 | 0 | 3 | 11483-009-011727 | DIXIELAND OIL CO INC
9985 | Permanently Closed | 1987-03-01 06:00 | 1975-01-01 06:00 | 1988-11-22 06:00 | Petroleum | Unleaded gasoline | Unleaded gasoline |  | Steel | Steel |  | Painted or None | Steel |  | 1901-01-01 06:00 | [15 empty] | UST Currently In Use: 0; UST Temp Close: 0; AST Currently In Use: 0; AST Temp Closed: 0 | 0 | 0 | 3 | 11483-009-011727 | DIXIELAND OIL CO INC
9986 | Permanently Closed | 1987-03-01 06:00 | 1975-01-01 06:00 | 1988-11-22 06:00 | Petroleum | Unleaded gasoline | Unleaded gasoline |  | Steel | Steel |  | Painted or None | Steel |  | 1901-01-01 06:00 | [15 empty] | UST Currently In Use: 0; UST Temp Close: 0; AST Currently In Use: 0; AST Temp Closed: 0 | 0 | 0 | 3 | 11483-009-011727 | DIXIELAND OIL CO INC
9987 | Cannot Locate or abandoned | 1990-01-01 06:00 | 1975-01-01 06:00 |  | Petroleum | Unleaded gasoline | Unleaded gasoline |  | Steel | Steel |  | Painted or None | Steel |  | 1901-01-01 06:00 | [15 empty] | UST Currently In Use: 0; UST Temp Close: 0; AST Currently In Use: 0; AST Temp Closed: 0 | 0 | 0 | 0 | 11483-009-011728 | DIXIELAND OIL CO INC
9988 | Cannot Locate or abandoned | 1990-01-01 06:00 | 1975-01-01 06:00 |  | Petroleum | Unleaded gasoline | Unleaded gasoline |  | Steel | Steel |  | Painted or None | Steel |  | 1901-01-01 06:00 | [15 empty] | UST Currently In Use: 0; UST Temp Close: 0; AST Currently In Use: 0; AST Temp Closed: 0 | 0 | 0 | 0 | 11483-009-011728 | DIXIELAND OIL CO INC
9989 | Cannot Locate or abandoned | 1990-01-01 06:00 | 1975-01-01 06:00 |  | Petroleum | Unleaded gasoline | Unleaded gasoline |  | Steel | Steel |  | Painted or None | Steel |  | 1901-01-01 06:00 | [15 empty] | UST Currently In Use: 0; UST Temp Close: 0; AST Currently In Use: 0; AST Temp Closed: 0 | 0 | 0 | 0 | 11483-009-011728 | DIXIELAND OIL CO INC
9990 | Permanently Closed | 2002-05-07 06:00 | 1987-01-01 06:00 | 2002-06-13 06:00 | Petroleum | Unleaded gasoline | Unleaded gasoline |  | Steel | Steel | Coated & cathodic protection (sti-P3) |  | Steel |  | 1901-01-01 06:00 | [15 empty] | UST Currently In Use: 0; UST Temp Close: 0; AST Currently In Use: 0; AST Temp Closed: 0 | 0 | 0 | 1 | 11483-009-013560 | DIXIELAND OIL CO INC
9991 |  | 2002-05-07 06:00 | 1987-01-01 06:00 |  | Petroleum | Unleaded gasoline | Unleaded gasoline |  | Steel | Steel | Coated & cathodic protection (sti-P3) |  | Steel |  | 1901-01-01 06:00 | [15 empty] | UST Currently In Use: 0; UST Temp Close: 0; AST Currently In Use: 0; AST Temp Closed: 0 | 0 | 0 | 0 | 11483-009-013636 | DIXIELAND OIL CO INC
9992 |  | 2002-05-07 06:00 | 1987-01-01 06:00 |  | Petroleum | Unleaded gasoline | Unleaded gasoline |  | Steel | Steel | Coated & cathodic protection (sti-P3) |  | Steel |  | 1901-01-01 06:00 | [15 empty] | UST Currently In Use: 0; UST Temp Close: 0; AST Currently In Use: 0; AST Temp Closed: 0 | 0 | 0 | 0 | 11483-009-013636 | DIXIELAND OIL CO INC
9993 | Permanently Closed | 1996-11-09 06:00 | 1987-01-01 06:00 | 1998-11-09 06:00 | Petroleum | On road diesel | On road diesel |  | Steel | Steel | Coated & cathodic protection (sti-P3) |  | Steel |  | 1901-01-01 06:00 | [15 empty] | UST Currently In Use: 0; UST Temp Close: 0; AST Currently In Use: 0; AST Temp Closed: 0 | 0 | 0 | 5 | 11483-009-013944 | DIXIELAND OIL CO INC
9994 | Permanently Closed | 1996-11-09 06:00 | 1987-01-01 06:00 | 1998-11-09 06:00 | Petroleum | On road diesel | On road diesel |  | Steel | Steel | Coated & cathodic protection (sti-P3) |  | Steel |  | 1901-01-01 06:00 | [15 empty] | UST Currently In Use: 0; UST Temp Close: 0; AST Currently In Use: 0; AST Temp Closed: 0 | 0 | 0 | 5 | 11483-009-013944 | DIXIELAND OIL CO INC
9995 | Permanently Closed | 1996-11-11 06:00 | 1987-01-01 06:00 | 1998-11-11 06:00 | Petroleum | Unleaded gasoline | Unleaded gasoline |  | Steel | Steel | Coated & cathodic protection (sti-P3) |  | Steel |  | 1901-01-01 06:00 | [15 empty] | UST Currently In Use: 0; UST Temp Close: 0; AST Currently In Use: 0; AST Temp Closed: 0 | 0 | 0 | 5 | 11483-009-013944 | DIXIELAND OIL CO INC
9996 | Permanently Closed | 1996-11-11 06:00 | 1987-01-01 06:00 | 1998-11-11 06:00 | Petroleum | Unleaded gasoline | Unleaded gasoline |  | Steel | Steel | Coated & cathodic protection (sti-P3) |  | Steel |  | 1901-01-01 06:00 | [15 empty] | UST Currently In Use: 0; UST Temp Close: 0; AST Currently In Use: 0; AST Temp Closed: 0 | 0 | 0 | 5 | 11483-009-013944 | DIXIELAND OIL CO INC
9997 | Permanently Closed | 1996-11-11 06:00 | 1987-01-01 06:00 | 1998-11-11 06:00 | Petroleum | Unleaded gasoline | Unleaded gasoline |  | Steel | Steel | Coated & cathodic protection (sti-P3) |  | Steel |  | 1901-01-01 06:00 | [15 empty] | UST Currently In Use: 0; UST Temp Close: 0; AST Currently In Use: 0; AST Temp Closed: 0 | 0 | 0 | 5 | 11483-009-013944 | DIXIELAND OIL CO INC
9998 | Cannot Locate or abandoned | 1996-07-01 06:00 | 1981-01-01 06:00 |  | Petroleum | Unleaded gasoline | Unleaded gasoline |  | Single Wall, Steel | Steel |  | Painted or None | Single Wall, Steel |  | 1901-01-01 06:00 | [15 empty] | UST Currently In Use: 0; UST Temp Close: 0; AST Currently In Use: 0; AST Temp Closed: 0 | 0 | 0 | 0 | 11483-043-013106 | DIXIELAND OIL CO INC
9999 | Cannot Locate or abandoned | 1996-07-01 06:00 | 1981-01-01 06:00 |  | Petroleum | Unleaded gasoline | Unleaded gasoline |  | Single Wall, Steel | Steel |  | Painted or None | Single Wall, Steel |  | 1901-01-01 06:00 | [15 empty] | UST Currently In Use: 0; UST Temp Close: 0; AST Currently In Use: 0; AST Temp Closed: 0 | 0 | 0 | 0 | 11483-043-013106 | DIXIELAND OIL CO INC
10000 | Cannot Locate or abandoned | 1996-07-01 06:00 | 1981-01-01 06:00 |  | Petroleum | Unleaded gasoline | Unleaded gasoline |  | Single Wall, Steel | Steel |  | Painted or None | Single Wall, Steel |  | 1901-01-01 06:00 | [15 empty] | UST Currently In Use: 0; UST Temp Close: 0; AST Currently In Use: 0; AST Temp Closed: 0 | 0 | 0 | 0 | 11483-043-013106 | DIXIELAND OIL CO INC
10001 | Cannot Locate or abandoned | 1996-07-01 06:00 | 1981-01-01 06:00 |  | Petroleum | Unleaded gasoline | Unleaded gasoline |  | Single Wall, Steel | Steel |  | Painted or None | Single Wall, Steel |  | 1901-01-01 06:00 | [15 empty] | UST Currently In Use: 0; UST Temp Close: 0; AST Currently In Use: 0; AST Temp Closed: 0 | 0 | 0 | 0 | 11483-043-013106 | DIXIELAND OIL CO INC
10005 | Currently in Use |  | 1973-01-01 06:00 |  | Petroleum | Unleaded gasoline | Unleaded gasoline | Retail | Single Wall, Steel | Steel | Field installed cathodic protection |  | Double Wall, Fiberglass reinforced plastic |  |  |  | Catchment Basin, Single walled catchment basin | Automatic shutoff device At 95% full | Automatic shutoff device At 95% full |  |  | Continuous Automatic Tank Gauge |  | Automatic flow restrictor (MLLD), Containment Sump | Containment Sump |  |  | Annual line testing | Annual line testing |  | UST Currently In Use: 3; UST Temp Close: 0; AST Currently In Use: 1; AST Temp Closed: 0 | 3 | 0 | 0 | 24322-079-011723 | A & B HOLDINGS, LLC
10006 | Currently in Use |  | 1973-01-01 06:00 |  | Petroleum | Premium gasoline | Premium gasoline | Retail | Single Wall, Steel | Steel | Field installed cathodic protection |  | Double Wall, Fiberglass reinforced plastic |  |  |  | Catchment Basin, Single walled catchment basin | Automatic shutoff device At 95% full | Automatic shutoff device At 95% full |  |  | Continuous Automatic Tank Gauge |  | Automatic flow restrictor (MLLD), Containment Sump | Containment Sump |  |  | Annual line testing | Annual line testing |  | UST Currently In Use: 3; UST Temp Close: 0; AST Currently In Use: 1; AST Temp Closed: 0 | 3 | 0 | 0 | 24322-079-011723 | A & B HOLDINGS, LLC
10007 | Currently in Use |  | 1973-01-01 06:00 |  | Petroleum | On road diesel | On road diesel | Retail | Single Wall, Steel | Steel | Field installed cathodic protection |  | Steel |  |  | Field installed cathodic protection | Catchment Basin, Single walled catchment basin | Automatic shutoff device At 95% full | Automatic shutoff device At 95% full |  |  | Continuous Automatic Tank Gauge | [8 empty] | UST Currently In Use: 3; UST Temp Close: 0; AST Currently In Use: 1; AST Temp Closed: 0 | 3 | 0 | 0 | 24322-079-011723 | A & B HOLDINGS, LLC
10008 | Retired | 1988-12-22 06:00 | 1978-01-01 06:00 |  | Petroleum | Kerosene | Kerosene | Retail | Steel | Steel |  | Painted or None | Steel |  | 1901-01-01 06:00 | [15 empty] | UST Currently In Use: 3; UST Temp Close: 0; AST Currently In Use: 1; AST Temp Closed: 0 | 3 | 0 | 0 | 24322-079-011723 | A & B HOLDINGS, LLC
10009 | Permanently Closed | 1989-02-14 06:00 | 1981-01-01 06:00 | 1989-02-14 06:00 | Petroleum | Unleaded gasoline | Unleaded gasoline |  | Steel | Steel |  | Painted or None | Steel |  | 1901-01-01 06:00 | [15 empty] | UST Currently In Use: 0; UST Temp Close: 0; AST Currently In Use: 0; AST Temp Closed: 0 | 0 | 0 | 3 | 11483-115-011716 | DIXIELAND OIL CO INC
10010 | Permanently Closed | 1989-02-14 06:00 | 1981-01-01 06:00 | 1989-02-14 06:00 | Petroleum | Unleaded gasoline | Unleaded gasoline |  | Steel | Steel |  | Painted or None | Steel |  | 1901-01-01 06:00 | [15 empty] | UST Currently In Use: 0; UST Temp Close: 0; AST Currently In Use: 0; AST Temp Closed: 0 | 0 | 0 | 3 | 11483-115-011716 | DIXIELAND OIL CO INC
10011 | Permanently Closed | 1989-02-14 06:00 | 1981-01-01 06:00 | 1989-02-14 06:00 | Petroleum | Unleaded gasoline | Unleaded gasoline |  | Steel | Steel |  | Painted or None | Steel |  | 1901-01-01 06:00 | [15 empty] | UST Currently In Use: 0; UST Temp Close: 0; AST Currently In Use: 0; AST Temp Closed: 0 | 0 | 0 | 3 | 11483-115-011716 | DIXIELAND OIL CO INC
10012 | Currently in Use |  | 1986-05-07 06:00 |  | Petroleum | Unleaded gasoline | Unleaded gasoline | Retail | Single Wall, Steel | Steel | Field installed cathodic protection |  | Single Wall, Steel |  |  | Field installed cathodic protection | Catchment Basin, Single walled catchment basin | Automatic shutoff device At 95% full | Automatic shutoff device At 95% full |  |  | Continuous Automatic Tank Gauge | [8 empty] | UST Currently In Use: 4; UST Temp Close: 0; AST Currently In Use: 1; AST Temp Closed: 0 | 4 | 0 | 0 | 25716-115-011729 | 411 PACKAGE INC
10013 | Currently in Use |  | 1986-05-07 06:00 |  | Petroleum | Unleaded gasoline | Unleaded gasoline | Retail | Single Wall, Steel | Steel | Field installed cathodic protection |  | Single Wall, Steel |  |  | Field installed cathodic protection | Catchment Basin, Single walled catchment basin | Automatic shutoff device At 95% full | Automatic shutoff device At 95% full |  |  | Continuous Automatic Tank Gauge | [8 empty] | UST Currently In Use: 4; UST Temp Close: 0; AST Currently In Use: 1; AST Temp Closed: 0 | 4 | 0 | 0 | 25716-115-011729 | 411 PACKAGE INC
10014 | Permanently Closed | 1998-07-30 06:00 | 1979-01-01 06:00 | 2000-06-28 06:00 | Petroleum | Unleaded gasoline | Unleaded gasoline |  | Steel | Steel |  | Painted or None | Steel |  | 1901-01-01 06:00 | [15 empty] | UST Currently In Use: 0; UST Temp Close: 0; AST Currently In Use: 0; AST Temp Closed: 0 | 0 | 0 | 4 | 11483-115-013107 | DIXIELAND OIL CO INC
10015 | Permanently Closed | 1998-07-30 06:00 | 1979-01-01 06:00 | 2000-06-28 06:00 | Petroleum | Unleaded gasoline | Unleaded gasoline |  | Steel | Steel |  | Painted or None | Steel |  | 1901-01-01 06:00 | [15 empty] | UST Currently In Use: 0; UST Temp Close: 0; AST Currently In Use: 0; AST Temp Closed: 0 | 0 | 0 | 4 | 11483-115-013107 | DIXIELAND OIL CO INC
10016 | Permanently Closed | 1998-07-30 06:00 | 1979-01-01 06:00 | 2000-06-28 06:00 | Petroleum | Unleaded gasoline | Unleaded gasoline |  | Steel | Steel |  | Painted or None | Steel |  | 1901-01-01 06:00 | [15 empty] | UST Currently In Use: 0; UST Temp Close: 0; AST Currently In Use: 0; AST Temp Closed: 0 | 0 | 0 | 4 | 11483-115-013107 | DIXIELAND OIL CO INC
10017 | Permanently Closed | 1998-07-30 06:00 | 1981-01-01 06:00 | 2000-06-28 06:00 | Petroleum | On road diesel | On road diesel |  | Steel | Steel |  | Painted or None | Steel |  | 1901-01-01 06:00 | [15 empty] | UST Currently In Use: 0; UST Temp Close: 0; AST Currently In Use: 0; AST Temp Closed: 0 | 0 | 0 | 4 | 11483-115-013107 | DIXIELAND OIL CO INC
10018 |  | 1993-08-01 06:00 | 1972-01-01 06:00 |  | Petroleum | Used oil | Used oil |  | Steel | Steel |  |  | Other, NONE |  | 1901-01-01 06:00 |  | Other, EXEMPT | Other, EXEMPT | Other | [11 empty] | UST Currently In Use: 0; UST Temp Close: 0; AST Currently In Use: 0; AST Temp Closed: 0 | 0 | 0 | 0 | 21300-133-001124 | PANELS PLUS LLC
10019 | Retired | 1984-12-01 06:00 | 1972-01-01 06:00 |  | Petroleum | Unleaded gasoline | Unleaded gasoline |  | Steel | Steel |  |  |  |  | 1901-01-01 06:00 | [15 empty] | UST Currently In Use: 0; UST Temp Close: 0; AST Currently In Use: 0; AST Temp Closed: 0 | 0 | 0 | 0 | 21300-133-001124 | PANELS PLUS LLC
10020 | Permanently Closed | 1990-08-08 06:00 | 1961-01-01 06:00 | 1990-08-08 06:00 | Petroleum | Unleaded gasoline | Unleaded gasoline |  | Steel | Steel |  | Painted or None | Steel |  | 1901-01-01 06:00 | [15 empty] | UST Currently In Use: 0; UST Temp Close: 4; AST Currently In Use: 0; AST Temp Closed: 0 | 0 | 4 | 3 | 13243-073-003560 | MAKA INVESTMENT COMPANY INC
10021 | Permanently Closed | 1990-08-08 06:00 | 1961-01-01 06:00 | 1990-08-08 06:00 | Petroleum | Unleaded gasoline | Unleaded gasoline |  | Steel | Steel |  | Painted or None | Steel |  | 1901-01-01 06:00 | [15 empty] | UST Currently In Use: 0; UST Temp Close: 4; AST Currently In Use: 0; AST Temp Closed: 0 | 0 | 4 | 3 | 13243-073-003560 | MAKA INVESTMENT COMPANY INC
10022 | Permanently Closed | 1990-08-08 06:00 | 1961-01-01 06:00 | 1990-08-08 06:00 | Petroleum | Unleaded gasoline | Unleaded gasoline |  | Steel | Steel |  | Painted or None | Steel |  | 1901-01-01 06:00 | [15 empty] | UST Currently In Use: 0; UST Temp Close: 4; AST Currently In Use: 0; AST Temp Closed: 0 | 0 | 4 | 3 | 13243-073-003560 | MAKA INVESTMENT COMPANY INC
10023 | Permanently Closed | 1990-05-31 06:00 | 1975-01-01 06:00 | 1990-05-31 06:00 | Petroleum | Unleaded gasoline | Unleaded gasoline |  | Steel | Steel |  | Painted or None | Steel |  | 1901-01-01 06:00 | [15 empty] | UST Currently In Use: 4; UST Temp Close: 0; AST Currently In Use: 1; AST Temp Closed: 0 | 4 | 0 | 7 | 25509-057-006312 | BRADLEY DUCKWORTH
10024 | Permanently Closed | 1990-05-31 06:00 | 1975-01-01 06:00 | 1990-05-31 06:00 | Petroleum | Unleaded gasoline | Unleaded gasoline |  | Steel | Steel |  | Painted or None | Steel |  | 1901-01-01 06:00 | [15 empty] | UST Currently In Use: 4; UST Temp Close: 0; AST Currently In Use: 1; AST Temp Closed: 0 | 4 | 0 | 7 | 25509-057-006312 | BRADLEY DUCKWORTH
10025 | Permanently Closed | 1990-05-31 06:00 | 1975-01-01 06:00 | 1990-05-31 06:00 | Petroleum | Unleaded gasoline | Unleaded gasoline |  | Steel | Steel |  | Painted or None | Steel |  | 1901-01-01 06:00 | [15 empty] | UST Currently In Use: 4; UST Temp Close: 0; AST Currently In Use: 1; AST Temp Closed: 0 | 4 | 0 | 7 | 25509-057-006312 | BRADLEY DUCKWORTH
10026 | Permanently Closed | 1990-05-31 06:00 | 1975-01-01 06:00 | 1990-05-31 06:00 | Petroleum | Unleaded gasoline | Unleaded gasoline |  | Steel | Steel |  | Painted or None | Steel |  | 1901-01-01 06:00 | [15 empty] | UST Currently In Use: 4; UST Temp Close: 0; AST Currently In Use: 1; AST Temp Closed: 0 | 4 | 0 | 7 | 25509-057-006312 | BRADLEY DUCKWORTH
10027 | Permanently Closed | 1992-02-12 06:00 | 1971-01-01 06:00 | 1992-02-12 06:00 | Petroleum | Used oil | Used oil |  | Steel | Steel |  | Painted or None | Steel |  | 1901-01-01 06:00 | [15 empty] | UST Currently In Use: 4; UST Temp Close: 0; AST Currently In Use: 1; AST Temp Closed: 0 | 4 | 0 | 7 | 25509-057-006312 | BRADLEY DUCKWORTH
10028 | Permanently Closed | 1992-02-12 06:00 | 1971-01-01 06:00 | 1992-02-12 06:00 | Petroleum | Kerosene | Kerosene |  | Steel | Steel |  | Painted or None | Steel |  | 1901-01-01 06:00 | [15 empty] | UST Currently In Use: 4; UST Temp Close: 0; AST Currently In Use: 1; AST Temp Closed: 0 | 4 | 0 | 7 | 25509-057-006312 | BRADLEY DUCKWORTH
10029 | Permanently Closed | 1998-08-10 06:00 | 1981-01-01 06:00 | 1998-08-10 06:00 | Petroleum | On road diesel | On road diesel | Retail | Steel | Steel |  | Painted or None | Steel |  | 1901-01-01 06:00 |  | Catchment Basin, Single walled catchment basin |  |  |  |  | Statistical Inventory Reconciliation (SIR) | [8 empty] | UST Currently In Use: 4; UST Temp Close: 0; AST Currently In Use: 1; AST Temp Closed: 0 | 4 | 0 | 7 | 25509-057-006312 | BRADLEY DUCKWORTH
10030 | Currently in Use |  | 1990-05-31 06:00 |  | Petroleum | Unleaded gasoline | Unleaded gasoline | Retail | Steel | Steel | Coated & cathodic protection (sti-P3) |  | Fiberglass reinforced plastic |  |  |  | Catchment Basin, Single walled catchment basin | Automatic shutoff device At 95% full | Automatic shutoff device At 95% full |  |  | Continuous Automatic Tank Gauge | [8 empty] | UST Currently In Use: 4; UST Temp Close: 0; AST Currently In Use: 1; AST Temp Closed: 0 | 4 | 0 | 7 | 25509-057-006312 | BRADLEY DUCKWORTH
10031 | Currently in Use |  | 1990-05-31 06:00 |  | Petroleum | Mid-grade gasoline | Mid-grade gasoline | Retail | Steel | Steel | Coated & cathodic protection (sti-P3) |  | Fiberglass reinforced plastic |  |  |  | Catchment Basin, Single walled catchment basin | Automatic shutoff device At 95% full | Automatic shutoff device At 95% full |  |  | Continuous Automatic Tank Gauge | [8 empty] | UST Currently In Use: 4; UST Temp Close: 0; AST Currently In Use: 1; AST Temp Closed: 0 | 4 | 0 | 7 | 25509-057-006312 | BRADLEY DUCKWORTH
10032 | Currently in Use |  | 1990-05-31 06:00 |  | Petroleum | Premium gasoline | Premium gasoline | Retail | Steel | Steel | Coated & cathodic protection (sti-P3) |  | Fiberglass reinforced plastic |  |  |  | Catchment Basin, Single walled catchment basin | Automatic shutoff device At 95% full | Automatic shutoff device At 95% full |  |  | Continuous Automatic Tank Gauge | [8 empty] | UST Currently In Use: 4; UST Temp Close: 0; AST Currently In Use: 1; AST Temp Closed: 0 | 4 | 0 | 7 | 25509-057-006312 | BRADLEY DUCKWORTH
10033 | Permanently Closed | 1994-04-01 06:00 | 1982-01-01 06:00 | 1994-04-13 06:00 | Petroleum | Unleaded gasoline | Unleaded gasoline | Retail | Steel | Steel | Coated & cathodic protection (sti-P3) |  | Steel |  | 1901-01-01 06:00 | [15 empty] | UST Currently In Use: 0; UST Temp Close: 0; AST Currently In Use: 0; AST Temp Closed: 0 | 0 | 0 | 3 | 11487-057-006313 | DODSON OIL CO
10034 | Permanently Closed | 1994-04-01 06:00 | 1982-01-01 06:00 | 1994-04-13 06:00 | Petroleum | Unleaded gasoline | Unleaded gasoline | Retail | Steel | Steel | Coated & cathodic protection (sti-P3) |  | Steel |  | 1901-01-01 06:00 | [15 empty] | UST Currently In Use: 0; UST Temp Close: 0; AST Currently In Use: 0; AST Temp Closed: 0 | 0 | 0 | 3 | 11487-057-006313 | DODSON OIL CO
10035 | Permanently Closed | 1994-04-01 06:00 | 1982-01-01 06:00 | 1994-04-13 06:00 | Petroleum | Unleaded gasoline | Unleaded gasoline | Retail | Steel | Steel | Coated & cathodic protection (sti-P3) |  | Steel |  | 1901-01-01 06:00 | [15 empty] | UST Currently In Use: 0; UST Temp Close: 0; AST Currently In Use: 0; AST Temp Closed: 0 | 0 | 0 | 3 | 11487-057-006313 | DODSON OIL CO
10036 | Permanently Closed | 1998-08-01 06:00 | 1984-01-15 06:00 | 1998-08-24 06:00 | Petroleum | Unleaded gasoline | Unleaded gasoline | Retail | Steel | Steel |  | Painted or None | Steel |  | 1901-01-01 06:00 | [15 empty] | UST Currently In Use: 0; UST Temp Close: 3; AST Currently In Use: 0; AST Temp Closed: 0 | 0 | 3 | 1 | 25750-057-006314 | ANJALI AGARWAL
10037 | Temporary Closed | 2011-09-30 06:00 | 1987-09-08 06:00 |  | Petroleum | Unleaded gasoline | Unleaded gasoline | Retail | Steel | Steel | Coated & cathodic protection (sti-P3) |  | Fiberglass reinforced plastic |  | 1901-01-01 06:00 |  | Catchment Basin, Single walled catchment basin | Automatic shutoff device At 95% full | Automatic shutoff device At 95% full |  |  | Statistical Inventory Reconciliation (SIR) | [8 empty] | UST Currently In Use: 0; UST Temp Close: 3; AST Currently In Use: 0; AST Temp Closed: 0 | 0 | 3 | 1 | 25750-057-006314 | ANJALI AGARWAL
10038 | Temporary Closed | 2011-09-30 06:00 | 1987-09-08 06:00 |  | Petroleum | Mid-grade gasoline | Mid-grade gasoline | Retail | Steel | Steel | Coated & cathodic protection (sti-P3) |  | Fiberglass reinforced plastic |  | 1901-01-01 06:00 |  | Catchment Basin, Single walled catchment basin | Automatic shutoff device At 95% full | Automatic shutoff device At 95% full |  |  | Statistical Inventory Reconciliation (SIR) | [8 empty] | UST Currently In Use: 0; UST Temp Close: 3; AST Currently In Use: 0; AST Temp Closed: 0 | 0 | 3 | 1 | 25750-057-006314 | ANJALI AGARWAL
10039 | Permanently Closed | 1991-06-11 06:00 | 1973-01-01 06:00 | 1991-06-11 06:00 | Petroleum | Unleaded gasoline | Unleaded gasoline |  | Steel | Steel |  | Painted or None | Steel |  | 1901-01-01 06:00 | [15 empty] | UST Currently In Use: 0; UST Temp Close: 0; AST Currently In Use: 0; AST Temp Closed: 0 | 0 | 0 | 2 | 11487-057-006316 | DODSON OIL CO
10040 | Permanently Closed | 1991-06-11 06:00 | 1973-01-01 06:00 | 1991-06-11 06:00 | Petroleum | Unleaded gasoline | Unleaded gasoline |  | Steel | Steel |  | Painted or None | Steel |  | 1901-01-01 06:00 | [15 empty] | UST Currently In Use: 0; UST Temp Close: 0; AST Currently In Use: 0; AST Temp Closed: 0 | 0 | 0 | 2 | 11487-057-006316 | DODSON OIL CO
10041 | Permanently Closed | 1993-10-01 06:00 | 1975-01-01 06:00 | 1993-12-09 06:00 | Petroleum | Unleaded gasoline | Unleaded gasoline | Retail | Steel | Steel |  | Painted or None | Steel |  | 1901-01-01 06:00 | [6 empty] | Statistical Inventory Reconciliation (SIR) | [8 empty] | UST Currently In Use: 0; UST Temp Close: 0; AST Currently In Use: 0; AST Temp Closed: 0 | 0 | 0 | 3 | 11487-057-006318 | DODSON OIL CO
10042 | Permanently Closed | 1993-10-01 06:00 | 1975-01-01 06:00 | 1993-12-09 06:00 | Petroleum | Unleaded gasoline | Unleaded gasoline | Retail | Steel | Steel |  | Painted or None | Steel |  | 1901-01-01 06:00 | [6 empty] | Statistical Inventory Reconciliation (SIR) | [8 empty] | UST Currently In Use: 0; UST Temp Close: 0; AST Currently In Use: 0; AST Temp Closed: 0 | 0 | 0 | 3 | 11487-057-006318 | DODSON OIL CO
10043 | Permanently Closed | 1993-10-01 06:00 | 1975-01-01 06:00 | 1993-12-09 06:00 | Petroleum | Unleaded gasoline | Unleaded gasoline | Retail | Steel | Steel |  | Painted or None | Steel |  | 1901-01-01 06:00 | [6 empty] | Statistical Inventory Reconciliation (SIR) | [8 empty] | UST Currently In Use: 0; UST Temp Close: 0; AST Currently In Use: 0; AST Temp Closed: 0 | 0 | 0 | 3 | 11487-057-006318 | DODSON OIL CO
10044 | Permanently Closed | 1996-09-01 06:00 | 1972-01-01 06:00 | 1996-09-30 06:00 | Petroleum | Unleaded gasoline | Unleaded gasoline |  | Steel | Steel |  | Painted or None | Steel |  | 1901-01-01 06:00 | [15 empty] | UST Currently In Use: 0; UST Temp Close: 0; AST Currently In Use: 0; AST Temp Closed: 0 | 0 | 0 | 5 | 11488-051-006878 | K & K INC
10045 | Permanently Closed | 1996-09-01 06:00 | 1972-01-01 06:00 | 1996-09-30 06:00 | Petroleum | Unleaded gasoline | Unleaded gasoline |  | Steel | Steel |  | Painted or None | Steel |  | 1901-01-01 06:00 | [15 empty] | UST Currently In Use: 0; UST Temp Close: 0; AST Currently In Use: 0; AST Temp Closed: 0 | 0 | 0 | 5 | 11488-051-006878 | K & K INC
10046 | Permanently Closed | 1996-09-01 06:00 | 1972-01-01 06:00 | 1996-09-30 06:00 | Petroleum | Unleaded gasoline | Unleaded gasoline |  | Steel | Steel |  | Painted or None | Steel |  | 1901-01-01 06:00 | [15 empty] | UST Currently In Use: 0; UST Temp Close: 0; AST Currently In Use: 0; AST Temp Closed: 0 | 0 | 0 | 5 | 11488-051-006878 | K & K INC
10047 | Permanently Closed | 1996-09-01 06:00 | 1972-01-01 06:00 | 1996-09-30 06:00 | Petroleum | Used oil | Used oil |  | Steel | Steel |  | Painted or None | Steel |  | 1901-01-01 06:00 | [15 empty] | UST Currently In Use: 0; UST Temp Close: 0; AST Currently In Use: 0; AST Temp Closed: 0 | 0 | 0 | 5 | 11488-051-006878 | K & K INC
10048 | Permanently Closed | 1991-09-12 06:00 | 1970-01-01 06:00 | 1991-09-12 06:00 | Petroleum | Kerosene | Kerosene |  | Steel | Steel |  |  |  |  | 1901-01-01 06:00 | [15 empty] | UST Currently In Use: 0; UST Temp Close: 0; AST Currently In Use: 0; AST Temp Closed: 0 | 0 | 0 | 5 | 11489-073-008682 | DON DRENNEN BUICK
10049 | Permanently Closed | 1991-09-12 06:00 | 1970-01-01 06:00 | 1991-09-12 06:00 | Petroleum | Other, TRANSFLUID | Other |  | Steel | Steel |  |  |  |  | 1901-01-01 06:00 | [15 empty] | UST Currently In Use: 0; UST Temp Close: 0; AST Currently In Use: 0; AST Temp Closed: 0 | 0 | 0 | 5 | 11489-073-008682 | DON DRENNEN BUICK
10050 | Permanently Closed | 1991-09-12 06:00 | 1970-01-01 06:00 | 1991-09-12 06:00 | Petroleum | Other, MOTOR OIL | Other |  | Steel | Steel |  |  |  |  | 1901-01-01 06:00 | [15 empty] | UST Currently In Use: 0; UST Temp Close: 0; AST Currently In Use: 0; AST Temp Closed: 0 | 0 | 0 | 5 | 11489-073-008682 | DON DRENNEN BUICK
10051 | Permanently Closed | 1991-09-12 06:00 | 1970-01-01 06:00 | 1991-09-12 06:00 | Petroleum | Used oil | Used oil |  | Steel | Steel |  |  |  |  | 1901-01-01 06:00 | [15 empty] | UST Currently In Use: 0; UST Temp Close: 0; AST Currently In Use: 0; AST Temp Closed: 0 | 0 | 0 | 5 | 11489-073-008682 | DON DRENNEN BUICK
10052 | Permanently Closed | 1985-02-20 06:00 | 1970-01-01 06:00 | 1991-09-12 06:00 | Petroleum | Unleaded gasoline | Unleaded gasoline |  | Steel | Steel |  |  |  |  | 1901-01-01 06:00 | [15 empty] | UST Currently In Use: 0; UST Temp Close: 0; AST Currently In Use: 0; AST Temp Closed: 0 | 0 | 0 | 5 | 11489-073-008682 | DON DRENNEN BUICK
10053 | Cannot Locate or abandoned | 1998-01-01 06:00 | 1963-01-01 06:00 |  | Petroleum | Unleaded gasoline | Unleaded gasoline | Retail | Steel | Steel |  |  | Steel |  | 1901-01-01 06:00 | [15 empty] | UST Currently In Use: 0; UST Temp Close: 0; AST Currently In Use: 0; AST Temp Closed: 0 | 0 | 0 | 0 | 11490-055-011384 | DON FLEMING
10054 | Cannot Locate or abandoned | 1998-01-01 06:00 | 1963-01-01 06:00 |  | Petroleum | On road diesel | On road diesel | Retail | Steel | Steel |  |  | Steel |  | 1901-01-01 06:00 | [15 empty] | UST Currently In Use: 0; UST Temp Close: 0; AST Currently In Use: 0; AST Temp Closed: 0 | 0 | 0 | 0 | 11490-055-011384 | DON FLEMING
10055 | Permanently Closed | 1991-10-11 06:00 | 1974-01-01 06:00 | 1991-10-11 06:00 | Petroleum | Unleaded gasoline | Unleaded gasoline |  | Steel | Steel |  | Painted or None | Steel |  | 1901-01-01 06:00 | [15 empty] | UST Currently In Use: 1; UST Temp Close: 0; AST Currently In Use: 1; AST Temp Closed: 0 | 1 | 0 | 3 | 25357-095-000669 | KRUNAL PATEL
10056 | Permanently Closed | 1991-10-11 06:00 | 1974-01-01 06:00 | 1991-10-11 06:00 | Petroleum | Unleaded gasoline | Unleaded gasoline |  | Steel | Steel |  | Painted or None | Steel |  | 1901-01-01 06:00 | [15 empty] | UST Currently In Use: 1; UST Temp Close: 0; AST Currently In Use: 1; AST Temp Closed: 0 | 1 | 0 | 3 | 25357-095-000669 | KRUNAL PATEL
10057 | Permanently Closed | 1991-10-11 06:00 | 1974-01-01 06:00 | 1991-10-11 06:00 | Petroleum | Unleaded gasoline | Unleaded gasoline |  | Steel | Steel |  | Painted or None | Steel |  | 1901-01-01 06:00 | [15 empty] | UST Currently In Use: 1; UST Temp Close: 0; AST Currently In Use: 1; AST Temp Closed: 0 | 1 | 0 | 3 | 25357-095-000669 | KRUNAL PATEL
10058 | Currently in Use |  | 1981-01-01 06:00 |  | Petroleum | Unleaded gasoline | Unleaded gasoline | Retail | Steel | Steel | Field installed cathodic protection |  | Double Wall, Flexible |  |  |  | Catchment Basin, Single walled catchment basin | Automatic shutoff device At 95% full | Automatic shutoff device At 95% full |  |  | Statistical Inventory Reconciliation (SIR) |  | Automatic flow restrictor (MLLD), Containment Sump | Containment Sump |  |  | Statistical inventory reconciliation (SIR) | Statistical inventory reconciliation (SIR) |  | UST Currently In Use: 3; UST Temp Close: 0; AST Currently In Use: 0; AST Temp Closed: 0 | 3 | 0 | 0 | 25212-003-002092 | ZARNA PATEL
10059 | Currently in Use |  | 1981-01-01 06:00 |  | Petroleum | Premium gasoline | Premium gasoline | Retail | Steel | Steel | Field installed cathodic protection |  | Double Wall, Flexible |  |  |  | Catchment Basin, Single walled catchment basin | Automatic shutoff device At 95% full | Automatic shutoff device At 95% full |  |  | Statistical Inventory Reconciliation (SIR) |  | Automatic flow restrictor (MLLD), Containment Sump | Containment Sump |  |  | Statistical inventory reconciliation (SIR) | Statistical inventory reconciliation (SIR) |  | UST Currently In Use: 3; UST Temp Close: 0; AST Currently In Use: 0; AST Temp Closed: 0 | 3 | 0 | 0 | 25212-003-002092 | ZARNA PATEL
10060 | Currently in Use |  | 1981-01-01 06:00 |  | Petroleum | On road diesel | On road diesel | Retail | Steel | Steel | Field installed cathodic protection |  | Double Wall, Flexible |  |  |  | Catchment Basin, Single walled catchment basin | Automatic shutoff device At 95% full | Automatic shutoff device At 95% full |  |  | Statistical Inventory Reconciliation (SIR) | [8 empty] | UST Currently In Use: 3; UST Temp Close: 0; AST Currently In Use: 0; AST Temp Closed: 0 | 3 | 0 | 0 | 25212-003-002092 | ZARNA PATEL
10061 | Permanently Closed | 1999-11-11 06:00 | 1943-01-01 07:00 | 1999-11-11 06:00 | Petroleum | Unleaded gasoline | Unleaded gasoline |  | Steel | Steel |  | Painted or None | Steel |  | 1901-01-01 06:00 | [6 empty] | Statistical Inventory Reconciliation (SIR) | [8 empty] | UST Currently In Use: 0; UST Temp Close: 0; AST Currently In Use: 0; AST Temp Closed: 0 | 0 | 0 | 2 | 11495-047-005438 | DONALD AND RONALD COFFEE
10062 | Permanently Closed | 1999-11-11 06:00 | 1943-01-01 07:00 | 1999-11-11 06:00 | Petroleum | Unleaded gasoline | Unleaded gasoline |  | Steel | Steel |  | Painted or None | Steel |  | 1901-01-01 06:00 | [6 empty] | Statistical Inventory Reconciliation (SIR) | [8 empty] | UST Currently In Use: 0; UST Temp Close: 0; AST Currently In Use: 0; AST Temp Closed: 0 | 0 | 0 | 2 | 11495-047-005438 | DONALD AND RONALD COFFEE
10063 | Permanently Closed | 1991-07-30 06:00 | 1974-01-01 06:00 | 1991-07-30 06:00 | Petroleum | Unleaded gasoline | Unleaded gasoline |  | Steel | Steel |  |  |  |  | 1901-01-01 06:00 | [15 empty] | UST Currently In Use: 0; UST Temp Close: 0; AST Currently In Use: 0; AST Temp Closed: 0 | 0 | 0 | 5 | 11496-073-012021 | DONALD R KAHN DBA KAHN PROPERTIES
10064 | Permanently Closed | 1991-07-30 06:00 | 1974-01-01 06:00 | 1991-07-30 06:00 | Petroleum | Unleaded gasoline | Unleaded gasoline |  | Steel | Steel |  |  |  |  | 1901-01-01 06:00 | [15 empty] | UST Currently In Use: 0; UST Temp Close: 0; AST Currently In Use: 0; AST Temp Closed: 0 | 0 | 0 | 5 | 11496-073-012021 | DONALD R KAHN DBA KAHN PROPERTIES
10065 | Permanently Closed | 1991-07-30 06:00 | 1974-01-01 06:00 | 1991-07-30 06:00 | Petroleum | Unleaded gasoline | Unleaded gasoline |  | Steel | Steel |  |  |  |  | 1901-01-01 06:00 | [15 empty] | UST Currently In Use: 0; UST Temp Close: 0; AST Currently In Use: 0; AST Temp Closed: 0 | 0 | 0 | 5 | 11496-073-012021 | DONALD R KAHN DBA KAHN PROPERTIES
10066 | Permanently Closed | 1991-07-30 06:00 | 1974-01-01 06:00 | 1991-07-30 06:00 | Petroleum | Unleaded gasoline | Unleaded gasoline |  | Steel | Steel |  |  |  |  | 1901-01-01 06:00 | [15 empty] | UST Currently In Use: 0; UST Temp Close: 0; AST Currently In Use: 0; AST Temp Closed: 0 | 0 | 0 | 5 | 11496-073-012021 | DONALD R KAHN DBA KAHN PROPERTIES
10067 | Permanently Closed | 1991-07-30 06:00 | 1974-01-01 06:00 | 1991-07-30 06:00 | Petroleum | Used oil | Used oil |  | Steel | Steel |  |  |  |  | 1901-01-01 06:00 | [15 empty] | UST Currently In Use: 0; UST Temp Close: 0; AST Currently In Use: 0; AST Temp Closed: 0 | 0 | 0 | 5 | 11496-073-012021 | DONALD R KAHN DBA KAHN PROPERTIES
10068 | Permanently Closed | 1996-09-15 06:00 | 1973-01-01 06:00 | 1996-12-12 06:00 | Petroleum | On road diesel | On road diesel | Bulk facility | Steel | Steel |  | Painted or None | Steel |  | 1901-01-01 06:00 | [15 empty] | UST Currently In Use: 0; UST Temp Close: 0; AST Currently In Use: 1; AST Temp Closed: 0 | 0 | 0 | 2 | 11497-067-007554 | DONALD SMITH CO INC
10069 | Permanently Closed | 1996-09-15 06:00 | 1973-01-01 06:00 | 1996-12-12 06:00 | Petroleum | Unleaded gasoline | Unleaded gasoline | Bulk facility | Steel | Steel |  | Painted or None | Steel |  | 1901-01-01 06:00 | [15 empty] | UST Currently In Use: 0; UST Temp Close: 0; AST Currently In Use: 1; AST Temp Closed: 0 | 0 | 0 | 2 | 11497-067-007554 | DONALD SMITH CO INC
10070 | Permanently Closed | 1987-11-01 06:00 | 1974-01-01 06:00 | 1987-11-01 06:00 | Petroleum | On road diesel | On road diesel | Retail | Steel | Steel | Coated & cathodic protection (sti-P3) |  | Steel |  |  | Field installed cathodic protection | Catchment Basin, Single walled catchment basin | Automatic shutoff device At 95% full | Automatic shutoff device At 95% full |  |  | Statistical Inventory Reconciliation (SIR) | [8 empty] | UST Currently In Use: 0; UST Temp Close: 0; AST Currently In Use: 0; AST Temp Closed: 0 | 0 | 0 | 5 | 15021-051-002679 | TURNER OIL INC
10071 | Permanently Closed | 2014-07-01 06:00 | 1976-01-01 06:00 | 2017-12-15 06:00 | Petroleum | Premium gasoline | Premium gasoline | Retail | Fiberglass reinforced plastic | Fiberglass reinforced plastic |  |  | Fiberglass reinforced plastic |  | 1901-01-01 06:00 |  | Catchment Basin, Single walled catchment basin | Automatic shutoff device At 95% full | Automatic shutoff device At 95% full |  |  | Continuous Automatic Tank Gauge |  | Containment Sump | Containment Sump | Interstitial Monitoring within Secondary Containment | MANUAL/VISUAL CHECK | Annual line testing | Annual line testing |  | UST Currently In Use: 0; UST Temp Close: 0; AST Currently In Use: 0; AST Temp Closed: 0 | 0 | 0 | 5 | 15021-051-002679 | TURNER OIL INC
10073 | Permanently Closed | 2014-07-01 06:00 | 1981-01-01 06:00 | 2017-12-15 06:00 | Petroleum | Unleaded gasoline | Unleaded gasoline | Retail | Steel | Steel | Field installed cathodic protection |  | Fiberglass reinforced plastic |  |  | Other, FLXS ISOLA | Catchment Basin, Single walled catchment basin | Automatic shutoff device At 95% full | Automatic shutoff device At 95% full |  |  | Continuous Automatic Tank Gauge |  | Containment Sump | Containment Sump | Interstitial Monitoring within Secondary Containment | MANUAL/VISUAL CHECK | Annual line testing | Annual line testing |  | UST Currently In Use: 0; UST Temp Close: 0; AST Currently In Use: 0; AST Temp Closed: 0 | 0 | 0 | 5 | 15021-051-002679 | TURNER OIL INC
10074 | Permanently Closed | 1999-06-17 06:00 | 1982-01-01 06:00 | 2000-04-20 06:00 | Petroleum | Kerosene | Kerosene | Retail | Steel | Steel | Field installed cathodic protection |  | Steel |  | 1901-01-01 06:00 | Field installed cathodic protection | Catchment Basin, Single walled catchment basin |  |  |  |  | Statistical Inventory Reconciliation (SIR) | [8 empty] | UST Currently In Use: 0; UST Temp Close: 0; AST Currently In Use: 0; AST Temp Closed: 0 | 0 | 0 | 5 | 15021-051-002679 | TURNER OIL INC
10075 | Retired | 1988-08-08 06:00 | 1974-01-01 06:00 |  | Petroleum | Unleaded gasoline | Unleaded gasoline |  | Steel | Steel |  | Painted or None | Steel |  | 1901-01-01 06:00 | [15 empty] | UST Currently In Use: 0; UST Temp Close: 0; AST Currently In Use: 0; AST Temp Closed: 0 | 0 | 0 | 0 | 11499-127-000339 | DORA PURADE S S
10076 | Retired | 1988-08-08 06:00 | 1974-01-01 06:00 |  | Petroleum | Unleaded gasoline | Unleaded gasoline |  | Steel | Steel |  | Painted or None | Steel |  | 1901-01-01 06:00 | [15 empty] | UST Currently In Use: 0; UST Temp Close: 0; AST Currently In Use: 0; AST Temp Closed: 0 | 0 | 0 | 0 | 11499-127-000339 | DORA PURADE S S
10077 | Permanently Closed | 1988-09-01 06:00 | 1975-01-01 06:00 | 2011-11-11 06:00 | Petroleum | Unleaded gasoline | Unleaded gasoline |  | Steel | Steel |  | Painted or None | Steel |  | 1901-01-01 06:00 | [15 empty] | UST Currently In Use: 0; UST Temp Close: 0; AST Currently In Use: 0; AST Temp Closed: 0 | 0 | 0 | 3 | 11500-127-009441 | DORA STANDARD
10078 | Permanently Closed | 1988-09-01 06:00 | 1975-01-01 06:00 | 2011-11-11 06:00 | Petroleum | Unleaded gasoline | Unleaded gasoline |  | Steel | Steel |  | Painted or None | Steel |  | 1901-01-01 06:00 | [15 empty] | UST Currently In Use: 0; UST Temp Close: 0; AST Currently In Use: 0; AST Temp Closed: 0 | 0 | 0 | 3 | 11500-127-009441 | DORA STANDARD
10079 | Permanently Closed | 1988-09-01 06:00 | 1975-01-01 06:00 | 2011-11-11 06:00 | Petroleum | Unleaded gasoline | Unleaded gasoline |  | Steel | Steel |  | Painted or None | Steel |  | 1901-01-01 06:00 | [15 empty] | UST Currently In Use: 0; UST Temp Close: 0; AST Currently In Use: 0; AST Temp Closed: 0 | 0 | 0 | 3 | 11500-127-009441 | DORA STANDARD
10080 | Permanently Closed | 1901-01-01 06:00 | 1974-01-01 06:00 | 1988-12-19 06:00 | Petroleum | Unleaded gasoline | Unleaded gasoline |  | Steel | Steel |  |  | Steel |  | 1901-01-01 06:00 | [15 empty] | UST Currently In Use: 0; UST Temp Close: 0; AST Currently In Use: 0; AST Temp Closed: 0 | 0 | 0 | 2 | 11501-001-006642 | RODDY & MELANIE BOGGS
10081 | Permanently Closed | 1901-01-01 06:00 | 1974-01-01 06:00 | 1988-12-19 06:00 | Petroleum | Unleaded gasoline | Unleaded gasoline |  | Steel | Steel |  |  | Steel |  | 1901-01-01 06:00 | [15 empty] | UST Currently In Use: 0; UST Temp Close: 0; AST Currently In Use: 0; AST Temp Closed: 0 | 0 | 0 | 2 | 11501-001-006642 | RODDY & MELANIE BOGGS
10082 | Retired | 1988-12-22 06:00 | 1985-01-01 06:00 |  | Petroleum | Unleaded gasoline | Unleaded gasoline |  | Steel | Steel |  |  | Steel |  | 1901-01-01 06:00 | [15 empty] | UST Currently In Use: 0; UST Temp Close: 0; AST Currently In Use: 0; AST Temp Closed: 0 | 0 | 0 | 0 | 11502-113-013205 | DOROTHY DIX
10083 | Retired | 1988-12-22 06:00 | 1985-01-01 06:00 |  | Petroleum | Unleaded gasoline | Unleaded gasoline |  | Steel | Steel |  |  | Steel |  | 1901-01-01 06:00 | [15 empty] | UST Currently In Use: 0; UST Temp Close: 0; AST Currently In Use: 0; AST Temp Closed: 0 | 0 | 0 | 0 | 11502-113-013205 | DOROTHY DIX
10084 | Permanently Closed | 1989-11-29 06:00 | 1976-01-01 06:00 | 1989-11-29 06:00 | Petroleum | Unleaded gasoline | Unleaded gasoline |  | Steel | Steel |  | Painted or None | Steel |  | 1901-01-01 06:00 | [15 empty] | UST Currently In Use: 0; UST Temp Close: 0; AST Currently In Use: 0; AST Temp Closed: 0 | 0 | 0 | 3 | 11503-019-002726 | DOROTHY SPEARMAN
10085 | Permanently Closed | 1989-11-29 06:00 | 1976-01-01 06:00 | 1989-11-29 06:00 | Petroleum | Unleaded gasoline | Unleaded gasoline |  | Steel | Steel |  | Painted or None | Steel |  | 1901-01-01 06:00 | [15 empty] | UST Currently In Use: 0; UST Temp Close: 0; AST Currently In Use: 0; AST Temp Closed: 0 | 0 | 0 | 3 | 11503-019-002726 | DOROTHY SPEARMAN
10086 | Permanently Closed | 1989-11-29 06:00 | 1976-01-01 06:00 | 1989-11-29 06:00 | Petroleum | Unleaded gasoline | Unleaded gasoline |  | Steel | Steel |  | Painted or None | Steel |  | 1901-01-01 06:00 | [15 empty] | UST Currently In Use: 0; UST Temp Close: 0; AST Currently In Use: 0; AST Temp Closed: 0 | 0 | 0 | 3 | 11503-019-002726 | DOROTHY SPEARMAN
10087 | Permanently Closed | 1992-04-27 06:00 | 1970-01-01 06:00 | 1992-04-27 06:00 | Petroleum | Used oil | Used oil |  | Steel | Steel |  | Painted or None | Steel |  | 1901-01-01 06:00 | [15 empty] | UST Currently In Use: 0; UST Temp Close: 0; AST Currently In Use: 0; AST Temp Closed: 0 | 0 | 0 | 1 | 11504-001-000485 | DORSEY MOTOR SALES INC
10088 | Retired | 1986-02-25 06:00 | 1970-01-01 06:00 |  | Petroleum | Unleaded gasoline | Unleaded gasoline |  | Steel | Steel |  | Painted or None | Steel |  | 1901-01-01 06:00 | [15 empty] | UST Currently In Use: 0; UST Temp Close: 0; AST Currently In Use: 0; AST Temp Closed: 0 | 0 | 0 | 1 | 11504-001-000485 | DORSEY MOTOR SALES INC
10089 | Permanently Closed | 1998-09-21 06:00 | 1976-01-01 06:00 | 1998-09-21 06:00 | Petroleum | Unleaded gasoline | Unleaded gasoline |  | Steel | Steel |  | Painted or None | Steel |  | 1901-01-01 06:00 | [15 empty] | UST Currently In Use: 0; UST Temp Close: 0; AST Currently In Use: 0; AST Temp Closed: 0 | 0 | 0 | 4 | 11507-031-006024 | DORSEY TRAILERS INC
10090 | Permanently Closed | 1993-10-01 06:00 | 1953-01-01 06:00 | 1993-11-02 06:00 | Petroleum | Unleaded gasoline | Unleaded gasoline |  | Steel | Steel |  |  | Steel |  | 1901-01-01 06:00 | [15 empty] | UST Currently In Use: 0; UST Temp Close: 0; AST Currently In Use: 0; AST Temp Closed: 0 | 0 | 0 | 4 | 11507-031-006024 | DORSEY TRAILERS INC
10091 | Permanently Closed | 1991-02-14 06:00 | 1957-01-01 06:00 | 1991-02-14 06:00 | Hazardous Substance |  |  |  | Steel | Steel |  |  | Steel |  | 1901-01-01 06:00 | [15 empty] | UST Currently In Use: 0; UST Temp Close: 0; AST Currently In Use: 0; AST Temp Closed: 0 | 0 | 0 | 4 | 11507-031-006024 | DORSEY TRAILERS INC
10092 | Permanently Closed | 1991-02-14 06:00 | 1978-01-01 06:00 | 1991-02-14 06:00 | Hazardous Substance |  |  |  | Steel | Steel |  | Painted or None | Steel |  | 1901-01-01 06:00 | [15 empty] | UST Currently In Use: 0; UST Temp Close: 0; AST Currently In Use: 0; AST Temp Closed: 0 | 0 | 0 | 4 | 11507-031-006024 | DORSEY TRAILERS INC
10093 | Permanently Closed | 1997-09-01 06:00 | 1975-01-01 06:00 | 1997-09-04 06:00 | Petroleum | On road diesel | On road diesel | Retail | Steel | Steel |  | Painted or None | Steel |  | 1901-01-01 06:00 | [12 empty] | Annual line testing | Annual line testing |  | UST Currently In Use: 0; UST Temp Close: 0; AST Currently In Use: 0; AST Temp Closed: 0 | 0 | 0 | 3 | 11507-031-008008 | DORSEY TRAILERS INC
10094 | Permanently Closed | 1993-12-16 06:00 | 1968-01-01 06:00 | 1993-12-16 06:00 | Petroleum | On road diesel | On road diesel |  | Steel | Steel |  | Painted or None | Steel |  | 1901-01-01 06:00 | [12 empty] | Annual line testing | Annual line testing |  | UST Currently In Use: 0; UST Temp Close: 0; AST Currently In Use: 0; AST Temp Closed: 0 | 0 | 0 | 3 | 11507-031-008008 | DORSEY TRAILERS INC
10095 | Permanently Closed | 1992-12-10 06:00 | 1968-01-01 06:00 | 1992-12-10 06:00 | Petroleum | Used oil | Used oil |  | Steel | Steel |  | Painted or None | Steel |  | 1901-01-01 06:00 | [15 empty] | UST Currently In Use: 0; UST Temp Close: 0; AST Currently In Use: 0; AST Temp Closed: 0 | 0 | 0 | 3 | 11507-031-008008 | DORSEY TRAILERS INC
10096 | Permanently Closed | 1992-01-29 06:00 | 1957-01-01 06:00 | 1992-01-29 06:00 | Petroleum | Unleaded gasoline | Unleaded gasoline | Emergency Power Generator, State/Federal Government | Steel | Steel |  |  | Other, COPPER |  | 1901-01-01 06:00 | [15 empty] | UST Currently In Use: 0; UST Temp Close: 0; AST Currently In Use: 0; AST Temp Closed: 0 | 0 | 0 | 1 | 11510-033-003782 | DOT FEDERAL AVIATION FAA
10097 | Permanently Closed | 1992-01-28 06:00 | 1961-01-01 06:00 | 1992-01-28 06:00 | Petroleum | Unleaded gasoline | Unleaded gasoline | Emergency Power Generator, State/Federal Government | Steel | Steel |  |  | Other, COPPER |  | 1901-01-01 06:00 | None | [7 empty] | Other, EXEMPT | Other |  |  | Other, EXEMPT | Other |  | UST Currently In Use: 0; UST Temp Close: 0; AST Currently In Use: 0; AST Temp Closed: 0 | 0 | 0 | 1 | 11510-033-003783 | DOT FEDERAL AVIATION FAA
10098 | Permanently Closed | 1992-01-31 06:00 | 1953-01-01 06:00 | 1992-01-31 06:00 | Petroleum | Unleaded gasoline | Unleaded gasoline | Emergency Power Generator, State/Federal Government | Steel | Steel |  |  | Other, COPPER |  | 1901-01-01 06:00 | None | [7 empty] | Other, EXEMPT | Other |  |  | Other, EXEMPT | Other |  | UST Currently In Use: 0; UST Temp Close: 0; AST Currently In Use: 0; AST Temp Closed: 0 | 0 | 0 | 1 | 11510-089-003784 | DOT FEDERAL AVIATION FAA
10099 | Permanently Closed | 1998-01-01 06:00 | 1980-01-01 06:00 | 1998-01-01 06:00 | Petroleum | On road diesel | On road diesel | Emergency Power Generator, State/Federal Government | Steel | Steel |  | Painted or None | Other, COPPER |  | 1901-01-01 06:00 | None | [7 empty] | Other, EXEMPT | Other |  |  | Other, EXEMPT | Other |  | UST Currently In Use: 0; UST Temp Close: 0; AST Currently In Use: 0; AST Temp Closed: 0 | 0 | 0 | 1 | 11510-089-003785 | DOT FEDERAL AVIATION FAA
10100 | Permanently Closed | 1991-10-31 06:00 | 1982-01-01 06:00 | 1991-10-31 06:00 | Petroleum | On road diesel | On road diesel | Emergency Power Generator, State/Federal Government | Steel | Steel |  | Painted or None | Steel |  | 1901-01-01 06:00 | [8 empty] | Other, EXEMPT | Other |  |  | Other, EXEMPT | Other |  | UST Currently In Use: 0; UST Temp Close: 0; AST Currently In Use: 0; AST Temp Closed: 0 | 0 | 0 | 1 | 11510-089-003787 | DOT FEDERAL AVIATION FAA
10101 | Permanently Closed | 1994-04-06 06:00 | 1965-01-01 06:00 | 1994-04-06 06:00 | Petroleum | On road diesel | On road diesel | Emergency Power Generator, State/Federal Government | Steel | Steel |  | Painted or None | Other, COPPER |  | 1901-01-01 06:00 | None | [7 empty] | Other, EXEMPT | Other |  |  | Other, EXEMPT | Other |  | UST Currently In Use: 0; UST Temp Close: 0; AST Currently In Use: 0; AST Temp Closed: 0 | 0 | 0 | 2 | 11510-089-003788 | DOT FEDERAL AVIATION FAA
10102 | Permanently Closed | 1994-04-06 06:00 | 1965-01-01 06:00 | 1994-04-06 06:00 | Petroleum | On road diesel | On road diesel | Emergency Power Generator, State/Federal Government | Steel | Steel |  | Painted or None | Steel, COPPER |  | 1901-01-01 06:00 | [8 empty] | Other, EXEMPT | Other |  |  | Other, EXEMPT | Other |  | UST Currently In Use: 0; UST Temp Close: 0; AST Currently In Use: 0; AST Temp Closed: 0 | 0 | 0 | 2 | 11510-089-003788 | DOT FEDERAL AVIATION FAA
10103 | Permanently Closed | 1995-01-01 06:00 | 1965-01-01 06:00 | 1995-12-11 06:00 | Petroleum | On road diesel | On road diesel | Emergency Power Generator, State/Federal Government | Steel | Steel |  | Painted or None | Other, COPPER |  | 1901-01-01 06:00 | None | [7 empty] | Other, EXEMPT | Other |  |  | Other, EXEMPT | Other |  | UST Currently In Use: 0; UST Temp Close: 0; AST Currently In Use: 0; AST Temp Closed: 0 | 0 | 0 | 1 | 11510-089-003789 | DOT FEDERAL AVIATION FAA
10104 | Permanently Closed | 1989-11-03 06:00 | 1967-01-01 06:00 | 1989-11-03 06:00 | Petroleum | On road diesel | On road diesel | State/federal government | Steel | Steel |  | Painted or None | Other, COPPER |  | 1901-01-01 06:00 | [15 empty] | UST Currently In Use: 0; UST Temp Close: 0; AST Currently In Use: 0; AST Temp Closed: 0 | 0 | 0 | 1 | 11510-089-003790 | DOT FEDERAL AVIATION FAA
10105 | Permanently Closed | 1998-09-15 06:00 | 1967-01-01 06:00 | 1998-09-15 06:00 | Petroleum | On road diesel | On road diesel | Emergency Power Generator, State/Federal Government | Steel | Steel |  |  | Other, COPPER |  | 1901-01-01 06:00 | None | [7 empty] | Other, EXEMPT | Other |  |  | Other, EXEMPT | Other |  | UST Currently In Use: 0; UST Temp Close: 0; AST Currently In Use: 0; AST Temp Closed: 0 | 0 | 0 | 1 | 11510-093-003781 | DOT FEDERAL AVIATION FAA
10106 | Permanently Closed | 1985-11-01 06:00 | 1978-01-01 06:00 | 1988-09-29 06:00 | Petroleum | Unleaded gasoline | Unleaded gasoline | State/federal government | Steel | Steel |  | Painted or None | Other, COPPER |  | 1901-01-01 06:00 | [15 empty] | UST Currently In Use: 0; UST Temp Close: 0; AST Currently In Use: 0; AST Temp Closed: 0 | 0 | 0 | 1 | 11510-083-003786 | DOT FEDERAL AVIATION FAA
10107 | Permanently Closed | 1998-08-01 06:00 | 1966-01-01 06:00 | 1998-08-01 06:00 | Petroleum | On road diesel | On road diesel | State/federal government | Steel | Steel |  | Painted or None |  |  | 1901-01-01 06:00 | [15 empty] | UST Currently In Use: 0; UST Temp Close: 0; AST Currently In Use: 0; AST Temp Closed: 0 | 0 | 0 | 1 | 11510-005-007313 | DOT FEDERAL AVIATION FAA
10108 | Permanently Closed | 1996-10-04 06:00 | 1986-01-01 06:00 | 1998-10-04 06:00 | Petroleum | On road diesel | On road diesel | State/federal government | Steel | Steel |  | Painted or None | Other, COPPER |  | 1901-01-01 06:00 | [15 empty] | UST Currently In Use: 0; UST Temp Close: 0; AST Currently In Use: 1; AST Temp Closed: 0 | 0 | 0 | 2 | 11510-015-013519 | DOT FEDERAL AVIATION FAA
10109 | Permanently Closed | 1991-12-10 06:00 | 1957-01-01 06:00 | 1991-12-10 06:00 | Petroleum | Unleaded gasoline | Unleaded gasoline | State/federal government | Steel | Steel |  |  | Other, COPPER |  | 1901-01-01 06:00 | [15 empty] | UST Currently In Use: 0; UST Temp Close: 0; AST Currently In Use: 0; AST Temp Closed: 0 | 0 | 0 | 1 | 11510-017-007308 | DOT FEDERAL AVIATION FAA
10110 | Permanently Closed | 1998-09-01 06:00 | 1980-01-01 06:00 | 1998-09-01 06:00 | Petroleum | On road diesel | On road diesel | State/federal government | Steel | Steel |  | Painted or None | Other, BLACK PIPE |  | 1901-01-01 06:00 | [15 empty] | UST Currently In Use: 0; UST Temp Close: 0; AST Currently In Use: 0; AST Temp Closed: 0 | 0 | 0 | 1 | 11510-029-007324 | DOT FEDERAL AVIATION FAA
10111 | Permanently Closed | 1991-12-23 06:00 | 1981-01-01 06:00 | 1991-12-23 06:00 | Petroleum | Unleaded gasoline | Unleaded gasoline | State/federal government | Steel | Steel |  | Painted or None |  |  | 1901-01-01 06:00 | [15 empty] | UST Currently In Use: 0; UST Temp Close: 0; AST Currently In Use: 0; AST Temp Closed: 0 | 0 | 0 | 1 | 11510-045-007314 | DOT FEDERAL AVIATION FAA
10112 | Permanently Closed | 1998-09-15 06:00 | 1978-01-01 06:00 | 1998-09-15 06:00 | Petroleum | On road diesel | On road diesel | State/federal government | Steel | Steel |  | Painted or None | Other, BLACK PIPE |  | 1901-01-01 06:00 | [15 empty] | UST Currently In Use: 0; UST Temp Close: 0; AST Currently In Use: 0; AST Temp Closed: 0 | 0 | 0 | 1 | 11510-049-007323 | DOT FEDERAL AVIATION FAA
10113 | Permanently Closed | 1991-12-16 06:00 | 1969-01-01 06:00 | 1991-12-16 06:00 | Petroleum | Unleaded gasoline | Unleaded gasoline | State/federal government | Steel | Steel |  |  | Other, COPPER |  | 1901-01-01 06:00 | [15 empty] | UST Currently In Use: 0; UST Temp Close: 0; AST Currently In Use: 0; AST Temp Closed: 0 | 0 | 0 | 1 | 11510-051-007309 | DOT FEDERAL AVIATION FAA
10114 | Permanently Closed | 1991-12-12 06:00 | 1957-01-01 06:00 | 1991-12-12 06:00 | Petroleum | Unleaded gasoline | Unleaded gasoline | State/federal government | Steel | Steel |  |  | Other, COPPER |  | 1901-01-01 06:00 | [15 empty] | UST Currently In Use: 0; UST Temp Close: 0; AST Currently In Use: 0; AST Temp Closed: 0 | 0 | 0 | 1 | 11510-051-007311 | DOT FEDERAL AVIATION FAA
10115 | Permanently Closed | 1991-12-02 06:00 | 1958-01-01 06:00 | 1991-12-02 06:00 | Petroleum | Unleaded gasoline | Unleaded gasoline | State/federal government | Steel | Steel |  | Painted or None | Other, BLACK PIPE |  | 1901-01-01 06:00 | [15 empty] | UST Currently In Use: 0; UST Temp Close: 0; AST Currently In Use: 0; AST Temp Closed: 0 | 0 | 0 | 1 | 11510-055-007322 | DOT FEDERAL AVIATION FAA
10116 | Permanently Closed | 1992-01-02 06:00 | 1969-01-01 06:00 | 1992-01-02 06:00 | Petroleum | Unleaded gasoline | Unleaded gasoline | State/federal government | Steel | Steel |  | Painted or None |  |  | 1901-01-01 06:00 | [15 empty] | UST Currently In Use: 0; UST Temp Close: 0; AST Currently In Use: 0; AST Temp Closed: 0 | 0 | 0 | 1 | 11510-069-007315 | DOT FEDERAL AVIATION FAA
10117 | Permanently Closed | 1991-11-26 06:00 | 1971-01-01 06:00 | 1991-11-26 06:00 | Petroleum | Unleaded gasoline | Unleaded gasoline | State/federal government | Steel | Steel |  |  | Steel |  | 1901-01-01 06:00 | [15 empty] | UST Currently In Use: 0; UST Temp Close: 0; AST Currently In Use: 0; AST Temp Closed: 0 | 0 | 0 | 1 | 11510-073-007317 | DOT FEDERAL AVIATION FAA
10118 | Permanently Closed | 1991-11-22 06:00 | 1973-01-01 06:00 | 1991-11-22 06:00 | Petroleum | Unleaded gasoline | Unleaded gasoline | State/federal government | Steel | Steel |  |  | Steel |  | 1901-01-01 06:00 | [15 empty] | UST Currently In Use: 0; UST Temp Close: 0; AST Currently In Use: 0; AST Temp Closed: 0 | 0 | 0 | 1 | 11510-073-007318 | DOT FEDERAL AVIATION FAA
10119 | Permanently Closed | 1901-01-01 06:00 | 1980-01-01 06:00 | 1989-04-25 06:00 | Petroleum | On road diesel | On road diesel | State/federal government | Steel | Steel |  |  | Steel |  | 1901-01-01 06:00 | [15 empty] | UST Currently In Use: 0; UST Temp Close: 0; AST Currently In Use: 1; AST Temp Closed: 0 | 0 | 0 | 1 | 11510-073-013521 | DOT FEDERAL AVIATION FAA
10120 | Permanently Closed | 1995-01-01 06:00 | 1977-01-01 06:00 | 1995-11-29 06:00 | Petroleum | On road diesel | On road diesel | State/federal government | Steel | Steel |  |  | Steel |  | 1901-01-01 06:00 | [15 empty] | UST Currently In Use: 0; UST Temp Close: 0; AST Currently In Use: 1; AST Temp Closed: 0 | 0 | 0 | 1 | 11510-073-015012 | DOT FEDERAL AVIATION FAA
10121 | Permanently Closed | 1994-06-14 06:00 | 1974-01-01 06:00 | 1994-06-14 06:00 | Petroleum | Unleaded gasoline | Unleaded gasoline | State/federal government | Steel | Steel |  |  | Steel |  | 1901-01-01 06:00 | [15 empty] | UST Currently In Use: 0; UST Temp Close: 0; AST Currently In Use: 1; AST Temp Closed: 0 | 0 | 0 | 1 | 11510-073-015013 | DOT FEDERAL AVIATION FAA
10122 | Permanently Closed | 1991-11-21 06:00 | 1977-01-01 06:00 | 1991-11-21 06:00 | Petroleum | On road diesel | On road diesel | State/federal government | Steel | Steel |  |  | Steel |  | 1901-01-01 06:00 | [15 empty] | UST Currently In Use: 0; UST Temp Close: 0; AST Currently In Use: 0; AST Temp Closed: 0 | 0 | 0 | 1 | 11510-073-015014 | DOT FEDERAL AVIATION FAA
10123 | Permanently Closed | 1991-12-11 06:00 | 1959-01-01 06:00 | 1991-12-11 06:00 | Petroleum | Unleaded gasoline | Unleaded gasoline | State/federal government | Steel | Steel |  | Painted or None | Steel |  | 1901-01-01 06:00 | [15 empty] | UST Currently In Use: 0; UST Temp Close: 0; AST Currently In Use: 0; AST Temp Closed: 0 | 0 | 0 | 1 | 11510-087-007304 | DOT FEDERAL AVIATION FAA
10124 | Permanently Closed | 1991-12-19 06:00 | 1955-01-01 06:00 | 1991-12-19 06:00 | Petroleum | Unleaded gasoline | Unleaded gasoline | State/federal government | [6 empty] | 1901-01-01 06:00 | [15 empty] | UST Currently In Use: 0; UST Temp Close: 0; AST Currently In Use: 1; AST Temp Closed: 0 | 0 | 0 | 1 | 11510-101-007305 | DOT FEDERAL AVIATION FAA
10125 | Permanently Closed | 1991-12-18 06:00 | 1956-01-01 06:00 | 1991-12-18 06:00 | Petroleum | Unleaded gasoline | Unleaded gasoline | State/federal government | Steel | Steel |  |  | Steel |  | 1901-01-01 06:00 | [15 empty] | UST Currently In Use: 0; UST Temp Close: 0; AST Currently In Use: 0; AST Temp Closed: 0 | 0 | 0 | 1 | 11510-101-007307 | DOT FEDERAL AVIATION FAA
10126 | Permanently Closed | 1991-12-19 06:00 | 1978-01-01 06:00 | 1991-12-19 06:00 | Petroleum | Unleaded gasoline | Unleaded gasoline | State/federal government | Steel | Steel |  |  | Other, COPPER |  | 1901-01-01 06:00 | [15 empty] | UST Currently In Use: 0; UST Temp Close: 0; AST Currently In Use: 0; AST Temp Closed: 0 | 0 | 0 | 1 | 11510-101-007310 | DOT FEDERAL AVIATION FAA
10127 | Permanently Closed | 1994-03-11 06:00 | 1972-01-01 06:00 | 1994-03-11 06:00 | Petroleum | On road diesel | On road diesel | State/federal government | Steel | Steel |  |  | Other, COPPER |  | 1901-01-01 06:00 | [15 empty] | UST Currently In Use: 0; UST Temp Close: 0; AST Currently In Use: 1; AST Temp Closed: 0 | 0 | 0 | 1 | 11510-101-007312 | DOT FEDERAL AVIATION FAA
10128 | Permanently Closed | 1990-01-23 06:00 | 1976-01-01 06:00 | 1990-01-23 06:00 | Petroleum | On road diesel | On road diesel | State/federal government | Steel | Steel |  | Painted or None | Steel |  | 1901-01-01 06:00 | [15 empty] | UST Currently In Use: 0; UST Temp Close: 0; AST Currently In Use: 0; AST Temp Closed: 0 | 0 | 0 | 1 | 11510-105-007306 | DOT FEDERAL AVIATION FAA
10129 | Permanently Closed | 1998-09-15 06:00 | 1962-01-01 06:00 | 1998-09-15 06:00 | Petroleum | On road diesel | On road diesel | State/federal government | Steel | Steel |  | Painted or None | Other, BLACK PIPE |  | 1901-01-01 06:00 | [15 empty] | UST Currently In Use: 0; UST Temp Close: 0; AST Currently In Use: 0; AST Temp Closed: 0 | 0 | 0 | 1 | 11510-121-007321 | DOT FEDERAL AVIATION FAA
10130 | Permanently Closed | 1998-09-15 06:00 | 1962-01-01 06:00 | 1998-09-15 06:00 | Petroleum | On road diesel | On road diesel | State/federal government | Steel | Steel |  |  | Steel |  | 1901-01-01 06:00 | [15 empty] | UST Currently In Use: 0; UST Temp Close: 0; AST Currently In Use: 0; AST Temp Closed: 0 | 0 | 0 | 1 | 11510-125-007316 | DOT FEDERAL AVIATION FAA
10131 | Permanently Closed | 1991-12-05 06:00 | 1956-01-01 06:00 | 1991-12-05 06:00 | Petroleum | Unleaded gasoline | Unleaded gasoline | State/federal government | Steel | Steel |  |  | Steel |  | 1901-01-01 06:00 | [15 empty] | UST Currently In Use: 0; UST Temp Close: 0; AST Currently In Use: 0; AST Temp Closed: 0 | 0 | 0 | 1 | 11510-125-007319 | DOT FEDERAL AVIATION FAA
10132 | Permanently Closed | 1993-11-01 06:00 | 1985-01-01 06:00 | 1994-08-18 06:00 | Petroleum | Unleaded gasoline | Unleaded gasoline | Local Government, Retail | Steel | Steel |  |  |  |  | 1901-01-01 06:00 | None | [11 empty] | Annual line testing | Annual line testing |  | UST Currently In Use: 0; UST Temp Close: 0; AST Currently In Use: 0; AST Temp Closed: 0 | 0 | 0 | 3 | 11008-069-003563 | CITY OF DOTHAN
10133 | Permanently Closed | 1993-11-01 06:00 | 1985-01-01 06:00 | 1994-08-18 06:00 | Petroleum | Unleaded gasoline | Unleaded gasoline | Local Government, Retail | Steel | Steel |  |  |  |  | 1901-01-01 06:00 | None | [11 empty] | Annual line testing | Annual line testing |  | UST Currently In Use: 0; UST Temp Close: 0; AST Currently In Use: 0; AST Temp Closed: 0 | 0 | 0 | 3 | 11008-069-003563 | CITY OF DOTHAN
10134 | Permanently Closed | 1993-11-01 06:00 | 1985-01-01 06:00 | 1994-08-18 06:00 | Petroleum | On road diesel | On road diesel | Local Government, Retail | Steel | Steel |  |  |  |  | 1901-01-01 06:00 | None | [11 empty] | Annual line testing | Annual line testing |  | UST Currently In Use: 0; UST Temp Close: 0; AST Currently In Use: 0; AST Temp Closed: 0 | 0 | 0 | 3 | 11008-069-003563 | CITY OF DOTHAN
10135 | Permanently Closed | 1999-11-18 06:00 | 1976-01-01 06:00 | 1999-11-18 06:00 | Petroleum | Unleaded gasoline | Unleaded gasoline | [7 empty] | 1901-01-01 06:00 | [15 empty] | UST Currently In Use: 0; UST Temp Close: 0; AST Currently In Use: 0; AST Temp Closed: 0 | 0 | 0 | 1 | 11512-069-003564 | DOTHAN CITY SCHOOLS
10136 | Permanently Closed | 1989-08-01 06:00 | 1978-01-01 06:00 | 1989-08-01 06:00 | Petroleum | Unleaded gasoline | Unleaded gasoline |  | Steel | Steel |  |  | Steel |  | 1901-01-01 06:00 | [15 empty] | UST Currently In Use: 0; UST Temp Close: 0; AST Currently In Use: 0; AST Temp Closed: 0 | 0 | 0 | 2 | 11513-069-009989 | DOTHAN GLASS CO
10137 | Permanently Closed | 1982-03-01 06:00 | 1968-01-01 06:00 |  | Petroleum | Kerosene | Kerosene |  | Steel | Steel |  |  | Steel |  | 1901-01-01 06:00 | [15 empty] | UST Currently In Use: 0; UST Temp Close: 0; AST Currently In Use: 0; AST Temp Closed: 0 | 0 | 0 | 2 | 11513-069-009989 | DOTHAN GLASS CO
10138 | Permanently Closed | 1901-01-01 06:00 | 1973-01-01 06:00 | 2011-11-11 06:00 | Petroleum | Unleaded gasoline | Unleaded gasoline |  | Steel | Steel |  |  | Steel |  | 1901-01-01 06:00 | [15 empty] | UST Currently In Use: 0; UST Temp Close: 0; AST Currently In Use: 0; AST Temp Closed: 0 | 0 | 0 | 1 | 11514-067-007838 | DOTHAN OIL MILL CO
10139 | Retired | 1985-10-01 06:00 | 1948-01-01 06:00 |  | Hazardous Substance |  |  |  | Steel | Steel |  |  | Steel |  | 1901-01-01 06:00 | [15 empty] | UST Currently In Use: 0; UST Temp Close: 0; AST Currently In Use: 0; AST Temp Closed: 0 | 0 | 0 | 1 | 11514-069-008825 | DOTHAN OIL MILL CO
10140 | Retired | 1985-10-01 06:00 | 1967-01-01 06:00 |  | Hazardous Substance |  |  |  | Steel | Steel |  |  | Steel |  | 1901-01-01 06:00 | [15 empty] | UST Currently In Use: 0; UST Temp Close: 0; AST Currently In Use: 0; AST Temp Closed: 0 | 0 | 0 | 1 | 11514-069-008825 | DOTHAN OIL MILL CO
10141 | Permanently Closed | 1901-01-01 06:00 | 1948-01-01 06:00 | 2011-11-11 06:00 | Petroleum | On road diesel | On road diesel |  | Steel | Steel |  |  | Steel |  | 1901-01-01 06:00 | [15 empty] | UST Currently In Use: 0; UST Temp Close: 0; AST Currently In Use: 0; AST Temp Closed: 0 | 0 | 0 | 1 | 11514-069-008825 | DOTHAN OIL MILL CO
10142 | Permanently Closed | 1991-01-21 06:00 | 1968-01-01 06:00 | 1991-01-21 06:00 | Petroleum | Unleaded gasoline | Unleaded gasoline | Retail | Steel | Steel |  |  | Steel |  | 1901-01-01 06:00 | [15 empty] | UST Currently In Use: 0; UST Temp Close: 0; AST Currently In Use: 0; AST Temp Closed: 0 | 0 | 0 | 1 | 11515-069-010073 | DOTHAN OIL MILL CO
10143 | Permanently Closed | 1990-10-15 06:00 | 1978-01-01 06:00 | 1990-10-15 06:00 | Petroleum | On road diesel | On road diesel |  | Steel | Steel |  | Painted or None | Steel |  | 1901-01-01 06:00 | [15 empty] | UST Currently In Use: 0; UST Temp Close: 0; AST Currently In Use: 0; AST Temp Closed: 0 | 0 | 0 | 2 | 11517-069-007272 | DOTHAN SEED & SUPPLY CO INC
10144 | Permanently Closed | 1990-10-15 06:00 | 1964-01-01 06:00 | 1990-10-15 06:00 | Petroleum | Unleaded gasoline | Unleaded gasoline |  | Steel | Steel |  | Painted or None | Steel |  | 1901-01-01 06:00 | [15 empty] | UST Currently In Use: 0; UST Temp Close: 0; AST Currently In Use: 0; AST Temp Closed: 0 | 0 | 0 | 2 | 11517-069-007272 | DOTHAN SEED & SUPPLY CO INC
10145 | Permanently Closed | 1901-01-01 06:00 | 1939-01-01 06:00 | 1988-12-20 06:00 | Petroleum | Kerosene | Kerosene |  | Steel | Steel |  |  | Steel |  | 1901-01-01 06:00 | [15 empty] | UST Currently In Use: 0; UST Temp Close: 0; AST Currently In Use: 2; AST Temp Closed: 0 | 0 | 0 | 5 | 11390-045-008986 | DAVIS OIL CO OF DOTHAN INC
10146 | Permanently Closed | 1901-01-01 06:00 | 1939-01-01 06:00 | 1988-12-20 06:00 | Petroleum | Kerosene | Kerosene |  | Steel | Steel |  |  | Steel |  | 1901-01-01 06:00 | [15 empty] | UST Currently In Use: 0; UST Temp Close: 0; AST Currently In Use: 2; AST Temp Closed: 0 | 0 | 0 | 5 | 11390-045-008986 | DAVIS OIL CO OF DOTHAN INC
10147 | Permanently Closed | 1901-01-01 06:00 | 1939-01-01 06:00 | 1988-12-20 06:00 | Petroleum | Kerosene | Kerosene |  | Steel | Steel |  |  | Steel |  | 1901-01-01 06:00 | [15 empty] | UST Currently In Use: 0; UST Temp Close: 0; AST Currently In Use: 2; AST Temp Closed: 0 | 0 | 0 | 5 | 11390-045-008986 | DAVIS OIL CO OF DOTHAN INC
10148 | Permanently Closed | 1998-12-08 06:00 | 1968-01-01 06:00 | 1998-12-08 06:00 | Petroleum | Kerosene | Kerosene | Industrial | Steel | Steel |  |  | Steel |  | 1901-01-01 06:00 | [15 empty] | UST Currently In Use: 0; UST Temp Close: 0; AST Currently In Use: 2; AST Temp Closed: 0 | 0 | 0 | 5 | 11390-045-008986 | DAVIS OIL CO OF DOTHAN INC
10149 | Permanently Closed | 1998-12-08 06:00 | 1977-01-01 06:00 | 1998-12-08 06:00 | Petroleum | Kerosene | Kerosene | Industrial | Steel | Steel |  |  | Steel |  | 1901-01-01 06:00 | [12 empty] | Annual line testing | Annual line testing |  | UST Currently In Use: 0; UST Temp Close: 0; AST Currently In Use: 2; AST Temp Closed: 0 | 0 | 0 | 5 | 11390-045-008986 | DAVIS OIL CO OF DOTHAN INC
10150 | Cannot Locate or abandoned | 1992-01-01 06:00 | 1969-01-01 06:00 |  | Petroleum | Unleaded gasoline | Unleaded gasoline |  | Steel | Steel |  |  | Steel |  | 1901-01-01 06:00 | [15 empty] | UST Currently In Use: 0; UST Temp Close: 0; AST Currently In Use: 0; AST Temp Closed: 0 | 0 | 0 | 0 | 11519-033-012790 | DOUG BOLTON MARKET
10151 | Cannot Locate or abandoned | 1992-01-01 06:00 | 1969-01-01 06:00 |  | Petroleum | Unleaded gasoline | Unleaded gasoline |  | Steel | Steel |  |  | Steel |  | 1901-01-01 06:00 | [15 empty] | UST Currently In Use: 0; UST Temp Close: 0; AST Currently In Use: 0; AST Temp Closed: 0 | 0 | 0 | 0 | 11519-033-012790 | DOUG BOLTON MARKET
10152 | Currently in Use |  | 1986-01-01 06:00 |  | Petroleum | Unleaded gasoline | Unleaded gasoline | Retail | Steel | Steel | Coated & cathodic protection (sti-P3) |  | Fiberglass reinforced plastic |  |  | Other, FLXS ISOLA | Catchment Basin, Single walled catchment basin | Automatic shutoff device At 95% full | Automatic shutoff device At 95% full |  |  | Automatic Tank Gauge |  | Automatic shutoff device (AELLD), Containment Sump | Containment Sump | [5 empty] | UST Currently In Use: 3; UST Temp Close: 0; AST Currently In Use: 0; AST Temp Closed: 0 | 3 | 0 | 0 | 23797-005-012973 | SADAN INC
10153 | Currently in Use |  | 1986-01-01 06:00 |  | Petroleum | Premium gasoline | Premium gasoline | Retail | Steel | Steel | Coated & cathodic protection (sti-P3) |  | Fiberglass reinforced plastic |  |  | Other, FLXS ISOLA | Catchment Basin, Single walled catchment basin | Automatic shutoff device At 95% full | Automatic shutoff device At 95% full |  |  | Automatic Tank Gauge |  | Automatic shutoff device (AELLD), Containment Sump | Containment Sump | [5 empty] | UST Currently In Use: 3; UST Temp Close: 0; AST Currently In Use: 0; AST Temp Closed: 0 | 3 | 0 | 0 | 23797-005-012973 | SADAN INC
10154 | Currently in Use |  | 1986-01-01 06:00 |  | Petroleum | On road diesel | On road diesel | Retail | Steel | Steel | Coated & cathodic protection (sti-P3) |  | Fiberglass reinforced plastic |  |  | Other, FLXS ISOLA | Catchment Basin, Single walled catchment basin | Automatic shutoff device At 95% full | Automatic shutoff device At 95% full |  |  | Automatic Tank Gauge |  | Automatic shutoff device (AELLD), Containment Sump | Containment Sump | [5 empty] | UST Currently In Use: 3; UST Temp Close: 0; AST Currently In Use: 0; AST Temp Closed: 0 | 3 | 0 | 0 | 23797-005-012973 | SADAN INC
10155 | Retired | 1988-08-08 06:00 | 1973-01-01 06:00 |  | Petroleum | Unleaded gasoline | Unleaded gasoline |  | Steel | Steel |  | Painted or None | Steel |  | 1901-01-01 06:00 | [15 empty] | UST Currently In Use: 0; UST Temp Close: 0; AST Currently In Use: 0; AST Temp Closed: 0 | 0 | 0 | 0 | 11522-057-010926 | DOUG KNIGHT
10156 | Retired | 1988-08-08 06:00 | 1973-01-01 06:00 |  | Petroleum | Unleaded gasoline | Unleaded gasoline |  | Steel | Steel |  | Painted or None | Steel |  | 1901-01-01 06:00 | [15 empty] | UST Currently In Use: 0; UST Temp Close: 0; AST Currently In Use: 0; AST Temp Closed: 0 | 0 | 0 | 0 | 11522-057-010926 | DOUG KNIGHT
10157 | Retired | 1988-08-08 06:00 | 1973-01-01 06:00 |  | Petroleum | Unleaded gasoline | Unleaded gasoline |  | Steel | Steel |  | Painted or None | Steel |  | 1901-01-01 06:00 | [15 empty] | UST Currently In Use: 0; UST Temp Close: 0; AST Currently In Use: 0; AST Temp Closed: 0 | 0 | 0 | 0 | 11522-057-010926 | DOUG KNIGHT
10158 | Permanently Closed | 1992-03-27 06:00 | 1958-01-01 06:00 | 1992-03-27 06:00 | Petroleum | Unleaded gasoline | Unleaded gasoline |  | Steel | Steel |  | Painted or None | Steel |  | 1901-01-01 06:00 | [15 empty] | UST Currently In Use: 4; UST Temp Close: 1; AST Currently In Use: 0; AST Temp Closed: 0 | 4 | 1 | 4 | 25971-011-009158 | SWARA LLC
10159 | Permanently Closed | 1992-03-27 06:00 | 1958-01-01 06:00 | 1992-03-27 06:00 | Petroleum | Unleaded gasoline | Unleaded gasoline |  | Steel | Steel |  | Painted or None | Steel |  | 1901-01-01 06:00 | [15 empty] | UST Currently In Use: 4; UST Temp Close: 1; AST Currently In Use: 0; AST Temp Closed: 0 | 4 | 1 | 4 | 25971-011-009158 | SWARA LLC
10160 | Permanently Closed | 1992-03-27 06:00 | 1958-01-01 06:00 | 1992-03-27 06:00 | Petroleum | Unleaded gasoline | Unleaded gasoline |  | Steel | Steel |  | Painted or None | Steel |  | 1901-01-01 06:00 | [15 empty] | UST Currently In Use: 4; UST Temp Close: 1; AST Currently In Use: 0; AST Temp Closed: 0 | 4 | 1 | 4 | 25971-011-009158 | SWARA LLC
10161 | Permanently Closed | 1992-03-27 06:00 | 1982-01-01 06:00 | 1992-03-27 06:00 | Petroleum | On road diesel | On road diesel |  | Steel | Steel |  | Painted or None | Steel |  | 1901-01-01 06:00 | [15 empty] | UST Currently In Use: 4; UST Temp Close: 1; AST Currently In Use: 0; AST Temp Closed: 0 | 4 | 1 | 4 | 25971-011-009158 | SWARA LLC
10162 | Permanently Closed | 1992-03-26 06:00 | 1992-01-01 06:00 | 1992-03-26 06:00 | Petroleum | Other, EMPTY | Other |  | Steel | Steel |  |  |  |  | 1901-01-01 06:00 | [15 empty] | UST Currently In Use: 0; UST Temp Close: 0; AST Currently In Use: 0; AST Temp Closed: 0 | 0 | 0 | 6 | 12743-011-012987 | JETER OIL CO
10163 | Permanently Closed | 1992-03-26 06:00 | 1972-01-01 06:00 | 1992-03-26 06:00 | Petroleum | Unleaded gasoline | Unleaded gasoline |  | Steel | Steel |  |  |  |  | 1901-01-01 06:00 | [15 empty] | UST Currently In Use: 0; UST Temp Close: 0; AST Currently In Use: 0; AST Temp Closed: 0 | 0 | 0 | 6 | 12743-011-012987 | JETER OIL CO
10164 | Permanently Closed | 1992-03-26 06:00 | 1972-01-01 06:00 | 1992-03-26 06:00 | Petroleum | Unleaded gasoline | Unleaded gasoline |  | Steel | Steel |  |  |  |  | 1901-01-01 06:00 | [15 empty] | UST Currently In Use: 0; UST Temp Close: 0; AST Currently In Use: 0; AST Temp Closed: 0 | 0 | 0 | 6 | 12743-011-012987 | JETER OIL CO
10165 | Permanently Closed | 1992-03-26 06:00 | 1972-01-01 06:00 | 1992-03-26 06:00 | Petroleum | On road diesel | On road diesel |  | Steel | Steel |  |  |  |  | 1901-01-01 06:00 | [15 empty] | UST Currently In Use: 0; UST Temp Close: 0; AST Currently In Use: 0; AST Temp Closed: 0 | 0 | 0 | 6 | 12743-011-012987 | JETER OIL CO
10166 | Permanently Closed | 1992-03-26 06:00 | 1901-01-01 06:00 | 1992-03-26 06:00 | Petroleum | Unleaded gasoline | Unleaded gasoline |  | Steel | Steel |  | Painted or None | Steel |  | 1901-01-01 06:00 | [15 empty] | UST Currently In Use: 0; UST Temp Close: 0; AST Currently In Use: 0; AST Temp Closed: 0 | 0 | 0 | 2 | 11523-011-013617 | DOUG MAYS
10167 | Permanently Closed | 1992-03-26 06:00 | 1901-01-01 06:00 | 1992-03-26 06:00 | Petroleum | Unleaded gasoline | Unleaded gasoline |  | Steel | Steel |  | Painted or None | Steel |  | 1901-01-01 06:00 | [15 empty] | UST Currently In Use: 0; UST Temp Close: 0; AST Currently In Use: 0; AST Temp Closed: 0 | 0 | 0 | 2 | 11523-011-013617 | DOUG MAYS
10168 | Retired | 1988-08-08 06:00 | 1980-01-01 06:00 |  | Petroleum | Unleaded gasoline | Unleaded gasoline |  | Steel | Steel |  | Painted or None | Steel |  | 1901-01-01 06:00 | [15 empty] | UST Currently In Use: 0; UST Temp Close: 0; AST Currently In Use: 0; AST Temp Closed: 0 | 0 | 0 | 2 | 17260-087-009160 | HOWARD SEYMORE
10169 | Retired | 1988-08-08 06:00 | 1980-01-01 06:00 |  | Petroleum | Unleaded gasoline | Unleaded gasoline |  | Steel | Steel |  | Painted or None | Steel |  | 1901-01-01 06:00 | [15 empty] | UST Currently In Use: 0; UST Temp Close: 0; AST Currently In Use: 0; AST Temp Closed: 0 | 0 | 0 | 2 | 17260-087-009160 | HOWARD SEYMORE
10170 | Permanently Closed | 1901-01-01 06:00 | 1963-01-01 06:00 | 2011-11-11 06:00 | Petroleum | Kerosene | Kerosene |  | Steel | Steel |  | Painted or None | Steel |  | 1901-01-01 06:00 | [15 empty] | UST Currently In Use: 0; UST Temp Close: 0; AST Currently In Use: 0; AST Temp Closed: 0 | 0 | 0 | 2 | 17260-087-009160 | HOWARD SEYMORE
10171 | Permanently Closed | 1901-01-01 06:00 | 1963-01-01 06:00 | 2011-11-11 06:00 | Petroleum | Other, OTHER | Other |  | Steel | Steel |  | Painted or None | Steel |  | 1901-01-01 06:00 | [15 empty] | UST Currently In Use: 0; UST Temp Close: 0; AST Currently In Use: 0; AST Temp Closed: 0 | 0 | 0 | 2 | 17260-087-009160 | HOWARD SEYMORE
10172 | Permanently Closed | 1992-09-30 06:00 | 1973-01-01 06:00 | 1992-09-30 06:00 | Petroleum | Unleaded gasoline | Unleaded gasoline |  | Steel | Steel |  | Painted or None | Steel |  | 1901-01-01 06:00 | [15 empty] | UST Currently In Use: 0; UST Temp Close: 0; AST Currently In Use: 0; AST Temp Closed: 0 | 0 | 0 | 3 | 17259-087-010453 | J R KIRKLAND C/O FRANK LIGHTFOOT
10173 | Permanently Closed | 1901-01-01 06:00 | 1973-01-01 06:00 | 1992-09-30 06:00 | Petroleum | Unleaded gasoline | Unleaded gasoline |  | Steel | Steel |  | Painted or None | Steel |  | 1901-01-01 06:00 | [15 empty] | UST Currently In Use: 0; UST Temp Close: 0; AST Currently In Use: 0; AST Temp Closed: 0 | 0 | 0 | 3 | 17259-087-010453 | J R KIRKLAND C/O FRANK LIGHTFOOT
10174 | Permanently Closed | 1901-01-01 06:00 | 1963-01-01 06:00 | 1992-09-30 06:00 | Petroleum | Unleaded gasoline | Unleaded gasoline |  | Steel | Steel |  | Painted or None | Steel |  | 1901-01-01 06:00 | [15 empty] | UST Currently In Use: 0; UST Temp Close: 0; AST Currently In Use: 0; AST Temp Closed: 0 | 0 | 0 | 3 | 17259-087-010453 | J R KIRKLAND C/O FRANK LIGHTFOOT
10175 | Permanently Closed | 1998-12-21 06:00 | 1976-01-01 06:00 | 1999-11-18 06:00 | Petroleum | Unleaded gasoline | Unleaded gasoline |  | Steel | Steel |  | Painted or None | Steel |  | 1901-01-01 06:00 | [15 empty] | UST Currently In Use: 0; UST Temp Close: 0; AST Currently In Use: 0; AST Temp Closed: 0 | 0 | 0 | 2 | 17261-113-010446 | ABE DONNER
10176 | Permanently Closed | 1998-12-21 06:00 | 1976-01-01 06:00 | 1999-11-18 06:00 | Petroleum | Unleaded gasoline | Unleaded gasoline |  | Steel | Steel |  | Painted or None | Steel |  | 1901-01-01 06:00 | [15 empty] | UST Currently In Use: 0; UST Temp Close: 0; AST Currently In Use: 0; AST Temp Closed: 0 | 0 | 0 | 2 | 17261-113-010446 | ABE DONNER
10177 | Permanently Closed | 1995-02-01 06:00 | 1964-01-01 06:00 | 1995-07-26 06:00 | Petroleum | Unleaded gasoline | Unleaded gasoline | Retail, State/Federal Government | Steel | Steel |  | Painted or None |  |  | 1901-01-01 06:00 | [15 empty] | UST Currently In Use: 0; UST Temp Close: 0; AST Currently In Use: 0; AST Temp Closed: 0 | 0 | 0 | 1 | 11525-039-010337 | DOUGLAS MACARTHUR STATE TECH COLLEGE
10178 | Permanently Closed | 1988-01-01 06:00 | 1972-01-01 06:00 | 1988-04-01 06:00 | Petroleum | Unleaded gasoline | Unleaded gasoline |  | Steel | Steel |  | Painted or None | Steel |  | 1901-01-01 06:00 | [15 empty] | UST Currently In Use: 0; UST Temp Close: 0; AST Currently In Use: 0; AST Temp Closed: 0 | 0 | 0 | 4 | 11526-019-005730 | JOHN E BEER
10179 | Permanently Closed | 1988-01-01 06:00 | 1972-01-01 06:00 | 1988-04-01 06:00 | Petroleum | Unleaded gasoline | Unleaded gasoline |  | Steel | Steel |  | Painted or None | Steel |  | 1901-01-01 06:00 | [15 empty] | UST Currently In Use: 0; UST Temp Close: 0; AST Currently In Use: 0; AST Temp Closed: 0 | 0 | 0 | 4 | 11526-019-005730 | JOHN E BEER
10180 | Permanently Closed | 1988-01-01 06:00 | 1972-01-01 06:00 | 1988-04-01 06:00 | Petroleum | Unleaded gasoline | Unleaded gasoline |  | Steel | Steel |  | Painted or None | Steel |  | 1901-01-01 06:00 | [15 empty] | UST Currently In Use: 0; UST Temp Close: 0; AST Currently In Use: 0; AST Temp Closed: 0 | 0 | 0 | 4 | 11526-019-005730 | JOHN E BEER
10181 | Permanently Closed | 1988-01-01 06:00 | 1972-01-01 06:00 | 1988-04-01 06:00 | Petroleum | On road diesel | On road diesel |  | Steel | Steel |  | Painted or None | Steel |  | 1901-01-01 06:00 | [15 empty] | UST Currently In Use: 0; UST Temp Close: 0; AST Currently In Use: 0; AST Temp Closed: 0 | 0 | 0 | 4 | 11526-019-005730 | JOHN E BEER
10182 | Permanently Closed | 1988-01-01 06:00 | 1973-01-01 06:00 | 1988-01-01 06:00 | Petroleum | Unleaded gasoline | Unleaded gasoline |  | Steel | Steel |  |  | Steel |  | 1901-01-01 06:00 | [15 empty] | UST Currently In Use: 0; UST Temp Close: 0; AST Currently In Use: 0; AST Temp Closed: 0 | 0 | 0 | 2 | 11527-081-013069 | DOUGLAS P OWENS
10183 | Permanently Closed | 1988-01-01 06:00 | 1973-01-01 06:00 | 1988-01-01 06:00 | Petroleum | Unleaded gasoline | Unleaded gasoline |  | Steel | Steel |  |  | Steel |  | 1901-01-01 06:00 | [15 empty] | UST Currently In Use: 0; UST Temp Close: 0; AST Currently In Use: 0; AST Temp Closed: 0 | 0 | 0 | 2 | 11527-081-013069 | DOUGLAS P OWENS
10184 | Permanently Closed | 1998-12-22 06:00 | 1986-01-01 06:00 | 1999-12-14 06:00 | Petroleum | Unleaded gasoline | Unleaded gasoline | Retail | Steel | Steel | Field installed cathodic protection |  | Steel |  | 1901-01-01 06:00 | Field installed cathodic protection | Catchment Basin, Single walled catchment basin | Automatic shutoff device At 95% full | Automatic shutoff device At 95% full | [11 empty] | UST Currently In Use: 2; UST Temp Close: 0; AST Currently In Use: 0; AST Temp Closed: 0 | 2 | 0 | 2 | 21021-117-008657 | 2 AZIANS INC
10185 | Permanently Closed | 1998-12-22 06:00 | 1986-01-01 06:00 | 1999-12-14 06:00 | Petroleum | Premium gasoline | Premium gasoline | Retail | Steel | Steel | Field installed cathodic protection |  | Steel |  | 1901-01-01 06:00 | Field installed cathodic protection | Catchment Basin, Single walled catchment basin | Automatic shutoff device At 95% full | Automatic shutoff device At 95% full | [11 empty] | UST Currently In Use: 2; UST Temp Close: 0; AST Currently In Use: 0; AST Temp Closed: 0 | 2 | 0 | 2 | 21021-117-008657 | 2 AZIANS INC
10186 | Permanently Closed | 1994-01-04 06:00 | 1979-01-01 06:00 | 1999-01-04 06:00 | Petroleum | Unleaded gasoline | Unleaded gasoline |  | Steel | Steel |  |  | Steel |  | 1901-01-01 06:00 | [15 empty] | UST Currently In Use: 0; UST Temp Close: 0; AST Currently In Use: 0; AST Temp Closed: 0 | 0 | 0 | 1 | 11529-121-000384 | DOWDY OUTDOOR ADVERTISING INC
10187 | Permanently Closed | 1901-01-01 06:00 | 1979-01-01 06:00 | 1988-08-30 06:00 | Petroleum | On road diesel | On road diesel |  | Steel | Steel |  |  | Steel |  | 1901-01-01 06:00 | [15 empty] | UST Currently In Use: 0; UST Temp Close: 0; AST Currently In Use: 0; AST Temp Closed: 0 | 0 | 0 | 2 | 11530-097-008439 | DOWELL SCHLUMBERGER INC
10188 | Permanently Closed | 1901-01-01 06:00 | 1979-01-01 06:00 | 1988-08-30 06:00 | Petroleum | Unleaded gasoline | Unleaded gasoline |  | Steel | Steel |  |  | Steel |  | 1901-01-01 06:00 | [15 empty] | UST Currently In Use: 0; UST Temp Close: 0; AST Currently In Use: 0; AST Temp Closed: 0 | 0 | 0 | 2 | 11530-097-008439 | DOWELL SCHLUMBERGER INC
10189 | Permanently Closed | 1901-01-01 06:00 | 1969-01-01 06:00 | 1988-11-14 06:00 | Petroleum | Unleaded gasoline | Unleaded gasoline |  | Steel | Steel |  | Painted or None | Steel |  | 1901-01-01 06:00 | [15 empty] | UST Currently In Use: 0; UST Temp Close: 0; AST Currently In Use: 0; AST Temp Closed: 0 | 0 | 0 | 1 | 11531-125-002778 | DOWNTOWN MOTOR CO
10190 | Permanently Closed | 1960-01-01 06:00 | 1944-01-01 07:00 |  | Petroleum | Other, OTHER | Other |  | Steel | Steel |  |  | Steel |  | 1901-01-01 06:00 | [15 empty] | UST Currently In Use: 0; UST Temp Close: 0; AST Currently In Use: 0; AST Temp Closed: 0 | 0 | 0 | 2 | 11532-003-000496 | DOWSEY INC
10191 | Permanently Closed | 1960-01-01 06:00 | 1944-01-01 07:00 |  | Petroleum | Other, OTHER | Other |  | Steel | Steel |  |  | Steel |  | 1901-01-01 06:00 | [15 empty] | UST Currently In Use: 0; UST Temp Close: 0; AST Currently In Use: 0; AST Temp Closed: 0 | 0 | 0 | 2 | 11532-003-000496 | DOWSEY INC
10192 | Permanently Closed | 1901-01-01 06:00 | 1977-01-01 06:00 | 1987-05-01 06:00 | Petroleum | Used oil | Used oil |  | Steel | Steel |  | Painted or None | Steel |  | 1901-01-01 06:00 | [15 empty] | UST Currently In Use: 0; UST Temp Close: 0; AST Currently In Use: 0; AST Temp Closed: 0 | 0 | 0 | 6 | 11533-115-011271 | DOWZER ELECTRIC
10193 | Permanently Closed | 1901-01-01 06:00 | 1977-01-01 06:00 | 1987-05-01 06:00 | Petroleum | Used oil | Used oil |  | Steel | Steel |  | Painted or None | Steel |  | 1901-01-01 06:00 | [15 empty] | UST Currently In Use: 0; UST Temp Close: 0; AST Currently In Use: 0; AST Temp Closed: 0 | 0 | 0 | 6 | 11533-115-011271 | DOWZER ELECTRIC
10194 | Permanently Closed | 1901-01-01 06:00 | 1977-01-01 06:00 | 1987-05-01 06:00 | Petroleum | Used oil | Used oil |  | Steel | Steel |  | Painted or None | Steel |  | 1901-01-01 06:00 | [15 empty] | UST Currently In Use: 0; UST Temp Close: 0; AST Currently In Use: 0; AST Temp Closed: 0 | 0 | 0 | 6 | 11533-115-011271 | DOWZER ELECTRIC
10195 | Permanently Closed | 1901-01-01 06:00 | 1977-01-01 06:00 | 1987-05-01 06:00 | Petroleum | Used oil | Used oil |  | Steel | Steel |  | Painted or None | Steel |  | 1901-01-01 06:00 | [15 empty] | UST Currently In Use: 0; UST Temp Close: 0; AST Currently In Use: 0; AST Temp Closed: 0 | 0 | 0 | 6 | 11533-115-011271 | DOWZER ELECTRIC
10196 | Permanently Closed | 1901-01-01 06:00 | 1981-01-01 06:00 | 1988-09-01 06:00 | Petroleum | Used oil | Used oil |  | Steel | Steel |  | Painted or None | Steel |  | 1901-01-01 06:00 | [15 empty] | UST Currently In Use: 0; UST Temp Close: 0; AST Currently In Use: 0; AST Temp Closed: 0 | 0 | 0 | 6 | 11533-115-011271 | DOWZER ELECTRIC
10197 | Permanently Closed | 1901-01-01 06:00 | 1977-01-01 06:00 | 1988-09-01 06:00 | Petroleum | On road diesel | On road diesel |  | Steel | Steel |  | Painted or None | Steel |  | 1901-01-01 06:00 | [15 empty] | UST Currently In Use: 0; UST Temp Close: 0; AST Currently In Use: 0; AST Temp Closed: 0 | 0 | 0 | 6 | 11533-115-011271 | DOWZER ELECTRIC
10198 | Permanently Closed | 1991-09-16 06:00 | 1980-01-01 06:00 | 1991-09-16 06:00 | Petroleum | On road diesel | On road diesel |  | Steel | Steel |  | Painted or None | Steel |  | 1901-01-01 06:00 | [15 empty] | UST Currently In Use: 0; UST Temp Close: 0; AST Currently In Use: 0; AST Temp Closed: 0 | 0 | 0 | 2 | 11534-109-002803 | DOXSEE FOOD CORP
10199 | Permanently Closed | 1991-09-16 06:00 | 1968-01-01 06:00 | 1991-09-16 06:00 | Petroleum | On road diesel | On road diesel |  | Steel | Steel |  | Painted or None | Steel |  | 1901-01-01 06:00 | [15 empty] | UST Currently In Use: 0; UST Temp Close: 0; AST Currently In Use: 0; AST Temp Closed: 0 | 0 | 0 | 2 | 11534-109-002803 | DOXSEE FOOD CORP
10200 | Permanently Closed | 1992-09-14 06:00 | 1980-01-01 06:00 | 1992-09-14 06:00 | Petroleum | Unleaded gasoline | Unleaded gasoline |  | Steel | Steel |  | Painted or None | Steel |  | 1901-01-01 06:00 | [15 empty] | UST Currently In Use: 0; UST Temp Close: 0; AST Currently In Use: 0; AST Temp Closed: 0 | 0 | 0 | 6 | 11535-099-004291 | DOY D OUSLEY SR
10201 | Permanently Closed | 1992-09-14 06:00 | 1980-01-01 06:00 | 1992-09-14 06:00 | Petroleum | Unleaded gasoline | Unleaded gasoline |  | Steel | Steel |  | Painted or None | Steel |  | 1901-01-01 06:00 | [15 empty] | UST Currently In Use: 0; UST Temp Close: 0; AST Currently In Use: 0; AST Temp Closed: 0 | 0 | 0 | 6 | 11535-099-004291 | DOY D OUSLEY SR
10202 | Permanently Closed | 1992-09-14 06:00 | 1983-01-01 06:00 | 1992-09-14 06:00 | Petroleum | Unleaded gasoline | Unleaded gasoline |  | Steel | Steel |  | Painted or None | Steel |  | 1901-01-01 06:00 | [15 empty] | UST Currently In Use: 0; UST Temp Close: 0; AST Currently In Use: 0; AST Temp Closed: 0 | 0 | 0 | 6 | 11535-099-004291 | DOY D OUSLEY SR
10203 | Permanently Closed | 1992-09-14 06:00 | 1983-01-01 06:00 | 1992-09-14 06:00 | Petroleum | On road diesel | On road diesel |  | Steel | Steel |  | Painted or None | Steel |  | 1901-01-01 06:00 | [15 empty] | UST Currently In Use: 0; UST Temp Close: 0; AST Currently In Use: 0; AST Temp Closed: 0 | 0 | 0 | 6 | 11535-099-004291 | DOY D OUSLEY SR
10204 | Permanently Closed | 1992-09-14 06:00 | 1977-01-01 06:00 | 1992-09-14 06:00 | Petroleum | On road diesel | On road diesel |  | Steel | Steel |  | Painted or None | Steel |  | 1901-01-01 06:00 | [15 empty] | UST Currently In Use: 0; UST Temp Close: 0; AST Currently In Use: 0; AST Temp Closed: 0 | 0 | 0 | 6 | 11535-099-004291 | DOY D OUSLEY SR
10205 | Permanently Closed | 1987-12-01 06:00 | 1901-01-01 06:00 | 2011-11-11 06:00 | Petroleum | Unleaded gasoline | Unleaded gasoline |  | Steel | Steel |  | Painted or None | Steel |  | 1901-01-01 06:00 | [15 empty] | UST Currently In Use: 0; UST Temp Close: 0; AST Currently In Use: 0; AST Temp Closed: 0 | 0 | 0 | 6 | 11535-099-004291 | DOY D OUSLEY SR
10206 | Permanently Closed | 1994-10-14 06:00 | 1966-01-01 06:00 | 1998-10-14 06:00 | Petroleum | Unleaded gasoline | Unleaded gasoline |  | Steel | Steel |  | Painted or None | Steel |  | 1901-01-01 06:00 | [12 empty] | Annual line testing | Annual line testing |  | UST Currently In Use: 0; UST Temp Close: 0; AST Currently In Use: 0; AST Temp Closed: 0 | 0 | 0 | 5 | 11536-017-004150 | DOYLE OWENS
10207 | Permanently Closed | 1994-10-14 06:00 | 1966-01-01 06:00 | 1998-10-14 06:00 | Petroleum | Unleaded gasoline | Unleaded gasoline |  | Steel | Steel |  | Painted or None | Steel |  | 1901-01-01 06:00 | [12 empty] | Annual line testing | Annual line testing |  | UST Currently In Use: 0; UST Temp Close: 0; AST Currently In Use: 0; AST Temp Closed: 0 | 0 | 0 | 5 | 11536-017-004150 | DOYLE OWENS
10208 | Permanently Closed | 1994-10-14 06:00 | 1966-01-01 06:00 | 1998-10-14 06:00 | Petroleum | Unleaded gasoline | Unleaded gasoline |  | Steel | Steel |  | Painted or None | Steel |  | 1901-01-01 06:00 | [12 empty] | Annual line testing | Annual line testing |  | UST Currently In Use: 0; UST Temp Close: 0; AST Currently In Use: 0; AST Temp Closed: 0 | 0 | 0 | 5 | 11536-017-004150 | DOYLE OWENS
10209 | Permanently Closed | 1994-10-14 06:00 | 1966-01-01 06:00 | 1998-10-14 06:00 | Petroleum | On road diesel | On road diesel |  | Steel | Steel |  | Painted or None | Steel |  | 1901-01-01 06:00 | [12 empty] | Annual line testing | Annual line testing |  | UST Currently In Use: 0; UST Temp Close: 0; AST Currently In Use: 0; AST Temp Closed: 0 | 0 | 0 | 5 | 11536-017-004150 | DOYLE OWENS
10210 | Permanently Closed | 1994-10-14 06:00 | 1978-01-01 06:00 | 1998-10-14 06:00 | Petroleum | On road diesel | On road diesel |  | Steel | Steel |  | Painted or None | Steel |  | 1901-01-01 06:00 | [12 empty] | Annual line testing | Annual line testing |  | UST Currently In Use: 0; UST Temp Close: 0; AST Currently In Use: 0; AST Temp Closed: 0 | 0 | 0 | 5 | 11536-017-004150 | DOYLE OWENS
10211 | Permanently Closed | 1994-10-01 06:00 | 1965-01-01 06:00 | 1998-07-15 06:00 | Petroleum | Unleaded gasoline | Unleaded gasoline |  | Steel | Steel |  | Painted or None | Steel |  | 1901-01-01 06:00 | [15 empty] | UST Currently In Use: 0; UST Temp Close: 0; AST Currently In Use: 0; AST Temp Closed: 0 | 0 | 0 | 3 | 11537-081-000970 | DOYLE GUTHRIE
10212 | Permanently Closed | 1994-10-01 06:00 | 1965-01-01 06:00 | 1998-07-15 06:00 | Petroleum | Unleaded gasoline | Unleaded gasoline |  | Steel | Steel |  | Painted or None | Steel |  | 1901-01-01 06:00 | [15 empty] | UST Currently In Use: 0; UST Temp Close: 0; AST Currently In Use: 0; AST Temp Closed: 0 | 0 | 0 | 3 | 11537-081-000970 | DOYLE GUTHRIE
10213 | Permanently Closed | 1994-10-01 06:00 | 1983-01-01 06:00 | 1998-07-15 06:00 | Petroleum | Unleaded gasoline | Unleaded gasoline |  | Steel | Steel |  | Painted or None | Steel |  | 1901-01-01 06:00 | [15 empty] | UST Currently In Use: 0; UST Temp Close: 0; AST Currently In Use: 0; AST Temp Closed: 0 | 0 | 0 | 3 | 11537-081-000970 | DOYLE GUTHRIE
10214 | Permanently Closed | 1990-09-04 06:00 | 1974-01-01 06:00 | 1990-09-04 06:00 | Petroleum | Unleaded gasoline | Unleaded gasoline |  | Steel | Steel |  | Painted or None | Steel |  | 1901-01-01 06:00 | [15 empty] | UST Currently In Use: 0; UST Temp Close: 0; AST Currently In Use: 0; AST Temp Closed: 0 | 0 | 0 | 3 | 11538-003-002280 | DOYLE KITCHENS
10215 | Permanently Closed | 1990-09-04 06:00 | 1974-01-01 06:00 | 1990-09-04 06:00 | Petroleum | Unleaded gasoline | Unleaded gasoline |  | Steel | Steel |  | Painted or None | Steel |  | 1901-01-01 06:00 | [15 empty] | UST Currently In Use: 0; UST Temp Close: 0; AST Currently In Use: 0; AST Temp Closed: 0 | 0 | 0 | 3 | 11538-003-002280 | DOYLE KITCHENS
10216 | Permanently Closed | 1990-09-04 06:00 | 1974-01-01 06:00 | 1990-09-04 06:00 | Petroleum | Unleaded gasoline | Unleaded gasoline |  | Steel | Steel |  | Painted or None | Steel |  | 1901-01-01 06:00 | [15 empty] | UST Currently In Use: 0; UST Temp Close: 0; AST Currently In Use: 0; AST Temp Closed: 0 | 0 | 0 | 3 | 11538-003-002280 | DOYLE KITCHENS
10219 | Permanently Closed | 1992-05-01 06:00 | 1979-01-01 06:00 | 1996-11-19 06:00 | Petroleum | Unleaded gasoline | Unleaded gasoline |  | Steel | Steel |  | Painted or None | Steel |  | 1901-01-01 06:00 | [15 empty] | UST Currently In Use: 0; UST Temp Close: 4; AST Currently In Use: 0; AST Temp Closed: 0 | 0 | 4 | 5 | 20239-059-011260 | JOHN SHEWBART
10220 | Permanently Closed | 1992-05-01 06:00 | 1979-01-01 06:00 | 1996-11-19 06:00 | Petroleum | On road diesel | On road diesel |  | Steel | Steel |  | Painted or None | Steel |  | 1901-01-01 06:00 | [15 empty] | UST Currently In Use: 0; UST Temp Close: 4; AST Currently In Use: 0; AST Temp Closed: 0 | 0 | 4 | 5 | 20239-059-011260 | JOHN SHEWBART
10221 | Permanently Closed | 1992-05-01 06:00 | 1979-01-01 06:00 | 1996-11-19 06:00 | Petroleum | On road diesel | On road diesel |  | Steel | Steel |  | Painted or None | Steel |  | 1901-01-01 06:00 | [15 empty] | UST Currently In Use: 0; UST Temp Close: 4; AST Currently In Use: 0; AST Temp Closed: 0 | 0 | 4 | 5 | 20239-059-011260 | JOHN SHEWBART
10222 | Permanently Closed | 1992-05-01 06:00 | 1979-01-01 06:00 | 1996-11-19 06:00 | Petroleum | Unleaded gasoline | Unleaded gasoline |  | Steel | Steel |  | Painted or None | Steel |  | 1901-01-01 06:00 | [15 empty] | UST Currently In Use: 0; UST Temp Close: 4; AST Currently In Use: 0; AST Temp Closed: 0 | 0 | 4 | 5 | 20239-059-011260 | JOHN SHEWBART
10223 | Permanently Closed | 1992-05-01 06:00 | 1979-01-01 06:00 | 1996-11-19 06:00 | Petroleum | Unleaded gasoline | Unleaded gasoline |  | Steel | Steel |  | Painted or None | Steel |  | 1901-01-01 06:00 | [6 empty] | Automatic Tank Gauge | [8 empty] | UST Currently In Use: 0; UST Temp Close: 4; AST Currently In Use: 0; AST Temp Closed: 0 | 0 | 4 | 5 | 20239-059-011260 | JOHN SHEWBART
10224 | Permanently Closed | 1991-01-01 06:00 | 1976-01-01 06:00 | 1991-01-01 06:00 | Petroleum | Unleaded gasoline | Unleaded gasoline |  | Steel | Steel |  | Painted or None | Steel |  | 1901-01-01 06:00 | [15 empty] | UST Currently In Use: 0; UST Temp Close: 0; AST Currently In Use: 0; AST Temp Closed: 0 | 0 | 0 | 6 | 11540-115-000335 | MARK STRADER
10225 | Permanently Closed | 1991-01-01 06:00 | 1964-01-01 06:00 | 1991-01-01 06:00 | Petroleum | Unleaded gasoline | Unleaded gasoline |  | Steel | Steel |  | Painted or None | Steel |  | 1901-01-01 06:00 | [15 empty] | UST Currently In Use: 0; UST Temp Close: 0; AST Currently In Use: 0; AST Temp Closed: 0 | 0 | 0 | 6 | 11540-115-000335 | MARK STRADER
10226 | Permanently Closed | 1991-01-01 06:00 | 1964-01-01 06:00 | 1991-01-01 06:00 | Petroleum | Unleaded gasoline | Unleaded gasoline |  | Steel | Steel |  | Painted or None | Steel |  | 1901-01-01 06:00 | [15 empty] | UST Currently In Use: 0; UST Temp Close: 0; AST Currently In Use: 0; AST Temp Closed: 0 | 0 | 0 | 6 | 11540-115-000335 | MARK STRADER
10227 | Permanently Closed | 1991-01-01 06:00 | 1964-01-01 06:00 | 1991-01-01 06:00 | Petroleum | Unleaded gasoline | Unleaded gasoline |  | Steel | Steel |  | Painted or None | Steel |  | 1901-01-01 06:00 | [15 empty] | UST Currently In Use: 0; UST Temp Close: 0; AST Currently In Use: 0; AST Temp Closed: 0 | 0 | 0 | 6 | 11540-115-000335 | MARK STRADER
10228 | Permanently Closed | 1991-01-01 06:00 | 1976-01-01 06:00 | 1991-01-01 06:00 | Petroleum | Unleaded gasoline | Unleaded gasoline |  | Steel | Steel |  | Painted or None | Steel |  | 1901-01-01 06:00 | [15 empty] | UST Currently In Use: 0; UST Temp Close: 0; AST Currently In Use: 0; AST Temp Closed: 0 | 0 | 0 | 6 | 11540-115-000335 | MARK STRADER
10229 | Permanently Closed | 1991-01-01 06:00 | 1976-01-01 06:00 | 1991-01-01 06:00 | Petroleum | Used oil | Used oil |  | Steel | Steel |  | Painted or None | Steel |  | 1901-01-01 06:00 | [15 empty] | UST Currently In Use: 0; UST Temp Close: 0; AST Currently In Use: 0; AST Temp Closed: 0 | 0 | 0 | 6 | 11540-115-000335 | MARK STRADER
10230 | Permanently Closed | 1901-01-01 06:00 | 1970-01-01 06:00 | 1988-11-13 06:00 | Petroleum | Unleaded gasoline | Unleaded gasoline |  | Steel | Steel |  | Painted or None | Steel |  | 1901-01-01 06:00 | [15 empty] | UST Currently In Use: 0; UST Temp Close: 0; AST Currently In Use: 0; AST Temp Closed: 0 | 0 | 0 | 1 | 11543-025-003084 | DOZIER OIL CO INC
10231 | Permanently Closed | 1901-01-01 06:00 | 1974-01-01 06:00 | 1988-11-22 06:00 | Petroleum | On road diesel | On road diesel |  | Steel | Steel |  | Painted or None | Steel |  | 1901-01-01 06:00 | [15 empty] | UST Currently In Use: 0; UST Temp Close: 0; AST Currently In Use: 0; AST Temp Closed: 0 | 0 | 0 | 4 | 11543-025-003085 | DOZIER OIL CO INC
10232 | Permanently Closed | 1901-01-01 06:00 | 1964-01-01 06:00 | 1988-11-22 06:00 | Petroleum | Unleaded gasoline | Unleaded gasoline |  | Steel | Steel |  | Painted or None | Steel |  | 1901-01-01 06:00 | [15 empty] | UST Currently In Use: 0; UST Temp Close: 0; AST Currently In Use: 0; AST Temp Closed: 0 | 0 | 0 | 4 | 11543-025-003085 | DOZIER OIL CO INC
10233 | Permanently Closed | 1901-01-01 06:00 | 1964-01-01 06:00 | 1988-11-22 06:00 | Petroleum | Unleaded gasoline | Unleaded gasoline |  | Steel | Steel |  | Painted or None | Steel |  | 1901-01-01 06:00 | [15 empty] | UST Currently In Use: 0; UST Temp Close: 0; AST Currently In Use: 0; AST Temp Closed: 0 | 0 | 0 | 4 | 11543-025-003085 | DOZIER OIL CO INC
10234 | Permanently Closed | 1901-01-01 06:00 | 1964-01-01 06:00 | 1988-11-22 06:00 | Petroleum | Unleaded gasoline | Unleaded gasoline |  | Steel | Steel |  | Painted or None | Steel |  | 1901-01-01 06:00 | [15 empty] | UST Currently In Use: 0; UST Temp Close: 0; AST Currently In Use: 0; AST Temp Closed: 0 | 0 | 0 | 4 | 11543-025-003085 | DOZIER OIL CO INC
10235 | Permanently Closed | 1993-12-30 06:00 | 1982-01-01 06:00 | 1993-12-30 06:00 | Petroleum | Unleaded gasoline | Unleaded gasoline |  | Steel | Steel |  | Painted or None | Steel |  | 1901-01-01 06:00 | [15 empty] | UST Currently In Use: 0; UST Temp Close: 0; AST Currently In Use: 0; AST Temp Closed: 0 | 0 | 0 | 2 | 11543-025-003086 | DOZIER OIL CO INC
10236 | Permanently Closed | 1993-12-30 06:00 | 1982-01-01 06:00 | 1993-12-30 06:00 | Petroleum | Unleaded gasoline | Unleaded gasoline |  | Steel | Steel |  | Painted or None | Steel |  | 1901-01-01 06:00 | [15 empty] | UST Currently In Use: 0; UST Temp Close: 0; AST Currently In Use: 0; AST Temp Closed: 0 | 0 | 0 | 2 | 11543-025-003086 | DOZIER OIL CO INC
10237 | Permanently Closed | 1988-12-01 06:00 | 1976-01-01 06:00 | 1994-04-19 06:00 | Petroleum | Unleaded gasoline | Unleaded gasoline |  | Steel | Steel |  | Painted or None | Steel |  | 1901-01-01 06:00 | [15 empty] | UST Currently In Use: 0; UST Temp Close: 0; AST Currently In Use: 0; AST Temp Closed: 0 | 0 | 0 | 2 | 11543-025-003548 | DOZIER OIL CO INC
10238 | Permanently Closed | 1988-12-01 06:00 | 1976-01-01 06:00 | 1994-04-19 06:00 | Petroleum | Unleaded gasoline | Unleaded gasoline |  | Steel | Steel |  | Painted or None | Steel |  | 1901-01-01 06:00 | [15 empty] | UST Currently In Use: 0; UST Temp Close: 0; AST Currently In Use: 0; AST Temp Closed: 0 | 0 | 0 | 2 | 11543-025-003548 | DOZIER OIL CO INC
10239 | Permanently Closed | 1901-01-01 06:00 | 1966-01-01 06:00 | 1988-11-26 06:00 | Petroleum | Unleaded gasoline | Unleaded gasoline |  | Steel | Steel |  | Painted or None | Steel |  | 1901-01-01 06:00 | [15 empty] | UST Currently In Use: 0; UST Temp Close: 0; AST Currently In Use: 0; AST Temp Closed: 0 | 0 | 0 | 1 | 11543-025-003549 | DOZIER OIL CO INC
10240 | Permanently Closed | 1901-01-01 06:00 | 1962-01-01 06:00 | 1988-12-19 06:00 | Petroleum | Unleaded gasoline | Unleaded gasoline |  | Steel | Steel |  | Painted or None | Steel |  | 1901-01-01 06:00 | [15 empty] | UST Currently In Use: 0; UST Temp Close: 0; AST Currently In Use: 0; AST Temp Closed: 0 | 0 | 0 | 2 | 11543-025-003550 | DOZIER OIL CO INC
10241 | Permanently Closed | 1901-01-01 06:00 | 1962-01-01 06:00 | 1988-12-19 06:00 | Petroleum | Unleaded gasoline | Unleaded gasoline |  | Steel | Steel |  | Painted or None | Steel |  | 1901-01-01 06:00 | [15 empty] | UST Currently In Use: 0; UST Temp Close: 0; AST Currently In Use: 0; AST Temp Closed: 0 | 0 | 0 | 2 | 11543-025-003550 | DOZIER OIL CO INC
10242 | Permanently Closed | 1989-12-06 06:00 | 1901-01-01 06:00 | 1989-12-06 06:00 | Petroleum | Unleaded gasoline | Unleaded gasoline | [7 empty] | 1901-01-01 06:00 | [15 empty] | UST Currently In Use: 0; UST Temp Close: 0; AST Currently In Use: 0; AST Temp Closed: 0 | 0 | 0 | 2 | 11543-025-005963 | DOZIER OIL CO INC
10243 | Permanently Closed | 1989-12-06 06:00 | 1901-01-01 06:00 | 1989-12-06 06:00 | Petroleum | Unleaded gasoline | Unleaded gasoline | [7 empty] | 1901-01-01 06:00 | [15 empty] | UST Currently In Use: 0; UST Temp Close: 0; AST Currently In Use: 0; AST Temp Closed: 0 | 0 | 0 | 2 | 11543-025-005963 | DOZIER OIL CO INC
10244 | Permanently Closed | 1998-12-22 06:00 | 1986-01-01 06:00 | 2000-04-25 06:00 | Petroleum | On road diesel | On road diesel |  | Steel | Steel |  | Painted or None | Steel |  | 1901-01-01 06:00 | [15 empty] | UST Currently In Use: 0; UST Temp Close: 0; AST Currently In Use: 0; AST Temp Closed: 0 | 0 | 0 | 2 | 11543-025-005967 | DOZIER OIL CO INC
10245 | Permanently Closed | 2000-01-13 06:00 | 1963-01-01 06:00 | 2000-03-20 06:00 | Petroleum | Used oil | Used oil |  | Steel | Steel |  | Painted or None | Steel |  | 1901-01-01 06:00 |  | Other, EXEMPT | Other, EXEMPT | Other | [11 empty] | UST Currently In Use: 0; UST Temp Close: 0; AST Currently In Use: 0; AST Temp Closed: 0 | 0 | 0 | 2 | 11543-025-005967 | DOZIER OIL CO INC
10246 | Permanently Closed | 1987-09-01 06:00 | 1969-01-01 06:00 | 1987-03-09 06:00 | Petroleum | On road diesel | On road diesel |  | Steel | Steel | Coated & cathodic protection (sti-P3) |  | Steel |  | 1901-01-01 06:00 | Field installed cathodic protection | [14 empty] | UST Currently In Use: 5; UST Temp Close: 0; AST Currently In Use: 0; AST Temp Closed: 0 | 5 | 0 | 5 | 11543-025-005968 | DOZIER OIL CO INC
10247 | Permanently Closed | 1987-09-01 06:00 | 1954-01-01 06:00 | 1987-09-03 06:00 | Petroleum | Unleaded gasoline | Unleaded gasoline |  | Steel | Steel |  | Painted or None | Steel |  | 1901-01-01 06:00 | [15 empty] | UST Currently In Use: 5; UST Temp Close: 0; AST Currently In Use: 0; AST Temp Closed: 0 | 5 | 0 | 5 | 11543-025-005968 | DOZIER OIL CO INC
10248 | Permanently Closed | 1987-09-01 06:00 | 1954-01-01 06:00 | 1987-09-03 06:00 | Petroleum | On road diesel | On road diesel |  | Steel | Steel |  | Painted or None | Steel |  | 1901-01-01 06:00 | [15 empty] | UST Currently In Use: 5; UST Temp Close: 0; AST Currently In Use: 0; AST Temp Closed: 0 | 5 | 0 | 5 | 11543-025-005968 | DOZIER OIL CO INC
10249 | Permanently Closed | 1987-09-01 06:00 | 1954-01-01 06:00 | 1987-09-03 06:00 | Petroleum | On road diesel | On road diesel |  | Steel | Steel |  | Painted or None | Steel |  | 1901-01-01 06:00 | [15 empty] | UST Currently In Use: 5; UST Temp Close: 0; AST Currently In Use: 0; AST Temp Closed: 0 | 5 | 0 | 5 | 11543-025-005968 | DOZIER OIL CO INC
10250 | Permanently Closed | 1987-09-01 06:00 | 1954-01-01 06:00 | 1987-09-03 06:00 | Petroleum | Kerosene | Kerosene |  | Steel | Steel |  | Painted or None | Steel |  | 1901-01-01 06:00 | [15 empty] | UST Currently In Use: 5; UST Temp Close: 0; AST Currently In Use: 0; AST Temp Closed: 0 | 5 | 0 | 5 | 11543-025-005968 | DOZIER OIL CO INC
10251 | Currently in Use |  | 1983-01-01 06:00 |  | Petroleum | Unleaded gasoline | Unleaded gasoline | Retail | Fiberglass reinforced plastic | Fiberglass reinforced plastic |  |  | Double Wall, Fiberglass reinforced plastic |  | 1901-01-01 06:00 |  | Catchment Basin, Single walled catchment basin | Audible high level alarm At 90% full, Flow Rest 90% Full | Flow Rest 90% Full |  |  | Continuous Automatic Tank Gauge |  | Automatic flow restrictor (MLLD), Containment Sump | Containment Sump | Interstitial Monitoring within Secondary Containment | SENSOR TO ATG | Annual line testing, Continuous alarm system, Other, MANUAL | Other |  | UST Currently In Use: 5; UST Temp Close: 0; AST Currently In Use: 0; AST Temp Closed: 0 | 5 | 0 | 5 | 11543-025-005968 | DOZIER OIL CO INC
10252 | Currently in Use |  | 1983-01-01 06:00 |  | Petroleum | Premium gasoline | Premium gasoline | Retail | Fiberglass reinforced plastic | Fiberglass reinforced plastic |  |  | Double Wall, Fiberglass reinforced plastic |  | 1901-01-01 06:00 |  | Catchment Basin, Single walled catchment basin | Audible high level alarm At 90% full, Flow Rest 90% Full | Flow Rest 90% Full |  |  | Continuous Automatic Tank Gauge |  | Automatic flow restrictor (MLLD), Containment Sump | Containment Sump | Interstitial Monitoring within Secondary Containment | SENSOR TO ATG | Annual line testing, Continuous alarm system, Other, MANUAL | Other |  | UST Currently In Use: 5; UST Temp Close: 0; AST Currently In Use: 0; AST Temp Closed: 0 | 5 | 0 | 5 | 11543-025-005968 | DOZIER OIL CO INC
10253 | Currently in Use |  | 1983-01-01 06:00 |  | Petroleum | On road diesel | On road diesel | Retail | Fiberglass reinforced plastic | Fiberglass reinforced plastic |  |  | Double Wall, Fiberglass reinforced plastic |  | 1901-01-01 06:00 |  | Catchment Basin, Single walled catchment basin | Audible high level alarm At 90% full, Flow Rest 90% Full | Flow Rest 90% Full |  |  | Continuous Automatic Tank Gauge |  | Automatic flow restrictor (MLLD), Containment Sump | Containment Sump | Interstitial Monitoring within Secondary Containment | SENSOR TO ATG | Annual line testing, Continuous alarm system, Other, MANUAL | Other |  | UST Currently In Use: 5; UST Temp Close: 0; AST Currently In Use: 0; AST Temp Closed: 0 | 5 | 0 | 5 | 11543-025-005968 | DOZIER OIL CO INC
10254 | Currently in Use |  | 1983-01-01 06:00 |  | Petroleum | Off road diesel | Off road diesel | Retail | Fiberglass reinforced plastic | Fiberglass reinforced plastic |  |  | Double Wall, Fiberglass reinforced plastic |  | 1901-01-01 06:00 |  | Catchment Basin, Single walled catchment basin | Audible high level alarm At 90% full, Flow Rest 90% Full | Flow Rest 90% Full |  |  | Continuous Automatic Tank Gauge |  | Automatic flow restrictor (MLLD), Containment Sump | Containment Sump | Interstitial Monitoring within Secondary Containment | SENSOR TO ATG | Annual line testing, Continuous alarm system, Other, MANUAL | Other |  | UST Currently In Use: 5; UST Temp Close: 0; AST Currently In Use: 0; AST Temp Closed: 0 | 5 | 0 | 5 | 11543-025-005968 | DOZIER OIL CO INC
10255 | Permanently Closed | 1989-12-06 06:00 | 1957-01-01 06:00 | 1989-12-06 06:00 | Petroleum | On road diesel | On road diesel |  | Steel | Steel |  | Painted or None | Steel |  | 1901-01-01 06:00 | [15 empty] | UST Currently In Use: 0; UST Temp Close: 0; AST Currently In Use: 0; AST Temp Closed: 0 | 0 | 0 | 1 | 11543-025-005969 | DOZIER OIL CO INC
10256 | Permanently Closed | 1989-12-18 06:00 | 1901-01-01 06:00 | 1989-12-18 06:00 | Petroleum | Unleaded gasoline | Unleaded gasoline | [7 empty] | 1901-01-01 06:00 | [15 empty] | UST Currently In Use: 0; UST Temp Close: 0; AST Currently In Use: 0; AST Temp Closed: 0 | 0 | 0 | 5 | 11543-025-005970 | DOZIER OIL CO INC
10257 | Permanently Closed | 1989-12-18 06:00 | 1982-01-01 06:00 | 1989-12-18 06:00 | Petroleum | On road diesel | On road diesel |  | Steel | Steel | Coated & cathodic protection (sti-P3) |  | Steel |  | 1901-01-01 06:00 | [15 empty] | UST Currently In Use: 0; UST Temp Close: 0; AST Currently In Use: 0; AST Temp Closed: 0 | 0 | 0 | 5 | 11543-025-005970 | DOZIER OIL CO INC
10258 | Permanently Closed | 1989-12-18 06:00 | 1982-01-01 06:00 | 1989-12-18 06:00 | Petroleum | Unleaded gasoline | Unleaded gasoline |  | Steel | Steel | Coated & cathodic protection (sti-P3) |  | Steel |  | 1901-01-01 06:00 | [15 empty] | UST Currently In Use: 0; UST Temp Close: 0; AST Currently In Use: 0; AST Temp Closed: 0 | 0 | 0 | 5 | 11543-025-005970 | DOZIER OIL CO INC
10259 | Permanently Closed | 1989-12-18 06:00 | 1901-01-01 06:00 | 1989-12-18 06:00 | Petroleum | Unleaded gasoline | Unleaded gasoline | [7 empty] | 1901-01-01 06:00 | [15 empty] | UST Currently In Use: 0; UST Temp Close: 0; AST Currently In Use: 0; AST Temp Closed: 0 | 0 | 0 | 5 | 11543-025-005970 | DOZIER OIL CO INC
10260 | Permanently Closed | 1986-03-01 06:00 | 1901-01-01 06:00 | 1989-12-18 06:00 | Petroleum | Unleaded gasoline | Unleaded gasoline | [7 empty] | 1901-01-01 06:00 | [15 empty] | UST Currently In Use: 0; UST Temp Close: 0; AST Currently In Use: 0; AST Temp Closed: 0 | 0 | 0 | 5 | 11543-025-005970 | DOZIER OIL CO INC
10261 | Permanently Closed | 1901-01-01 06:00 | 1980-01-01 06:00 | 1988-11-15 06:00 | Petroleum | Unleaded gasoline | Unleaded gasoline |  | Steel | Steel |  | Painted or None | Steel |  | 1901-01-01 06:00 | [15 empty] | UST Currently In Use: 0; UST Temp Close: 0; AST Currently In Use: 0; AST Temp Closed: 0 | 0 | 0 | 2 | 11543-025-005971 | DOZIER OIL CO INC
10262 | Permanently Closed | 1901-01-01 06:00 | 1980-01-01 06:00 | 1988-11-15 06:00 | Petroleum | Unleaded gasoline | Unleaded gasoline |  | Steel | Steel |  | Painted or None | Steel |  | 1901-01-01 06:00 | [15 empty] | UST Currently In Use: 0; UST Temp Close: 0; AST Currently In Use: 0; AST Temp Closed: 0 | 0 | 0 | 2 | 11543-025-005971 | DOZIER OIL CO INC
10263 | Permanently Closed | 1981-12-01 06:00 | 1901-01-01 06:00 | 1989-12-06 06:00 | Petroleum | Other, EMPTY | Other | [7 empty] | 1901-01-01 06:00 | [15 empty] | UST Currently In Use: 0; UST Temp Close: 0; AST Currently In Use: 0; AST Temp Closed: 0 | 0 | 0 | 2 | 11543-025-005972 | DOZIER OIL CO INC
10264 | Permanently Closed | 1981-12-01 06:00 | 1901-01-01 06:00 | 1989-12-06 06:00 | Petroleum | Other, EMPTY | Other | [7 empty] | 1901-01-01 06:00 | [15 empty] | UST Currently In Use: 0; UST Temp Close: 0; AST Currently In Use: 0; AST Temp Closed: 0 | 0 | 0 | 2 | 11543-025-005972 | DOZIER OIL CO INC
10265 | Retired | 1988-12-01 06:00 | 1976-01-01 06:00 |  | Petroleum | Unleaded gasoline | Unleaded gasoline |  | Steel | Steel |  | Painted or None | Steel |  | 1901-01-01 06:00 | [15 empty] | UST Currently In Use: 0; UST Temp Close: 0; AST Currently In Use: 0; AST Temp Closed: 0 | 0 | 0 | 0 | 11543-025-005973 | DOZIER OIL CO INC
10266 | Permanently Closed | 1901-01-01 06:00 | 1901-01-01 06:00 | 1988-12-15 06:00 | Petroleum | Unleaded gasoline | Unleaded gasoline |  | Steel | Steel |  |  |  |  | 1901-01-01 06:00 | [15 empty] | UST Currently In Use: 0; UST Temp Close: 0; AST Currently In Use: 0; AST Temp Closed: 0 | 0 | 0 | 2 | 11543-025-006643 | DOZIER OIL CO INC
10267 | Permanently Closed | 1901-01-01 06:00 | 1901-01-01 06:00 | 1988-12-15 06:00 | Petroleum | Unleaded gasoline | Unleaded gasoline |  | Steel | Steel |  |  |  |  | 1901-01-01 06:00 | [15 empty] | UST Currently In Use: 0; UST Temp Close: 0; AST Currently In Use: 0; AST Temp Closed: 0 | 0 | 0 | 2 | 11543-025-006643 | DOZIER OIL CO INC
10268 | Permanently Closed | 1989-12-16 06:00 | 1901-01-01 06:00 | 1989-12-16 06:00 | Petroleum | Unleaded gasoline | Unleaded gasoline | [7 empty] | 1901-01-01 06:00 | [15 empty] | UST Currently In Use: 0; UST Temp Close: 0; AST Currently In Use: 0; AST Temp Closed: 0 | 0 | 0 | 1 | 11543-025-006644 | DOZIER OIL CO INC
10269 | Permanently Closed | 1989-12-18 06:00 | 1948-01-01 06:00 | 1989-12-18 06:00 | Petroleum | On road diesel | On road diesel |  | Steel | Steel |  | Painted or None | Steel |  | 1901-01-01 06:00 | [15 empty] | UST Currently In Use: 0; UST Temp Close: 0; AST Currently In Use: 0; AST Temp Closed: 0 | 0 | 0 | 5 | 11543-025-007819 | DOZIER OIL CO INC
10270 | Permanently Closed | 1989-12-18 06:00 | 1948-01-01 06:00 | 1989-12-18 06:00 | Petroleum | On road diesel | On road diesel |  | Steel | Steel |  | Painted or None | Steel |  | 1901-01-01 06:00 | [15 empty] | UST Currently In Use: 0; UST Temp Close: 0; AST Currently In Use: 0; AST Temp Closed: 0 | 0 | 0 | 5 | 11543-025-007819 | DOZIER OIL CO INC
10271 | Permanently Closed | 1989-12-18 06:00 | 1901-01-01 06:00 | 1989-12-18 06:00 | Petroleum | Unleaded gasoline | Unleaded gasoline | [7 empty] | 1901-01-01 06:00 | [15 empty] | UST Currently In Use: 0; UST Temp Close: 0; AST Currently In Use: 0; AST Temp Closed: 0 | 0 | 0 | 5 | 11543-025-007819 | DOZIER OIL CO INC
10272 | Permanently Closed | 1989-12-18 06:00 | 1901-01-01 06:00 | 1989-12-18 06:00 | Petroleum | On road diesel | On road diesel | [7 empty] | 1901-01-01 06:00 | [15 empty] | UST Currently In Use: 0; UST Temp Close: 0; AST Currently In Use: 0; AST Temp Closed: 0 | 0 | 0 | 5 | 11543-025-007819 | DOZIER OIL CO INC
10273 | Permanently Closed | 1989-12-18 06:00 | 1901-01-01 06:00 | 1989-12-18 06:00 | Petroleum | Unleaded gasoline | Unleaded gasoline | [7 empty] | 1901-01-01 06:00 | [15 empty] | UST Currently In Use: 0; UST Temp Close: 0; AST Currently In Use: 0; AST Temp Closed: 0 | 0 | 0 | 5 | 11543-025-007819 | DOZIER OIL CO INC
10274 | Permanently Closed | 1901-01-01 06:00 | 1964-01-01 06:00 | 1988-11-14 06:00 | Petroleum | Unleaded gasoline | Unleaded gasoline |  | Steel | Steel |  | Painted or None | Steel |  | 1901-01-01 06:00 | [15 empty] | UST Currently In Use: 0; UST Temp Close: 0; AST Currently In Use: 0; AST Temp Closed: 0 | 0 | 0 | 2 | 11543-025-007820 | DOZIER OIL CO INC
10275 | Permanently Closed | 1901-01-01 06:00 | 1964-01-01 06:00 | 1988-11-14 06:00 | Petroleum | Unleaded gasoline | Unleaded gasoline |  | Steel | Steel |  | Painted or None | Steel |  | 1901-01-01 06:00 | [15 empty] | UST Currently In Use: 0; UST Temp Close: 0; AST Currently In Use: 0; AST Temp Closed: 0 | 0 | 0 | 2 | 11543-025-007820 | DOZIER OIL CO INC
10276 | Retired | 1988-12-01 06:00 | 1974-01-01 06:00 |  | Petroleum | Unleaded gasoline | Unleaded gasoline |  | Steel | Steel |  | Painted or None | Steel |  | 1901-01-01 06:00 | [15 empty] | UST Currently In Use: 0; UST Temp Close: 0; AST Currently In Use: 0; AST Temp Closed: 0 | 0 | 0 | 0 | 11543-025-007821 | DOZIER OIL CO INC
10277 | Retired | 1988-12-01 06:00 | 1984-01-01 06:00 |  | Petroleum | Unleaded gasoline | Unleaded gasoline |  | Steel | Steel |  | Painted or None | Steel |  | 1901-01-01 06:00 | [15 empty] | UST Currently In Use: 0; UST Temp Close: 0; AST Currently In Use: 0; AST Temp Closed: 0 | 0 | 0 | 0 | 11543-025-008211 | DOZIER OIL CO INC
10278 | Permanently Closed | 1995-12-01 06:00 | 1973-01-01 06:00 | 1996-02-29 06:00 | Petroleum | On road diesel | On road diesel |  | Steel | Steel | Coated & cathodic protection (sti-P3) |  | Steel |  | 1901-01-01 06:00 | [15 empty] | UST Currently In Use: 0; UST Temp Close: 0; AST Currently In Use: 0; AST Temp Closed: 0 | 0 | 0 | 1 | 11543-025-012003 | DOZIER OIL CO INC
10279 | Permanently Closed | 1995-05-01 06:00 | 1983-01-01 06:00 | 1997-10-15 06:00 | Petroleum | Unleaded gasoline | Unleaded gasoline |  | Steel | Steel | Other, STI-P3 |  | Steel |  | 1901-01-01 06:00 | [15 empty] | UST Currently In Use: 0; UST Temp Close: 0; AST Currently In Use: 0; AST Temp Closed: 0 | 0 | 0 | 2 | 11543-091-003083 | DOZIER OIL CO INC
10280 | Permanently Closed | 1995-05-01 06:00 | 1983-01-01 06:00 | 1997-10-15 06:00 | Petroleum | Unleaded gasoline | Unleaded gasoline |  | Steel | Steel | Other, STI-P3 |  | Steel |  | 1901-01-01 06:00 | [15 empty] | UST Currently In Use: 0; UST Temp Close: 0; AST Currently In Use: 0; AST Temp Closed: 0 | 0 | 0 | 2 | 11543-091-003083 | DOZIER OIL CO INC
10281 | Permanently Closed | 1901-01-01 06:00 | 1954-01-01 06:00 | 1988-12-19 06:00 | Petroleum | Unleaded gasoline | Unleaded gasoline |  | Steel | Steel |  | Painted or None | Steel |  | 1901-01-01 06:00 | [15 empty] | UST Currently In Use: 0; UST Temp Close: 0; AST Currently In Use: 0; AST Temp Closed: 0 | 0 | 0 | 2 | 11543-091-005966 | DOZIER OIL CO INC
10282 | Permanently Closed | 1901-01-01 06:00 | 1954-01-01 06:00 | 1988-12-19 06:00 | Petroleum | Unleaded gasoline | Unleaded gasoline |  | Steel | Steel |  | Painted or None | Steel |  | 1901-01-01 06:00 | [15 empty] | UST Currently In Use: 0; UST Temp Close: 0; AST Currently In Use: 0; AST Temp Closed: 0 | 0 | 0 | 2 | 11543-091-005966 | DOZIER OIL CO INC
10283 | Permanently Closed | 1989-12-17 06:00 | 1901-01-01 06:00 | 1989-12-17 06:00 | Petroleum | Unleaded gasoline | Unleaded gasoline | [7 empty] | 1901-01-01 06:00 | [15 empty] | UST Currently In Use: 0; UST Temp Close: 0; AST Currently In Use: 0; AST Temp Closed: 0 | 0 | 0 | 2 | 11543-091-006645 | DOZIER OIL CO INC
10284 | Permanently Closed | 1989-12-17 06:00 | 1901-01-01 06:00 | 1989-12-17 06:00 | Petroleum | Unleaded gasoline | Unleaded gasoline | [7 empty] | 1901-01-01 06:00 | [15 empty] | UST Currently In Use: 0; UST Temp Close: 0; AST Currently In Use: 0; AST Temp Closed: 0 | 0 | 0 | 2 | 11543-091-006645 | DOZIER OIL CO INC
10285 | Permanently Closed | 1901-01-01 06:00 | 1901-01-01 06:00 | 1988-12-31 06:00 | Petroleum | Unleaded gasoline | Unleaded gasoline | [7 empty] | 1901-01-01 06:00 | [15 empty] | UST Currently In Use: 0; UST Temp Close: 0; AST Currently In Use: 0; AST Temp Closed: 0 | 0 | 0 | 2 | 11543-091-006646 | DOZIER OIL CO INC
10286 | Permanently Closed | 1901-01-01 06:00 | 1901-01-01 06:00 | 1988-12-31 06:00 | Petroleum | Unleaded gasoline | Unleaded gasoline | [7 empty] | 1901-01-01 06:00 | [15 empty] | UST Currently In Use: 0; UST Temp Close: 0; AST Currently In Use: 0; AST Temp Closed: 0 | 0 | 0 | 2 | 11543-091-006646 | DOZIER OIL CO INC
10287 | Permanently Closed | 1989-12-06 06:00 | 1955-01-01 06:00 | 1989-12-06 06:00 | Petroleum | Unleaded gasoline | Unleaded gasoline |  | Steel | Steel |  | Painted or None | Steel |  | 1901-01-01 06:00 | [15 empty] | UST Currently In Use: 0; UST Temp Close: 0; AST Currently In Use: 0; AST Temp Closed: 0 | 0 | 0 | 2 | 11543-131-005965 | DOZIER OIL CO INC
10288 | Permanently Closed | 1989-12-06 06:00 | 1955-01-01 06:00 | 1989-12-06 06:00 | Petroleum | Unleaded gasoline | Unleaded gasoline |  | Steel | Steel |  | Painted or None | Steel |  | 1901-01-01 06:00 | [15 empty] | UST Currently In Use: 0; UST Temp Close: 0; AST Currently In Use: 0; AST Temp Closed: 0 | 0 | 0 | 2 | 11543-131-005965 | DOZIER OIL CO INC
10289 | Permanently Closed | 1998-12-02 06:00 | 1975-01-01 06:00 | 1998-12-02 06:00 | Petroleum | Unleaded gasoline | Unleaded gasoline |  | Steel | Steel |  | Painted or None | Steel |  | 1901-01-01 06:00 | [15 empty] | UST Currently In Use: 0; UST Temp Close: 0; AST Currently In Use: 0; AST Temp Closed: 0 | 0 | 0 | 3 | 11543-131-005974 | DOZIER OIL CO INC
10290 | Permanently Closed | 1998-12-02 06:00 | 1975-01-01 06:00 | 1998-12-02 06:00 | Petroleum | Unleaded gasoline | Unleaded gasoline |  | Steel | Steel |  | Painted or None | Steel |  | 1901-01-01 06:00 | [15 empty] | UST Currently In Use: 0; UST Temp Close: 0; AST Currently In Use: 0; AST Temp Closed: 0 | 0 | 0 | 3 | 11543-131-005974 | DOZIER OIL CO INC
10291 | Retired | 1988-12-01 06:00 | 1972-01-01 06:00 |  | Petroleum | Unleaded gasoline | Unleaded gasoline |  | Steel | Steel |  | Painted or None | Steel |  | 1901-01-01 06:00 | [15 empty] | UST Currently In Use: 0; UST Temp Close: 0; AST Currently In Use: 0; AST Temp Closed: 0 | 0 | 0 | 0 | 11543-131-006376 | DOZIER OIL CO INC
10292 | Retired | 1988-12-01 06:00 | 1972-01-01 06:00 |  | Petroleum | Unleaded gasoline | Unleaded gasoline |  | Steel | Steel |  | Painted or None | Steel |  | 1901-01-01 06:00 | [15 empty] | UST Currently In Use: 0; UST Temp Close: 0; AST Currently In Use: 0; AST Temp Closed: 0 | 0 | 0 | 0 | 11543-131-006376 | DOZIER OIL CO INC
10293 | Retired | 1988-12-01 06:00 | 1972-01-01 06:00 |  | Petroleum | Unleaded gasoline | Unleaded gasoline |  | Steel | Steel |  | Painted or None | Steel |  | 1901-01-01 06:00 | [15 empty] | UST Currently In Use: 0; UST Temp Close: 0; AST Currently In Use: 0; AST Temp Closed: 0 | 0 | 0 | 0 | 11543-131-006376 | DOZIER OIL CO INC
10294 | Retired | 1988-12-01 06:00 | 1978-01-01 06:00 |  | Petroleum | On road diesel | On road diesel |  | Steel | Steel |  | Painted or None | Steel |  | 1901-01-01 06:00 | [15 empty] | UST Currently In Use: 0; UST Temp Close: 0; AST Currently In Use: 0; AST Temp Closed: 0 | 0 | 0 | 0 | 11543-131-006376 | DOZIER OIL CO INC
10295 | Permanently Closed | 1992-04-07 06:00 | 1976-01-01 06:00 | 1992-04-07 06:00 | Petroleum | On road diesel | On road diesel |  | Steel | Steel |  |  |  |  | 1901-01-01 06:00 | [15 empty] | UST Currently In Use: 0; UST Temp Close: 0; AST Currently In Use: 0; AST Temp Closed: 0 | 0 | 0 | 1 | 11548-055-005994 | DR ADELBERT H KLEIN
10296 | Retired | 1988-12-22 06:00 | 1973-01-01 06:00 |  | Petroleum | Unleaded gasoline | Unleaded gasoline |  | Steel | Steel |  | Painted or None | Steel |  | 1901-01-01 06:00 | [15 empty] | UST Currently In Use: 0; UST Temp Close: 0; AST Currently In Use: 0; AST Temp Closed: 0 | 0 | 0 | 0 | 11549-113-010141 | DRAKE ENTERPRISES
10297 | Retired | 1988-12-22 06:00 | 1973-01-01 06:00 |  | Petroleum | Unleaded gasoline | Unleaded gasoline |  | Steel | Steel |  | Painted or None | Steel |  | 1901-01-01 06:00 | [15 empty] | UST Currently In Use: 0; UST Temp Close: 0; AST Currently In Use: 0; AST Temp Closed: 0 | 0 | 0 | 0 | 11549-113-010141 | DRAKE ENTERPRISES
10298 | Retired | 1988-12-22 06:00 | 1973-01-01 06:00 |  | Petroleum | Unleaded gasoline | Unleaded gasoline |  | Steel | Steel |  | Painted or None | Steel |  | 1901-01-01 06:00 | [15 empty] | UST Currently In Use: 0; UST Temp Close: 0; AST Currently In Use: 0; AST Temp Closed: 0 | 0 | 0 | 0 | 11549-113-010141 | DRAKE ENTERPRISES
10299 | Retired | 1983-01-01 06:00 | 1973-01-01 06:00 |  | Petroleum | Other, OTHER | Other |  | Steel | Steel |  | Painted or None | Steel |  | 1901-01-01 06:00 | [15 empty] | UST Currently In Use: 0; UST Temp Close: 0; AST Currently In Use: 0; AST Temp Closed: 0 | 0 | 0 | 0 | 11550-015-011854 | DRAPER OIL CO INC
10300 | Retired | 1983-01-01 06:00 | 1973-01-01 06:00 |  | Petroleum | Other, OTHER | Other |  | Steel | Steel |  | Painted or None | Steel |  | 1901-01-01 06:00 | [15 empty] | UST Currently In Use: 0; UST Temp Close: 0; AST Currently In Use: 0; AST Temp Closed: 0 | 0 | 0 | 0 | 11550-015-011854 | DRAPER OIL CO INC
10301 | Retired | 1987-03-01 06:00 | 1968-01-01 06:00 |  | Petroleum | Unleaded gasoline | Unleaded gasoline |  | Steel | Steel |  | Painted or None | Steel |  | 1901-01-01 06:00 | [15 empty] | UST Currently In Use: 0; UST Temp Close: 0; AST Currently In Use: 0; AST Temp Closed: 0 | 0 | 0 | 0 | 11551-015-010028 | DRAPER OIL CO INC
10302 | Permanently Closed | 1901-01-01 06:00 | 1969-01-01 06:00 | 1985-01-01 06:00 | Petroleum | On road diesel | On road diesel |  | Steel | Steel |  | Painted or None | Steel |  | 1901-01-01 06:00 | [15 empty] | UST Currently In Use: 0; UST Temp Close: 0; AST Currently In Use: 0; AST Temp Closed: 0 | 0 | 0 | 1 | 11551-015-010029 | DRAPER OIL CO INC
10303 | Permanently Closed | 1991-06-26 06:00 | 1968-01-01 06:00 | 1991-09-07 06:00 | Petroleum | Unleaded gasoline | Unleaded gasoline |  | Steel | Steel |  | Painted or None | Steel |  | 1901-01-01 06:00 | [15 empty] | UST Currently In Use: 0; UST Temp Close: 0; AST Currently In Use: 0; AST Temp Closed: 0 | 0 | 0 | 1 | 11551-015-010030 | DRAPER OIL CO INC
10304 | Permanently Closed | 1901-01-01 06:00 | 1944-01-01 07:00 | 1987-05-01 06:00 | Petroleum | Unleaded gasoline | Unleaded gasoline |  | Steel | Steel |  | Painted or None | Steel |  | 1901-01-01 06:00 | [15 empty] | UST Currently In Use: 0; UST Temp Close: 0; AST Currently In Use: 0; AST Temp Closed: 0 | 0 | 0 | 2 | 11551-015-011631 | DRAPER OIL CO INC
10305 | Permanently Closed | 1901-01-01 06:00 | 1944-01-01 07:00 | 1987-05-01 06:00 | Petroleum | Unleaded gasoline | Unleaded gasoline |  | Steel | Steel |  | Painted or None | Steel |  | 1901-01-01 06:00 | [15 empty] | UST Currently In Use: 0; UST Temp Close: 0; AST Currently In Use: 0; AST Temp Closed: 0 | 0 | 0 | 2 | 11551-015-011631 | DRAPER OIL CO INC
10306 | Cannot Locate or abandoned | 1998-12-22 06:00 | 1957-01-01 06:00 |  | Petroleum | Unleaded gasoline | Unleaded gasoline |  | Steel | Steel |  | Painted or None | Steel |  | 1901-01-01 06:00 | [15 empty] | UST Currently In Use: 0; UST Temp Close: 0; AST Currently In Use: 0; AST Temp Closed: 0 | 0 | 0 | 0 | 17537-015-011638 | JAMES DOYLE
10307 | Cannot Locate or abandoned | 1998-12-22 06:00 | 1957-01-01 06:00 |  | Petroleum | Unleaded gasoline | Unleaded gasoline |  | Steel | Steel |  | Painted or None | Steel |  | 1901-01-01 06:00 | [15 empty] | UST Currently In Use: 0; UST Temp Close: 0; AST Currently In Use: 0; AST Temp Closed: 0 | 0 | 0 | 0 | 17537-015-011638 | JAMES DOYLE
10308 | Cannot Locate or abandoned | 1998-12-22 06:00 | 1974-01-01 06:00 |  | Petroleum | Unleaded gasoline | Unleaded gasoline |  | Steel | Steel |  | Painted or None | Steel |  | 1901-01-01 06:00 | [15 empty] | UST Currently In Use: 0; UST Temp Close: 0; AST Currently In Use: 0; AST Temp Closed: 0 | 0 | 0 | 0 | 17537-015-011638 | JAMES DOYLE
10309 | Permanently Closed | 1989-01-01 06:00 | 1975-01-01 06:00 | 1989-01-01 06:00 | Petroleum | Unleaded gasoline | Unleaded gasoline |  | Steel | Steel |  | Painted or None | Steel |  | 1901-01-01 06:00 | [15 empty] | UST Currently In Use: 0; UST Temp Close: 0; AST Currently In Use: 0; AST Temp Closed: 0 | 0 | 0 | 2 | 11551-015-011642 | DRAPER OIL CO INC
10310 | Permanently Closed | 1989-01-01 06:00 | 1975-01-01 06:00 | 1989-01-01 06:00 | Petroleum | Unleaded gasoline | Unleaded gasoline |  | Steel | Steel |  | Painted or None | Steel |  | 1901-01-01 06:00 | [15 empty] | UST Currently In Use: 0; UST Temp Close: 0; AST Currently In Use: 0; AST Temp Closed: 0 | 0 | 0 | 2 | 11551-015-011642 | DRAPER OIL CO INC
10311 | Permanently Closed | 1987-04-01 06:00 | 1962-01-01 06:00 | 1987-04-01 06:00 | Petroleum | Unleaded gasoline | Unleaded gasoline |  | Steel | Steel |  | Painted or None | Steel |  | 1901-01-01 06:00 | [15 empty] | UST Currently In Use: 0; UST Temp Close: 0; AST Currently In Use: 0; AST Temp Closed: 0 | 0 | 0 | 1 | 11551-015-011643 | DRAPER OIL CO INC
10312 | Permanently Closed | 1986-09-01 06:00 | 1969-01-01 06:00 | 1986-09-01 06:00 | Petroleum | Unleaded gasoline | Unleaded gasoline |  | Steel | Steel |  | Painted or None | Steel |  | 1901-01-01 06:00 | [15 empty] | UST Currently In Use: 0; UST Temp Close: 0; AST Currently In Use: 0; AST Temp Closed: 0 | 0 | 0 | 2 | 11551-029-001002 | DRAPER OIL CO INC
10313 | Permanently Closed | 1986-09-01 06:00 | 1969-01-01 06:00 | 1986-09-01 06:00 | Petroleum | On road diesel | On road diesel |  | Steel | Steel |  | Painted or None | Steel |  | 1901-01-01 06:00 | [15 empty] | UST Currently In Use: 0; UST Temp Close: 0; AST Currently In Use: 0; AST Temp Closed: 0 | 0 | 0 | 2 | 11551-029-001002 | DRAPER OIL CO INC
10314 | Permanently Closed | 1992-01-01 06:00 | 1978-01-01 06:00 | 1992-01-13 06:00 | Petroleum | Unleaded gasoline | Unleaded gasoline |  | Steel | Steel |  | Painted or None | Steel |  | 1901-01-01 06:00 | [15 empty] | UST Currently In Use: 0; UST Temp Close: 0; AST Currently In Use: 0; AST Temp Closed: 0 | 0 | 0 | 2 | 11556-033-004709 | DRAVO BASIC MATERIALS CO
10315 | Permanently Closed | 1992-01-13 06:00 | 1978-01-01 06:00 | 1992-01-13 06:00 | Petroleum | Used oil | Used oil |  | Steel | Steel |  | Painted or None | Steel |  | 1901-01-01 06:00 | [15 empty] | UST Currently In Use: 0; UST Temp Close: 0; AST Currently In Use: 0; AST Temp Closed: 0 | 0 | 0 | 2 | 11556-033-004709 | DRAVO BASIC MATERIALS CO
10316 | Permanently Closed | 1992-01-13 06:00 | 1979-01-01 06:00 | 1992-01-13 06:00 | Petroleum | Unleaded gasoline | Unleaded gasoline |  | Steel | Steel |  | Painted or None | Steel |  | 1901-01-01 06:00 | [15 empty] | UST Currently In Use: 0; UST Temp Close: 0; AST Currently In Use: 0; AST Temp Closed: 0 | 0 | 0 | 1 | 11553-117-005946 | DRAVO BASIC MATERIALS CO
10317 | Permanently Closed | 1992-01-11 06:00 | 1971-01-01 06:00 | 1992-01-11 06:00 | Petroleum | Unleaded gasoline | Unleaded gasoline |  | Steel | Steel |  | Painted or None | Steel |  | 1901-01-01 06:00 | [15 empty] | UST Currently In Use: 0; UST Temp Close: 0; AST Currently In Use: 0; AST Temp Closed: 0 | 0 | 0 | 1 | 11556-101-005906 | DRAVO BASIC MATERIALS CO
10318 | Permanently Closed | 1992-01-11 06:00 | 1968-01-01 06:00 | 1992-01-11 06:00 | Petroleum | Unleaded gasoline | Unleaded gasoline | [7 empty] | 1901-01-01 06:00 | [15 empty] | UST Currently In Use: 0; UST Temp Close: 0; AST Currently In Use: 0; AST Temp Closed: 0 | 0 | 0 | 2 | 11555-081-004448 | DRAVO BASIC MATERIALS CO
10319 | Permanently Closed | 1989-06-01 06:00 | 1979-01-01 06:00 | 1989-06-01 06:00 | Petroleum | Used oil | Used oil |  | Steel | Steel |  |  | Steel |  | 1901-01-01 06:00 | [15 empty] | UST Currently In Use: 0; UST Temp Close: 0; AST Currently In Use: 0; AST Temp Closed: 0 | 0 | 0 | 2 | 11555-081-004448 | DRAVO BASIC MATERIALS CO
10320 | Permanently Closed | 1984-12-01 06:00 | 1972-01-01 06:00 | 1992-01-13 06:00 | Petroleum | Unleaded gasoline | Unleaded gasoline |  | Steel | Steel |  | Painted or None | Steel |  | 1901-01-01 06:00 | [15 empty] | UST Currently In Use: 0; UST Temp Close: 0; AST Currently In Use: 0; AST Temp Closed: 0 | 0 | 0 | 2 | 11556-117-008789 | DRAVO BASIC MATERIALS CO
10321 | Permanently Closed | 1984-12-01 06:00 | 1977-01-01 06:00 | 1992-01-13 06:00 | Petroleum | Used oil | Used oil |  | Steel | Steel |  | Painted or None | Steel |  | 1901-01-01 06:00 | [15 empty] | UST Currently In Use: 0; UST Temp Close: 0; AST Currently In Use: 0; AST Temp Closed: 0 | 0 | 0 | 2 | 11556-117-008789 | DRAVO BASIC MATERIALS CO
10322 | Permanently Closed | 1901-01-01 06:00 | 1979-01-01 06:00 | 1988-09-08 06:00 | Petroleum | Used oil | Used oil |  | Steel | Steel |  | Painted or None | Steel |  | 1901-01-01 06:00 | [15 empty] | UST Currently In Use: 0; UST Temp Close: 0; AST Currently In Use: 0; AST Temp Closed: 0 | 0 | 0 | 1 | 11557-117-006000 | DRAVO BASIC MATERIALS CO
10323 | Permanently Closed | 1992-01-14 06:00 | 1979-01-01 06:00 | 1992-01-14 06:00 | Petroleum | Unleaded gasoline | Unleaded gasoline |  | Steel | Steel | Interior lined (not allowed as a standalone method of corrosion protection) | Painted or None | Steel |  | 1901-01-01 06:00 | [15 empty] | UST Currently In Use: 0; UST Temp Close: 0; AST Currently In Use: 0; AST Temp Closed: 0 | 0 | 0 | 5 | 11558-097-007285 | DRAVO BASIC MATERIALS/FLETCHER OIL
10324 | Permanently Closed | 1901-01-01 06:00 | 1974-01-01 06:00 | 1988-10-01 06:00 | Petroleum | On road diesel | On road diesel |  | Steel | Steel | Interior lined (not allowed as a standalone method of corrosion protection) | Painted or None | Steel |  | 1901-01-01 06:00 | [15 empty] | UST Currently In Use: 0; UST Temp Close: 0; AST Currently In Use: 0; AST Temp Closed: 0 | 0 | 0 | 5 | 11558-097-007285 | DRAVO BASIC MATERIALS/FLETCHER OIL
10325 | Permanently Closed | 1901-01-01 06:00 | 1972-01-01 06:00 | 1988-10-01 06:00 | Petroleum | Kerosene | Kerosene |  | Steel | Steel | Interior lined (not allowed as a standalone method of corrosion protection) | Painted or None | Steel |  | 1901-01-01 06:00 | [15 empty] | UST Currently In Use: 0; UST Temp Close: 0; AST Currently In Use: 0; AST Temp Closed: 0 | 0 | 0 | 5 | 11558-097-007285 | DRAVO BASIC MATERIALS/FLETCHER OIL
10326 | Permanently Closed | 1988-11-01 06:00 | 1974-01-01 06:00 | 1988-11-01 06:00 | Petroleum | Unleaded gasoline | Unleaded gasoline |  | Steel | Steel | Interior lined (not allowed as a standalone method of corrosion protection) | Painted or None | Steel |  | 1901-01-01 06:00 | [15 empty] | UST Currently In Use: 0; UST Temp Close: 0; AST Currently In Use: 0; AST Temp Closed: 0 | 0 | 0 | 5 | 11558-097-007285 | DRAVO BASIC MATERIALS/FLETCHER OIL
10327 | Permanently Closed | 1988-11-01 06:00 | 1974-01-01 06:00 | 1988-11-01 06:00 | Petroleum | Unleaded gasoline | Unleaded gasoline |  | Steel | Steel | Interior lined (not allowed as a standalone method of corrosion protection) | Painted or None | Steel |  | 1901-01-01 06:00 | [15 empty] | UST Currently In Use: 0; UST Temp Close: 0; AST Currently In Use: 0; AST Temp Closed: 0 | 0 | 0 | 5 | 11558-097-007285 | DRAVO BASIC MATERIALS/FLETCHER OIL
10328 | Permanently Closed | 1901-01-01 06:00 | 1970-01-01 06:00 | 1989-06-28 06:00 | Petroleum | Unleaded gasoline | Unleaded gasoline |  | Steel | Steel |  |  |  |  | 1901-01-01 06:00 | [15 empty] | UST Currently In Use: 0; UST Temp Close: 0; AST Currently In Use: 4; AST Temp Closed: 0 | 0 | 0 | 3 | 11559-117-000372 | CARMEUSE LIME & STONE INC
10329 | Permanently Closed | 1901-01-01 06:00 | 1970-01-01 06:00 | 1989-06-01 06:00 | Petroleum | On road diesel | On road diesel |  | Steel | Steel |  |  |  |  | 1901-01-01 06:00 | [15 empty] | UST Currently In Use: 0; UST Temp Close: 0; AST Currently In Use: 4; AST Temp Closed: 0 | 0 | 0 | 3 | 11559-117-000372 | CARMEUSE LIME & STONE INC
10330 | Permanently Closed | 1991-10-14 06:00 | 1970-01-01 06:00 | 1991-10-14 06:00 | Petroleum | On road diesel | On road diesel |  | Steel | Steel |  |  |  |  | 1901-01-01 06:00 | [15 empty] | UST Currently In Use: 0; UST Temp Close: 0; AST Currently In Use: 4; AST Temp Closed: 0 | 0 | 0 | 3 | 11559-117-000372 | CARMEUSE LIME & STONE INC
10331 | Permanently Closed | 1984-01-01 06:00 | 1974-01-01 06:00 | 2000-11-21 06:00 | Petroleum | Other, MOTOR OIL | Other |  | Steel | Steel |  | Painted or None | Other, BLK PIPE |  | 1901-01-01 06:00 | [15 empty] | UST Currently In Use: 0; UST Temp Close: 0; AST Currently In Use: 0; AST Temp Closed: 0 | 0 | 0 | 3 | 11560-073-012475 | DRENNEN CADILLAC INC
10332 | Permanently Closed | 1984-01-01 06:00 | 1974-01-01 06:00 | 2000-11-21 06:00 | Petroleum | Other, TRANSFLUID | Other |  | Steel | Steel |  | Painted or None | Other, BLK PIPE |  | 1901-01-01 06:00 | [15 empty] | UST Currently In Use: 0; UST Temp Close: 0; AST Currently In Use: 0; AST Temp Closed: 0 | 0 | 0 | 3 | 11560-073-012475 | DRENNEN CADILLAC INC
10333 | Permanently Closed | 1984-01-01 06:00 | 1974-01-01 06:00 | 2000-11-21 06:00 | Petroleum | Used oil | Used oil |  | Steel | Steel |  | Painted or None | Other, BLK PIPE |  | 1901-01-01 06:00 |  | Other, EXEMPT | Other, EXEMPT | Other | [11 empty] | UST Currently In Use: 0; UST Temp Close: 0; AST Currently In Use: 0; AST Temp Closed: 0 | 0 | 0 | 3 | 11560-073-012475 | DRENNEN CADILLAC INC
10334 | Permanently Closed | 1998-01-01 06:00 | 1977-01-01 06:00 | 1998-12-15 06:00 | Petroleum | Unleaded gasoline | Unleaded gasoline |  | Steel | Steel |  | Painted or None | Steel |  | 1901-01-01 06:00 | [6 empty] | Statistical Inventory Reconciliation (SIR) | [5 empty] | Annual line testing, Statistical inventory reconciliation (SIR) | Statistical inventory reconciliation (SIR) |  | UST Currently In Use: 0; UST Temp Close: 0; AST Currently In Use: 0; AST Temp Closed: 0 | 0 | 0 | 3 | 11561-009-010343 | DRENNEN LAND & TIMBER CO/JIM TILLIS
10335 | Permanently Closed | 1998-01-01 06:00 | 1977-01-01 06:00 | 1998-12-15 06:00 | Petroleum | Unleaded gasoline | Unleaded gasoline |  | Steel | Steel |  | Painted or None | Steel |  | 1901-01-01 06:00 | [6 empty] | Statistical Inventory Reconciliation (SIR) | [5 empty] | Annual line testing, Statistical inventory reconciliation (SIR) | Statistical inventory reconciliation (SIR) |  | UST Currently In Use: 0; UST Temp Close: 0; AST Currently In Use: 0; AST Temp Closed: 0 | 0 | 0 | 3 | 11561-009-010343 | DRENNEN LAND & TIMBER CO/JIM TILLIS
10336 | Permanently Closed | 1998-01-01 06:00 | 1977-01-01 06:00 | 1998-12-15 06:00 | Petroleum | On road diesel | On road diesel |  | Steel | Steel |  | Painted or None | Steel |  | 1901-01-01 06:00 | [6 empty] | Statistical Inventory Reconciliation (SIR) | [8 empty] | UST Currently In Use: 0; UST Temp Close: 0; AST Currently In Use: 0; AST Temp Closed: 0 | 0 | 0 | 3 | 11561-009-010343 | DRENNEN LAND & TIMBER CO/JIM TILLIS
10337 | Permanently Closed | 1901-01-01 06:00 | 1963-01-01 06:00 | 1988-02-01 06:00 | Petroleum | Unleaded gasoline | Unleaded gasoline |  | Steel | Steel |  | Painted or None |  |  | 1901-01-01 06:00 | [15 empty] | UST Currently In Use: 0; UST Temp Close: 0; AST Currently In Use: 0; AST Temp Closed: 0 | 0 | 0 | 5 | 11562-119-009884 | DRUG STORE CO INC
10338 | Permanently Closed | 1901-01-01 06:00 | 1963-01-01 06:00 | 1988-02-01 06:00 | Petroleum | Unleaded gasoline | Unleaded gasoline |  | Steel | Steel |  | Painted or None |  |  | 1901-01-01 06:00 | [15 empty] | UST Currently In Use: 0; UST Temp Close: 0; AST Currently In Use: 0; AST Temp Closed: 0 | 0 | 0 | 5 | 11562-119-009884 | DRUG STORE CO INC
10339 | Permanently Closed | 1901-01-01 06:00 | 1963-01-01 06:00 | 1988-02-01 06:00 | Petroleum | Unleaded gasoline | Unleaded gasoline |  | Steel | Steel |  | Painted or None |  |  | 1901-01-01 06:00 | [15 empty] | UST Currently In Use: 0; UST Temp Close: 0; AST Currently In Use: 0; AST Temp Closed: 0 | 0 | 0 | 5 | 11562-119-009884 | DRUG STORE CO INC
10340 | Permanently Closed | 1901-01-01 06:00 | 1963-01-01 06:00 | 1988-02-01 06:00 | Petroleum | Unleaded gasoline | Unleaded gasoline |  | Steel | Steel |  | Painted or None |  |  | 1901-01-01 06:00 | [15 empty] | UST Currently In Use: 0; UST Temp Close: 0; AST Currently In Use: 0; AST Temp Closed: 0 | 0 | 0 | 5 | 11562-119-009884 | DRUG STORE CO INC
10341 | Permanently Closed | 1901-01-01 06:00 | 1963-01-01 06:00 | 1988-02-01 06:00 | Petroleum | Kerosene | Kerosene |  | Steel | Steel |  | Painted or None |  |  | 1901-01-01 06:00 | [15 empty] | UST Currently In Use: 0; UST Temp Close: 0; AST Currently In Use: 0; AST Temp Closed: 0 | 0 | 0 | 5 | 11562-119-009884 | DRUG STORE CO INC
10342 | Permanently Closed | 1987-01-01 06:00 | 1964-01-01 06:00 | 1987-10-05 06:00 | Petroleum | Unleaded gasoline | Unleaded gasoline |  | Steel | Steel |  | Painted or None | Steel |  | 1901-01-01 06:00 |  | Catchment Basin, Single walled catchment basin | [10 empty] | Annual line testing | Annual line testing |  | UST Currently In Use: 0; UST Temp Close: 0; AST Currently In Use: 0; AST Temp Closed: 0 | 0 | 0 | 2 | 11563-125-001730 | DRUID CITY PEST CONTROL INC
10343 | Permanently Closed | 1982-05-01 06:00 | 1901-01-01 06:00 | 1987-10-01 06:00 | Petroleum | Used oil | Used oil |  | Steel | Steel |  |  | Steel |  | 1901-01-01 06:00 | [15 empty] | UST Currently In Use: 0; UST Temp Close: 0; AST Currently In Use: 0; AST Temp Closed: 0 | 0 | 0 | 1 | 11564-043-005098 | DRUMMOND CO INC
10344 | Permanently Closed | 1989-10-20 06:00 | 1901-01-01 06:00 | 1989-10-20 06:00 | Petroleum | Unleaded gasoline | Unleaded gasoline |  | Steel | Steel |  |  | Steel |  | 1901-01-01 06:00 | [15 empty] | UST Currently In Use: 0; UST Temp Close: 0; AST Currently In Use: 0; AST Temp Closed: 0 | 0 | 0 | 1 | 11564-073-005092 | DRUMMOND CO INC
10345 | Permanently Closed | 1901-01-01 06:00 | 1972-01-01 06:00 | 1988-06-01 06:00 | Petroleum | Unleaded gasoline | Unleaded gasoline |  | Steel | Steel |  |  | Steel |  | 1901-01-01 06:00 | [15 empty] | UST Currently In Use: 0; UST Temp Close: 0; AST Currently In Use: 0; AST Temp Closed: 0 | 0 | 0 | 2 | 11564-127-005093 | DRUMMOND CO INC
10346 | Permanently Closed | 1901-01-01 06:00 | 1972-01-01 06:00 | 1988-06-01 06:00 | Petroleum | On road diesel | On road diesel |  | Steel | Steel |  |  | Steel |  | 1901-01-01 06:00 | [15 empty] | UST Currently In Use: 0; UST Temp Close: 0; AST Currently In Use: 0; AST Temp Closed: 0 | 0 | 0 | 2 | 11564-127-005093 | DRUMMOND CO INC
10347 | Permanently Closed | 1901-01-01 06:00 | 1981-01-01 06:00 | 1987-07-01 06:00 | Petroleum | Unleaded gasoline | Unleaded gasoline |  | Steel | Steel |  |  | Steel |  | 1901-01-01 06:00 | [15 empty] | UST Currently In Use: 0; UST Temp Close: 0; AST Currently In Use: 0; AST Temp Closed: 0 | 0 | 0 | 2 | 11564-127-005094 | DRUMMOND CO INC
10348 | Permanently Closed | 1901-01-01 06:00 | 1981-01-01 06:00 | 1987-07-01 06:00 | Petroleum | On road diesel | On road diesel |  | Steel | Steel |  |  | Steel |  | 1901-01-01 06:00 | [15 empty] | UST Currently In Use: 0; UST Temp Close: 0; AST Currently In Use: 0; AST Temp Closed: 0 | 0 | 0 | 2 | 11564-127-005094 | DRUMMOND CO INC
10349 | Permanently Closed | 1998-12-21 06:00 | 1968-01-01 06:00 | 1999-02-25 06:00 | Petroleum | Kerosene | Kerosene |  | Double Wall, Fiberglass coated steel | Fiberglass coated steel |  | Painted or None | Double Wall, Fiberglass reinforced plastic, Steel |  | 1901-01-01 06:00 | Isolated or Above Ground | [14 empty] | UST Currently In Use: 1; UST Temp Close: 0; AST Currently In Use: 0; AST Temp Closed: 0 | 1 | 0 | 1 | 21691-073-018155 | LIGON AIR LLC
10350 | Permanently Closed | 1992-12-03 06:00 | 1976-01-01 06:00 | 1992-12-03 06:00 | Petroleum | Kerosene | Kerosene |  | Steel | Steel |  | Painted or None | Steel |  | 1901-01-01 06:00 | [15 empty] | UST Currently In Use: 0; UST Temp Close: 0; AST Currently In Use: 0; AST Temp Closed: 0 | 0 | 0 | 1 | 11564-127-005095 | DRUMMOND CO INC
10351 | Permanently Closed | 1901-01-01 06:00 | 1980-01-01 06:00 | 1988-09-01 06:00 | Petroleum | Unleaded gasoline | Unleaded gasoline |  | Steel | Steel |  | Painted or None | Steel |  | 1901-01-01 06:00 | [15 empty] | UST Currently In Use: 0; UST Temp Close: 0; AST Currently In Use: 0; AST Temp Closed: 0 | 0 | 0 | 1 | 11564-127-005096 | DRUMMOND CO INC
10352 | Permanently Closed | 1989-05-11 06:00 | 1978-01-01 06:00 | 1989-05-11 06:00 | Petroleum | Unleaded gasoline | Unleaded gasoline |  | Steel | Steel |  | Painted or None | Steel |  | 1901-01-01 06:00 | [15 empty] | UST Currently In Use: 0; UST Temp Close: 0; AST Currently In Use: 0; AST Temp Closed: 0 | 0 | 0 | 1 | 11564-073-005097 | DRUMMOND CO INC
10353 | Permanently Closed | 1901-01-01 06:00 | 1979-01-01 06:00 | 1988-09-01 06:00 | Petroleum | Used oil | Used oil |  | Steel | Steel |  | Painted or None | Steel |  | 1901-01-01 06:00 | [15 empty] | UST Currently In Use: 0; UST Temp Close: 0; AST Currently In Use: 0; AST Temp Closed: 0 | 0 | 0 | 1 | 11564-125-005099 | DRUMMOND CO INC
10354 | Permanently Closed | 1901-01-01 06:00 | 1975-01-01 06:00 |  | Petroleum | On road diesel | On road diesel |  | Steel | Steel |  |  | Steel |  | 1901-01-01 06:00 | [15 empty] | UST Currently In Use: 0; UST Temp Close: 0; AST Currently In Use: 0; AST Temp Closed: 0 | 0 | 0 | 2 | 11564-127-005100 | DRUMMOND CO INC
10355 | Permanently Closed | 1901-01-01 06:00 | 1975-01-01 06:00 |  | Petroleum | Unleaded gasoline | Unleaded gasoline |  | Steel | Steel |  |  | Steel |  | 1901-01-01 06:00 | [15 empty] | UST Currently In Use: 0; UST Temp Close: 0; AST Currently In Use: 0; AST Temp Closed: 0 | 0 | 0 | 2 | 11564-127-005100 | DRUMMOND CO INC
10356 | Permanently Closed | 1901-01-01 06:00 | 1964-01-01 06:00 | 1988-09-01 06:00 | Petroleum | Unleaded gasoline | Unleaded gasoline |  | Steel | Steel |  |  |  |  | 1901-01-01 06:00 | [15 empty] | UST Currently In Use: 0; UST Temp Close: 0; AST Currently In Use: 0; AST Temp Closed: 0 | 0 | 0 | 4 | 11564-073-005101 | DRUMMOND CO INC
10357 | Permanently Closed | 1901-01-01 06:00 | 1974-01-01 06:00 | 1988-09-01 06:00 | Petroleum | Unleaded gasoline | Unleaded gasoline |  | Steel | Steel |  |  |  |  | 1901-01-01 06:00 | [15 empty] | UST Currently In Use: 0; UST Temp Close: 0; AST Currently In Use: 0; AST Temp Closed: 0 | 0 | 0 | 4 | 11564-073-005101 | DRUMMOND CO INC
10358 | Permanently Closed | 1901-01-01 06:00 | 1974-01-01 06:00 | 1988-09-01 06:00 | Petroleum | Unleaded gasoline | Unleaded gasoline |  | Steel | Steel |  |  |  |  | 1901-01-01 06:00 | [15 empty] | UST Currently In Use: 0; UST Temp Close: 0; AST Currently In Use: 0; AST Temp Closed: 0 | 0 | 0 | 4 | 11564-073-005101 | DRUMMOND CO INC
10359 | Permanently Closed | 1989-06-07 06:00 | 1974-01-01 06:00 | 1989-06-07 06:00 | Petroleum | Unleaded gasoline | Unleaded gasoline |  | Steel | Steel |  |  |  |  | 1901-01-01 06:00 | [15 empty] | UST Currently In Use: 0; UST Temp Close: 0; AST Currently In Use: 0; AST Temp Closed: 0 | 0 | 0 | 4 | 11564-073-005101 | DRUMMOND CO INC
10360 | Permanently Closed | 1901-01-01 06:00 | 1979-01-01 06:00 | 1988-05-01 06:00 | Petroleum | Used oil | Used oil |  | Steel | Steel |  | Painted or None | Steel |  | 1901-01-01 06:00 | [15 empty] | UST Currently In Use: 0; UST Temp Close: 0; AST Currently In Use: 0; AST Temp Closed: 0 | 0 | 0 | 2 | 11564-127-005102 | DRUMMOND CO INC
10361 | Permanently Closed | 1901-01-01 06:00 | 1980-01-01 06:00 | 1988-05-01 06:00 | Petroleum | Unleaded gasoline | Unleaded gasoline |  | Steel | Steel |  | Painted or None | Steel |  | 1901-01-01 06:00 | [15 empty] | UST Currently In Use: 0; UST Temp Close: 0; AST Currently In Use: 0; AST Temp Closed: 0 | 0 | 0 | 2 | 11564-127-005102 | DRUMMOND CO INC
10362 | Permanently Closed | 1983-12-01 06:00 | 1901-01-01 06:00 | 1988-08-01 06:00 | Petroleum | On road diesel | On road diesel |  | Steel | Steel |  |  |  |  | 1901-01-01 06:00 | [15 empty] | UST Currently In Use: 0; UST Temp Close: 0; AST Currently In Use: 0; AST Temp Closed: 0 | 0 | 0 | 6 | 11564-073-009483 | DRUMMOND CO INC
10363 | Permanently Closed | 1983-12-01 06:00 | 1901-01-01 06:00 | 1988-08-01 06:00 | Petroleum | On road diesel | On road diesel |  | Steel | Steel |  |  |  |  | 1901-01-01 06:00 | [15 empty] | UST Currently In Use: 0; UST Temp Close: 0; AST Currently In Use: 0; AST Temp Closed: 0 | 0 | 0 | 6 | 11564-073-009483 | DRUMMOND CO INC
10364 | Permanently Closed | 1983-12-01 06:00 | 1901-01-01 06:00 | 1988-08-01 06:00 | Petroleum | On road diesel | On road diesel |  | Steel | Steel |  |  |  |  | 1901-01-01 06:00 | [15 empty] | UST Currently In Use: 0; UST Temp Close: 0; AST Currently In Use: 0; AST Temp Closed: 0 | 0 | 0 | 6 | 11564-073-009483 | DRUMMOND CO INC
10365 | Permanently Closed | 1983-12-01 06:00 | 1901-01-01 06:00 | 1988-08-01 06:00 | Petroleum | Other, HYDRAL OIL | Other |  | Steel | Steel |  |  |  |  | 1901-01-01 06:00 | [15 empty] | UST Currently In Use: 0; UST Temp Close: 0; AST Currently In Use: 0; AST Temp Closed: 0 | 0 | 0 | 6 | 11564-073-009483 | DRUMMOND CO INC
10366 | Permanently Closed | 1901-01-01 06:00 | 1901-01-01 06:00 | 1988-08-01 06:00 | Petroleum | Unleaded gasoline | Unleaded gasoline |  | Steel | Steel |  |  |  |  | 1901-01-01 06:00 | [15 empty] | UST Currently In Use: 0; UST Temp Close: 0; AST Currently In Use: 0; AST Temp Closed: 0 | 0 | 0 | 6 | 11564-073-009483 | DRUMMOND CO INC
10367 | Permanently Closed | 1983-12-01 06:00 | 1901-01-01 06:00 | 1988-08-01 06:00 | Petroleum | On road diesel | On road diesel |  | Steel | Steel |  |  |  |  | 1901-01-01 06:00 | [15 empty] | UST Currently In Use: 0; UST Temp Close: 0; AST Currently In Use: 0; AST Temp Closed: 0 | 0 | 0 | 6 | 11564-073-009483 | DRUMMOND CO INC
10368 | Permanently Closed | 1999-12-13 06:00 | 1975-01-01 06:00 | 1999-12-13 06:00 | Petroleum | On road diesel | On road diesel |  | Steel | Steel |  | Painted or None | Steel |  | 1901-01-01 06:00 | [6 empty] | Statistical Inventory Reconciliation (SIR) | [5 empty] | Annual line testing | Annual line testing |  | UST Currently In Use: 0; UST Temp Close: 0; AST Currently In Use: 0; AST Temp Closed: 0 | 0 | 0 | 3 | 11565-101-001208 | DUBOSE CONSTRUCTION CORP
10369 | Permanently Closed | 1999-12-13 06:00 | 1975-01-01 06:00 | 1999-12-13 06:00 | Petroleum | Unleaded gasoline | Unleaded gasoline |  | Steel | Steel |  | Painted or None | Steel |  | 1901-01-01 06:00 | [6 empty] | Statistical Inventory Reconciliation (SIR) | [5 empty] | Annual line testing | Annual line testing |  | UST Currently In Use: 0; UST Temp Close: 0; AST Currently In Use: 0; AST Temp Closed: 0 | 0 | 0 | 3 | 11565-101-001208 | DUBOSE CONSTRUCTION CORP
10370 | Permanently Closed | 1999-12-13 06:00 | 1975-01-01 06:00 | 1999-12-13 06:00 | Petroleum | Unleaded gasoline | Unleaded gasoline |  | Steel | Steel |  | Painted or None | Steel |  | 1901-01-01 06:00 | [12 empty] | Annual line testing | Annual line testing |  | UST Currently In Use: 0; UST Temp Close: 0; AST Currently In Use: 0; AST Temp Closed: 0 | 0 | 0 | 3 | 11565-101-001208 | DUBOSE CONSTRUCTION CORP
10371 | Permanently Closed | 1991-10-30 06:00 | 1968-01-01 06:00 | 1991-10-30 06:00 | Petroleum | Used oil | Used oil | [7 empty] | 1901-01-01 06:00 | [15 empty] | UST Currently In Use: 0; UST Temp Close: 0; AST Currently In Use: 0; AST Temp Closed: 0 | 0 | 0 | 1 | 11566-043-010370 | DUDLEY CHANDLER HOLIDAY MOTORS
10372 | Retired | 1982-01-01 06:00 | 1980-01-01 06:00 |  | Petroleum | Unleaded gasoline | Unleaded gasoline |  | Steel | Steel |  | Painted or None | Steel |  | 1901-01-01 06:00 | [15 empty] | UST Currently In Use: 0; UST Temp Close: 0; AST Currently In Use: 0; AST Temp Closed: 0 | 0 | 0 | 0 | 11566-043-012598 | DUDLEY CHANDLER HOLIDAY MOTORS
10373 | Retired | 1982-01-01 06:00 | 1980-01-01 06:00 |  | Petroleum | Unleaded gasoline | Unleaded gasoline |  | Steel | Steel |  | Painted or None | Steel |  | 1901-01-01 06:00 | [15 empty] | UST Currently In Use: 0; UST Temp Close: 0; AST Currently In Use: 0; AST Temp Closed: 0 | 0 | 0 | 0 | 11566-043-012598 | DUDLEY CHANDLER HOLIDAY MOTORS
10374 | Permanently Closed | 1989-10-16 06:00 | 1973-01-01 06:00 | 1989-10-17 06:00 | Petroleum | On road diesel | On road diesel | [7 empty] | 1901-01-01 06:00 | [15 empty] | UST Currently In Use: 0; UST Temp Close: 0; AST Currently In Use: 0; AST Temp Closed: 0 | 0 | 0 | 3 | 11567-081-012852 | DUDLEY LUMBER CO
10375 | Permanently Closed | 1989-10-16 06:00 | 1973-01-01 06:00 | 1989-10-17 06:00 | Petroleum | Unleaded gasoline | Unleaded gasoline | [7 empty] | 1901-01-01 06:00 | [15 empty] | UST Currently In Use: 0; UST Temp Close: 0; AST Currently In Use: 0; AST Temp Closed: 0 | 0 | 0 | 3 | 11567-081-012852 | DUDLEY LUMBER CO
10376 | Permanently Closed | 1989-10-16 06:00 | 1973-01-01 06:00 | 1989-10-17 06:00 | Petroleum | On road diesel | On road diesel | [7 empty] | 1901-01-01 06:00 | [15 empty] | UST Currently In Use: 0; UST Temp Close: 0; AST Currently In Use: 0; AST Temp Closed: 0 | 0 | 0 | 3 | 11567-081-012852 | DUDLEY LUMBER CO
10377 | Temporary Closed | 2002-01-01 06:00 | 1983-01-01 06:00 |  | Petroleum | Unleaded gasoline | Unleaded gasoline | Bulk facility | Single Wall, Steel | Steel | Coated & cathodic protection (sti-P3), Field installed cathodic protection |  | Single Wall, Steel |  | 1901-01-01 06:00 | Field installed cathodic protection | Catchment Basin, Single walled catchment basin | Automatic shutoff device At 95% full, Flow Rest 90% Full | Flow Rest 90% Full |  |  | Statistical Inventory Reconciliation (SIR) | [8 empty] | UST Currently In Use: 0; UST Temp Close: 1; AST Currently In Use: 0; AST Temp Closed: 0 | 0 | 1 | 0 | 24650-073-010367 | BILAL M MARDI
10378 | Permanently Closed | 1988-10-01 06:00 | 1969-01-01 06:00 | 1988-11-01 06:00 | Petroleum | Used oil | Used oil |  | Steel | Steel |  |  | Steel |  | 1901-01-01 06:00 | [15 empty] | UST Currently In Use: 0; UST Temp Close: 0; AST Currently In Use: 0; AST Temp Closed: 0 | 0 | 0 | 3 | 11569-089-000791 | DUNLOP TIRE CORP
10379 | Permanently Closed | 1988-10-01 06:00 | 1969-01-01 06:00 | 1988-11-01 06:00 | Petroleum | On road diesel | On road diesel |  | Steel | Steel |  | Painted or None | Steel |  | 1901-01-01 06:00 | [15 empty] | UST Currently In Use: 0; UST Temp Close: 0; AST Currently In Use: 0; AST Temp Closed: 0 | 0 | 0 | 3 | 11569-089-000791 | DUNLOP TIRE CORP
10380 | Permanently Closed | 1988-10-01 06:00 | 1965-01-01 06:00 | 1988-11-01 06:00 | Petroleum | On road diesel | On road diesel |  | Steel | Steel |  | Painted or None | Steel |  | 1901-01-01 06:00 | [15 empty] | UST Currently In Use: 0; UST Temp Close: 0; AST Currently In Use: 0; AST Temp Closed: 0 | 0 | 0 | 3 | 11569-089-000791 | DUNLOP TIRE CORP
10381 | Permanently Closed | 1990-04-25 06:00 | 1979-01-01 06:00 | 1990-04-25 06:00 | Petroleum | Unleaded gasoline | Unleaded gasoline |  | Steel | Steel |  | Painted or None | Steel |  | 1901-01-01 06:00 | [15 empty] | UST Currently In Use: 0; UST Temp Close: 0; AST Currently In Use: 3; AST Temp Closed: 0 | 0 | 0 | 2 | 11570-073-004621 | DUNN CONSTRUCTION CO INC
10382 | Permanently Closed | 1990-04-25 06:00 | 1980-01-01 06:00 | 1990-04-25 06:00 | Petroleum | Used oil | Used oil |  | Steel | Steel |  | Painted or None | Steel |  | 1901-01-01 06:00 | [15 empty] | UST Currently In Use: 0; UST Temp Close: 0; AST Currently In Use: 3; AST Temp Closed: 0 | 0 | 0 | 2 | 11570-073-004621 | DUNN CONSTRUCTION CO INC
10383 | Permanently Closed | 1990-04-25 06:00 | 1911-11-11 06:00 | 1990-04-25 06:00 | Petroleum | On road diesel | On road diesel | [5 empty] | Steel |  | 1901-01-01 06:00 | [15 empty] | UST Currently In Use: 0; UST Temp Close: 0; AST Currently In Use: 0; AST Temp Closed: 0 | 0 | 0 | 1 | 11570-073-014790 | DUNN CONSTRUCTION CO INC
10384 | Permanently Closed | 1990-04-25 06:00 | 1967-01-01 06:00 | 1990-04-25 06:00 | Petroleum | On road diesel | On road diesel |  | Steel | Steel |  | Painted or None | Steel |  | 1901-01-01 06:00 | [15 empty] | UST Currently In Use: 0; UST Temp Close: 0; AST Currently In Use: 0; AST Temp Closed: 0 | 0 | 0 | 2 | 11570-073-014791 | DUNN CONSTRUCTION CO INC
10385 | Permanently Closed | 1990-04-25 06:00 | 1967-01-01 06:00 | 1990-04-25 06:00 | Petroleum | On road diesel | On road diesel |  | Steel | Steel |  | Painted or None | Steel |  | 1901-01-01 06:00 | [15 empty] | UST Currently In Use: 0; UST Temp Close: 0; AST Currently In Use: 0; AST Temp Closed: 0 | 0 | 0 | 2 | 11570-073-014791 | DUNN CONSTRUCTION CO INC
10386 | Permanently Closed | 1990-04-25 06:00 | 1987-01-01 06:00 | 1990-04-25 06:00 | Petroleum | On road diesel | On road diesel |  | Steel | Steel |  | Painted or None | Steel |  | 1901-01-01 06:00 | [15 empty] | UST Currently In Use: 0; UST Temp Close: 0; AST Currently In Use: 0; AST Temp Closed: 0 | 0 | 0 | 1 | 11570-117-014789 | DUNN CONSTRUCTION CO INC
10387 | Permanently Closed | 1990-04-19 06:00 | 1969-01-01 06:00 | 1990-04-19 06:00 | Petroleum | On road diesel | On road diesel |  | Steel | Steel |  | Painted or None | Steel |  | 1901-01-01 06:00 | [15 empty] | UST Currently In Use: 0; UST Temp Close: 0; AST Currently In Use: 0; AST Temp Closed: 0 | 0 | 0 | 3 | 11570-125-014788 | DUNN CONSTRUCTION CO INC
10388 | Permanently Closed | 1990-04-19 06:00 | 1964-01-01 06:00 | 1990-04-19 06:00 | Petroleum | On road diesel | On road diesel |  | Steel | Steel |  | Painted or None | Steel |  | 1901-01-01 06:00 | [15 empty] | UST Currently In Use: 0; UST Temp Close: 0; AST Currently In Use: 0; AST Temp Closed: 0 | 0 | 0 | 3 | 11570-125-014788 | DUNN CONSTRUCTION CO INC
10389 | Permanently Closed | 1990-04-19 06:00 | 1911-11-11 06:00 | 1990-04-19 06:00 | Petroleum | Unleaded gasoline | Unleaded gasoline |  | Steel | Steel |  | Painted or None | Steel |  | 1901-01-01 06:00 | [15 empty] | UST Currently In Use: 0; UST Temp Close: 0; AST Currently In Use: 0; AST Temp Closed: 0 | 0 | 0 | 3 | 11570-125-014788 | DUNN CONSTRUCTION CO INC
10390 | Permanently Closed | 1990-05-01 06:00 | 1974-01-01 06:00 | 1990-05-01 06:00 | Petroleum | Unleaded gasoline | Unleaded gasoline |  | Steel | Steel |  |  | Steel |  | 1901-01-01 06:00 | [15 empty] | UST Currently In Use: 0; UST Temp Close: 0; AST Currently In Use: 3; AST Temp Closed: 0 | 0 | 0 | 1 | 11570-127-004620 | DUNN CONSTRUCTION CO INC
10391 | Permanently Closed | 1998-05-01 06:00 | 1968-01-01 06:00 | 1999-12-21 06:00 | Petroleum | Unleaded gasoline | Unleaded gasoline |  | Steel | Steel |  |  | Steel |  | 1901-01-01 06:00 | [15 empty] | UST Currently In Use: 0; UST Temp Close: 0; AST Currently In Use: 0; AST Temp Closed: 0 | 0 | 0 | 2 | 11572-131-000048 | JAMES E BROCK
10392 | Permanently Closed | 1998-05-01 06:00 | 1968-01-01 06:00 | 1999-12-21 06:00 | Petroleum | Unleaded gasoline | Unleaded gasoline |  | Steel | Steel |  |  | Steel |  | 1901-01-01 06:00 | [15 empty] | UST Currently In Use: 0; UST Temp Close: 0; AST Currently In Use: 0; AST Temp Closed: 0 | 0 | 0 | 2 | 11572-131-000048 | JAMES E BROCK
10393 | Permanently Closed | 1993-03-25 06:00 | 1963-01-01 06:00 | 1993-03-25 06:00 | Petroleum | Unleaded gasoline | Unleaded gasoline |  | Steel | Steel |  | Painted or None | Steel |  | 1901-01-01 06:00 | [15 empty] | UST Currently In Use: 0; UST Temp Close: 0; AST Currently In Use: 0; AST Temp Closed: 0 | 0 | 0 | 1 | 11573-101-008077 | DURR DRUG CO INC
10394 | Currently in Use |  | 1985-05-13 06:00 |  | Petroleum | Aviation fuel (JP-4; etc.) | Aviation fuel (JP-4; etc.) | Industrial | Fiberglass reinforced plastic | Fiberglass reinforced plastic |  |  | Fiberglass reinforced plastic |  | 1901-01-01 06:00 | None | Catchment Basin, Single walled catchment basin | Audible high level alarm At 90% full, Automatic shutoff device At 95% full | Automatic shutoff device At 95% full |  |  | Continuous Automatic Tank Gauge |  | Other, ABOVEGRADE | Other |  |  | Other, ABOVEGRADE | Other |  | UST Currently In Use: 1; UST Temp Close: 0; AST Currently In Use: 0; AST Temp Closed: 0 | 1 | 0 | 0 | 16285-101-002047 | ALFA MUTUAL INSURANCE CO
10395 | Permanently Closed | 1990-10-29 06:00 | 1980-01-01 06:00 | 1990-10-29 06:00 | Petroleum | Other, OTHER | Other |  | Steel | Steel |  | Painted or None | Steel |  | 1901-01-01 06:00 | [15 empty] | UST Currently In Use: 0; UST Temp Close: 0; AST Currently In Use: 0; AST Temp Closed: 0 | 0 | 0 | 2 | 11575-097-012290 | DURR FILLAUER MEDICAL INC
10396 | Permanently Closed | 1990-10-29 06:00 | 1980-01-01 06:00 | 1990-10-29 06:00 | Petroleum | On road diesel | On road diesel |  | Steel | Steel |  | Painted or None | Steel |  | 1901-01-01 06:00 | [15 empty] | UST Currently In Use: 0; UST Temp Close: 0; AST Currently In Use: 0; AST Temp Closed: 0 | 0 | 0 | 2 | 11575-097-012290 | DURR FILLAUER MEDICAL INC
10397 | Currently in Use |  | 1983-01-01 06:00 |  | Petroleum | Unleaded gasoline | Unleaded gasoline | Retail | Steel | Steel | Field installed cathodic protection |  | Steel |  | 1901-01-01 06:00 | Field installed cathodic protection | Catchment Basin, Single walled catchment basin | Automatic shutoff device At 95% full | Automatic shutoff device At 95% full |  |  | Continuous Automatic Tank Gauge |  | Automatic flow restrictor (MLLD) | Automatic flow restrictor (MLLD) |  |  | Annual line testing | Annual line testing |  | UST Currently In Use: 3; UST Temp Close: 1; AST Currently In Use: 0; AST Temp Closed: 0 | 3 | 1 | 0 | 11576-075-005959 | DUTCH OIL COMPANY
10398 | Currently in Use |  | 1983-01-01 06:00 |  | Petroleum | Other, NON ETHANO | Other | Retail | Steel | Steel | Field installed cathodic protection |  | Steel |  | 1901-01-01 06:00 | Field installed cathodic protection | Catchment Basin, Single walled catchment basin | Automatic shutoff device At 95% full | Automatic shutoff device At 95% full |  |  | Continuous Automatic Tank Gauge |  | Automatic flow restrictor (MLLD) | Automatic flow restrictor (MLLD) |  |  | Annual line testing | Annual line testing |  | UST Currently In Use: 3; UST Temp Close: 1; AST Currently In Use: 0; AST Temp Closed: 0 | 3 | 1 | 0 | 11576-075-005959 | DUTCH OIL COMPANY
10399 | Currently in Use |  | 1983-01-01 06:00 |  | Petroleum | Premium gasoline | Premium gasoline | Retail | Steel | Steel | Field installed cathodic protection |  | Steel |  | 1901-01-01 06:00 | Field installed cathodic protection | Catchment Basin, Single walled catchment basin | Automatic shutoff device At 95% full | Automatic shutoff device At 95% full |  |  | Automatic Tank Gauge |  | Automatic flow restrictor (MLLD) | Automatic flow restrictor (MLLD) |  |  | Annual line testing | Annual line testing |  | UST Currently In Use: 3; UST Temp Close: 1; AST Currently In Use: 0; AST Temp Closed: 0 | 3 | 1 | 0 | 11576-075-005959 | DUTCH OIL COMPANY
10400 | Temporary Closed | 2022-04-30 06:00 | 1983-01-01 06:00 |  | Petroleum | On road diesel | On road diesel | Retail | Steel | Steel | Field installed cathodic protection |  | Flexible |  | 1901-01-01 06:00 |  | Catchment Basin, Single walled catchment basin | Automatic shutoff device At 95% full | Automatic shutoff device At 95% full |  |  | Statistical Inventory Reconciliation (SIR) |  | Automatic flow restrictor (MLLD) | Automatic flow restrictor (MLLD) |  |  | Statistical inventory reconciliation (SIR) | Statistical inventory reconciliation (SIR) |  | UST Currently In Use: 3; UST Temp Close: 1; AST Currently In Use: 0; AST Temp Closed: 0 | 3 | 1 | 0 | 11576-075-005959 | DUTCH OIL COMPANY
10401 | Currently in Use |  | 1980-05-07 06:00 |  | Petroleum | Unleaded gasoline | Unleaded gasoline | Retail | Single Wall, Steel | Steel | Field installed cathodic protection |  | Fiberglass reinforced plastic |  |  | Other, FLXS ISOLA | Catchment Basin, Single walled catchment basin | Automatic shutoff device At 95% full | Automatic shutoff device At 95% full |  |  | Statistical Inventory Reconciliation (SIR) |  | Automatic flow restrictor (MLLD) | Automatic flow restrictor (MLLD) |  |  | Statistical inventory reconciliation (SIR) | Statistical inventory reconciliation (SIR) |  | UST Currently In Use: 3; UST Temp Close: 0; AST Currently In Use: 0; AST Temp Closed: 0 | 3 | 0 | 0 | 13529-075-008027 | MOORE PETROLEUM COMPANY, INC.
10402 | Currently in Use |  | 1980-05-07 06:00 |  | Petroleum | Unleaded gasoline | Unleaded gasoline | Retail | Single Wall, Steel | Steel | Field installed cathodic protection |  | Fiberglass reinforced plastic |  |  | Other, FLXS ISOLA | Catchment Basin, Single walled catchment basin | Automatic shutoff device At 95% full | Automatic shutoff device At 95% full |  |  | Statistical Inventory Reconciliation (SIR) |  | Automatic flow restrictor (MLLD) | Automatic flow restrictor (MLLD) |  |  | Statistical inventory reconciliation (SIR) | Statistical inventory reconciliation (SIR) |  | UST Currently In Use: 3; UST Temp Close: 0; AST Currently In Use: 0; AST Temp Closed: 0 | 3 | 0 | 0 | 13529-075-008027 | MOORE PETROLEUM COMPANY, INC.
10403 | Currently in Use |  | 1997-05-07 06:00 |  | Petroleum | On road diesel | On road diesel | Retail | Single Wall, Steel | Steel | Field installed cathodic protection |  | Fiberglass reinforced plastic |  |  | Other, FLXS ISOLA | Catchment Basin, Single walled catchment basin | Automatic shutoff device At 95% full | Automatic shutoff device At 95% full |  |  | Statistical Inventory Reconciliation (SIR) |  | Automatic flow restrictor (MLLD) | Automatic flow restrictor (MLLD) |  |  | Statistical inventory reconciliation (SIR) | Statistical inventory reconciliation (SIR) |  | UST Currently In Use: 3; UST Temp Close: 0; AST Currently In Use: 0; AST Temp Closed: 0 | 3 | 0 | 0 | 13529-075-008027 | MOORE PETROLEUM COMPANY, INC.
10404 | Permanently Closed | 1999-01-04 06:00 | 1972-01-01 06:00 | 1999-01-04 06:00 | Petroleum | Unleaded gasoline | Unleaded gasoline | Retail | Steel | Steel |  | Painted or None | Steel |  | 1901-01-01 06:00 |  | Catchment Basin, Single walled catchment basin | [13 empty] | UST Currently In Use: 1; UST Temp Close: 0; AST Currently In Use: 0; AST Temp Closed: 0 | 1 | 0 | 5 | 11576-107-005435 | DUTCH OIL COMPANY
10405 | Permanently Closed | 1999-01-04 06:00 | 1972-01-01 06:00 | 1999-01-04 06:00 | Petroleum | Unleaded gasoline | Unleaded gasoline | Retail | Steel | Steel |  | Painted or None | Steel |  | 1901-01-01 06:00 |  | Catchment Basin, Single walled catchment basin | [13 empty] | UST Currently In Use: 1; UST Temp Close: 0; AST Currently In Use: 0; AST Temp Closed: 0 | 1 | 0 | 5 | 11576-107-005435 | DUTCH OIL COMPANY
10406 | Permanently Closed | 1999-01-04 06:00 | 1972-01-01 06:00 | 1999-01-04 06:00 | Petroleum | Unleaded gasoline | Unleaded gasoline | Retail | Steel | Steel |  | Painted or None | Steel |  | 1901-01-01 06:00 |  | Catchment Basin, Single walled catchment basin | [13 empty] | UST Currently In Use: 1; UST Temp Close: 0; AST Currently In Use: 0; AST Temp Closed: 0 | 1 | 0 | 5 | 11576-107-005435 | DUTCH OIL COMPANY
10407 | Permanently Closed | 1999-01-04 06:00 | 1972-01-01 06:00 | 1999-01-04 06:00 | Petroleum | Unleaded gasoline | Unleaded gasoline | Retail | Steel | Steel |  | Painted or None | Steel |  | 1901-01-01 06:00 |  | Catchment Basin, Single walled catchment basin | [13 empty] | UST Currently In Use: 1; UST Temp Close: 0; AST Currently In Use: 0; AST Temp Closed: 0 | 1 | 0 | 5 | 11576-107-005435 | DUTCH OIL COMPANY
10408 | Permanently Closed | 1999-01-04 06:00 | 1982-01-01 06:00 | 1999-01-04 06:00 | Petroleum | Unleaded gasoline | Unleaded gasoline | Retail | Steel | Steel |  | Painted or None | Steel |  | 1901-01-01 06:00 |  | Catchment Basin, Single walled catchment basin | [13 empty] | UST Currently In Use: 1; UST Temp Close: 0; AST Currently In Use: 0; AST Temp Closed: 0 | 1 | 0 | 5 | 11576-107-005435 | DUTCH OIL COMPANY
10409 | Temporary Closed | 2022-11-04 06:00 | 1986-06-02 06:00 |  | Petroleum | Unleaded gasoline | Unleaded gasoline | Retail | Steel | Steel | Coated & cathodic protection (sti-P3) |  | Flexible | OPW |  |  | Catchment Basin, Single walled catchment basin | Automatic shutoff device At 95% full | Automatic shutoff device At 95% full |  |  | Statistical Inventory Reconciliation (SIR) |  | Automatic flow restrictor (MLLD), Containment Sump | Containment Sump |  |  | Statistical inventory reconciliation (SIR) | Statistical inventory reconciliation (SIR) |  | UST Currently In Use: 0; UST Temp Close: 3; AST Currently In Use: 0; AST Temp Closed: 0 | 0 | 3 | 0 | 11576-107-009209 | DUTCH OIL COMPANY
10410 | Temporary Closed | 2022-11-04 06:00 | 1986-06-02 06:00 |  | Petroleum | On road diesel | On road diesel | Retail | Steel | Steel | Coated & cathodic protection (sti-P3) |  | Flexible | OPW |  |  | Catchment Basin, Single walled catchment basin | Automatic shutoff device At 95% full | Automatic shutoff device At 95% full |  |  | Statistical Inventory Reconciliation (SIR) |  | Automatic flow restrictor (MLLD), Containment Sump | Containment Sump |  |  | Statistical inventory reconciliation (SIR) | Statistical inventory reconciliation (SIR) |  | UST Currently In Use: 0; UST Temp Close: 3; AST Currently In Use: 0; AST Temp Closed: 0 | 0 | 3 | 0 | 11576-107-009209 | DUTCH OIL COMPANY
10411 | Temporary Closed | 2022-11-04 06:00 | 1986-06-02 06:00 |  | Petroleum | Unleaded gasoline | Unleaded gasoline | Retail | Steel | Steel | Coated & cathodic protection (sti-P3) |  | Flexible | OPW |  |  | Catchment Basin, Single walled catchment basin | Automatic shutoff device At 95% full | Automatic shutoff device At 95% full |  |  | Statistical Inventory Reconciliation (SIR) |  | Automatic flow restrictor (MLLD), Containment Sump | Containment Sump |  |  | Statistical inventory reconciliation (SIR) | Statistical inventory reconciliation (SIR) |  | UST Currently In Use: 0; UST Temp Close: 3; AST Currently In Use: 0; AST Temp Closed: 0 | 0 | 3 | 0 | 11576-107-009209 | DUTCH OIL COMPANY
10412 | Permanently Closed | 1996-09-01 06:00 | 1987-01-01 06:00 | 1997-11-03 06:00 | Petroleum | Unleaded gasoline | Unleaded gasoline | Retail | Steel | Steel | Coated & cathodic protection (sti-P3) |  | Fiberglass reinforced plastic |  | 1901-01-01 06:00 |  | Catchment Basin, Single walled catchment basin | [13 empty] | UST Currently In Use: 1; UST Temp Close: 0; AST Currently In Use: 0; AST Temp Closed: 0 | 1 | 0 | 3 | 14493-107-013416 | SOUTHERN OIL COMPANY, INC.
10413 | Permanently Closed | 1996-09-01 06:00 | 1987-01-01 06:00 | 1997-11-03 06:00 | Petroleum | Unleaded gasoline | Unleaded gasoline | Retail | Steel | Steel | Coated & cathodic protection (sti-P3) |  | Fiberglass reinforced plastic |  | 1901-01-01 06:00 |  | Catchment Basin, Single walled catchment basin | [13 empty] | UST Currently In Use: 1; UST Temp Close: 0; AST Currently In Use: 0; AST Temp Closed: 0 | 1 | 0 | 3 | 14493-107-013416 | SOUTHERN OIL COMPANY, INC.
10414 | Permanently Closed | 1996-09-01 06:00 | 1987-01-01 06:00 | 1997-11-03 06:00 | Petroleum | Unleaded gasoline | Unleaded gasoline |  | Steel | Steel | Coated & cathodic protection (sti-P3) |  | Fiberglass reinforced plastic |  | 1901-01-01 06:00 | [15 empty] | UST Currently In Use: 1; UST Temp Close: 0; AST Currently In Use: 0; AST Temp Closed: 0 | 1 | 0 | 3 | 14493-107-013416 | SOUTHERN OIL COMPANY, INC.
10415 | Currently in Use |  | 1982-01-01 06:00 |  | Petroleum | On road diesel | On road diesel | Industrial | Steel | Steel | Field installed cathodic protection |  | Steel |  |  | Field installed cathodic protection | Catchment Basin, Single walled catchment basin | Automatic shutoff device At 95% full | Automatic shutoff device At 95% full |  |  | Statistical Inventory Reconciliation (SIR) | [8 empty] | UST Currently In Use: 3; UST Temp Close: 0; AST Currently In Use: 0; AST Temp Closed: 0 | 3 | 0 | 1 | 20982-017-010359 | CHRIS CLARK GRADING & PAVING
10416 | Currently in Use |  | 1982-01-01 06:00 |  | Petroleum | Unleaded gasoline | Unleaded gasoline | Industrial | Steel | Steel | Field installed cathodic protection |  | Steel |  |  | Field installed cathodic protection | Catchment Basin, Single walled catchment basin | Automatic shutoff device At 95% full | Automatic shutoff device At 95% full |  |  | Statistical Inventory Reconciliation (SIR) | [8 empty] | UST Currently In Use: 3; UST Temp Close: 0; AST Currently In Use: 0; AST Temp Closed: 0 | 3 | 0 | 1 | 20982-017-010359 | CHRIS CLARK GRADING & PAVING
10417 | Currently in Use |  | 1982-01-01 06:00 |  | Petroleum | On road diesel | On road diesel | Industrial | Steel | Steel | Field installed cathodic protection |  | Steel |  |  | Field installed cathodic protection | Catchment Basin, Single walled catchment basin | Automatic shutoff device At 95% full | Automatic shutoff device At 95% full |  |  | Statistical Inventory Reconciliation (SIR) | [8 empty] | UST Currently In Use: 3; UST Temp Close: 0; AST Currently In Use: 0; AST Temp Closed: 0 | 3 | 0 | 1 | 20982-017-010359 | CHRIS CLARK GRADING & PAVING
10418 | Permanently Closed | 1993-06-07 06:00 | 1988-01-01 06:00 | 1996-06-07 06:00 | Petroleum | Unleaded gasoline | Unleaded gasoline |  | Steel | Steel |  | Painted or None | Steel |  | 1901-01-01 06:00 | [15 empty] | UST Currently In Use: 3; UST Temp Close: 0; AST Currently In Use: 0; AST Temp Closed: 0 | 3 | 0 | 1 | 20982-017-010359 | CHRIS CLARK GRADING & PAVING
10419 | Permanently Closed | 1996-03-01 06:00 | 1983-01-01 06:00 | 1996-04-04 06:00 | Petroleum | Unleaded gasoline | Unleaded gasoline |  | Steel | Steel | Coated & cathodic protection (sti-P3) |  | Steel |  | 1901-01-01 06:00 | [15 empty] | UST Currently In Use: 2; UST Temp Close: 0; AST Currently In Use: 0; AST Temp Closed: 0 | 2 | 0 | 1 | 25156-125-012503 | PINNACLE CAPITAL LLC - LAKELAND GROC
10420 | Currently in Use |  | 1976-01-01 06:00 |  | Petroleum | Unleaded gasoline | Unleaded gasoline | Retail | Steel | Steel | Field installed cathodic protection |  | Flexible, ENVIRON |  |  |  | Catchment Basin, Single walled catchment basin | Automatic shutoff device At 95% full, Flow Rest 90% Full | Flow Rest 90% Full |  |  | Statistical Inventory Reconciliation (SIR) |  | Automatic flow restrictor (MLLD), Containment Sump | Containment Sump |  |  | Annual line testing, Statistical inventory reconciliation (SIR) | Statistical inventory reconciliation (SIR) |  | UST Currently In Use: 2; UST Temp Close: 0; AST Currently In Use: 0; AST Temp Closed: 0 | 2 | 0 | 1 | 25156-125-012503 | PINNACLE CAPITAL LLC - LAKELAND GROC
10421 | Currently in Use |  | 1976-01-01 06:00 |  | Petroleum | Premium gasoline | Premium gasoline | Retail | Steel | Steel | Field installed cathodic protection |  | Flexible, ENVIRON |  |  |  | Catchment Basin, Single walled catchment basin | Automatic shutoff device At 95% full, Flow Rest 90% Full | Flow Rest 90% Full |  |  | Statistical Inventory Reconciliation (SIR) |  | Automatic flow restrictor (MLLD), Containment Sump | Containment Sump |  |  | Annual line testing, Statistical inventory reconciliation (SIR) | Statistical inventory reconciliation (SIR) |  | UST Currently In Use: 2; UST Temp Close: 0; AST Currently In Use: 0; AST Temp Closed: 0 | 2 | 0 | 1 | 25156-125-012503 | PINNACLE CAPITAL LLC - LAKELAND GROC
10422 | Permanently Closed | 1998-12-22 06:00 | 1982-01-01 06:00 | 2000-01-06 06:00 | Petroleum | Unleaded gasoline | Unleaded gasoline |  | Steel | Steel |  | Painted or None | Steel |  | 1901-01-01 06:00 | [15 empty] | UST Currently In Use: 0; UST Temp Close: 0; AST Currently In Use: 0; AST Temp Closed: 0 | 0 | 0 | 5 | 11579-127-009445 | DWIGHT FORSTER
10423 | Permanently Closed | 1998-12-22 06:00 | 1973-01-01 06:00 | 2000-01-06 06:00 | Petroleum | Unleaded gasoline | Unleaded gasoline |  | Steel | Steel |  | Painted or None | Steel |  | 1901-01-01 06:00 | [15 empty] | UST Currently In Use: 0; UST Temp Close: 0; AST Currently In Use: 0; AST Temp Closed: 0 | 0 | 0 | 5 | 11579-127-009445 | DWIGHT FORSTER
10424 | Permanently Closed | 1998-12-22 06:00 | 1982-01-01 06:00 | 2000-01-06 06:00 | Petroleum | Unleaded gasoline | Unleaded gasoline |  | Steel | Steel |  | Painted or None | Steel |  | 1901-01-01 06:00 | [15 empty] | UST Currently In Use: 0; UST Temp Close: 0; AST Currently In Use: 0; AST Temp Closed: 0 | 0 | 0 | 5 | 11579-127-009445 | DWIGHT FORSTER
10425 | Permanently Closed | 1998-12-22 06:00 | 1973-01-01 06:00 | 2000-01-06 06:00 | Petroleum | Unleaded gasoline | Unleaded gasoline |  | Steel | Steel |  | Painted or None | Steel |  | 1901-01-01 06:00 | [15 empty] | UST Currently In Use: 0; UST Temp Close: 0; AST Currently In Use: 0; AST Temp Closed: 0 | 0 | 0 | 5 | 11579-127-009445 | DWIGHT FORSTER
10426 | Permanently Closed | 1998-12-22 06:00 | 1982-01-01 06:00 | 2000-01-06 06:00 | Petroleum | Unleaded gasoline | Unleaded gasoline |  | Steel | Steel |  | Painted or None | Steel |  | 1901-01-01 06:00 | [15 empty] | UST Currently In Use: 0; UST Temp Close: 0; AST Currently In Use: 0; AST Temp Closed: 0 | 0 | 0 | 5 | 11579-127-009445 | DWIGHT FORSTER
10429 | Permanently Closed | 1992-06-18 06:00 | 1978-01-01 06:00 | 1992-06-18 06:00 | Petroleum | Unleaded gasoline | Unleaded gasoline |  | Steel | Steel |  | Painted or None | Steel |  | 1901-01-01 06:00 | [15 empty] | UST Currently In Use: 0; UST Temp Close: 0; AST Currently In Use: 0; AST Temp Closed: 0 | 0 | 0 | 2 | 15094-031-002649 | UNITED PARCEL SERVICE
10430 | Permanently Closed | 1991-09-16 06:00 | 1978-01-01 06:00 | 1991-09-16 06:00 | Petroleum | Used oil | Used oil |  | Steel | Steel |  | Painted or None | Steel |  | 1901-01-01 06:00 | [15 empty] | UST Currently In Use: 0; UST Temp Close: 0; AST Currently In Use: 0; AST Temp Closed: 0 | 0 | 0 | 2 | 15094-031-002649 | UNITED PARCEL SERVICE
10431 | Permanently Closed | 1990-09-22 06:00 | 1971-01-01 06:00 | 1990-09-22 06:00 | Petroleum | Unleaded gasoline | Unleaded gasoline |  | Steel | Steel |  | Painted or None | Steel |  | 1901-01-01 06:00 | [15 empty] | UST Currently In Use: 1; UST Temp Close: 0; AST Currently In Use: 0; AST Temp Closed: 0 | 1 | 0 | 3 | 15094-055-002653 | UNITED PARCEL SERVICE
10432 | Permanently Closed | 1990-09-22 06:00 | 1971-01-01 06:00 | 1990-09-22 06:00 | Petroleum | On road diesel | On road diesel |  | Steel | Steel |  | Painted or None | Steel |  | 1901-01-01 06:00 | [15 empty] | UST Currently In Use: 1; UST Temp Close: 0; AST Currently In Use: 0; AST Temp Closed: 0 | 1 | 0 | 3 | 15094-055-002653 | UNITED PARCEL SERVICE
10433 | Permanently Closed | 1991-06-24 06:00 | 1971-01-01 06:00 | 1991-06-24 06:00 | Petroleum | Used oil | Used oil |  | Steel | Steel |  | Painted or None | Steel |  | 1901-01-01 06:00 | [15 empty] | UST Currently In Use: 1; UST Temp Close: 0; AST Currently In Use: 0; AST Temp Closed: 0 | 1 | 0 | 3 | 15094-055-002653 | UNITED PARCEL SERVICE
10434 | Permanently Closed | 1990-08-29 06:00 | 1969-01-01 06:00 | 1990-08-29 06:00 | Petroleum | Unleaded gasoline | Unleaded gasoline |  | Steel | Steel |  |  | Steel |  | 1901-01-01 06:00 | [15 empty] | UST Currently In Use: 2; UST Temp Close: 0; AST Currently In Use: 0; AST Temp Closed: 0 | 2 | 0 | 3 | 15094-073-002651 | UNITED PARCEL SERVICE
10435 | Permanently Closed | 1990-08-29 06:00 | 1969-01-01 06:00 | 1990-08-29 06:00 | Petroleum | On road diesel | On road diesel |  | Steel | Steel |  |  | Steel |  | 1901-01-01 06:00 | [15 empty] | UST Currently In Use: 2; UST Temp Close: 0; AST Currently In Use: 0; AST Temp Closed: 0 | 2 | 0 | 3 | 15094-073-002651 | UNITED PARCEL SERVICE
10436 | Permanently Closed | 1991-06-11 06:00 | 1969-01-01 06:00 | 1991-06-11 06:00 | Petroleum | Used oil | Used oil |  | Steel | Steel |  |  | Steel |  | 1901-01-01 06:00 | [15 empty] | UST Currently In Use: 2; UST Temp Close: 0; AST Currently In Use: 0; AST Temp Closed: 0 | 2 | 0 | 3 | 15094-073-002651 | UNITED PARCEL SERVICE
10437 | Permanently Closed | 1995-12-05 06:00 | 1976-01-01 06:00 | 1995-12-11 06:00 | Petroleum | On road diesel | On road diesel | Emergency Power Generator, Industrial | Steel | Steel |  | Painted or None | Steel |  | 1901-01-01 06:00 | [15 empty] | UST Currently In Use: 0; UST Temp Close: 0; AST Currently In Use: 0; AST Temp Closed: 0 | 0 | 0 | 1 | 11582-073-001217 | SUNGARD BUSINESS SYSTEMS INC
10438 | Permanently Closed | 1901-01-01 06:00 | 1976-01-01 06:00 | 1988-12-25 06:00 | Petroleum | Unleaded gasoline | Unleaded gasoline |  | Steel | Steel |  | Painted or None | Steel |  | 1901-01-01 06:00 | [15 empty] | UST Currently In Use: 0; UST Temp Close: 0; AST Currently In Use: 0; AST Temp Closed: 0 | 0 | 0 | 1 | 11583-097-000494 | DYSON PLUMING INC
10439 | Permanently Closed | 1901-01-01 06:00 | 1976-01-01 06:00 | 1990-04-01 06:00 | Petroleum | Unleaded gasoline | Unleaded gasoline |  | Steel | Steel |  | Painted or None | Steel |  | 1901-01-01 06:00 | [15 empty] | UST Currently In Use: 0; UST Temp Close: 0; AST Currently In Use: 0; AST Temp Closed: 0 | 0 | 0 | 1 | 11584-069-003182 | DYWALL SUPPLY CO INC
10440 | Permanently Closed | 1993-02-18 06:00 | 1971-01-01 06:00 | 1993-02-18 06:00 | Petroleum | Unleaded gasoline | Unleaded gasoline |  | Steel | Steel |  | Painted or None | Steel |  | 1901-01-01 06:00 | [15 empty] | UST Currently In Use: 0; UST Temp Close: 0; AST Currently In Use: 0; AST Temp Closed: 0 | 0 | 0 | 1 | 11585-097-009490 | E A FOWLER PLUMBING CO
10441 | Permanently Closed | 1901-01-01 06:00 | 1901-01-01 06:00 |  | Petroleum | Other, EMPTY | Other | [7 empty] | 1901-01-01 06:00 | [15 empty] | UST Currently In Use: 0; UST Temp Close: 0; AST Currently In Use: 0; AST Temp Closed: 0 | 0 | 0 | 4 | 11586-025-009936 | E F WOODSON ET AL
10442 | Permanently Closed | 1901-01-01 06:00 | 1901-01-01 06:00 |  | Petroleum | Unleaded gasoline | Unleaded gasoline | [7 empty] | 1901-01-01 06:00 | [15 empty] | UST Currently In Use: 0; UST Temp Close: 0; AST Currently In Use: 0; AST Temp Closed: 0 | 0 | 0 | 4 | 11586-025-009936 | E F WOODSON ET AL
10443 | Permanently Closed | 1901-01-01 06:00 | 1901-01-01 06:00 |  | Petroleum | Other, EMPTY | Other | [7 empty] | 1901-01-01 06:00 | [15 empty] | UST Currently In Use: 0; UST Temp Close: 0; AST Currently In Use: 0; AST Temp Closed: 0 | 0 | 0 | 4 | 11586-025-009936 | E F WOODSON ET AL
10444 | Permanently Closed | 1901-01-01 06:00 | 1977-01-01 06:00 |  | Petroleum | Other, EMPTY | Other |  | Steel | Steel |  |  |  |  | 1901-01-01 06:00 | [15 empty] | UST Currently In Use: 0; UST Temp Close: 0; AST Currently In Use: 0; AST Temp Closed: 0 | 0 | 0 | 4 | 11586-025-009936 | E F WOODSON ET AL
10445 | Permanently Closed | 1901-01-01 06:00 | 1964-01-01 06:00 | 1989-06-27 06:00 | Petroleum | Unleaded gasoline | Unleaded gasoline |  | Steel | Steel | Interior lined (not allowed as a standalone method of corrosion protection) | Painted or None | Steel |  | 1901-01-01 06:00 | [15 empty] | UST Currently In Use: 0; UST Temp Close: 0; AST Currently In Use: 0; AST Temp Closed: 0 | 0 | 0 | 1 | 11587-003-001887 | E G MANCI JR
10446 | Permanently Closed | 1992-04-03 06:00 | 1959-01-01 06:00 | 1992-04-03 06:00 | Petroleum | Unleaded gasoline | Unleaded gasoline |  | Steel | Steel | Interior lined (not allowed as a standalone method of corrosion protection) | Painted or None | Steel |  | 1901-01-01 06:00 | [15 empty] | UST Currently In Use: 0; UST Temp Close: 0; AST Currently In Use: 0; AST Temp Closed: 0 | 0 | 0 | 2 | 11587-003-002486 | E G MANCI JR
10447 | Permanently Closed | 1992-04-03 06:00 | 1972-01-01 06:00 | 1992-04-03 06:00 | Petroleum | On road diesel | On road diesel |  | Steel | Steel | Interior lined (not allowed as a standalone method of corrosion protection) | Painted or None | Steel |  | 1901-01-01 06:00 | [15 empty] | UST Currently In Use: 0; UST Temp Close: 0; AST Currently In Use: 0; AST Temp Closed: 0 | 0 | 0 | 2 | 11587-003-002486 | E G MANCI JR
10448 | Permanently Closed | 1992-09-02 06:00 | 1974-01-01 06:00 | 1992-09-02 06:00 | Petroleum | On road diesel | On road diesel |  | Steel | Steel |  | Painted or None | Steel |  | 1901-01-01 06:00 | [15 empty] | UST Currently In Use: 0; UST Temp Close: 0; AST Currently In Use: 2; AST Temp Closed: 0 | 0 | 0 | 2 | 11589-097-008106 | E I DU PONT DE NEMOURS & CO INC
10449 | Permanently Closed | 1992-09-02 06:00 | 1974-01-01 06:00 | 1992-09-02 06:00 | Petroleum | Unleaded gasoline | Unleaded gasoline |  | Steel | Steel |  | Painted or None | Steel |  | 1901-01-01 06:00 | [15 empty] | UST Currently In Use: 0; UST Temp Close: 0; AST Currently In Use: 2; AST Temp Closed: 0 | 0 | 0 | 2 | 11589-097-008106 | E I DU PONT DE NEMOURS & CO INC
10450 | Permanently Closed | 1998-03-18 06:00 | 1980-01-01 06:00 | 1998-03-19 06:00 | Petroleum | On road diesel | On road diesel |  | Steel | Steel |  | Painted or None | Steel |  | 1901-01-01 06:00 | [15 empty] | UST Currently In Use: 0; UST Temp Close: 0; AST Currently In Use: 3; AST Temp Closed: 0 | 0 | 0 | 2 | 17961-053-010757 | POARCH CREEK INDIANS
10451 | Permanently Closed | 1998-03-18 06:00 | 1980-01-01 06:00 | 1998-03-19 06:00 | Petroleum | Unleaded gasoline | Unleaded gasoline |  | Steel | Steel |  | Painted or None | Steel |  | 1901-01-01 06:00 | [15 empty] | UST Currently In Use: 0; UST Temp Close: 0; AST Currently In Use: 3; AST Temp Closed: 0 | 0 | 0 | 2 | 17961-053-010757 | POARCH CREEK INDIANS
10452 | Permanently Closed | 1996-06-30 06:00 | 1959-01-01 06:00 | 1999-06-30 06:00 | Petroleum | Unleaded gasoline | Unleaded gasoline | Retail | Steel | Steel |  | Painted or None | Steel |  | 1901-01-01 06:00 | None | [5 empty] | Statistical Inventory Reconciliation (SIR) | [8 empty] | UST Currently In Use: 0; UST Temp Close: 0; AST Currently In Use: 0; AST Temp Closed: 0 | 0 | 0 | 2 | 17491-051-002248 | RANDY AND LISA WOODARD
10453 | Permanently Closed | 1996-06-30 06:00 | 1959-01-01 06:00 | 1999-06-30 06:00 | Petroleum | Unleaded gasoline | Unleaded gasoline | Retail | Steel | Steel |  | Painted or None | Steel |  | 1901-01-01 06:00 | None | [5 empty] | Statistical Inventory Reconciliation (SIR) | [8 empty] | UST Currently In Use: 0; UST Temp Close: 0; AST Currently In Use: 0; AST Temp Closed: 0 | 0 | 0 | 2 | 17491-051-002248 | RANDY AND LISA WOODARD
10454 | Retired | 1986-01-01 06:00 | 1970-01-01 06:00 |  | Petroleum | Unleaded gasoline | Unleaded gasoline |  | Steel | Steel |  | Painted or None | Steel |  | 1901-01-01 06:00 | [15 empty] | UST Currently In Use: 0; UST Temp Close: 0; AST Currently In Use: 0; AST Temp Closed: 0 | 0 | 0 | 0 | 11592-015-013160 | CALLEN CORP
10455 | Retired | 1986-01-01 06:00 | 1970-01-01 06:00 |  | Petroleum | Unleaded gasoline | Unleaded gasoline |  | Steel | Steel |  | Painted or None | Steel |  | 1901-01-01 06:00 | [15 empty] | UST Currently In Use: 0; UST Temp Close: 0; AST Currently In Use: 0; AST Temp Closed: 0 | 0 | 0 | 0 | 11592-015-013160 | CALLEN CORP
10456 | Retired | 1986-01-01 06:00 | 1970-01-01 06:00 |  | Petroleum | Unleaded gasoline | Unleaded gasoline |  | Steel | Steel |  | Painted or None | Steel |  | 1901-01-01 06:00 | [15 empty] | UST Currently In Use: 0; UST Temp Close: 0; AST Currently In Use: 0; AST Temp Closed: 0 | 0 | 0 | 0 | 11592-015-013160 | CALLEN CORP
10460 |  | 1988-12-25 06:00 | 1970-01-01 06:00 |  | Petroleum | Unleaded gasoline | Unleaded gasoline |  | Steel | Steel |  | Painted or None | Steel |  | 1901-01-01 06:00 | [15 empty] | UST Currently In Use: 0; UST Temp Close: 0; AST Currently In Use: 0; AST Temp Closed: 0 | 0 | 0 | 0 | 11592-055-013158 | CALLEN CORP
10461 |  | 1988-12-25 06:00 | 1970-01-01 06:00 |  | Petroleum | Unleaded gasoline | Unleaded gasoline |  | Steel | Steel |  | Painted or None | Steel |  | 1901-01-01 06:00 | [15 empty] | UST Currently In Use: 0; UST Temp Close: 0; AST Currently In Use: 0; AST Temp Closed: 0 | 0 | 0 | 0 | 11592-055-013158 | CALLEN CORP
10462 |  | 1988-12-25 06:00 | 1970-01-01 06:00 |  | Petroleum | Unleaded gasoline | Unleaded gasoline |  | Steel | Steel |  | Painted or None | Steel |  | 1901-01-01 06:00 | [15 empty] | UST Currently In Use: 0; UST Temp Close: 0; AST Currently In Use: 0; AST Temp Closed: 0 | 0 | 0 | 0 | 11592-055-013158 | CALLEN CORP
10463 |  | 1988-12-25 06:00 | 1970-01-01 06:00 |  | Petroleum | Unleaded gasoline | Unleaded gasoline |  | Steel | Steel |  | Painted or None | Steel |  | 1901-01-01 06:00 | [15 empty] | UST Currently In Use: 0; UST Temp Close: 0; AST Currently In Use: 0; AST Temp Closed: 0 | 0 | 0 | 0 | 11592-055-013158 | CALLEN CORP
10464 |  |  | 1972-01-01 06:00 |  | Petroleum | Unleaded gasoline | Unleaded gasoline |  | Steel | Steel |  | Painted or None | Steel |  | 1901-01-01 06:00 | [15 empty] | UST Currently In Use: 0; UST Temp Close: 0; AST Currently In Use: 0; AST Temp Closed: 0 | 0 | 0 | 0 | 11592-055-013159 | CALLEN CORP
10465 |  |  | 1972-01-01 06:00 |  | Petroleum | Unleaded gasoline | Unleaded gasoline |  | Steel | Steel |  | Painted or None | Steel |  | 1901-01-01 06:00 | [15 empty] | UST Currently In Use: 0; UST Temp Close: 0; AST Currently In Use: 0; AST Temp Closed: 0 | 0 | 0 | 0 | 11592-055-013159 | CALLEN CORP
10466 |  |  | 1972-01-01 06:00 |  | Petroleum | Unleaded gasoline | Unleaded gasoline |  | Steel | Steel |  | Painted or None | Steel |  | 1901-01-01 06:00 | [15 empty] | UST Currently In Use: 0; UST Temp Close: 0; AST Currently In Use: 0; AST Temp Closed: 0 | 0 | 0 | 0 | 11592-055-013159 | CALLEN CORP
10467 | Cannot Locate or abandoned | 1989-01-01 06:00 | 1976-01-01 06:00 |  | Petroleum | Unleaded gasoline | Unleaded gasoline |  | Steel | Steel |  | Painted or None | Steel |  | 1901-01-01 06:00 | [15 empty] | UST Currently In Use: 0; UST Temp Close: 0; AST Currently In Use: 0; AST Temp Closed: 0 | 0 | 0 | 0 | 11592-115-012861 | CALLEN CORP
10468 | Cannot Locate or abandoned | 1989-01-01 06:00 | 1976-01-01 06:00 |  | Petroleum | Unleaded gasoline | Unleaded gasoline |  | Steel | Steel |  | Painted or None | Steel |  | 1901-01-01 06:00 | [15 empty] | UST Currently In Use: 0; UST Temp Close: 0; AST Currently In Use: 0; AST Temp Closed: 0 | 0 | 0 | 0 | 11592-115-012861 | CALLEN CORP
10469 | Cannot Locate or abandoned | 1989-01-01 06:00 | 1976-01-01 06:00 |  | Petroleum | Unleaded gasoline | Unleaded gasoline |  | Steel | Steel |  | Painted or None | Steel |  | 1901-01-01 06:00 | [15 empty] | UST Currently In Use: 0; UST Temp Close: 0; AST Currently In Use: 0; AST Temp Closed: 0 | 0 | 0 | 0 | 11592-115-012861 | CALLEN CORP
10470 | Retired | 1988-12-01 06:00 | 1974-01-01 06:00 |  | Petroleum | Unleaded gasoline | Unleaded gasoline |  | Steel | Steel |  | Painted or None | Steel |  | 1901-01-01 06:00 | [12 empty] | Annual line testing | Annual line testing |  | UST Currently In Use: 0; UST Temp Close: 0; AST Currently In Use: 0; AST Temp Closed: 0 | 0 | 0 | 0 | 11592-125-013157 | CALLEN CORP
10471 | Retired | 1988-12-01 06:00 | 1974-01-01 06:00 |  | Petroleum | Unleaded gasoline | Unleaded gasoline |  | Steel | Steel |  | Painted or None | Steel |  | 1901-01-01 06:00 | [12 empty] | Annual line testing | Annual line testing |  | UST Currently In Use: 0; UST Temp Close: 0; AST Currently In Use: 0; AST Temp Closed: 0 | 0 | 0 | 0 | 11592-125-013157 | CALLEN CORP
10472 | Retired | 1988-12-01 06:00 | 1974-01-01 06:00 |  | Petroleum | Unleaded gasoline | Unleaded gasoline |  | Steel | Steel |  | Painted or None | Steel |  | 1901-01-01 06:00 | [12 empty] | Annual line testing | Annual line testing |  | UST Currently In Use: 0; UST Temp Close: 0; AST Currently In Use: 0; AST Temp Closed: 0 | 0 | 0 | 0 | 11592-125-013157 | CALLEN CORP
10473 | Retired | 1988-12-01 06:00 | 1974-01-01 06:00 |  | Petroleum | Unleaded gasoline | Unleaded gasoline |  | Steel | Steel |  | Painted or None | Steel |  | 1901-01-01 06:00 | [12 empty] | Annual line testing | Annual line testing |  | UST Currently In Use: 0; UST Temp Close: 0; AST Currently In Use: 0; AST Temp Closed: 0 | 0 | 0 | 0 | 11592-125-013157 | CALLEN CORP
10474 | Permanently Closed | 1990-02-26 06:00 | 1965-01-01 06:00 | 1990-02-26 06:00 | Petroleum | Unleaded gasoline | Unleaded gasoline |  | Steel | Steel |  | Painted or None | Steel |  | 1901-01-01 06:00 | [15 empty] | UST Currently In Use: 0; UST Temp Close: 0; AST Currently In Use: 0; AST Temp Closed: 0 | 0 | 0 | 2 | 11594-049-000374 | E L SMITH
10475 | Permanently Closed | 1990-02-26 06:00 | 1965-01-01 06:00 | 1990-02-26 06:00 | Petroleum | Unleaded gasoline | Unleaded gasoline |  | Steel | Steel |  | Painted or None | Steel |  | 1901-01-01 06:00 | [15 empty] | UST Currently In Use: 0; UST Temp Close: 0; AST Currently In Use: 0; AST Temp Closed: 0 | 0 | 0 | 2 | 11594-049-000374 | E L SMITH
10476 | Permanently Closed | 1999-03-17 06:00 | 1973-01-01 06:00 | 1999-04-14 06:00 | Petroleum | Unleaded gasoline | Unleaded gasoline |  | Steel | Steel |  | Painted or None | Steel |  | 1901-01-01 06:00 | [6 empty] | Statistical Inventory Reconciliation (SIR) | [8 empty] | UST Currently In Use: 0; UST Temp Close: 0; AST Currently In Use: 0; AST Temp Closed: 0 | 0 | 0 | 4 | 11595-097-008973 | E L SWEATT
10477 | Permanently Closed | 1999-03-17 06:00 | 1973-01-01 06:00 | 1999-04-14 06:00 | Petroleum | Unleaded gasoline | Unleaded gasoline |  | Steel | Steel |  | Painted or None | Steel |  | 1901-01-01 06:00 | [6 empty] | Statistical Inventory Reconciliation (SIR) | [8 empty] | UST Currently In Use: 0; UST Temp Close: 0; AST Currently In Use: 0; AST Temp Closed: 0 | 0 | 0 | 4 | 11595-097-008973 | E L SWEATT
10478 | Permanently Closed | 1999-03-17 06:00 | 1973-01-01 06:00 | 1999-04-14 06:00 | Petroleum | Unleaded gasoline | Unleaded gasoline |  | Steel | Steel |  | Painted or None | Steel |  | 1901-01-01 06:00 | [6 empty] | Statistical Inventory Reconciliation (SIR) | [8 empty] | UST Currently In Use: 0; UST Temp Close: 0; AST Currently In Use: 0; AST Temp Closed: 0 | 0 | 0 | 4 | 11595-097-008973 | E L SWEATT
10479 | Permanently Closed | 1999-03-17 06:00 | 1973-01-01 06:00 | 1999-04-14 06:00 | Petroleum | Unleaded gasoline | Unleaded gasoline |  | Steel | Steel |  | Painted or None | Steel |  | 1901-01-01 06:00 | [6 empty] | Statistical Inventory Reconciliation (SIR) | [8 empty] | UST Currently In Use: 0; UST Temp Close: 0; AST Currently In Use: 0; AST Temp Closed: 0 | 0 | 0 | 4 | 11595-097-008973 | E L SWEATT
10480 | Permanently Closed | 1991-12-04 06:00 | 1974-01-01 06:00 | 1991-12-04 06:00 | Petroleum | Used oil | Used oil |  | Steel | Steel |  |  |  |  | 1901-01-01 06:00 | [15 empty] | UST Currently In Use: 0; UST Temp Close: 0; AST Currently In Use: 0; AST Temp Closed: 0 | 0 | 0 | 4 | 11596-073-002483 | E M CORP
10481 | Permanently Closed | 1980-04-01 06:00 | 1974-01-01 06:00 |  | Petroleum | Other, NEW OIL | Other |  | Steel | Steel |  |  |  |  | 1901-01-01 06:00 | [15 empty] | UST Currently In Use: 0; UST Temp Close: 0; AST Currently In Use: 0; AST Temp Closed: 0 | 0 | 0 | 4 | 11596-073-002483 | E M CORP
10482 | Permanently Closed | 1980-04-01 06:00 | 1974-01-01 06:00 |  | Petroleum | Other, TRANSFLUID | Other |  | Steel | Steel |  |  |  |  | 1901-01-01 06:00 | [15 empty] | UST Currently In Use: 0; UST Temp Close: 0; AST Currently In Use: 0; AST Temp Closed: 0 | 0 | 0 | 4 | 11596-073-002483 | E M CORP
10483 | Permanently Closed | 1980-04-01 06:00 | 1974-01-01 06:00 |  | Petroleum | Used oil | Used oil |  | Steel | Steel |  |  |  |  | 1901-01-01 06:00 | [15 empty] | UST Currently In Use: 0; UST Temp Close: 0; AST Currently In Use: 0; AST Temp Closed: 0 | 0 | 0 | 4 | 11596-073-002483 | E M CORP
10484 | Permanently Closed | 1992-11-24 06:00 | 1979-01-01 06:00 | 1992-11-24 06:00 | Petroleum | Unleaded gasoline | Unleaded gasoline |  | Steel | Steel |  |  |  |  | 1901-01-01 06:00 | [15 empty] | UST Currently In Use: 0; UST Temp Close: 0; AST Currently In Use: 0; AST Temp Closed: 0 | 0 | 0 | 4 | 11596-073-014324 | E M CORP
10485 | Permanently Closed | 1992-11-24 06:00 | 1979-01-01 06:00 | 1992-11-24 06:00 | Petroleum | Used oil | Used oil |  | Steel | Steel |  |  |  |  | 1901-01-01 06:00 | [15 empty] | UST Currently In Use: 0; UST Temp Close: 0; AST Currently In Use: 0; AST Temp Closed: 0 | 0 | 0 | 4 | 11596-073-014324 | E M CORP
10486 | Permanently Closed | 1992-11-24 06:00 | 1979-01-01 06:00 | 1992-11-24 06:00 | Petroleum | Other, TRANSFLUID | Other |  | Steel | Steel |  |  |  |  | 1901-01-01 06:00 | [15 empty] | UST Currently In Use: 0; UST Temp Close: 0; AST Currently In Use: 0; AST Temp Closed: 0 | 0 | 0 | 4 | 11596-073-014324 | E M CORP
10487 | Permanently Closed | 1992-11-24 06:00 | 1979-01-01 06:00 | 1992-11-24 06:00 | Petroleum | Used oil | Used oil |  | Steel | Steel |  |  |  |  | 1901-01-01 06:00 | [15 empty] | UST Currently In Use: 0; UST Temp Close: 0; AST Currently In Use: 0; AST Temp Closed: 0 | 0 | 0 | 4 | 11596-073-014324 | E M CORP
10488 | Permanently Closed | 1901-01-01 06:00 | 1974-01-01 06:00 | 1989-02-01 06:00 | Petroleum | Unleaded gasoline | Unleaded gasoline |  | Steel | Steel |  | Painted or None | Steel |  | 1901-01-01 06:00 | [15 empty] | UST Currently In Use: 0; UST Temp Close: 0; AST Currently In Use: 0; AST Temp Closed: 0 | 0 | 0 | 4 | 11597-045-011166 | E M JACKSON
10489 | Permanently Closed | 1901-01-01 06:00 | 1954-01-01 06:00 | 1989-02-01 06:00 | Petroleum | Unleaded gasoline | Unleaded gasoline |  | Steel | Steel |  | Painted or None | Steel |  | 1901-01-01 06:00 | [15 empty] | UST Currently In Use: 0; UST Temp Close: 0; AST Currently In Use: 0; AST Temp Closed: 0 | 0 | 0 | 4 | 11597-045-011166 | E M JACKSON
10490 | Permanently Closed | 1974-01-01 06:00 | 1954-01-01 06:00 |  | Petroleum | Unleaded gasoline | Unleaded gasoline |  | Steel | Steel |  | Painted or None | Steel |  | 1901-01-01 06:00 | [15 empty] | UST Currently In Use: 0; UST Temp Close: 0; AST Currently In Use: 0; AST Temp Closed: 0 | 0 | 0 | 4 | 11597-045-011166 | E M JACKSON
10491 | Permanently Closed | 1975-01-01 06:00 | 1974-01-01 06:00 | 1989-02-01 06:00 | Petroleum | Unleaded gasoline | Unleaded gasoline |  | Steel | Steel |  | Painted or None | Steel |  | 1901-01-01 06:00 | [15 empty] | UST Currently In Use: 0; UST Temp Close: 0; AST Currently In Use: 0; AST Temp Closed: 0 | 0 | 0 | 4 | 11597-045-011166 | E M JACKSON
10492 | Temporary Closed | 2009-07-10 06:00 | 1983-01-01 06:00 |  | Petroleum | Unleaded gasoline | Unleaded gasoline |  | Steel | Steel | Coated & cathodic protection (sti-P3) |  | Flexible, GEOFLEX |  |  | Other, FLXS ISOLA | Catchment Basin, Single walled catchment basin | Flow Rest 90% Full | Flow Rest 90% Full |  |  | Statistical Inventory Reconciliation (SIR) |  | Automatic flow restrictor (MLLD) | Automatic flow restrictor (MLLD) | Interstitial Monitoring within Secondary Containment |  | Statistical inventory reconciliation (SIR) | Statistical inventory reconciliation (SIR) |  | UST Currently In Use: 0; UST Temp Close: 2; AST Currently In Use: 0; AST Temp Closed: 0 | 0 | 2 | 2 | 22558-013-000083 | JAY JALARAM REALTY LLC
10493 | Permanently Closed | 1998-09-23 06:00 | 1974-01-01 06:00 | 1998-09-23 06:00 | Petroleum | Unleaded gasoline | Unleaded gasoline |  | Steel | Steel |  | Painted or None | Steel |  | 1901-01-01 06:00 |  | Catchment Basin, Single walled catchment basin |  |  |  |  | Automatic Tank Gauge | [5 empty] | Annual line testing | Annual line testing |  | UST Currently In Use: 0; UST Temp Close: 2; AST Currently In Use: 0; AST Temp Closed: 0 | 0 | 2 | 2 | 22558-013-000083 | JAY JALARAM REALTY LLC
10494 | Permanently Closed | 1998-09-23 06:00 | 1974-01-01 06:00 | 1998-09-23 06:00 | Petroleum | Unleaded gasoline | Unleaded gasoline |  | Steel | Steel |  | Painted or None | Steel |  | 1901-01-01 06:00 |  | Catchment Basin, Single walled catchment basin |  |  |  |  | Automatic Tank Gauge | [5 empty] | Annual line testing | Annual line testing |  | UST Currently In Use: 0; UST Temp Close: 2; AST Currently In Use: 0; AST Temp Closed: 0 | 0 | 2 | 2 | 22558-013-000083 | JAY JALARAM REALTY LLC
10495 | Retired | 1988-12-20 06:00 | 1981-01-01 06:00 |  | Petroleum | Unleaded gasoline | Unleaded gasoline |  | Steel | Steel |  | Painted or None | Steel |  | 1901-01-01 06:00 |  | Catchment Basin, Single walled catchment basin |  |  |  |  | Automatic Tank Gauge | [5 empty] | Annual line testing | Annual line testing |  | UST Currently In Use: 0; UST Temp Close: 2; AST Currently In Use: 0; AST Temp Closed: 0 | 0 | 2 | 2 | 22558-013-000083 | JAY JALARAM REALTY LLC
10496 | Permanently Closed | 1901-01-01 06:00 | 1974-01-01 06:00 | 1988-10-01 06:00 | Petroleum | Unleaded gasoline | Unleaded gasoline |  | Steel | Steel |  | Painted or None | Steel |  | 1901-01-01 06:00 | [15 empty] | UST Currently In Use: 0; UST Temp Close: 0; AST Currently In Use: 0; AST Temp Closed: 0 | 0 | 0 | 2 | 11599-031-000080 | PRICE OIL CO INC
10497 | Permanently Closed | 1901-01-01 06:00 | 1974-01-01 06:00 | 1988-10-01 06:00 | Petroleum | Unleaded gasoline | Unleaded gasoline |  | Steel | Steel |  | Painted or None | Steel |  | 1901-01-01 06:00 | [15 empty] | UST Currently In Use: 0; UST Temp Close: 0; AST Currently In Use: 0; AST Temp Closed: 0 | 0 | 0 | 2 | 11599-031-000080 | PRICE OIL CO INC
10498 | Permanently Closed | 1996-08-01 06:00 | 1983-01-01 06:00 |  | Petroleum | Unleaded gasoline | Unleaded gasoline | Retail | Steel | Steel | Coated & cathodic protection (sti-P3) |  | Fiberglass reinforced plastic |  | 1901-01-01 06:00 | None | Catchment Basin, Single walled catchment basin | Automatic shutoff device At 95% full | Automatic shutoff device At 95% full |  |  | Automatic Tank Gauge, Statistical Inventory Reconciliation (SIR) | [5 empty] | Annual line testing, Statistical inventory reconciliation (SIR) | Statistical inventory reconciliation (SIR) |  | UST Currently In Use: 0; UST Temp Close: 0; AST Currently In Use: 0; AST Temp Closed: 0 | 0 | 0 | 3 | 11599-031-000085 | PRICE OIL CO INC
10499 | Permanently Closed | 1996-08-01 06:00 | 1983-01-01 06:00 |  | Petroleum | Unleaded gasoline | Unleaded gasoline | Retail | Steel | Steel | Coated & cathodic protection (sti-P3) |  | Fiberglass reinforced plastic |  | 1901-01-01 06:00 | None | Catchment Basin, Single walled catchment basin | Automatic shutoff device At 95% full | Automatic shutoff device At 95% full |  |  | Automatic Tank Gauge, Statistical Inventory Reconciliation (SIR) | [5 empty] | Annual line testing, Statistical inventory reconciliation (SIR) | Statistical inventory reconciliation (SIR) |  | UST Currently In Use: 0; UST Temp Close: 0; AST Currently In Use: 0; AST Temp Closed: 0 | 0 | 0 | 3 | 11599-031-000085 | PRICE OIL CO INC
10500 | Permanently Closed | 1996-08-01 06:00 | 1983-01-01 06:00 |  | Petroleum | Unleaded gasoline | Unleaded gasoline | Retail | Steel | Steel | Coated & cathodic protection (sti-P3) |  | Fiberglass reinforced plastic |  | 1901-01-01 06:00 | None | Catchment Basin, Single walled catchment basin | Automatic shutoff device At 95% full | Automatic shutoff device At 95% full |  |  | Automatic Tank Gauge, Statistical Inventory Reconciliation (SIR) | [5 empty] | Annual line testing, Statistical inventory reconciliation (SIR) | Statistical inventory reconciliation (SIR) |  | UST Currently In Use: 0; UST Temp Close: 0; AST Currently In Use: 0; AST Temp Closed: 0 | 0 | 0 | 3 | 11599-031-000085 | PRICE OIL CO INC
10501 | Permanently Closed | 1998-04-02 06:00 | 1976-01-01 06:00 | 1998-04-02 06:00 | Petroleum | Unleaded gasoline | Unleaded gasoline |  | Steel | Steel |  | Painted or None | Steel |  | 1901-01-01 06:00 | [6 empty] | Statistical Inventory Reconciliation (SIR) | [8 empty] | UST Currently In Use: 0; UST Temp Close: 0; AST Currently In Use: 0; AST Temp Closed: 0 | 0 | 0 | 1 | 11599-031-000088 | PRICE OIL CO INC
10502 | Permanently Closed | 2009-03-29 06:00 | 1978-01-01 06:00 | 2010-04-28 06:00 | Petroleum | Unleaded gasoline | Unleaded gasoline | Retail | Steel | Steel | Field installed cathodic protection |  | Flexible |  | 1901-01-01 06:00 |  | Catchment Basin, Single walled catchment basin | Automatic shutoff device At 95% full | Automatic shutoff device At 95% full |  |  | Continuous Automatic Tank Gauge |  |  |  | Interstitial Monitoring within Secondary Containment |  | Continuous alarm system | Continuous alarm system |  | UST Currently In Use: 0; UST Temp Close: 0; AST Currently In Use: 0; AST Temp Closed: 0 | 0 | 0 | 3 | 19948-031-013138 | BEAVER DAM INVESTMENT CO
10503 | Permanently Closed | 2009-03-29 06:00 | 1978-01-01 06:00 | 2010-04-28 06:00 | Petroleum | Unleaded gasoline | Unleaded gasoline | Retail | Steel | Steel | Field installed cathodic protection |  | Flexible |  | 1901-01-01 06:00 | Field installed cathodic protection | Catchment Basin, Single walled catchment basin | Automatic shutoff device At 95% full | Automatic shutoff device At 95% full |  |  | Continuous Automatic Tank Gauge |  |  |  | Interstitial Monitoring within Secondary Containment |  | Continuous alarm system | Continuous alarm system |  | UST Currently In Use: 0; UST Temp Close: 0; AST Currently In Use: 0; AST Temp Closed: 0 | 0 | 0 | 3 | 19948-031-013138 | BEAVER DAM INVESTMENT CO
10504 | Permanently Closed | 2009-03-29 06:00 | 1987-01-01 06:00 | 2010-04-28 06:00 | Petroleum | Unleaded gasoline | Unleaded gasoline | Retail | Steel | Steel | Field installed cathodic protection |  | Flexible |  | 1901-01-01 06:00 | Field installed cathodic protection | Catchment Basin, Single walled catchment basin | Automatic shutoff device At 95% full | Automatic shutoff device At 95% full |  |  | Continuous Automatic Tank Gauge |  |  |  | Interstitial Monitoring within Secondary Containment |  | Continuous alarm system | Continuous alarm system |  | UST Currently In Use: 0; UST Temp Close: 0; AST Currently In Use: 0; AST Temp Closed: 0 | 0 | 0 | 3 | 19948-031-013138 | BEAVER DAM INVESTMENT CO
10505 | Currently in Use |  | 1982-01-01 06:00 |  | Petroleum | Unleaded gasoline | Unleaded gasoline | Retail | Steel | Steel | Field installed cathodic protection |  | Fiberglass reinforced plastic |  |  |  | Catchment Basin, Single walled catchment basin | Flow Rest 90% Full | Flow Rest 90% Full |  |  | Automatic Tank Gauge | [8 empty] | UST Currently In Use: 4; UST Temp Close: 0; AST Currently In Use: 0; AST Temp Closed: 0 | 4 | 0 | 0 | 24091-035-000082 | KAREENA INVESTMENTS
10506 | Currently in Use |  | 1982-01-01 06:00 |  | Petroleum | Unleaded gasoline | Unleaded gasoline | Retail | Steel | Steel | Field installed cathodic protection |  | Fiberglass reinforced plastic |  |  |  | Catchment Basin, Single walled catchment basin | Flow Rest 90% Full | Flow Rest 90% Full |  |  | Automatic Tank Gauge | [8 empty] | UST Currently In Use: 4; UST Temp Close: 0; AST Currently In Use: 0; AST Temp Closed: 0 | 4 | 0 | 0 | 24091-035-000082 | KAREENA INVESTMENTS
10507 | Currently in Use |  | 1982-01-01 06:00 |  | Petroleum | Mid-grade gasoline | Mid-grade gasoline | Retail | Steel | Steel | Field installed cathodic protection |  | Fiberglass reinforced plastic |  |  |  | Catchment Basin, Single walled catchment basin | Flow Rest 90% Full | Flow Rest 90% Full |  |  | Continuous Automatic Tank Gauge | [8 empty] | UST Currently In Use: 4; UST Temp Close: 0; AST Currently In Use: 0; AST Temp Closed: 0 | 4 | 0 | 0 | 24091-035-000082 | KAREENA INVESTMENTS
10508 | Currently in Use |  | 1982-01-01 06:00 |  | Petroleum | Premium gasoline | Premium gasoline | Retail | Steel | Steel | Field installed cathodic protection |  | Fiberglass reinforced plastic |  |  |  | Catchment Basin, Single walled catchment basin | Flow Rest 90% Full | Flow Rest 90% Full |  |  | Automatic Tank Gauge | [8 empty] | UST Currently In Use: 4; UST Temp Close: 0; AST Currently In Use: 0; AST Temp Closed: 0 | 4 | 0 | 0 | 24091-035-000082 | KAREENA INVESTMENTS
10509 | Permanently Closed | 1993-04-22 06:00 | 1973-01-01 06:00 | 1993-04-22 06:00 | Petroleum | Unleaded gasoline | Unleaded gasoline |  | Steel | Steel |  | Painted or None | Steel |  | 1901-01-01 06:00 | [15 empty] | UST Currently In Use: 3; UST Temp Close: 0; AST Currently In Use: 0; AST Temp Closed: 0 | 3 | 0 | 3 | 20875-039-000078 | GITTY UP-N-GO, INC.
10510 | Permanently Closed | 1993-04-22 06:00 | 1973-01-01 06:00 | 1993-04-22 06:00 | Petroleum | Unleaded gasoline | Unleaded gasoline |  | Steel | Steel |  | Painted or None | Steel |  | 1901-01-01 06:00 | [15 empty] | UST Currently In Use: 3; UST Temp Close: 0; AST Currently In Use: 0; AST Temp Closed: 0 | 3 | 0 | 3 | 20875-039-000078 | GITTY UP-N-GO, INC.
10511 | Permanently Closed | 1993-04-22 06:00 | 1981-01-01 06:00 | 1993-04-22 06:00 | Petroleum | On road diesel | On road diesel |  | Steel | Steel |  | Painted or None | Steel |  | 1901-01-01 06:00 | [15 empty] | UST Currently In Use: 3; UST Temp Close: 0; AST Currently In Use: 0; AST Temp Closed: 0 | 3 | 0 | 3 | 20875-039-000078 | GITTY UP-N-GO, INC.
10512 | Permanently Closed | 1993-11-01 06:00 | 1979-01-01 06:00 | 1994-03-15 06:00 | Petroleum | Unleaded gasoline | Unleaded gasoline |  | Steel | Steel |  | Painted or None | Steel |  | 1901-01-01 06:00 | [12 empty] | Annual line testing | Annual line testing |  | UST Currently In Use: 2; UST Temp Close: 0; AST Currently In Use: 0; AST Temp Closed: 0 | 2 | 0 | 3 | 20875-039-000079 | GITTY UP-N-GO, INC.
10513 | Permanently Closed | 1993-11-01 06:00 | 1979-01-01 06:00 | 1994-03-15 06:00 | Petroleum | Unleaded gasoline | Unleaded gasoline |  | Steel | Steel |  | Painted or None | Steel |  | 1901-01-01 06:00 | [12 empty] | Annual line testing | Annual line testing |  | UST Currently In Use: 2; UST Temp Close: 0; AST Currently In Use: 0; AST Temp Closed: 0 | 2 | 0 | 3 | 20875-039-000079 | GITTY UP-N-GO, INC.
10514 | Permanently Closed | 1993-11-01 06:00 | 1979-01-01 06:00 | 1994-03-15 06:00 | Petroleum | Unleaded gasoline | Unleaded gasoline |  | Steel | Steel |  | Painted or None | Steel |  | 1901-01-01 06:00 | [12 empty] | Annual line testing | Annual line testing |  | UST Currently In Use: 2; UST Temp Close: 0; AST Currently In Use: 0; AST Temp Closed: 0 | 2 | 0 | 3 | 20875-039-000079 | GITTY UP-N-GO, INC.
10515 | Currently in Use |  | 1964-01-01 06:00 |  | Petroleum | Unleaded gasoline | Unleaded gasoline | Retail | Steel | Steel | Field installed cathodic protection |  | Fiberglass reinforced plastic |  |  |  | Catchment Basin, Single walled catchment basin | Automatic shutoff device At 95% full | Automatic shutoff device At 95% full |  |  | Statistical Inventory Reconciliation (SIR) |  | Automatic flow restrictor (MLLD) | Automatic flow restrictor (MLLD) |  |  | Annual line testing, Statistical inventory reconciliation (SIR) | Statistical inventory reconciliation (SIR) |  | UST Currently In Use: 3; UST Temp Close: 0; AST Currently In Use: 0; AST Temp Closed: 0 | 3 | 0 | 2 | 19655-039-000089 | LUCY MARTIN
10516 | Currently in Use |  | 1964-01-01 06:00 |  | Petroleum | Unleaded gasoline | Unleaded gasoline | Retail | Steel | Steel | Field installed cathodic protection |  | Fiberglass reinforced plastic |  |  |  | Catchment Basin, Single walled catchment basin | Automatic shutoff device At 95% full | Automatic shutoff device At 95% full |  |  | Statistical Inventory Reconciliation (SIR) |  | Automatic flow restrictor (MLLD) | Automatic flow restrictor (MLLD) |  |  | Annual line testing, Statistical inventory reconciliation (SIR) | Statistical inventory reconciliation (SIR) |  | UST Currently In Use: 3; UST Temp Close: 0; AST Currently In Use: 0; AST Temp Closed: 0 | 3 | 0 | 2 | 19655-039-000089 | LUCY MARTIN
10517 | Currently in Use |  | 1964-01-01 06:00 |  | Petroleum | On road diesel | On road diesel | Retail | Steel | Steel | Field installed cathodic protection |  | Fiberglass reinforced plastic |  |  |  | Catchment Basin, Single walled catchment basin | Automatic shutoff device At 95% full | Automatic shutoff device At 95% full |  |  | Statistical Inventory Reconciliation (SIR) |  | Automatic flow restrictor (MLLD) | Automatic flow restrictor (MLLD) |  |  | Annual line testing, Statistical inventory reconciliation (SIR) | Statistical inventory reconciliation (SIR) |  | UST Currently In Use: 3; UST Temp Close: 0; AST Currently In Use: 0; AST Temp Closed: 0 | 3 | 0 | 2 | 19655-039-000089 | LUCY MARTIN
10518 | Permanently Closed | 1901-01-01 06:00 | 1976-01-01 06:00 | 1988-12-21 06:00 | Petroleum | Unleaded gasoline | Unleaded gasoline |  | Steel | Steel |  | Painted or None | Steel |  | 1901-01-01 06:00 | [15 empty] | UST Currently In Use: 3; UST Temp Close: 0; AST Currently In Use: 0; AST Temp Closed: 0 | 3 | 0 | 2 | 19655-039-000089 | LUCY MARTIN
10519 | Permanently Closed | 1901-01-01 06:00 | 1976-01-01 06:00 | 1988-12-21 06:00 | Petroleum | Unleaded gasoline | Unleaded gasoline |  | Steel | Steel |  | Painted or None | Steel |  | 1901-01-01 06:00 | [15 empty] | UST Currently In Use: 3; UST Temp Close: 0; AST Currently In Use: 0; AST Temp Closed: 0 | 3 | 0 | 2 | 19655-039-000089 | LUCY MARTIN
10520 | Permanently Closed | 1989-10-18 06:00 | 1969-01-01 06:00 | 1989-10-18 06:00 | Petroleum | Unleaded gasoline | Unleaded gasoline |  | Steel | Steel |  | Painted or None | Steel |  | 1901-01-01 06:00 | [15 empty] | UST Currently In Use: 0; UST Temp Close: 0; AST Currently In Use: 0; AST Temp Closed: 0 | 0 | 0 | 4 | 11599-039-008010 | PRICE OIL CO INC
10521 | Permanently Closed | 1989-10-18 06:00 | 1969-01-01 06:00 | 1989-10-18 06:00 | Petroleum | Unleaded gasoline | Unleaded gasoline |  | Steel | Steel |  | Painted or None | Steel |  | 1901-01-01 06:00 | [15 empty] | UST Currently In Use: 0; UST Temp Close: 0; AST Currently In Use: 0; AST Temp Closed: 0 | 0 | 0 | 4 | 11599-039-008010 | PRICE OIL CO INC
10522 | Permanently Closed | 1989-10-18 06:00 | 1969-01-01 06:00 | 1989-10-18 06:00 | Petroleum | Unleaded gasoline | Unleaded gasoline |  | Steel | Steel |  | Painted or None | Steel |  | 1901-01-01 06:00 | [15 empty] | UST Currently In Use: 0; UST Temp Close: 0; AST Currently In Use: 0; AST Temp Closed: 0 | 0 | 0 | 4 | 11599-039-008010 | PRICE OIL CO INC
10523 | Permanently Closed | 1989-10-18 06:00 | 1981-01-01 06:00 | 1989-10-18 06:00 | Petroleum | On road diesel | On road diesel |  | Steel | Steel |  | Painted or None | Steel |  | 1901-01-01 06:00 | [15 empty] | UST Currently In Use: 0; UST Temp Close: 0; AST Currently In Use: 0; AST Temp Closed: 0 | 0 | 0 | 4 | 11599-039-008010 | PRICE OIL CO INC
10524 | Permanently Closed | 1991-02-14 06:00 | 1971-01-01 06:00 | 1991-02-14 06:00 | Petroleum | On road diesel | On road diesel | [7 empty] | 1901-01-01 06:00 | [15 empty] | UST Currently In Use: 0; UST Temp Close: 0; AST Currently In Use: 0; AST Temp Closed: 0 | 0 | 0 | 3 | 11599-041-012972 | PRICE OIL CO INC
10525 | Permanently Closed | 1991-02-14 06:00 | 1971-01-01 06:00 | 1991-02-14 06:00 | Petroleum | Unleaded gasoline | Unleaded gasoline | [7 empty] | 1901-01-01 06:00 | [15 empty] | UST Currently In Use: 0; UST Temp Close: 0; AST Currently In Use: 0; AST Temp Closed: 0 | 0 | 0 | 3 | 11599-041-012972 | PRICE OIL CO INC
10526 | Permanently Closed | 1991-02-14 06:00 | 1971-01-01 06:00 | 1991-02-14 06:00 | Petroleum | Unleaded gasoline | Unleaded gasoline | [7 empty] | 1901-01-01 06:00 | [15 empty] | UST Currently In Use: 0; UST Temp Close: 0; AST Currently In Use: 0; AST Temp Closed: 0 | 0 | 0 | 3 | 11599-041-012972 | PRICE OIL CO INC
10527 | Permanently Closed | 1995-03-01 06:00 | 1982-01-01 06:00 | 1995-03-01 06:00 | Petroleum | Unleaded gasoline | Unleaded gasoline |  | Steel | Steel |  | Painted or None | Steel |  | 1901-01-01 06:00 | [12 empty] | Annual line testing | Annual line testing |  | UST Currently In Use: 0; UST Temp Close: 3; AST Currently In Use: 0; AST Temp Closed: 0 | 0 | 3 | 3 | 22612-099-000084 | LESTON B STALLWORTH JR
10528 | Permanently Closed | 1995-03-01 06:00 | 1982-01-01 06:00 | 1995-03-01 06:00 | Petroleum | Unleaded gasoline | Unleaded gasoline |  | Steel | Steel |  | Painted or None | Steel |  | 1901-01-01 06:00 | [12 empty] | Annual line testing | Annual line testing |  | UST Currently In Use: 0; UST Temp Close: 3; AST Currently In Use: 0; AST Temp Closed: 0 | 0 | 3 | 3 | 22612-099-000084 | LESTON B STALLWORTH JR
10529 | Permanently Closed | 1995-03-01 06:00 | 1982-01-01 06:00 | 1995-03-01 06:00 | Petroleum | Unleaded gasoline | Unleaded gasoline |  | Steel | Steel |  | Painted or None | Steel |  | 1901-01-01 06:00 | [12 empty] | Annual line testing | Annual line testing |  | UST Currently In Use: 0; UST Temp Close: 3; AST Currently In Use: 0; AST Temp Closed: 0 | 0 | 3 | 3 | 22612-099-000084 | LESTON B STALLWORTH JR
10530 | Currently in Use |  | 1980-01-01 06:00 |  | Petroleum | Unleaded gasoline | Unleaded gasoline | Retail | Steel | Steel | Field installed cathodic protection |  | Fiberglass reinforced plastic |  |  |  | Catchment Basin, Single walled catchment basin | Automatic shutoff device At 95% full | Automatic shutoff device At 95% full |  |  | Continuous Automatic Tank Gauge |  | Automatic flow restrictor (MLLD) | Automatic flow restrictor (MLLD) |  |  | Annual line testing | Annual line testing |  | UST Currently In Use: 3; UST Temp Close: 0; AST Currently In Use: 0; AST Temp Closed: 0 | 3 | 0 | 0 | 24383-131-011587 | TRAVIS FOOD MART
10531 | Currently in Use |  | 1980-01-01 06:00 |  | Petroleum | Premium gasoline | Premium gasoline | Retail | Steel | Steel | Field installed cathodic protection |  | Fiberglass reinforced plastic |  |  |  | Catchment Basin, Single walled catchment basin | Automatic shutoff device At 95% full | Automatic shutoff device At 95% full |  |  | Continuous Automatic Tank Gauge |  | Automatic flow restrictor (MLLD) | Automatic flow restrictor (MLLD) |  |  | Annual line testing | Annual line testing |  | UST Currently In Use: 3; UST Temp Close: 0; AST Currently In Use: 0; AST Temp Closed: 0 | 3 | 0 | 0 | 24383-131-011587 | TRAVIS FOOD MART
10532 | Currently in Use |  | 1980-01-01 06:00 |  | Petroleum | On road diesel | On road diesel | Retail | Steel | Steel | Field installed cathodic protection |  | Fiberglass reinforced plastic |  |  |  | Catchment Basin, Single walled catchment basin | Automatic shutoff device At 95% full | Automatic shutoff device At 95% full |  |  | Continuous Automatic Tank Gauge, Statistical Inventory Reconciliation (SIR) |  | Automatic flow restrictor (MLLD) | Automatic flow restrictor (MLLD) | [5 empty] | UST Currently In Use: 3; UST Temp Close: 0; AST Currently In Use: 0; AST Temp Closed: 0 | 3 | 0 | 0 | 24383-131-011587 | TRAVIS FOOD MART
10533 | Temporary Closed | 2003-07-24 06:00 | 1986-06-15 06:00 |  | Petroleum | Unleaded gasoline | Unleaded gasoline | Retail | Steel | Steel | Coated & cathodic protection (sti-P3) |  | Fiberglass reinforced plastic |  |  |  | Catchment Basin, Single walled catchment basin | Flow Rest 90% Full | Flow Rest 90% Full |  |  | Automatic Tank Gauge | [8 empty] | UST Currently In Use: 0; UST Temp Close: 3; AST Currently In Use: 0; AST Temp Closed: 0 | 0 | 3 | 0 | 23626-131-013141 | YANCEY EUGENE ODOM
10534 | Temporary Closed | 2003-07-24 06:00 | 1986-06-15 06:00 |  | Petroleum | Mid-grade gasoline | Mid-grade gasoline | Retail | Steel | Steel | Coated & cathodic protection (sti-P3) |  | Fiberglass reinforced plastic |  |  |  | Catchment Basin, Single walled catchment basin | Flow Rest 90% Full | Flow Rest 90% Full |  |  | Automatic Tank Gauge | [8 empty] | UST Currently In Use: 0; UST Temp Close: 3; AST Currently In Use: 0; AST Temp Closed: 0 | 0 | 3 | 0 | 23626-131-013141 | YANCEY EUGENE ODOM
10535 | Temporary Closed | 2003-07-24 06:00 | 1986-06-15 06:00 |  | Petroleum | Premium gasoline | Premium gasoline | Retail | Steel | Steel | Coated & cathodic protection (sti-P3) |  | Fiberglass reinforced plastic |  |  |  | Catchment Basin, Single walled catchment basin | Flow Rest 90% Full | Flow Rest 90% Full |  |  | Automatic Tank Gauge | [8 empty] | UST Currently In Use: 0; UST Temp Close: 3; AST Currently In Use: 0; AST Temp Closed: 0 | 0 | 3 | 0 | 23626-131-013141 | YANCEY EUGENE ODOM
10536 | Permanently Closed | 1901-01-01 06:00 | 1966-01-01 06:00 | 1990-11-29 06:00 | Petroleum | Unleaded gasoline | Unleaded gasoline |  | Steel | Steel |  | Painted or None | Steel |  | 1901-01-01 06:00 | [15 empty] | UST Currently In Use: 0; UST Temp Close: 0; AST Currently In Use: 0; AST Temp Closed: 0 | 0 | 0 | 3 | 11600-029-006073 | E O HANSON
10537 | Permanently Closed | 1901-01-01 06:00 | 1966-01-01 06:00 | 1990-11-29 06:00 | Petroleum | Unleaded gasoline | Unleaded gasoline |  | Steel | Steel |  | Painted or None | Steel |  | 1901-01-01 06:00 | [15 empty] | UST Currently In Use: 0; UST Temp Close: 0; AST Currently In Use: 0; AST Temp Closed: 0 | 0 | 0 | 3 | 11600-029-006073 | E O HANSON
10538 | Permanently Closed | 1901-01-01 06:00 | 1966-01-01 06:00 | 1990-11-29 06:00 | Petroleum | Unleaded gasoline | Unleaded gasoline |  | Steel | Steel |  | Painted or None | Steel |  | 1901-01-01 06:00 | [15 empty] | UST Currently In Use: 0; UST Temp Close: 0; AST Currently In Use: 0; AST Temp Closed: 0 | 0 | 0 | 3 | 11600-029-006073 | E O HANSON
10539 | Currently in Use |  | 1976-01-01 06:00 |  | Petroleum | Unleaded gasoline | Unleaded gasoline | Retail | Single Wall, Steel | Steel | Field installed cathodic protection |  | Fiberglass reinforced plastic, Single Wall, FRP LINES |  |  | Field installed cathodic protection | Catchment Basin, Single walled catchment basin | Automatic shutoff device At 95% full | Automatic shutoff device At 95% full |  |  | Continuous Automatic Tank Gauge | Direct Bury submersible pump | Automatic shutoff device (AELLD) | Automatic shutoff device (AELLD) | [5 empty] | UST Currently In Use: 3; UST Temp Close: 0; AST Currently In Use: 0; AST Temp Closed: 0 | 3 | 0 | 1 | 25947-133-002884 | ROBERT CAYSE
10540 | Currently in Use |  | 1976-01-01 06:00 |  | Petroleum | Premium gasoline | Premium gasoline | Retail | Single Wall, Steel | Steel | Field installed cathodic protection |  | Fiberglass reinforced plastic, Single Wall, FRP LINES |  |  | Field installed cathodic protection | Catchment Basin, Single walled catchment basin | Automatic shutoff device At 95% full | Automatic shutoff device At 95% full |  |  | Continuous Automatic Tank Gauge | Direct Bury submersible pump | Automatic shutoff device (AELLD) | Automatic shutoff device (AELLD) | [5 empty] | UST Currently In Use: 3; UST Temp Close: 0; AST Currently In Use: 0; AST Temp Closed: 0 | 3 | 0 | 1 | 25947-133-002884 | ROBERT CAYSE
10542 | Permanently Closed | 2015-01-15 06:00 | 1976-01-01 06:00 | 2016-04-28 06:00 | Petroleum | On road diesel | On road diesel | Retail | Single Wall, Steel | Steel | Field installed cathodic protection |  | Single Wall, Steel |  |  | Field installed cathodic protection | Catchment Basin, Single walled catchment basin | Automatic shutoff device At 95% full | Automatic shutoff device At 95% full |  |  | Continuous Automatic Tank Gauge | [8 empty] | UST Currently In Use: 3; UST Temp Close: 0; AST Currently In Use: 0; AST Temp Closed: 0 | 3 | 0 | 1 | 25947-133-002884 | ROBERT CAYSE
10543 | Permanently Closed | 1988-01-01 06:00 | 1974-01-01 06:00 | 1988-01-01 06:00 | Petroleum | On road diesel | On road diesel |  | Steel | Steel |  | Painted or None | Steel |  | 1901-01-01 06:00 | [15 empty] | UST Currently In Use: 0; UST Temp Close: 0; AST Currently In Use: 0; AST Temp Closed: 0 | 0 | 0 | 2 | 11602-003-009397 | E R BRANTLEY CONSTRUCTION INC
10544 | Permanently Closed | 1988-01-01 06:00 | 1977-01-01 06:00 | 1988-01-01 06:00 | Petroleum | On road diesel | On road diesel |  | Steel | Steel |  | Painted or None | Steel |  | 1901-01-01 06:00 | [15 empty] | UST Currently In Use: 0; UST Temp Close: 0; AST Currently In Use: 0; AST Temp Closed: 0 | 0 | 0 | 2 | 11602-003-009397 | E R BRANTLEY CONSTRUCTION INC
10547 | Permanently Closed | 1990-09-25 06:00 | 1966-01-01 06:00 | 1990-09-25 06:00 | Petroleum | Unleaded gasoline | Unleaded gasoline |  | Steel | Steel |  |  | Steel |  | 1901-01-01 06:00 | [15 empty] | UST Currently In Use: 0; UST Temp Close: 0; AST Currently In Use: 0; AST Temp Closed: 0 | 0 | 0 | 2 | 11605-063-002595 | E T BURNS
10548 | Permanently Closed | 1990-09-25 06:00 | 1965-01-01 06:00 | 1990-09-25 06:00 | Petroleum | Unleaded gasoline | Unleaded gasoline |  | Steel | Steel |  | Painted or None | Steel |  | 1901-01-01 06:00 | [15 empty] | UST Currently In Use: 0; UST Temp Close: 0; AST Currently In Use: 0; AST Temp Closed: 0 | 0 | 0 | 2 | 11605-063-002595 | E T BURNS
10549 | Permanently Closed | 1901-01-01 06:00 | 1950-01-01 06:00 | 1990-02-01 06:00 | Petroleum | Unleaded gasoline | Unleaded gasoline |  | Steel | Steel |  | Painted or None | Steel |  | 1901-01-01 06:00 | [15 empty] | UST Currently In Use: 0; UST Temp Close: 0; AST Currently In Use: 0; AST Temp Closed: 0 | 0 | 0 | 6 | 11606-015-012460 | E U NUNNALLY
10550 | Permanently Closed | 1901-01-01 06:00 | 1950-01-01 06:00 | 1990-02-01 06:00 | Petroleum | Unleaded gasoline | Unleaded gasoline |  | Steel | Steel |  | Painted or None | Steel |  | 1901-01-01 06:00 | [15 empty] | UST Currently In Use: 0; UST Temp Close: 0; AST Currently In Use: 0; AST Temp Closed: 0 | 0 | 0 | 6 | 11606-015-012460 | E U NUNNALLY
10551 | Permanently Closed | 1901-01-01 06:00 | 1950-01-01 06:00 | 1990-02-01 06:00 | Petroleum | Unleaded gasoline | Unleaded gasoline |  | Steel | Steel |  | Painted or None | Steel |  | 1901-01-01 06:00 | [15 empty] | UST Currently In Use: 0; UST Temp Close: 0; AST Currently In Use: 0; AST Temp Closed: 0 | 0 | 0 | 6 | 11606-015-012460 | E U NUNNALLY
10552 | Permanently Closed | 1901-01-01 06:00 | 1954-01-01 06:00 | 1990-02-01 06:00 | Petroleum | Unleaded gasoline | Unleaded gasoline |  | Steel | Steel |  | Painted or None | Steel |  | 1901-01-01 06:00 | [15 empty] | UST Currently In Use: 0; UST Temp Close: 0; AST Currently In Use: 0; AST Temp Closed: 0 | 0 | 0 | 6 | 11606-015-012460 | E U NUNNALLY
10553 | Permanently Closed | 1901-01-01 06:00 | 1972-01-01 06:00 | 1990-02-01 06:00 | Petroleum | Unleaded gasoline | Unleaded gasoline |  | Steel | Steel |  | Painted or None | Steel |  | 1901-01-01 06:00 | [15 empty] | UST Currently In Use: 0; UST Temp Close: 0; AST Currently In Use: 0; AST Temp Closed: 0 | 0 | 0 | 6 | 11606-015-012460 | E U NUNNALLY
10554 | Permanently Closed | 1901-01-01 06:00 | 1972-01-01 06:00 | 1990-02-01 06:00 | Petroleum | Used oil | Used oil |  | Steel | Steel |  | Painted or None | Steel |  | 1901-01-01 06:00 | [15 empty] | UST Currently In Use: 0; UST Temp Close: 0; AST Currently In Use: 0; AST Temp Closed: 0 | 0 | 0 | 6 | 11606-015-012460 | E U NUNNALLY
10555 | Retired | 1988-08-08 06:00 | 1939-01-01 06:00 |  | Petroleum | Kerosene | Kerosene |  | Steel | Steel |  | Painted or None | Steel |  | 1901-01-01 06:00 | [15 empty] | UST Currently In Use: 0; UST Temp Close: 0; AST Currently In Use: 0; AST Temp Closed: 0 | 0 | 0 | 0 | 11607-073-000152 | E W JOHNSON ENSLEY TEXACO
10556 | Retired | 1988-08-08 06:00 | 1954-01-01 06:00 |  | Petroleum | Kerosene | Kerosene |  | Steel | Steel |  | Painted or None | Steel |  | 1901-01-01 06:00 | [15 empty] | UST Currently In Use: 0; UST Temp Close: 0; AST Currently In Use: 0; AST Temp Closed: 0 | 0 | 0 | 0 | 11607-073-000152 | E W JOHNSON ENSLEY TEXACO
10557 | Retired | 1988-08-08 06:00 | 1939-01-01 06:00 |  | Petroleum | Unleaded gasoline | Unleaded gasoline |  | Steel | Steel |  | Painted or None | Steel |  | 1901-01-01 06:00 | [15 empty] | UST Currently In Use: 0; UST Temp Close: 0; AST Currently In Use: 0; AST Temp Closed: 0 | 0 | 0 | 0 | 11607-073-000152 | E W JOHNSON ENSLEY TEXACO
10558 | Retired | 1988-08-08 06:00 | 1979-01-01 06:00 |  | Petroleum | Unleaded gasoline | Unleaded gasoline |  | Fiberglass reinforced plastic | Fiberglass reinforced plastic |  |  | Steel |  | 1901-01-01 06:00 | [15 empty] | UST Currently In Use: 0; UST Temp Close: 0; AST Currently In Use: 0; AST Temp Closed: 0 | 0 | 0 | 0 | 11607-073-000152 | E W JOHNSON ENSLEY TEXACO
10559 | Permanently Closed | 1983-03-01 06:00 | 1979-01-01 06:00 | 1986-09-15 06:00 | Petroleum | Unleaded gasoline | Unleaded gasoline |  | Steel | Steel |  | Painted or None | Steel |  | 1901-01-01 06:00 | [15 empty] | UST Currently In Use: 0; UST Temp Close: 0; AST Currently In Use: 0; AST Temp Closed: 0 | 0 | 0 | 2 | 11608-069-002381 | E Z SERVE INC
10560 | Permanently Closed | 1983-03-01 06:00 | 1979-01-01 06:00 | 1986-09-15 06:00 | Petroleum | Unleaded gasoline | Unleaded gasoline |  | Steel | Steel |  | Painted or None | Steel |  | 1901-01-01 06:00 | [15 empty] | UST Currently In Use: 0; UST Temp Close: 0; AST Currently In Use: 0; AST Temp Closed: 0 | 0 | 0 | 2 | 11608-069-002381 | E Z SERVE INC
10561 | Permanently Closed | 1992-06-22 06:00 | 1974-01-01 06:00 | 1993-06-08 06:00 | Petroleum | Unleaded gasoline | Unleaded gasoline |  | Steel | Steel |  | Painted or None | Steel |  | 1901-01-01 06:00 | [15 empty] | UST Currently In Use: 0; UST Temp Close: 0; AST Currently In Use: 0; AST Temp Closed: 0 | 0 | 0 | 3 | 11609-039-002375 | RESTRUCTURE PARTNERS LLC
10562 | Permanently Closed | 1992-06-22 06:00 | 1974-01-01 06:00 | 1993-06-08 06:00 | Petroleum | Unleaded gasoline | Unleaded gasoline |  | Steel | Steel |  | Painted or None | Steel |  | 1901-01-01 06:00 | [15 empty] | UST Currently In Use: 0; UST Temp Close: 0; AST Currently In Use: 0; AST Temp Closed: 0 | 0 | 0 | 3 | 11609-039-002375 | RESTRUCTURE PARTNERS LLC
10563 | Permanently Closed | 1992-06-22 06:00 | 1974-01-01 06:00 | 1993-06-08 06:00 | Petroleum | Unleaded gasoline | Unleaded gasoline |  | Steel | Steel |  | Painted or None | Steel |  | 1901-01-01 06:00 | [15 empty] | UST Currently In Use: 0; UST Temp Close: 0; AST Currently In Use: 0; AST Temp Closed: 0 | 0 | 0 | 3 | 11609-039-002375 | RESTRUCTURE PARTNERS LLC
10564 | Permanently Closed | 1991-08-26 06:00 | 1969-01-01 06:00 | 1991-08-26 06:00 | Petroleum | Unleaded gasoline | Unleaded gasoline |  | Steel | Steel |  | Painted or None | Steel |  | 1901-01-01 06:00 | [15 empty] | UST Currently In Use: 0; UST Temp Close: 0; AST Currently In Use: 0; AST Temp Closed: 0 | 0 | 0 | 4 | 11609-081-002384 | RESTRUCTURE PARTNERS LLC
10565 | Permanently Closed | 1991-08-26 06:00 | 1969-01-01 06:00 | 1991-08-26 06:00 | Petroleum | Unleaded gasoline | Unleaded gasoline |  | Steel | Steel |  | Painted or None | Steel |  | 1901-01-01 06:00 | [15 empty] | UST Currently In Use: 0; UST Temp Close: 0; AST Currently In Use: 0; AST Temp Closed: 0 | 0 | 0 | 4 | 11609-081-002384 | RESTRUCTURE PARTNERS LLC
10566 | Permanently Closed | 1991-08-26 06:00 | 1969-01-01 06:00 | 1991-08-26 06:00 | Petroleum | Unleaded gasoline | Unleaded gasoline |  | Steel | Steel |  | Painted or None | Steel |  | 1901-01-01 06:00 | [15 empty] | UST Currently In Use: 0; UST Temp Close: 0; AST Currently In Use: 0; AST Temp Closed: 0 | 0 | 0 | 4 | 11609-081-002384 | RESTRUCTURE PARTNERS LLC
10567 | Permanently Closed | 1991-08-26 06:00 | 1969-01-01 06:00 | 1991-08-26 06:00 | Petroleum | Unleaded gasoline | Unleaded gasoline |  | Steel | Steel |  | Painted or None | Steel |  | 1901-01-01 06:00 | [15 empty] | UST Currently In Use: 0; UST Temp Close: 0; AST Currently In Use: 0; AST Temp Closed: 0 | 0 | 0 | 4 | 11609-081-002384 | RESTRUCTURE PARTNERS LLC
10568 | Permanently Closed | 1991-08-26 06:00 | 1971-01-01 06:00 | 1991-08-26 06:00 | Petroleum | Unleaded gasoline | Unleaded gasoline |  | Steel | Steel |  | Painted or None | Steel |  | 1901-01-01 06:00 | [15 empty] | UST Currently In Use: 0; UST Temp Close: 0; AST Currently In Use: 0; AST Temp Closed: 0 | 0 | 0 | 3 | 11609-081-002387 | RESTRUCTURE PARTNERS LLC
10569 | Permanently Closed | 1991-08-26 06:00 | 1971-01-01 06:00 | 1991-08-26 06:00 | Petroleum | Unleaded gasoline | Unleaded gasoline |  | Steel | Steel |  | Painted or None | Steel |  | 1901-01-01 06:00 | [15 empty] | UST Currently In Use: 0; UST Temp Close: 0; AST Currently In Use: 0; AST Temp Closed: 0 | 0 | 0 | 3 | 11609-081-002387 | RESTRUCTURE PARTNERS LLC
10570 | Permanently Closed | 1991-08-26 06:00 | 1971-01-01 06:00 | 1991-08-26 06:00 | Petroleum | Unleaded gasoline | Unleaded gasoline |  | Steel | Steel |  | Painted or None | Steel |  | 1901-01-01 06:00 | [15 empty] | UST Currently In Use: 0; UST Temp Close: 0; AST Currently In Use: 0; AST Temp Closed: 0 | 0 | 0 | 3 | 11609-081-002387 | RESTRUCTURE PARTNERS LLC
10571 | Currently in Use |  | 1976-01-01 06:00 |  | Petroleum | Unleaded gasoline | Unleaded gasoline | Retail | Steel | Steel | Field installed cathodic protection |  | Fiberglass reinforced plastic, Single Wall |  |  |  | Catchment Basin, Single walled catchment basin | Automatic shutoff device At 95% full | Automatic shutoff device At 95% full |  |  | Automatic Tank Gauge |  | Automatic flow restrictor (MLLD), Containment Sump | Containment Sump |  |  | Annual line testing | Annual line testing |  | UST Currently In Use: 3; UST Temp Close: 0; AST Currently In Use: 0; AST Temp Closed: 0 | 3 | 0 | 0 | 22214-097-002377 | SHAI INC
10572 | Currently in Use |  | 1976-01-01 06:00 |  | Petroleum | Unleaded gasoline | Unleaded gasoline | Retail | Steel | Steel | Field installed cathodic protection |  | Fiberglass reinforced plastic, Single Wall |  |  |  | Catchment Basin, Single walled catchment basin | Automatic shutoff device At 95% full | Automatic shutoff device At 95% full |  |  | Automatic Tank Gauge |  | Containment Sump, MANIFOLD | Containment Sump |  |  | Other, MANIFOLD | Other |  | UST Currently In Use: 3; UST Temp Close: 0; AST Currently In Use: 0; AST Temp Closed: 0 | 3 | 0 | 0 | 22214-097-002377 | SHAI INC
10573 | Currently in Use |  | 1976-01-01 06:00 |  | Petroleum | Premium gasoline | Premium gasoline | Retail | Steel | Steel | Field installed cathodic protection |  | Fiberglass reinforced plastic, Single Wall |  |  |  | Catchment Basin, Single walled catchment basin | Automatic shutoff device At 95% full | Automatic shutoff device At 95% full |  |  | Automatic Tank Gauge |  | Automatic flow restrictor (MLLD), Containment Sump | Containment Sump |  |  | Annual line testing | Annual line testing |  | UST Currently In Use: 3; UST Temp Close: 0; AST Currently In Use: 0; AST Temp Closed: 0 | 3 | 0 | 0 | 22214-097-002377 | SHAI INC
10574 | Permanently Closed | 1990-10-29 06:00 | 1969-01-01 06:00 | 1990-10-29 06:00 | Petroleum | Unleaded gasoline | Unleaded gasoline |  | Steel | Steel |  | Painted or None | Steel |  | 1901-01-01 06:00 | [15 empty] | UST Currently In Use: 0; UST Temp Close: 0; AST Currently In Use: 0; AST Temp Closed: 0 | 0 | 0 | 2 | 11609-097-002380 | RESTRUCTURE PARTNERS LLC
10575 | Permanently Closed | 1990-10-29 06:00 | 1969-01-01 06:00 | 1990-10-29 06:00 | Petroleum | Unleaded gasoline | Unleaded gasoline |  | Steel | Steel |  | Painted or None | Steel |  | 1901-01-01 06:00 | [15 empty] | UST Currently In Use: 0; UST Temp Close: 0; AST Currently In Use: 0; AST Temp Closed: 0 | 0 | 0 | 2 | 11609-097-002380 | RESTRUCTURE PARTNERS LLC
10576 | Permanently Closed | 1996-05-24 06:00 | 1973-01-01 06:00 | 1996-07-19 06:00 | Petroleum | Unleaded gasoline | Unleaded gasoline |  | Steel | Steel |  | Painted or None | Steel |  | 1901-01-01 06:00 | [6 empty] | Statistical Inventory Reconciliation (SIR) | [8 empty] | UST Currently In Use: 0; UST Temp Close: 0; AST Currently In Use: 0; AST Temp Closed: 0 | 0 | 0 | 3 | 11609-111-002385 | RESTRUCTURE PARTNERS LLC
10577 | Permanently Closed | 1996-05-24 06:00 | 1973-01-01 06:00 | 1996-07-19 06:00 | Petroleum | Unleaded gasoline | Unleaded gasoline |  | Steel | Steel |  | Painted or None | Steel |  | 1901-01-01 06:00 | [6 empty] | Statistical Inventory Reconciliation (SIR) | [8 empty] | UST Currently In Use: 0; UST Temp Close: 0; AST Currently In Use: 0; AST Temp Closed: 0 | 0 | 0 | 3 | 11609-111-002385 | RESTRUCTURE PARTNERS LLC
10578 | Permanently Closed | 1996-05-24 06:00 | 1973-01-01 06:00 | 1996-07-19 06:00 | Petroleum | Unleaded gasoline | Unleaded gasoline |  | Steel | Steel |  | Painted or None | Steel |  | 1901-01-01 06:00 | [6 empty] | Statistical Inventory Reconciliation (SIR) | [8 empty] | UST Currently In Use: 0; UST Temp Close: 0; AST Currently In Use: 0; AST Temp Closed: 0 | 0 | 0 | 3 | 11609-111-002385 | RESTRUCTURE PARTNERS LLC
10579 | Cannot Locate or abandoned | 1998-12-22 06:00 | 1976-01-01 06:00 |  | Petroleum | Unleaded gasoline | Unleaded gasoline | Retail | Steel | Steel |  | Painted or None | Steel |  | 1901-01-01 06:00 | [15 empty] | UST Currently In Use: 0; UST Temp Close: 0; AST Currently In Use: 0; AST Temp Closed: 0 | 0 | 0 | 0 | 11610-019-006018 | PATRICIA ABBOTT
10580 | Cannot Locate or abandoned | 1998-12-22 06:00 | 1977-01-01 06:00 |  | Petroleum | Unleaded gasoline | Unleaded gasoline | Retail | Steel | Steel |  | Painted or None | Steel |  | 1901-01-01 06:00 | [15 empty] | UST Currently In Use: 0; UST Temp Close: 0; AST Currently In Use: 0; AST Temp Closed: 0 | 0 | 0 | 0 | 11610-019-006018 | PATRICIA ABBOTT
10581 | Cannot Locate or abandoned | 1998-12-22 06:00 | 1980-01-01 06:00 |  | Petroleum | On road diesel | On road diesel |  | Steel | Steel |  | Painted or None | Steel |  | 1901-01-01 06:00 | [15 empty] | UST Currently In Use: 0; UST Temp Close: 0; AST Currently In Use: 0; AST Temp Closed: 0 | 0 | 0 | 0 | 11610-019-006018 | PATRICIA ABBOTT
10582 | Currently in Use |  | 1980-01-01 06:00 |  | Petroleum | Unleaded gasoline | Unleaded gasoline | Retail | Steel | Steel | Field installed cathodic protection |  | Fiberglass reinforced plastic, Single Wall |  | 2019-11-15 06:00 |  | Catchment Basin, Single walled catchment basin | Automatic shutoff device At 95% full | Automatic shutoff device At 95% full |  |  | Statistical Inventory Reconciliation (SIR) | [8 empty] | UST Currently In Use: 3; UST Temp Close: 0; AST Currently In Use: 0; AST Temp Closed: 0 | 3 | 0 | 0 | 24620-089-000625 | HAMID S. BARATY
10583 | Currently in Use |  | 1980-01-01 06:00 |  | Petroleum | On road diesel | On road diesel | Retail | Steel | Steel | Field installed cathodic protection |  | Fiberglass reinforced plastic, Single Wall |  | 2019-11-15 06:00 |  | Catchment Basin, Single walled catchment basin | Automatic shutoff device At 95% full | Automatic shutoff device At 95% full |  |  | Statistical Inventory Reconciliation (SIR) | [8 empty] | UST Currently In Use: 3; UST Temp Close: 0; AST Currently In Use: 0; AST Temp Closed: 0 | 3 | 0 | 0 | 24620-089-000625 | HAMID S. BARATY
10584 | Currently in Use |  | 1980-01-01 06:00 |  | Petroleum | Other, CONV | Other | Retail | Steel | Steel | Field installed cathodic protection |  | Fiberglass reinforced plastic, Single Wall |  | 2019-11-15 06:00 |  | Catchment Basin, Single walled catchment basin | Automatic shutoff device At 95% full | Automatic shutoff device At 95% full |  |  | Statistical Inventory Reconciliation (SIR) | [8 empty] | UST Currently In Use: 3; UST Temp Close: 0; AST Currently In Use: 0; AST Temp Closed: 0 | 3 | 0 | 0 | 24620-089-000625 | HAMID S. BARATY
10585 | Permanently Closed | 1992-04-01 06:00 | 1983-01-01 06:00 | 1992-04-01 06:00 | Petroleum | Unleaded gasoline | Unleaded gasoline |  | Steel | Steel |  | Painted or None | Steel |  | 1901-01-01 06:00 | [15 empty] | UST Currently In Use: 0; UST Temp Close: 0; AST Currently In Use: 0; AST Temp Closed: 0 | 0 | 0 | 2 | 11612-061-007824 | EARL JOHNS
10586 | Permanently Closed | 1992-04-01 06:00 | 1983-01-01 06:00 | 1992-04-01 06:00 | Petroleum | Unleaded gasoline | Unleaded gasoline |  | Steel | Steel |  | Painted or None | Steel |  | 1901-01-01 06:00 | [15 empty] | UST Currently In Use: 0; UST Temp Close: 0; AST Currently In Use: 0; AST Temp Closed: 0 | 0 | 0 | 2 | 11612-061-007824 | EARL JOHNS
10587 | Permanently Closed | 1985-07-01 06:00 | 1963-01-01 06:00 | 1989-01-09 06:00 | Petroleum | Unleaded gasoline | Unleaded gasoline |  | Steel | Steel |  |  | Steel |  | 1901-01-01 06:00 | [15 empty] | UST Currently In Use: 0; UST Temp Close: 0; AST Currently In Use: 0; AST Temp Closed: 0 | 0 | 0 | 3 | 11613-025-011422 | EARL JONES
10588 | Permanently Closed | 1998-04-25 06:00 | 1977-01-01 06:00 | 1998-04-28 06:00 | Petroleum | Unleaded gasoline | Unleaded gasoline |  | Steel | Steel |  |  | Steel |  | 1901-01-01 06:00 | [6 empty] | Statistical Inventory Reconciliation (SIR) | [8 empty] | UST Currently In Use: 0; UST Temp Close: 0; AST Currently In Use: 0; AST Temp Closed: 0 | 0 | 0 | 3 | 11613-025-011422 | EARL JONES
10589 | Permanently Closed | 1998-04-25 06:00 | 1977-01-01 06:00 | 1998-04-28 06:00 | Petroleum | Unleaded gasoline | Unleaded gasoline |  | Steel | Steel |  |  | Steel |  | 1901-01-01 06:00 | [6 empty] | Statistical Inventory Reconciliation (SIR) | [8 empty] | UST Currently In Use: 0; UST Temp Close: 0; AST Currently In Use: 0; AST Temp Closed: 0 | 0 | 0 | 3 | 11613-025-011422 | EARL JONES
10590 | Permanently Closed | 1990-01-01 06:00 | 1968-01-01 06:00 | 1990-01-30 06:00 | Petroleum | On road diesel | On road diesel |  | Steel | Steel |  | Painted or None | Steel |  | 1901-01-01 06:00 | [15 empty] | UST Currently In Use: 0; UST Temp Close: 0; AST Currently In Use: 0; AST Temp Closed: 0 | 0 | 0 | 5 | 11615-021-004419 | EARL WARD
10591 | Permanently Closed | 1990-01-01 06:00 | 1968-01-01 06:00 | 1990-01-30 06:00 | Petroleum | Unleaded gasoline | Unleaded gasoline |  | Steel | Steel |  | Painted or None | Steel |  | 1901-01-01 06:00 | [15 empty] | UST Currently In Use: 0; UST Temp Close: 0; AST Currently In Use: 0; AST Temp Closed: 0 | 0 | 0 | 5 | 11615-021-004419 | EARL WARD
10592 | Permanently Closed | 1990-01-01 06:00 | 1968-01-01 06:00 | 1990-01-30 06:00 | Petroleum | Unleaded gasoline | Unleaded gasoline |  | Steel | Steel |  | Painted or None | Steel |  | 1901-01-01 06:00 | [15 empty] | UST Currently In Use: 0; UST Temp Close: 0; AST Currently In Use: 0; AST Temp Closed: 0 | 0 | 0 | 5 | 11615-021-004419 | EARL WARD
10593 | Permanently Closed | 1990-01-01 06:00 | 1968-01-01 06:00 | 1990-01-30 06:00 | Petroleum | Unleaded gasoline | Unleaded gasoline |  | Steel | Steel |  | Painted or None | Steel |  | 1901-01-01 06:00 | [15 empty] | UST Currently In Use: 0; UST Temp Close: 0; AST Currently In Use: 0; AST Temp Closed: 0 | 0 | 0 | 5 | 11615-021-004419 | EARL WARD
10594 | Permanently Closed | 1990-01-01 06:00 | 1968-01-01 06:00 | 1990-01-30 06:00 | Petroleum | Unleaded gasoline | Unleaded gasoline |  | Steel | Steel |  | Painted or None | Steel |  | 1901-01-01 06:00 | [15 empty] | UST Currently In Use: 0; UST Temp Close: 0; AST Currently In Use: 0; AST Temp Closed: 0 | 0 | 0 | 5 | 11615-021-004419 | EARL WARD
10595 | Permanently Closed | 1901-01-01 06:00 | 1901-01-01 06:00 | 1988-08-01 06:00 | Petroleum | Unleaded gasoline | Unleaded gasoline |  | Steel | Steel |  | Painted or None | Steel |  | 1901-01-01 06:00 | [15 empty] | UST Currently In Use: 0; UST Temp Close: 2; AST Currently In Use: 0; AST Temp Closed: 0 | 0 | 2 | 2 | 11616-043-012482 | GREG BLACK
10596 | Permanently Closed | 1901-01-01 06:00 | 1901-01-01 06:00 | 1988-08-01 06:00 | Petroleum | Unleaded gasoline | Unleaded gasoline |  | Steel | Steel |  | Painted or None | Steel |  | 1901-01-01 06:00 | [15 empty] | UST Currently In Use: 0; UST Temp Close: 2; AST Currently In Use: 0; AST Temp Closed: 0 | 0 | 2 | 2 | 11616-043-012482 | GREG BLACK
10597 | Permanently Closed | 1993-06-17 06:00 | 1974-01-01 06:00 | 1993-06-17 06:00 | Petroleum | On road diesel | On road diesel |  | Steel | Steel |  | Painted or None | Steel |  | 1901-01-01 06:00 | [12 empty] | Annual line testing | Annual line testing |  | UST Currently In Use: 0; UST Temp Close: 0; AST Currently In Use: 0; AST Temp Closed: 0 | 0 | 0 | 5 | 11617-049-003235 | EARTHGRAINS BAKING COMPANIES, INC.
10598 | Permanently Closed | 1977-01-01 06:00 | 1970-01-01 06:00 | 1988-10-21 06:00 | Petroleum | On road diesel | On road diesel |  | Steel | Steel |  | Painted or None |  |  | 1901-01-01 06:00 | [15 empty] | UST Currently In Use: 0; UST Temp Close: 0; AST Currently In Use: 0; AST Temp Closed: 0 | 0 | 0 | 5 | 11617-049-003235 | EARTHGRAINS BAKING COMPANIES, INC.
10599 | Permanently Closed | 1977-01-01 06:00 | 1972-01-01 06:00 | 1988-10-21 06:00 | Petroleum | On road diesel | On road diesel |  | Fiberglass reinforced plastic | Fiberglass reinforced plastic |  |  | Steel |  | 1901-01-01 06:00 | [15 empty] | UST Currently In Use: 0; UST Temp Close: 0; AST Currently In Use: 0; AST Temp Closed: 0 | 0 | 0 | 5 | 11617-049-003235 | EARTHGRAINS BAKING COMPANIES, INC.
10600 | Permanently Closed | 1977-01-01 06:00 | 1972-01-01 06:00 | 1988-10-21 06:00 | Petroleum | On road diesel | On road diesel |  | Fiberglass reinforced plastic | Fiberglass reinforced plastic |  |  | Steel |  | 1901-01-01 06:00 | [15 empty] | UST Currently In Use: 0; UST Temp Close: 0; AST Currently In Use: 0; AST Temp Closed: 0 | 0 | 0 | 5 | 11617-049-003235 | EARTHGRAINS BAKING COMPANIES, INC.
10601 | Permanently Closed | 1997-10-01 06:00 | 1981-01-01 06:00 | 1997-10-01 06:00 | Petroleum | On road diesel | On road diesel |  | Steel | Steel |  | Painted or None | Steel |  | 1901-01-01 06:00 |  | Catchment Basin, Single walled catchment basin | [10 empty] | Annual line testing | Annual line testing |  | UST Currently In Use: 0; UST Temp Close: 0; AST Currently In Use: 1; AST Temp Closed: 0 | 0 | 0 | 3 | 11618-081-011007 | EAST ALA PAVING INC
10602 | Permanently Closed | 1997-10-01 06:00 | 1973-01-01 06:00 | 1997-10-01 06:00 | Petroleum | Unleaded gasoline | Unleaded gasoline |  | Steel | Steel |  | Painted or None | Steel |  | 1901-01-01 06:00 |  | Catchment Basin, Single walled catchment basin | [10 empty] | Annual line testing | Annual line testing |  | UST Currently In Use: 0; UST Temp Close: 0; AST Currently In Use: 1; AST Temp Closed: 0 | 0 | 0 | 3 | 11618-081-011007 | EAST ALA PAVING INC
10603 | Permanently Closed | 1901-01-01 06:00 | 1968-01-01 06:00 | 1989-06-01 06:00 | Petroleum | Unleaded gasoline | Unleaded gasoline |  | Steel | Steel |  | Painted or None | Steel |  | 1901-01-01 06:00 | [15 empty] | UST Currently In Use: 0; UST Temp Close: 0; AST Currently In Use: 1; AST Temp Closed: 0 | 0 | 0 | 3 | 11618-081-011007 | EAST ALA PAVING INC
10605 | Permanently Closed | 1990-11-20 06:00 | 1978-01-01 06:00 | 1990-11-20 06:00 | Petroleum | Unleaded gasoline | Unleaded gasoline |  | Steel | Steel |  | Painted or None | Steel |  | 1901-01-01 06:00 | [15 empty] | UST Currently In Use: 2; UST Temp Close: 0; AST Currently In Use: 0; AST Temp Closed: 0 | 2 | 0 | 3 | 11619-081-007293 | EAST ALABAMA MEDICAL CENTER
10606 | Currently in Use |  | 1961-01-01 06:00 |  | Petroleum | On road diesel | On road diesel | Emergency power generator | Steel | Steel | Field installed cathodic protection |  | Other, COPPER |  | 1901-01-01 06:00 | Other, ISOLATED | Catchment Basin, Single walled catchment basin | Audible high level alarm At 90% full | Audible high level alarm At 90% full |  |  | Continuous Automatic Tank Gauge | [8 empty] | UST Currently In Use: 2; UST Temp Close: 0; AST Currently In Use: 0; AST Temp Closed: 0 | 2 | 0 | 3 | 11619-081-007293 | EAST ALABAMA MEDICAL CENTER
10607 | Currently in Use |  | 1973-01-01 06:00 |  | Petroleum | On road diesel | On road diesel | Emergency power generator | Steel | Steel | Field installed cathodic protection |  | Other, COPPER |  | 1901-01-01 06:00 | Other, ISOLATED | Catchment Basin, Single walled catchment basin | Audible high level alarm At 90% full | Audible high level alarm At 90% full |  |  | Continuous Automatic Tank Gauge |  | Containment Sump | Containment Sump | [5 empty] | UST Currently In Use: 2; UST Temp Close: 0; AST Currently In Use: 0; AST Temp Closed: 0 | 2 | 0 | 3 | 11619-081-007293 | EAST ALABAMA MEDICAL CENTER
10608 | Permanently Closed | 1990-11-20 06:00 | 1973-01-01 06:00 | 1990-11-20 06:00 | Petroleum | Unleaded gasoline | Unleaded gasoline |  | Steel | Steel |  | Painted or None | Steel |  | 1901-01-01 06:00 | [15 empty] | UST Currently In Use: 2; UST Temp Close: 0; AST Currently In Use: 0; AST Temp Closed: 0 | 2 | 0 | 3 | 11619-081-007293 | EAST ALABAMA MEDICAL CENTER
10609 | Permanently Closed | 1990-11-20 06:00 | 1972-01-01 06:00 | 1990-11-20 06:00 | Petroleum | Unleaded gasoline | Unleaded gasoline |  | Steel | Steel |  | Painted or None | Steel |  | 1901-01-01 06:00 | [15 empty] | UST Currently In Use: 2; UST Temp Close: 0; AST Currently In Use: 0; AST Temp Closed: 0 | 2 | 0 | 3 | 11619-081-007293 | EAST ALABAMA MEDICAL CENTER
10610 | Permanently Closed | 1901-01-01 06:00 | 1974-01-01 06:00 | 1989-12-07 06:00 | Petroleum | On road diesel | On road diesel |  | Steel | Steel |  | Painted or None | Steel |  | 1901-01-01 06:00 | [15 empty] | UST Currently In Use: 0; UST Temp Close: 0; AST Currently In Use: 0; AST Temp Closed: 0 | 0 | 0 | 2 | 11620-017-002272 | EAST ALABAMA WATER SEWER & FIRE DIST
10611 | Permanently Closed | 1901-01-01 06:00 | 1977-01-01 06:00 | 1989-12-07 06:00 | Petroleum | Unleaded gasoline | Unleaded gasoline |  | Steel | Steel |  | Painted or None | Steel |  | 1901-01-01 06:00 | [15 empty] | UST Currently In Use: 0; UST Temp Close: 0; AST Currently In Use: 0; AST Temp Closed: 0 | 0 | 0 | 2 | 11620-017-002272 | EAST ALABAMA WATER SEWER & FIRE DIST
10612 | Retired | 1978-06-01 06:00 | 1901-01-01 06:00 |  | Petroleum | Other, EMPTY | Other | Local government | [6 empty] | 1901-01-01 06:00 | [15 empty] | UST Currently In Use: 0; UST Temp Close: 0; AST Currently In Use: 0; AST Temp Closed: 0 | 0 | 0 | 0 | 11621-081-012813 | EAST AVE TEXACO
10613 | Retired | 1978-06-01 06:00 | 1901-01-01 06:00 |  | Petroleum | Other, EMPTY | Other | Local government | [6 empty] | 1901-01-01 06:00 | [15 empty] | UST Currently In Use: 0; UST Temp Close: 0; AST Currently In Use: 0; AST Temp Closed: 0 | 0 | 0 | 0 | 11621-081-012813 | EAST AVE TEXACO
10614 | Currently in Use |  | 1973-01-01 06:00 |  | Petroleum | On road diesel | On road diesel | Emergency Power Generator, Industrial | Single Wall, Steel | Steel | Field installed cathodic protection |  | Single Wall, Steel |  | 1901-01-01 06:00 | Field installed cathodic protection | Catchment Basin, Single walled catchment basin | Automatic shutoff device At 95% full | Automatic shutoff device At 95% full |  |  | Continuous Automatic Tank Gauge |  | Other, EXEMPT | Other | [5 empty] | UST Currently In Use: 1; UST Temp Close: 0; AST Currently In Use: 0; AST Temp Closed: 0 | 1 | 0 | 0 | 24388-073-012929 | FREEDOM RAIN INC DBA LOVELADY CENTER
10615 | Permanently Closed | 1991-02-19 06:00 | 1968-01-01 06:00 | 1991-02-19 06:00 | Petroleum | Unleaded gasoline | Unleaded gasoline |  | Steel | Steel |  | Painted or None | Steel |  | 1901-01-01 06:00 | [15 empty] | UST Currently In Use: 0; UST Temp Close: 1; AST Currently In Use: 0; AST Temp Closed: 0 | 0 | 1 | 2 | 11623-077-008256 | SAMS SERVICE STATION
10616 | Permanently Closed | 1991-02-19 06:00 | 1968-01-01 06:00 | 1991-02-19 06:00 | Petroleum | Unleaded gasoline | Unleaded gasoline |  | Steel | Steel |  | Painted or None | Steel |  | 1901-01-01 06:00 | [15 empty] | UST Currently In Use: 0; UST Temp Close: 1; AST Currently In Use: 0; AST Temp Closed: 0 | 0 | 1 | 2 | 11623-077-008256 | SAMS SERVICE STATION
10617 | Permanently Closed | 1992-12-15 06:00 | 1975-01-01 06:00 | 1992-12-15 06:00 | Petroleum | Used oil | Used oil |  | Fiberglass reinforced plastic | Fiberglass reinforced plastic |  |  |  |  | 1901-01-01 06:00 | [15 empty] | UST Currently In Use: 0; UST Temp Close: 0; AST Currently In Use: 0; AST Temp Closed: 0 | 0 | 0 | 1 | 11624-101-001459 | EASTDALE MALL
10618 | Permanently Closed | 1991-11-08 06:00 | 1969-01-01 06:00 | 1991-11-08 06:00 | Petroleum | Unleaded gasoline | Unleaded gasoline |  | Steel | Steel |  |  | Steel |  | 1901-01-01 06:00 | [15 empty] | UST Currently In Use: 0; UST Temp Close: 0; AST Currently In Use: 0; AST Temp Closed: 0 | 0 | 0 | 2 | 11625-101-008678 | EASTER SEAL REHABILITATION CENTER
10619 | Permanently Closed | 1991-11-08 06:00 | 1977-01-01 06:00 | 1991-11-08 06:00 | Petroleum | Unleaded gasoline | Unleaded gasoline |  | Fiberglass coated steel | Fiberglass coated steel |  |  | Steel |  | 1901-01-01 06:00 | [15 empty] | UST Currently In Use: 0; UST Temp Close: 0; AST Currently In Use: 0; AST Temp Closed: 0 | 0 | 0 | 2 | 11625-101-008678 | EASTER SEAL REHABILITATION CENTER
10620 | Permanently Closed | 1993-12-28 06:00 | 1956-01-01 06:00 | 1993-12-28 06:00 | Petroleum | Unleaded gasoline | Unleaded gasoline |  | Steel | Steel |  |  | Steel |  | 1901-01-01 06:00 | [15 empty] | UST Currently In Use: 0; UST Temp Close: 0; AST Currently In Use: 0; AST Temp Closed: 0 | 0 | 0 | 3 | 13476-097-001791 | MOBILE AIRPORT AUTHORITY
10621 | Permanently Closed | 1993-12-28 06:00 | 1956-01-01 06:00 | 1993-12-28 06:00 | Petroleum | Kerosene | Kerosene |  | Steel | Steel |  |  | Steel |  | 1901-01-01 06:00 | [15 empty] | UST Currently In Use: 0; UST Temp Close: 0; AST Currently In Use: 0; AST Temp Closed: 0 | 0 | 0 | 3 | 13476-097-001791 | MOBILE AIRPORT AUTHORITY
10622 | Permanently Closed | 1993-12-28 06:00 | 1956-01-01 06:00 | 1993-12-28 06:00 | Petroleum | Kerosene | Kerosene |  | Steel | Steel |  |  | Steel |  | 1901-01-01 06:00 | [15 empty] | UST Currently In Use: 0; UST Temp Close: 0; AST Currently In Use: 0; AST Temp Closed: 0 | 0 | 0 | 3 | 13476-097-001791 | MOBILE AIRPORT AUTHORITY
10623 | Cannot Locate or abandoned | 1989-12-21 06:00 | 1958-01-01 06:00 |  | Petroleum | Kerosene | Kerosene |  | Steel | Steel |  | Painted or None | Steel |  | 1901-01-01 06:00 | [15 empty] | UST Currently In Use: 0; UST Temp Close: 0; AST Currently In Use: 0; AST Temp Closed: 0 | 0 | 0 | 0 | 11627-073-002348 | EASTERN AIRLINES
10624 | Cannot Locate or abandoned | 1989-12-21 06:00 | 1958-01-01 06:00 |  | Petroleum | Kerosene | Kerosene |  | Steel | Steel |  | Painted or None | Steel |  | 1901-01-01 06:00 | [15 empty] | UST Currently In Use: 0; UST Temp Close: 0; AST Currently In Use: 0; AST Temp Closed: 0 | 0 | 0 | 0 | 11627-073-002348 | EASTERN AIRLINES
10625 | Cannot Locate or abandoned | 1989-12-21 06:00 | 1974-01-01 06:00 |  | Petroleum | Unleaded gasoline | Unleaded gasoline |  | Steel | Steel |  |  | Steel |  | 1901-01-01 06:00 | [15 empty] | UST Currently In Use: 0; UST Temp Close: 0; AST Currently In Use: 0; AST Temp Closed: 0 | 0 | 0 | 0 | 11627-073-002348 | EASTERN AIRLINES
10626 | Cannot Locate or abandoned | 1989-12-21 06:00 | 1901-01-01 06:00 |  | Petroleum | Unleaded gasoline | Unleaded gasoline |  | Steel | Steel |  |  | Steel |  | 1901-01-01 06:00 | [15 empty] | UST Currently In Use: 0; UST Temp Close: 0; AST Currently In Use: 0; AST Temp Closed: 0 | 0 | 0 | 0 | 11627-073-002348 | EASTERN AIRLINES
10627 | Cannot Locate or abandoned | 1989-12-21 06:00 | 1901-01-01 06:00 |  | Petroleum | Unleaded gasoline | Unleaded gasoline |  | Steel | Steel |  |  | Steel |  | 1901-01-01 06:00 | [15 empty] | UST Currently In Use: 0; UST Temp Close: 0; AST Currently In Use: 0; AST Temp Closed: 0 | 0 | 0 | 0 | 11627-073-002348 | EASTERN AIRLINES
10628 | Permanently Closed | 1988-10-20 06:00 | 1975-01-01 06:00 | 1988-10-20 06:00 | Petroleum | Used oil | Used oil |  | Steel | Steel |  | Painted or None | Steel |  | 1901-01-01 06:00 | [15 empty] | UST Currently In Use: 0; UST Temp Close: 0; AST Currently In Use: 0; AST Temp Closed: 0 | 0 | 0 | 4 | 11628-073-011914 | EASTWOOD PROPERTIES
10629 | Permanently Closed | 1988-10-20 06:00 | 1975-01-01 06:00 | 1988-10-20 06:00 | Petroleum | Other, NEW OIL | Other |  | Steel | Steel |  | Painted or None | Steel |  | 1901-01-01 06:00 | [15 empty] | UST Currently In Use: 0; UST Temp Close: 0; AST Currently In Use: 0; AST Temp Closed: 0 | 0 | 0 | 4 | 11628-073-011914 | EASTWOOD PROPERTIES
10630 | Permanently Closed | 1988-10-20 06:00 | 1975-01-01 06:00 | 1988-10-20 06:00 | Petroleum | Other, TRANSFLUID | Other |  | Steel | Steel |  | Painted or None | Steel |  | 1901-01-01 06:00 | [15 empty] | UST Currently In Use: 0; UST Temp Close: 0; AST Currently In Use: 0; AST Temp Closed: 0 | 0 | 0 | 4 | 11628-073-011914 | EASTWOOD PROPERTIES
10631 | Permanently Closed | 1988-10-20 06:00 | 1975-01-01 06:00 | 1988-10-20 06:00 | Petroleum | Unleaded gasoline | Unleaded gasoline |  | Steel | Steel |  | Painted or None | Steel |  | 1901-01-01 06:00 | [15 empty] | UST Currently In Use: 0; UST Temp Close: 0; AST Currently In Use: 0; AST Temp Closed: 0 | 0 | 0 | 4 | 11628-073-011914 | EASTWOOD PROPERTIES
10632 | Permanently Closed | 1990-04-27 06:00 | 1973-01-01 06:00 | 1990-04-27 06:00 | Petroleum | Other, NONE | Other |  | Steel | Steel |  | Painted or None | Steel |  | 1901-01-01 06:00 | [15 empty] | UST Currently In Use: 0; UST Temp Close: 0; AST Currently In Use: 0; AST Temp Closed: 0 | 0 | 0 | 3 | 11629-083-009960 | EATON CORP
10633 | Permanently Closed | 1901-01-01 06:00 | 1965-01-01 06:00 | 1988-01-13 06:00 | Petroleum | On road diesel | On road diesel |  | Steel | Steel |  | Painted or None | Steel |  | 1901-01-01 06:00 | [15 empty] | UST Currently In Use: 0; UST Temp Close: 0; AST Currently In Use: 0; AST Temp Closed: 0 | 0 | 0 | 3 | 11629-083-009960 | EATON CORP
10634 | Permanently Closed | 1901-01-01 06:00 | 1976-01-01 06:00 | 1988-01-13 06:00 | Petroleum | On road diesel | On road diesel |  | Steel | Steel |  | Painted or None | Steel |  | 1901-01-01 06:00 | [15 empty] | UST Currently In Use: 0; UST Temp Close: 0; AST Currently In Use: 0; AST Temp Closed: 0 | 0 | 0 | 3 | 11629-083-009960 | EATON CORP
10635 | Permanently Closed | 1990-12-31 06:00 | 1969-01-01 06:00 | 1990-12-31 06:00 | Petroleum | Kerosene | Kerosene | [5 empty] | Steel |  | 1901-01-01 06:00 | [15 empty] | UST Currently In Use: 0; UST Temp Close: 0; AST Currently In Use: 1; AST Temp Closed: 0 | 0 | 0 | 2 | 20696-089-003115 | JAMES R EDWARDS
10636 | Permanently Closed | 1990-12-31 06:00 | 1969-01-01 06:00 | 1990-12-31 06:00 | Petroleum | Kerosene | Kerosene | [5 empty] | Steel |  | 1901-01-01 06:00 | [15 empty] | UST Currently In Use: 0; UST Temp Close: 0; AST Currently In Use: 1; AST Temp Closed: 0 | 0 | 0 | 2 | 20696-089-003115 | JAMES R EDWARDS
10637 | Cannot Locate or abandoned | 2010-11-01 06:00 | 1979-01-01 06:00 |  | Petroleum | Unleaded gasoline | Unleaded gasoline | Retail | Single Wall, Steel | Steel | Field installed cathodic protection |  | Single Wall, Steel |  |  | Field installed cathodic protection | Catchment Basin, Single walled catchment basin | Automatic shutoff device At 95% full | Automatic shutoff device At 95% full |  |  | Statistical Inventory Reconciliation (SIR) | [8 empty] | UST Currently In Use: 0; UST Temp Close: 0; AST Currently In Use: 1; AST Temp Closed: 0 | 0 | 0 | 2 | 20696-089-003115 | JAMES R EDWARDS
10638 | Cannot Locate or abandoned | 2010-11-01 06:00 | 1979-01-01 06:00 |  | Petroleum | Unleaded gasoline | Unleaded gasoline | Retail | Single Wall, Steel | Steel | Field installed cathodic protection |  | Single Wall, Steel |  |  | Field installed cathodic protection | Catchment Basin, Single walled catchment basin | Automatic shutoff device At 95% full | Automatic shutoff device At 95% full |  |  | Statistical Inventory Reconciliation (SIR) | [8 empty] | UST Currently In Use: 0; UST Temp Close: 0; AST Currently In Use: 1; AST Temp Closed: 0 | 0 | 0 | 2 | 20696-089-003115 | JAMES R EDWARDS
10639 | Cannot Locate or abandoned | 2010-11-01 06:00 | 1979-01-01 06:00 |  | Petroleum | Premium gasoline | Premium gasoline | Retail | Single Wall, Steel | Steel | Field installed cathodic protection |  | Single Wall, Steel |  |  | Field installed cathodic protection | Catchment Basin, Single walled catchment basin | Automatic shutoff device At 95% full | Automatic shutoff device At 95% full |  |  | Statistical Inventory Reconciliation (SIR) | [8 empty] | UST Currently In Use: 0; UST Temp Close: 0; AST Currently In Use: 1; AST Temp Closed: 0 | 0 | 0 | 2 | 20696-089-003115 | JAMES R EDWARDS
10640 | Permanently Closed | 2005-10-30 06:00 | 1979-01-01 06:00 |  | Petroleum | Premium gasoline | Premium gasoline | Retail | Steel | Steel | Field installed cathodic protection |  | Steel |  | 1901-01-01 06:00 | Field installed cathodic protection | Catchment Basin, Single walled catchment basin | Automatic shutoff device At 95% full | Automatic shutoff device At 95% full |  |  | Continuous Automatic Tank Gauge |  | Automatic shutoff device (AELLD) | Automatic shutoff device (AELLD) | [5 empty] | UST Currently In Use: 0; UST Temp Close: 0; AST Currently In Use: 0; AST Temp Closed: 0 | 0 | 0 | 5 | 22531-003-000065 | JUBILEE STOP INC
10641 | Permanently Closed | 2007-10-30 06:00 | 1979-01-01 06:00 |  | Petroleum | Unleaded gasoline | Unleaded gasoline | Retail | Steel | Steel | Field installed cathodic protection |  | Steel |  | 1901-01-01 06:00 | Field installed cathodic protection | Catchment Basin, Single walled catchment basin | Automatic shutoff device At 95% full | Automatic shutoff device At 95% full |  |  | Continuous Automatic Tank Gauge |  | Automatic shutoff device (AELLD) | Automatic shutoff device (AELLD) | [5 empty] | UST Currently In Use: 0; UST Temp Close: 0; AST Currently In Use: 0; AST Temp Closed: 0 | 0 | 0 | 5 | 22531-003-000065 | JUBILEE STOP INC
10642 | Permanently Closed | 2007-10-30 06:00 | 1979-01-01 06:00 |  | Petroleum | Unleaded gasoline | Unleaded gasoline | Retail | Steel | Steel | Field installed cathodic protection |  | Steel |  | 1901-01-01 06:00 | Field installed cathodic protection | Catchment Basin, Single walled catchment basin | Automatic shutoff device At 95% full | Automatic shutoff device At 95% full |  |  | Continuous Automatic Tank Gauge |  | Other, MANIFLODED | Other |  |  | Other, MANIFOLDED | Other |  | UST Currently In Use: 0; UST Temp Close: 0; AST Currently In Use: 0; AST Temp Closed: 0 | 0 | 0 | 5 | 22531-003-000065 | JUBILEE STOP INC
10643 | Permanently Closed | 2007-10-30 06:00 | 1979-01-01 06:00 |  | Petroleum | Mid-grade gasoline | Mid-grade gasoline | Retail | Steel | Steel | Field installed cathodic protection | Painted or None | Steel |  | 1901-01-01 06:00 | [6 empty] | Continuous Automatic Tank Gauge |  | Automatic shutoff device (AELLD) | Automatic shutoff device (AELLD) | [5 empty] | UST Currently In Use: 0; UST Temp Close: 0; AST Currently In Use: 0; AST Temp Closed: 0 | 0 | 0 | 5 | 22531-003-000065 | JUBILEE STOP INC
10644 | Permanently Closed | 2007-10-30 06:00 | 1979-01-01 06:00 |  | Petroleum | Mid-grade gasoline | Mid-grade gasoline | Retail | Steel | Steel | Field installed cathodic protection | Painted or None | Steel |  | 1901-01-01 06:00 | [6 empty] | Continuous Automatic Tank Gauge |  | Other, MANIFOLDED | Other |  |  | Other, MANIFOLDED | Other |  | UST Currently In Use: 0; UST Temp Close: 0; AST Currently In Use: 0; AST Temp Closed: 0 | 0 | 0 | 5 | 22531-003-000065 | JUBILEE STOP INC
10645 | Permanently Closed | 1987-01-01 06:00 | 1963-01-01 06:00 |  | Petroleum | Unleaded gasoline | Unleaded gasoline |  | Steel | Steel |  | Painted or None | Steel |  | 1901-01-01 06:00 | [15 empty] | UST Currently In Use: 3; UST Temp Close: 0; AST Currently In Use: 0; AST Temp Closed: 0 | 3 | 0 | 4 | 24113-073-000066 | SAEED M SALEH
10646 | Permanently Closed | 1987-01-01 06:00 | 1963-01-01 06:00 |  | Petroleum | Unleaded gasoline | Unleaded gasoline |  | Steel | Steel |  | Painted or None | Steel |  | 1901-01-01 06:00 | [15 empty] | UST Currently In Use: 3; UST Temp Close: 0; AST Currently In Use: 0; AST Temp Closed: 0 | 3 | 0 | 4 | 24113-073-000066 | SAEED M SALEH
10647 | Permanently Closed | 1986-01-01 06:00 | 1963-01-01 06:00 | 1986-01-01 06:00 | Petroleum | Unleaded gasoline | Unleaded gasoline |  | Steel | Steel |  | Painted or None | Steel |  | 1901-01-01 06:00 | [15 empty] | UST Currently In Use: 3; UST Temp Close: 0; AST Currently In Use: 0; AST Temp Closed: 0 | 3 | 0 | 4 | 24113-073-000066 | SAEED M SALEH
10648 | Permanently Closed | 1986-01-01 06:00 | 1963-01-01 06:00 | 1986-01-01 06:00 | Petroleum | Unleaded gasoline | Unleaded gasoline |  | Steel | Steel |  | Painted or None | Steel |  | 1901-01-01 06:00 | [15 empty] | UST Currently In Use: 3; UST Temp Close: 0; AST Currently In Use: 0; AST Temp Closed: 0 | 3 | 0 | 4 | 24113-073-000066 | SAEED M SALEH
10649 | Currently in Use |  | 1981-01-01 06:00 |  | Petroleum | On road diesel | On road diesel | Retail | Single Wall, Steel, 10K/10K | Steel | Field installed cathodic protection |  | Double Wall, Flexible | OPW | 2002-01-16 06:00 |  | Catchment Basin, Single walled catchment basin | Automatic shutoff device At 95% full, Flow Rest 90% Full | Flow Rest 90% Full |  |  | Continuous Automatic Tank Gauge |  | Automatic shutoff device (AELLD) | Automatic shutoff device (AELLD) | [5 empty] | UST Currently In Use: 3; UST Temp Close: 0; AST Currently In Use: 0; AST Temp Closed: 0 | 3 | 0 | 6 | 25460-073-000067 | ALISHAH LLC
10651 | Currently in Use |  | 1981-01-01 06:00 |  | Petroleum | Unleaded gasoline | Unleaded gasoline | Retail | Single Wall, Steel, 10K/10K | Steel | Field installed cathodic protection |  | Fiberglass reinforced plastic |  |  |  | Catchment Basin, Single walled catchment basin | Automatic shutoff device At 95% full, Flow Rest 90% Full | Flow Rest 90% Full |  |  | Continuous Automatic Tank Gauge |  | Automatic shutoff device (AELLD) | Automatic shutoff device (AELLD) | [5 empty] | UST Currently In Use: 3; UST Temp Close: 0; AST Currently In Use: 0; AST Temp Closed: 0 | 3 | 0 | 6 | 25460-073-000067 | ALISHAH LLC
10653 | Currently in Use |  | 1981-01-01 06:00 |  | Petroleum | Premium gasoline | Premium gasoline | Retail | Single Wall, Steel | Steel | Field installed cathodic protection |  | Fiberglass reinforced plastic |  |  |  | Catchment Basin, Single walled catchment basin | Automatic shutoff device At 95% full, Flow Rest 90% Full | Flow Rest 90% Full |  |  | Continuous Automatic Tank Gauge |  | Automatic shutoff device (AELLD) | Automatic shutoff device (AELLD) | [5 empty] | UST Currently In Use: 3; UST Temp Close: 0; AST Currently In Use: 0; AST Temp Closed: 0 | 3 | 0 | 6 | 25460-073-000067 | ALISHAH LLC
10654 | Permanently Closed | 1999-07-13 06:00 | 1981-01-01 06:00 | 1999-07-13 06:00 | Petroleum | On road diesel | On road diesel | Retail | Steel | Steel | Field installed cathodic protection |  | Double Wall, Fiberglass reinforced plastic |  | 2002-01-06 06:00 | Field installed cathodic protection | Catchment Basin, Single walled catchment basin | Flow Rest 90% Full | Flow Rest 90% Full |  |  | Statistical Inventory Reconciliation (SIR) | [5 empty] | Statistical inventory reconciliation (SIR) | Statistical inventory reconciliation (SIR) |  | UST Currently In Use: 3; UST Temp Close: 0; AST Currently In Use: 0; AST Temp Closed: 0 | 3 | 0 | 6 | 25460-073-000067 | ALISHAH LLC
10655 | Permanently Closed | 1999-07-13 06:00 | 1981-01-01 06:00 | 1999-07-13 06:00 | Petroleum | On road diesel | On road diesel | Retail | Steel | Steel | Field installed cathodic protection |  | Fiberglass reinforced plastic |  | 1901-01-01 06:00 |  | Catchment Basin, Single walled catchment basin | Flow Rest 90% Full | Flow Rest 90% Full |  |  | Statistical Inventory Reconciliation (SIR) | [5 empty] | Statistical inventory reconciliation (SIR) | Statistical inventory reconciliation (SIR) |  | UST Currently In Use: 3; UST Temp Close: 0; AST Currently In Use: 0; AST Temp Closed: 0 | 3 | 0 | 6 | 25460-073-000067 | ALISHAH LLC
10656 | Permanently Closed | 1999-07-13 06:00 | 1981-01-01 06:00 | 1999-07-13 06:00 | Petroleum | On road diesel | On road diesel | Retail | Steel | Steel | Field installed cathodic protection |  | Fiberglass reinforced plastic |  | 1901-01-01 06:00 |  | Catchment Basin, Single walled catchment basin | Flow Rest 90% Full | Flow Rest 90% Full |  |  | Statistical Inventory Reconciliation (SIR) | [5 empty] | Statistical inventory reconciliation (SIR) | Statistical inventory reconciliation (SIR) |  | UST Currently In Use: 3; UST Temp Close: 0; AST Currently In Use: 0; AST Temp Closed: 0 | 3 | 0 | 6 | 25460-073-000067 | ALISHAH LLC
10657 | Permanently Closed | 1999-07-13 06:00 | 1981-01-01 06:00 | 1999-07-13 06:00 | Petroleum | On road diesel | On road diesel | Retail | Steel | Steel | Field installed cathodic protection |  | Fiberglass reinforced plastic |  | 1901-01-01 06:00 |  | Catchment Basin, Single walled catchment basin | Flow Rest 90% Full | Flow Rest 90% Full |  |  | Automatic Tank Gauge, Statistical Inventory Reconciliation (SIR) | [5 empty] | Statistical inventory reconciliation (SIR) | Statistical inventory reconciliation (SIR) |  | UST Currently In Use: 3; UST Temp Close: 0; AST Currently In Use: 0; AST Temp Closed: 0 | 3 | 0 | 6 | 25460-073-000067 | ALISHAH LLC
10658 | Permanently Closed | 1999-07-13 06:00 | 1981-01-01 06:00 | 1999-07-13 06:00 | Petroleum | On road diesel | On road diesel | Retail | Steel | Steel | Field installed cathodic protection |  | Fiberglass reinforced plastic |  | 1901-01-01 06:00 |  | Catchment Basin, Single walled catchment basin | Flow Rest 90% Full | Flow Rest 90% Full |  |  | Statistical Inventory Reconciliation (SIR) | [5 empty] | Statistical inventory reconciliation (SIR) | Statistical inventory reconciliation (SIR) |  | UST Currently In Use: 3; UST Temp Close: 0; AST Currently In Use: 0; AST Temp Closed: 0 | 3 | 0 | 6 | 25460-073-000067 | ALISHAH LLC
10659 | Permanently Closed | 1999-07-13 06:00 | 1981-01-01 06:00 | 1999-07-13 06:00 | Petroleum | On road diesel | On road diesel | Retail | Steel | Steel | Field installed cathodic protection |  | Fiberglass reinforced plastic |  | 1901-01-01 06:00 |  | Catchment Basin, Single walled catchment basin | Flow Rest 90% Full | Flow Rest 90% Full |  |  | Statistical Inventory Reconciliation (SIR) | [5 empty] | Statistical inventory reconciliation (SIR) | Statistical inventory reconciliation (SIR) |  | UST Currently In Use: 3; UST Temp Close: 0; AST Currently In Use: 0; AST Temp Closed: 0 | 3 | 0 | 6 | 25460-073-000067 | ALISHAH LLC
10660 | Permanently Closed | 2003-08-04 06:00 | 1980-01-01 06:00 | 2003-08-04 06:00 | Petroleum | Unleaded gasoline | Unleaded gasoline | Retail | Steel | Steel | Field installed cathodic protection |  | Steel |  | 1901-01-01 06:00 | Field installed cathodic protection | Catchment Basin, Single walled catchment basin | Automatic shutoff device At 95% full | Automatic shutoff device At 95% full |  |  | Statistical Inventory Reconciliation (SIR) | [5 empty] | Statistical inventory reconciliation (SIR) | Statistical inventory reconciliation (SIR) |  | UST Currently In Use: 2; UST Temp Close: 0; AST Currently In Use: 0; AST Temp Closed: 0 | 2 | 0 | 9 | 24690-097-000063 | CLARK PROPERTIES, LLC
10661 | Permanently Closed | 2003-08-04 06:00 | 1980-01-01 06:00 | 2003-08-04 06:00 | Petroleum | Unleaded gasoline | Unleaded gasoline | Retail | Steel | Steel | Field installed cathodic protection |  | Steel |  | 1901-01-01 06:00 | Field installed cathodic protection | Catchment Basin, Single walled catchment basin | Automatic shutoff device At 95% full | Automatic shutoff device At 95% full |  |  | Statistical Inventory Reconciliation (SIR) | [5 empty] | Statistical inventory reconciliation (SIR) | Statistical inventory reconciliation (SIR) |  | UST Currently In Use: 2; UST Temp Close: 0; AST Currently In Use: 0; AST Temp Closed: 0 | 2 | 0 | 9 | 24690-097-000063 | CLARK PROPERTIES, LLC
10662 | Permanently Closed | 2003-08-04 06:00 | 1980-01-01 06:00 | 2003-08-04 06:00 | Petroleum | Mid-grade gasoline | Mid-grade gasoline | Retail | Steel | Steel | Field installed cathodic protection |  | Steel |  | 1901-01-01 06:00 | Field installed cathodic protection | Catchment Basin, Single walled catchment basin | Automatic shutoff device At 95% full | Automatic shutoff device At 95% full |  |  | Statistical Inventory Reconciliation (SIR) | [5 empty] | Statistical inventory reconciliation (SIR) | Statistical inventory reconciliation (SIR) |  | UST Currently In Use: 2; UST Temp Close: 0; AST Currently In Use: 0; AST Temp Closed: 0 | 2 | 0 | 9 | 24690-097-000063 | CLARK PROPERTIES, LLC
10663 | Permanently Closed | 2003-08-04 06:00 | 1980-01-01 06:00 | 2003-08-04 06:00 | Petroleum | Mid-grade gasoline | Mid-grade gasoline | Retail | Steel | Steel | Field installed cathodic protection |  | Steel |  | 1901-01-01 06:00 | Field installed cathodic protection | Catchment Basin, Single walled catchment basin | Automatic shutoff device At 95% full | Automatic shutoff device At 95% full |  |  | Statistical Inventory Reconciliation (SIR) | [5 empty] | Statistical inventory reconciliation (SIR) | Statistical inventory reconciliation (SIR) |  | UST Currently In Use: 2; UST Temp Close: 0; AST Currently In Use: 0; AST Temp Closed: 0 | 2 | 0 | 9 | 24690-097-000063 | CLARK PROPERTIES, LLC
10664 | Permanently Closed | 2003-08-04 06:00 | 1980-01-01 06:00 | 2003-08-04 06:00 | Petroleum | Premium gasoline | Premium gasoline | Retail | Steel | Steel | Field installed cathodic protection |  | Steel |  | 1901-01-01 06:00 | Field installed cathodic protection | Catchment Basin, Single walled catchment basin | Automatic shutoff device At 95% full | Automatic shutoff device At 95% full |  |  | Statistical Inventory Reconciliation (SIR) | [5 empty] | Statistical inventory reconciliation (SIR) | Statistical inventory reconciliation (SIR) |  | UST Currently In Use: 2; UST Temp Close: 0; AST Currently In Use: 0; AST Temp Closed: 0 | 2 | 0 | 9 | 24690-097-000063 | CLARK PROPERTIES, LLC
10665 | Permanently Closed | 2003-08-04 06:00 | 1980-01-01 06:00 | 2003-08-04 06:00 | Petroleum | On road diesel | On road diesel | Retail | Steel | Steel | Field installed cathodic protection |  | Steel |  | 1901-01-01 06:00 | Field installed cathodic protection | Catchment Basin, Single walled catchment basin | Automatic shutoff device At 95% full | Automatic shutoff device At 95% full |  |  | Statistical Inventory Reconciliation (SIR) | [5 empty] | Statistical inventory reconciliation (SIR) | Statistical inventory reconciliation (SIR) |  | UST Currently In Use: 2; UST Temp Close: 0; AST Currently In Use: 0; AST Temp Closed: 0 | 2 | 0 | 9 | 24690-097-000063 | CLARK PROPERTIES, LLC
10666 | Permanently Closed | 2003-08-04 06:00 | 1980-01-01 06:00 | 2003-08-04 06:00 | Petroleum | On road diesel | On road diesel | Retail | Steel | Steel | Field installed cathodic protection |  | Steel |  | 1901-01-01 06:00 | Field installed cathodic protection | Catchment Basin, Single walled catchment basin | Automatic shutoff device At 95% full | Automatic shutoff device At 95% full |  |  | Statistical Inventory Reconciliation (SIR) | [5 empty] | Statistical inventory reconciliation (SIR) | Statistical inventory reconciliation (SIR) |  | UST Currently In Use: 2; UST Temp Close: 0; AST Currently In Use: 0; AST Temp Closed: 0 | 2 | 0 | 9 | 24690-097-000063 | CLARK PROPERTIES, LLC
10667 | Permanently Closed | 2003-08-04 06:00 | 1980-01-01 06:00 | 2003-08-04 06:00 | Petroleum | On road diesel | On road diesel | Retail | Steel | Steel | Field installed cathodic protection |  | Steel |  | 1901-01-01 06:00 | Field installed cathodic protection | Catchment Basin, Single walled catchment basin | Automatic shutoff device At 95% full | Automatic shutoff device At 95% full |  |  | Statistical Inventory Reconciliation (SIR) | [5 empty] | Statistical inventory reconciliation (SIR) | Statistical inventory reconciliation (SIR) |  | UST Currently In Use: 2; UST Temp Close: 0; AST Currently In Use: 0; AST Temp Closed: 0 | 2 | 0 | 9 | 24690-097-000063 | CLARK PROPERTIES, LLC
10668 | Permanently Closed | 2003-08-04 06:00 | 1980-01-01 06:00 | 2003-08-04 06:00 | Petroleum | On road diesel | On road diesel | Retail | Steel | Steel | Coated & cathodic protection (sti-P3) |  | Steel |  | 1901-01-01 06:00 | Field installed cathodic protection | Catchment Basin, Single walled catchment basin | Automatic shutoff device At 95% full | Automatic shutoff device At 95% full |  |  | Statistical Inventory Reconciliation (SIR) | [5 empty] | Statistical inventory reconciliation (SIR) | Statistical inventory reconciliation (SIR) |  | UST Currently In Use: 2; UST Temp Close: 0; AST Currently In Use: 0; AST Temp Closed: 0 | 2 | 0 | 9 | 24690-097-000063 | CLARK PROPERTIES, LLC
10669 | Permanently Closed | 2018-12-12 06:00 | 1980-01-01 06:00 | 2019-03-26 06:00 | Petroleum | Unleaded gasoline | Unleaded gasoline | Retail | Steel | Steel | Coated & cathodic protection (sti-P3) |  | Steel |  | 1901-01-01 06:00 | Field installed cathodic protection | Catchment Basin, Single walled catchment basin | Automatic shutoff device At 95% full | Automatic shutoff device At 95% full |  |  | Continuous Automatic Tank Gauge |  | Automatic shutoff device (AELLD) | Automatic shutoff device (AELLD) | [5 empty] | UST Currently In Use: 0; UST Temp Close: 0; AST Currently In Use: 0; AST Temp Closed: 0 | 0 | 0 | 3 | 25507-097-000064 | DIP SOUTH LLC
10671 | Permanently Closed | 2018-12-12 06:00 | 1980-01-01 06:00 | 2019-03-26 06:00 | Petroleum | Premium gasoline | Premium gasoline | Retail | Steel | Steel | Coated & cathodic protection (sti-P3) |  | Steel |  | 1901-01-01 06:00 | Field installed cathodic protection | Catchment Basin, Single walled catchment basin | Automatic shutoff device At 95% full | Automatic shutoff device At 95% full |  |  | Continuous Automatic Tank Gauge |  | Automatic shutoff device (AELLD) | Automatic shutoff device (AELLD) | [5 empty] | UST Currently In Use: 0; UST Temp Close: 0; AST Currently In Use: 0; AST Temp Closed: 0 | 0 | 0 | 3 | 25507-097-000064 | DIP SOUTH LLC
10673 | Permanently Closed | 2018-12-12 06:00 | 1980-01-01 06:00 | 2019-03-26 06:00 | Petroleum | On road diesel | On road diesel | Retail | Steel | Steel | Coated & cathodic protection (sti-P3) |  | Steel |  | 1901-01-01 06:00 | Field installed cathodic protection | Catchment Basin, Single walled catchment basin | Automatic shutoff device At 95% full | Automatic shutoff device At 95% full |  |  | Continuous Automatic Tank Gauge |  | Automatic shutoff device (AELLD) | Automatic shutoff device (AELLD) | [5 empty] | UST Currently In Use: 0; UST Temp Close: 0; AST Currently In Use: 0; AST Temp Closed: 0 | 0 | 0 | 3 | 25507-097-000064 | DIP SOUTH LLC
10674 | Temporary Closed | 2010-05-17 06:00 | 1981-01-01 06:00 |  | Petroleum | On road diesel | On road diesel | Retail | Fiberglass reinforced plastic | Fiberglass reinforced plastic |  |  | Fiberglass reinforced plastic |  | 1901-01-01 06:00 | None | Catchment Basin, Single walled catchment basin | Automatic shutoff device At 95% full | Automatic shutoff device At 95% full |  |  | Statistical Inventory Reconciliation (SIR) |  | Automatic flow restrictor (MLLD) | Automatic flow restrictor (MLLD) |  |  | Statistical inventory reconciliation (SIR) | Statistical inventory reconciliation (SIR) |  | UST Currently In Use: 6; UST Temp Close: 5; AST Currently In Use: 0; AST Temp Closed: 0 | 6 | 5 | 0 | 22442-101-000062 | S & S EAGLES, LLC
10675 | Temporary Closed | 2010-05-17 06:00 | 1981-01-01 06:00 |  | Petroleum | On road diesel | On road diesel | Retail | Fiberglass reinforced plastic | Fiberglass reinforced plastic |  |  | Fiberglass reinforced plastic |  | 1901-01-01 06:00 | None | Catchment Basin, Single walled catchment basin | Automatic shutoff device At 95% full | Automatic shutoff device At 95% full |  |  | Statistical Inventory Reconciliation (SIR) |  | Other, MANIFOLDED | Other |  |  | Statistical inventory reconciliation (SIR) | Statistical inventory reconciliation (SIR) |  | UST Currently In Use: 6; UST Temp Close: 5; AST Currently In Use: 0; AST Temp Closed: 0 | 6 | 5 | 0 | 22442-101-000062 | S & S EAGLES, LLC
10676 | Temporary Closed | 2010-05-17 06:00 | 1981-01-01 06:00 |  | Petroleum | On road diesel | On road diesel | Retail | Fiberglass reinforced plastic | Fiberglass reinforced plastic |  |  | Fiberglass reinforced plastic |  | 1901-01-01 06:00 | None | Catchment Basin, Single walled catchment basin | Automatic shutoff device At 95% full | Automatic shutoff device At 95% full |  |  | Statistical Inventory Reconciliation (SIR) |  | Other, MANIFOLDED | Other |  |  | Statistical inventory reconciliation (SIR) | Statistical inventory reconciliation (SIR) |  | UST Currently In Use: 6; UST Temp Close: 5; AST Currently In Use: 0; AST Temp Closed: 0 | 6 | 5 | 0 | 22442-101-000062 | S & S EAGLES, LLC
10677 | Temporary Closed | 2007-06-01 06:00 | 1981-01-01 06:00 |  | Petroleum | On road diesel | On road diesel | Retail | Fiberglass reinforced plastic | Fiberglass reinforced plastic |  |  | Fiberglass reinforced plastic |  | 1901-01-01 06:00 | None | Catchment Basin, Single walled catchment basin | Automatic shutoff device At 95% full | Automatic shutoff device At 95% full |  |  | Statistical Inventory Reconciliation (SIR) |  | Automatic flow restrictor (MLLD) | Automatic flow restrictor (MLLD) |  |  | Statistical inventory reconciliation (SIR) | Statistical inventory reconciliation (SIR) |  | UST Currently In Use: 6; UST Temp Close: 5; AST Currently In Use: 0; AST Temp Closed: 0 | 6 | 5 | 0 | 22442-101-000062 | S & S EAGLES, LLC
10678 | Temporary Closed | 2010-05-17 06:00 | 1981-01-01 06:00 |  | Petroleum | On road diesel | On road diesel | Retail | Fiberglass reinforced plastic | Fiberglass reinforced plastic |  |  | Fiberglass reinforced plastic |  | 1901-01-01 06:00 | None | Catchment Basin, Single walled catchment basin | Automatic shutoff device At 95% full | Automatic shutoff device At 95% full |  |  | Statistical Inventory Reconciliation (SIR) |  | Automatic flow restrictor (MLLD) | Automatic flow restrictor (MLLD) |  |  | Statistical inventory reconciliation (SIR) | Statistical inventory reconciliation (SIR) |  | UST Currently In Use: 6; UST Temp Close: 5; AST Currently In Use: 0; AST Temp Closed: 0 | 6 | 5 | 0 | 22442-101-000062 | S & S EAGLES, LLC
10679 | Currently in Use |  | 1981-01-01 06:00 |  | Petroleum | On road diesel | On road diesel | Retail | Fiberglass reinforced plastic | Fiberglass reinforced plastic |  |  | Fiberglass reinforced plastic |  | 1901-01-01 06:00 | None | Catchment Basin, Single walled catchment basin | Automatic shutoff device At 95% full | Automatic shutoff device At 95% full |  |  | Automatic Tank Gauge |  | Automatic flow restrictor (MLLD) | Automatic flow restrictor (MLLD) |  |  | Annual line testing | Annual line testing |  | UST Currently In Use: 6; UST Temp Close: 5; AST Currently In Use: 0; AST Temp Closed: 0 | 6 | 5 | 0 | 22442-101-000062 | S & S EAGLES, LLC
10680 | Currently in Use |  | 1981-01-01 06:00 |  | Petroleum | Mid-grade gasoline | Mid-grade gasoline | Retail | Fiberglass reinforced plastic | Fiberglass reinforced plastic |  |  | Fiberglass reinforced plastic |  | 1901-01-01 06:00 | None | Catchment Basin, Single walled catchment basin | Automatic shutoff device At 95% full | Automatic shutoff device At 95% full |  |  | Automatic Tank Gauge |  | Automatic flow restrictor (MLLD) | Automatic flow restrictor (MLLD) |  |  | Annual line testing | Annual line testing |  | UST Currently In Use: 6; UST Temp Close: 5; AST Currently In Use: 0; AST Temp Closed: 0 | 6 | 5 | 0 | 22442-101-000062 | S & S EAGLES, LLC
10681 | Currently in Use |  | 1981-01-01 06:00 |  | Petroleum | Mid-grade gasoline | Mid-grade gasoline | Retail | Fiberglass reinforced plastic | Fiberglass reinforced plastic |  |  | Fiberglass reinforced plastic |  | 1901-01-01 06:00 | None | Catchment Basin, Single walled catchment basin | Automatic shutoff device At 95% full | Automatic shutoff device At 95% full |  |  | Continuous Automatic Tank Gauge |  | Automatic flow restrictor (MLLD) | Automatic flow restrictor (MLLD) |  |  | Annual line testing | Annual line testing |  | UST Currently In Use: 6; UST Temp Close: 5; AST Currently In Use: 0; AST Temp Closed: 0 | 6 | 5 | 0 | 22442-101-000062 | S & S EAGLES, LLC
10682 | Currently in Use |  | 1981-01-01 06:00 |  | Petroleum | Other, PE1 | Other | Retail | Fiberglass reinforced plastic | Fiberglass reinforced plastic |  |  | Fiberglass reinforced plastic |  | 1901-01-01 06:00 | None | Catchment Basin, Single walled catchment basin | Automatic shutoff device At 95% full | Automatic shutoff device At 95% full |  |  | Continuous Automatic Tank Gauge |  | Automatic flow restrictor (MLLD) | Automatic flow restrictor (MLLD) |  |  | Annual line testing | Annual line testing |  | UST Currently In Use: 6; UST Temp Close: 5; AST Currently In Use: 0; AST Temp Closed: 0 | 6 | 5 | 0 | 22442-101-000062 | S & S EAGLES, LLC
10683 | Currently in Use |  | 1981-01-01 06:00 |  | Petroleum | Other, PE2 | Other | Retail | Fiberglass reinforced plastic | Fiberglass reinforced plastic |  |  | Fiberglass reinforced plastic |  | 1901-01-01 06:00 | None | Catchment Basin, Single walled catchment basin | Automatic shutoff device At 95% full | Automatic shutoff device At 95% full |  |  | Continuous Automatic Tank Gauge |  | Automatic flow restrictor (MLLD) | Automatic flow restrictor (MLLD) |  |  | Annual line testing | Annual line testing |  | UST Currently In Use: 6; UST Temp Close: 5; AST Currently In Use: 0; AST Temp Closed: 0 | 6 | 5 | 0 | 22442-101-000062 | S & S EAGLES, LLC
10684 | Currently in Use |  | 1981-01-01 06:00 |  | Petroleum | Unleaded gasoline | Unleaded gasoline | Retail | Fiberglass reinforced plastic | Fiberglass reinforced plastic |  |  | Fiberglass reinforced plastic |  | 1901-01-01 06:00 | None | Catchment Basin, Single walled catchment basin | Automatic shutoff device At 95% full | Automatic shutoff device At 95% full |  |  | Continuous Automatic Tank Gauge, Statistical Inventory Reconciliation (SIR) |  | Automatic flow restrictor (MLLD) | Automatic flow restrictor (MLLD) |  |  | Annual line testing | Annual line testing |  | UST Currently In Use: 6; UST Temp Close: 5; AST Currently In Use: 0; AST Temp Closed: 0 | 6 | 5 | 0 | 22442-101-000062 | S & S EAGLES, LLC
10685 | Currently in Use |  | 1984-01-01 06:00 |  | Petroleum | Unleaded gasoline | Unleaded gasoline | Retail | Fiberglass reinforced plastic, Single Wall | Single Wall |  |  | Fiberglass reinforced plastic, Single Wall |  |  |  | Catchment Basin, Single walled catchment basin | Automatic shutoff device At 95% full | Automatic shutoff device At 95% full |  |  | Continuous Automatic Tank Gauge |  | Automatic flow restrictor (MLLD) | Automatic flow restrictor (MLLD) |  |  | Annual line testing | Annual line testing |  | UST Currently In Use: 5; UST Temp Close: 0; AST Currently In Use: 0; AST Temp Closed: 0 | 5 | 0 | 0 | 22176-117-000061 | Circle K Stores, Inc.
10686 | Currently in Use |  | 1984-01-01 06:00 |  | Petroleum | Mid-grade gasoline | Mid-grade gasoline | Retail | Fiberglass reinforced plastic, Single Wall | Single Wall |  |  | Fiberglass reinforced plastic, Single Wall |  |  |  | Catchment Basin, Single walled catchment basin | Automatic shutoff device At 95% full | Automatic shutoff device At 95% full |  |  | Continuous Automatic Tank Gauge |  | Automatic flow restrictor (MLLD) | Automatic flow restrictor (MLLD) |  |  | Annual line testing | Annual line testing |  | UST Currently In Use: 5; UST Temp Close: 0; AST Currently In Use: 0; AST Temp Closed: 0 | 5 | 0 | 0 | 22176-117-000061 | Circle K Stores, Inc.
10687 | Currently in Use |  | 1984-01-01 06:00 |  | Petroleum | Premium gasoline | Premium gasoline | Retail | Fiberglass reinforced plastic, Single Wall | Single Wall |  |  | Fiberglass reinforced plastic, Single Wall |  |  |  | Catchment Basin, Single walled catchment basin | Automatic shutoff device At 95% full | Automatic shutoff device At 95% full |  |  | Continuous Automatic Tank Gauge |  | Automatic flow restrictor (MLLD) | Automatic flow restrictor (MLLD) |  |  | Annual line testing | Annual line testing |  | UST Currently In Use: 5; UST Temp Close: 0; AST Currently In Use: 0; AST Temp Closed: 0 | 5 | 0 | 0 | 22176-117-000061 | Circle K Stores, Inc.
10688 | Currently in Use |  | 1984-01-01 06:00 |  | Petroleum | On road diesel | On road diesel | Retail | Fiberglass reinforced plastic, Single Wall | Single Wall |  |  | Fiberglass reinforced plastic, Single Wall |  |  |  | Catchment Basin, Single walled catchment basin | Automatic shutoff device At 95% full | Automatic shutoff device At 95% full |  |  | Continuous Automatic Tank Gauge |  | Automatic flow restrictor (MLLD) | Automatic flow restrictor (MLLD) |  |  | Annual line testing | Annual line testing |  | UST Currently In Use: 5; UST Temp Close: 0; AST Currently In Use: 0; AST Temp Closed: 0 | 5 | 0 | 0 | 22176-117-000061 | Circle K Stores, Inc.
10689 | Currently in Use |  | 1984-01-01 06:00 |  | Petroleum | On road diesel | On road diesel | Retail | Fiberglass reinforced plastic, Single Wall | Single Wall |  |  | Fiberglass reinforced plastic, Single Wall |  |  |  | Catchment Basin, Single walled catchment basin | Automatic shutoff device At 95% full | Automatic shutoff device At 95% full |  |  | Continuous Automatic Tank Gauge |  | Automatic flow restrictor (MLLD) | Automatic flow restrictor (MLLD) |  |  | Annual line testing | Annual line testing |  | UST Currently In Use: 5; UST Temp Close: 0; AST Currently In Use: 0; AST Temp Closed: 0 | 5 | 0 | 0 | 22176-117-000061 | Circle K Stores, Inc.
10690 | Permanently Closed | 1901-01-01 06:00 | 1967-01-01 06:00 | 1989-09-16 06:00 | Petroleum | Unleaded gasoline | Unleaded gasoline |  | Steel | Steel |  | Painted or None | Steel |  | 1901-01-01 06:00 | [15 empty] | UST Currently In Use: 0; UST Temp Close: 0; AST Currently In Use: 0; AST Temp Closed: 0 | 0 | 0 | 2 | 11633-121-000846 | ED BENTLEY CONTRACTOR INC
10691 | Permanently Closed | 1901-01-01 06:00 | 1967-01-01 06:00 | 1989-09-16 06:00 | Petroleum | On road diesel | On road diesel |  | Steel | Steel |  | Painted or None | Steel |  | 1901-01-01 06:00 | [15 empty] | UST Currently In Use: 0; UST Temp Close: 0; AST Currently In Use: 0; AST Temp Closed: 0 | 0 | 0 | 2 | 11633-121-000846 | ED BENTLEY CONTRACTOR INC
10692 | Permanently Closed | 1988-06-01 06:00 | 1974-01-01 06:00 |  | Petroleum | Unleaded gasoline | Unleaded gasoline |  | Steel | Steel |  |  | Steel |  | 1901-01-01 06:00 | [15 empty] | UST Currently In Use: 0; UST Temp Close: 0; AST Currently In Use: 0; AST Temp Closed: 0 | 0 | 0 | 2 | 11634-095-008286 | ED CAHELA
10693 | Permanently Closed | 1988-06-01 06:00 | 1974-01-01 06:00 |  | Petroleum | Unleaded gasoline | Unleaded gasoline |  | Steel | Steel |  |  | Steel |  | 1901-01-01 06:00 | [15 empty] | UST Currently In Use: 0; UST Temp Close: 0; AST Currently In Use: 0; AST Temp Closed: 0 | 0 | 0 | 2 | 11634-095-008286 | ED CAHELA
10694 | Currently in Use | 2017-07-01 06:00 | 1982-01-01 06:00 |  | Petroleum | Unleaded gasoline | Unleaded gasoline | Retail | Single Wall, Steel | Steel | Coated & cathodic protection (sti-P3), Field installed cathodic protection |  | Fiberglass reinforced plastic, Single Wall |  |  |  | Catchment Basin, Single walled catchment basin | Automatic shutoff device At 95% full, Flow Rest 90% Full | Flow Rest 90% Full |  |  | Automatic Tank Gauge | [8 empty] | UST Currently In Use: 4; UST Temp Close: 0; AST Currently In Use: 0; AST Temp Closed: 0 | 4 | 0 | 0 | 23241-055-013168 | BHAVESHKUMAR (BOB) PATEL
10695 | Currently in Use | 2010-09-17 06:00 | 1982-01-01 06:00 |  | Petroleum | Mid-grade gasoline | Mid-grade gasoline | Retail | Single Wall, Steel | Steel | Coated & cathodic protection (sti-P3), Field installed cathodic protection |  | Fiberglass reinforced plastic, Single Wall |  |  |  | Catchment Basin, Single walled catchment basin | Automatic shutoff device At 95% full, Flow Rest 90% Full | Flow Rest 90% Full |  |  | Automatic Tank Gauge | [8 empty] | UST Currently In Use: 4; UST Temp Close: 0; AST Currently In Use: 0; AST Temp Closed: 0 | 4 | 0 | 0 | 23241-055-013168 | BHAVESHKUMAR (BOB) PATEL
10696 | Currently in Use | 2014-02-01 06:00 | 1982-01-01 06:00 |  | Petroleum | Premium gasoline | Premium gasoline | Retail | Single Wall, Steel | Steel | Coated & cathodic protection (sti-P3), Field installed cathodic protection |  | Fiberglass reinforced plastic, Single Wall |  |  |  | Catchment Basin, Single walled catchment basin | Automatic shutoff device At 95% full, Flow Rest 90% Full | Flow Rest 90% Full |  |  | Statistical Inventory Reconciliation (SIR) | [8 empty] | UST Currently In Use: 4; UST Temp Close: 0; AST Currently In Use: 0; AST Temp Closed: 0 | 4 | 0 | 0 | 23241-055-013168 | BHAVESHKUMAR (BOB) PATEL
10697 | Permanently Closed | 1995-01-01 06:00 | 1963-01-01 06:00 | 1996-06-20 06:00 | Petroleum | Unleaded gasoline | Unleaded gasoline |  | Steel | Steel |  | Painted or None | Steel |  | 1901-01-01 06:00 | [15 empty] | UST Currently In Use: 0; UST Temp Close: 0; AST Currently In Use: 0; AST Temp Closed: 0 | 0 | 0 | 2 | 11635-083-009747 | ED HOBBS
10698 | Permanently Closed | 1995-01-01 06:00 | 1963-01-01 06:00 | 1996-06-20 06:00 | Petroleum | Unleaded gasoline | Unleaded gasoline |  | Steel | Steel |  | Painted or None | Steel |  | 1901-01-01 06:00 | [15 empty] | UST Currently In Use: 0; UST Temp Close: 0; AST Currently In Use: 0; AST Temp Closed: 0 | 0 | 0 | 2 | 11635-083-009747 | ED HOBBS
10701 | Permanently Closed | 1901-01-01 06:00 | 1972-01-01 06:00 | 1989-07-10 06:00 | Petroleum | Unleaded gasoline | Unleaded gasoline |  | Steel | Steel |  | Painted or None |  |  | 1901-01-01 06:00 | [15 empty] | UST Currently In Use: 0; UST Temp Close: 0; AST Currently In Use: 0; AST Temp Closed: 0 | 0 | 0 | 2 | 11636-121-002496 | ED MURRAY SERVICE CENTER
10702 | Permanently Closed | 1901-01-01 06:00 | 1972-01-01 06:00 | 1989-07-10 06:00 | Petroleum | On road diesel | On road diesel |  | Steel | Steel |  | Painted or None |  |  | 1901-01-01 06:00 | [15 empty] | UST Currently In Use: 0; UST Temp Close: 0; AST Currently In Use: 0; AST Temp Closed: 0 | 0 | 0 | 2 | 11636-121-002496 | ED MURRAY SERVICE CENTER
10703 | Permanently Closed | 1993-01-01 06:00 | 1977-01-01 06:00 | 1993-06-29 06:00 | Petroleum | Used oil | Used oil |  | Steel | Steel |  | Painted or None | Steel |  | 1901-01-01 06:00 | [15 empty] | UST Currently In Use: 0; UST Temp Close: 0; AST Currently In Use: 0; AST Temp Closed: 0 | 0 | 0 | 1 | 17022-125-013042 | H L & JUDY ADKINSON
10705 | Permanently Closed | 1998-12-22 06:00 | 1986-01-01 06:00 | 2000-11-16 06:00 | Petroleum | Unleaded gasoline | Unleaded gasoline |  | Fiberglass coated steel | Fiberglass coated steel |  |  | Steel |  | 1901-01-01 06:00 | [15 empty] | UST Currently In Use: 0; UST Temp Close: 0; AST Currently In Use: 0; AST Temp Closed: 0 | 0 | 0 | 2 | 11639-113-009399 | EDDIE LEE MORRIS
10706 | Permanently Closed | 1998-12-28 06:00 | 1986-01-01 06:00 | 2000-11-16 06:00 | Petroleum | Unleaded gasoline | Unleaded gasoline |  | Fiberglass coated steel | Fiberglass coated steel |  |  | Steel |  | 1901-01-01 06:00 | [15 empty] | UST Currently In Use: 0; UST Temp Close: 0; AST Currently In Use: 0; AST Temp Closed: 0 | 0 | 0 | 2 | 11639-113-009399 | EDDIE LEE MORRIS
10707 |  | 1994-01-01 06:00 | 1968-01-01 06:00 |  | Petroleum | On road diesel | On road diesel |  | Steel | Steel |  |  | Steel |  | 1901-01-01 06:00 | [15 empty] | UST Currently In Use: 0; UST Temp Close: 0; AST Currently In Use: 0; AST Temp Closed: 0 | 0 | 0 | 0 | 11640-127-013298 | LIZ BLACKWELL
10708 |  | 1994-01-01 06:00 | 1968-01-01 06:00 |  | Petroleum | Unleaded gasoline | Unleaded gasoline |  | Steel | Steel |  |  | Steel |  | 1901-01-01 06:00 | [15 empty] | UST Currently In Use: 0; UST Temp Close: 0; AST Currently In Use: 0; AST Temp Closed: 0 | 0 | 0 | 0 | 11640-127-013298 | LIZ BLACKWELL
10709 |  | 1994-01-01 06:00 | 1968-01-01 06:00 |  | Petroleum | Unleaded gasoline | Unleaded gasoline |  | Steel | Steel |  |  | Steel |  | 1901-01-01 06:00 | [15 empty] | UST Currently In Use: 0; UST Temp Close: 0; AST Currently In Use: 0; AST Temp Closed: 0 | 0 | 0 | 0 | 11640-127-013298 | LIZ BLACKWELL
10712 | Permanently Closed | 1901-01-01 06:00 | 1970-01-01 06:00 | 1988-06-13 06:00 | Petroleum | Unleaded gasoline | Unleaded gasoline |  | Steel | Steel |  | Painted or None | Steel |  | 1901-01-01 06:00 | [15 empty] | UST Currently In Use: 0; UST Temp Close: 0; AST Currently In Use: 0; AST Temp Closed: 0 | 0 | 0 | 4 | 11642-073-011926 | EDGEWOOD SERVICE CENTER INC
10713 | Permanently Closed | 1901-01-01 06:00 | 1970-01-01 06:00 | 1988-06-13 06:00 | Petroleum | Unleaded gasoline | Unleaded gasoline |  | Steel | Steel |  | Painted or None | Steel |  | 1901-01-01 06:00 | [15 empty] | UST Currently In Use: 0; UST Temp Close: 0; AST Currently In Use: 0; AST Temp Closed: 0 | 0 | 0 | 4 | 11642-073-011926 | EDGEWOOD SERVICE CENTER INC
10714 | Permanently Closed | 1901-01-01 06:00 | 1970-01-01 06:00 | 1988-06-13 06:00 | Petroleum | Unleaded gasoline | Unleaded gasoline |  | Steel | Steel |  | Painted or None | Steel |  | 1901-01-01 06:00 | [15 empty] | UST Currently In Use: 0; UST Temp Close: 0; AST Currently In Use: 0; AST Temp Closed: 0 | 0 | 0 | 4 | 11642-073-011926 | EDGEWOOD SERVICE CENTER INC
10715 | Permanently Closed | 1901-01-01 06:00 | 1970-01-01 06:00 | 1988-06-13 06:00 | Petroleum | Unleaded gasoline | Unleaded gasoline |  | Steel | Steel |  | Painted or None | Steel |  | 1901-01-01 06:00 | [15 empty] | UST Currently In Use: 0; UST Temp Close: 0; AST Currently In Use: 0; AST Temp Closed: 0 | 0 | 0 | 4 | 11642-073-011926 | EDGEWOOD SERVICE CENTER INC
10716 | Permanently Closed | 1991-10-01 06:00 | 1961-01-01 06:00 | 1997-02-03 06:00 | Petroleum | On road diesel | On road diesel |  | Steel | Steel |  | Painted or None | Steel |  | 1901-01-01 06:00 | [15 empty] | UST Currently In Use: 0; UST Temp Close: 0; AST Currently In Use: 0; AST Temp Closed: 0 | 0 | 0 | 2 | 11643-127-010580 | EDGIL'S PETROLEUM INC
10717 | Permanently Closed | 1991-10-01 06:00 | 1961-01-01 06:00 | 1997-02-03 06:00 | Petroleum | On road diesel | On road diesel |  | Steel | Steel |  | Painted or None | Steel |  | 1901-01-01 06:00 | [15 empty] | UST Currently In Use: 0; UST Temp Close: 0; AST Currently In Use: 0; AST Temp Closed: 0 | 0 | 0 | 2 | 11643-127-010580 | EDGIL'S PETROLEUM INC
10718 | Permanently Closed | 1990-11-21 06:00 | 1964-01-01 06:00 | 1992-07-29 06:00 | Petroleum | Unleaded gasoline | Unleaded gasoline |  | Steel | Steel |  |  |  |  | 1901-01-01 06:00 | [15 empty] | UST Currently In Use: 0; UST Temp Close: 0; AST Currently In Use: 0; AST Temp Closed: 0 | 0 | 0 | 3 | 11644-039-000578 | DEWAYNE KEMBRO
10719 | Permanently Closed | 1990-11-16 06:00 | 1964-01-01 06:00 | 1992-07-29 06:00 | Petroleum | Unleaded gasoline | Unleaded gasoline |  | Steel | Steel |  |  |  |  | 1901-01-01 06:00 | [15 empty] | UST Currently In Use: 0; UST Temp Close: 0; AST Currently In Use: 0; AST Temp Closed: 0 | 0 | 0 | 3 | 11644-039-000578 | DEWAYNE KEMBRO
10720 | Permanently Closed | 1990-11-16 06:00 | 1964-01-01 06:00 | 1992-07-29 06:00 | Petroleum | Unleaded gasoline | Unleaded gasoline |  | Steel | Steel |  |  |  |  | 1901-01-01 06:00 | [15 empty] | UST Currently In Use: 0; UST Temp Close: 0; AST Currently In Use: 0; AST Temp Closed: 0 | 0 | 0 | 3 | 11644-039-000578 | DEWAYNE KEMBRO
10721 | Permanently Closed | 1994-01-01 06:00 | 1974-01-01 06:00 | 1994-08-19 06:00 | Petroleum | On road diesel | On road diesel |  | Steel | Steel |  | Painted or None | Steel |  | 1901-01-01 06:00 | [15 empty] | UST Currently In Use: 0; UST Temp Close: 0; AST Currently In Use: 0; AST Temp Closed: 0 | 0 | 0 | 2 | 11645-037-008669 | EDNA THOMPSON
10722 | Permanently Closed | 1994-01-01 06:00 | 1974-01-01 06:00 | 1994-08-19 06:00 | Petroleum | On road diesel | On road diesel |  | Steel | Steel |  | Painted or None | Steel |  | 1901-01-01 06:00 | [15 empty] | UST Currently In Use: 0; UST Temp Close: 0; AST Currently In Use: 0; AST Temp Closed: 0 | 0 | 0 | 2 | 11645-037-008669 | EDNA THOMPSON
10723 | Permanently Closed | 1982-05-01 06:00 | 1968-01-01 06:00 | 2011-11-11 06:00 | Petroleum | Unleaded gasoline | Unleaded gasoline |  | Steel | Steel |  |  |  |  | 1901-01-01 06:00 | [15 empty] | UST Currently In Use: 0; UST Temp Close: 0; AST Currently In Use: 0; AST Temp Closed: 0 | 0 | 0 | 1 | 11646-073-003078 | EDWARD A MCFARLAND
10724 | Permanently Closed | 1993-04-12 06:00 | 1969-01-01 06:00 | 1993-04-12 06:00 | Petroleum | Unleaded gasoline | Unleaded gasoline |  | Steel | Steel |  | Painted or None | Steel |  | 1901-01-01 06:00 | [15 empty] | UST Currently In Use: 0; UST Temp Close: 2; AST Currently In Use: 0; AST Temp Closed: 0 | 0 | 2 | 3 | 11647-095-005721 | KEITH CAHELA
10725 | Permanently Closed | 1901-01-01 06:00 | 1969-01-01 06:00 | 1988-11-14 06:00 | Petroleum | Unleaded gasoline | Unleaded gasoline |  | Steel | Steel |  | Painted or None | Steel |  | 1901-01-01 06:00 | [15 empty] | UST Currently In Use: 0; UST Temp Close: 2; AST Currently In Use: 0; AST Temp Closed: 0 | 0 | 2 | 3 | 11647-095-005721 | KEITH CAHELA
10726 | Permanently Closed | 1993-04-12 06:00 | 1988-01-01 06:00 | 1993-04-12 06:00 | Petroleum | Unleaded gasoline | Unleaded gasoline |  | Steel | Steel |  |  |  |  | 1901-01-01 06:00 | [6 empty] | Statistical Inventory Reconciliation (SIR) | [8 empty] | UST Currently In Use: 0; UST Temp Close: 2; AST Currently In Use: 0; AST Temp Closed: 0 | 0 | 2 | 3 | 11647-095-005721 | KEITH CAHELA
10727 | Retired | 1979-05-01 06:00 | 1958-01-01 06:00 |  | Petroleum | Other, OTHER | Other | [5 empty] | Steel |  | 1901-01-01 06:00 | [15 empty] | UST Currently In Use: 0; UST Temp Close: 0; AST Currently In Use: 0; AST Temp Closed: 0 | 0 | 0 | 0 | 11648-097-008835 | EDWARD DEES
10728 | Retired | 1979-05-01 06:00 | 1976-01-01 06:00 |  | Petroleum | Other, OTHER | Other | [5 empty] | Steel |  | 1901-01-01 06:00 | [15 empty] | UST Currently In Use: 0; UST Temp Close: 0; AST Currently In Use: 0; AST Temp Closed: 0 | 0 | 0 | 0 | 11648-097-008835 | EDWARD DEES
10729 | Retired | 1979-05-01 06:00 | 1901-01-01 06:00 |  | Petroleum | Other, OTHER | Other | [5 empty] | Steel |  | 1901-01-01 06:00 | [15 empty] | UST Currently In Use: 0; UST Temp Close: 0; AST Currently In Use: 0; AST Temp Closed: 0 | 0 | 0 | 0 | 11648-097-008835 | EDWARD DEES
10730 | Currently in Use |  | 1973-01-01 06:00 |  | Petroleum | On road diesel | On road diesel | Retail | Steel | Steel | Field installed cathodic protection, Interior lined (not allowed as a standalone method of corrosion protection) |  | Fiberglass reinforced plastic |  |  |  | Catchment Basin, Single walled catchment basin | Automatic shutoff device At 95% full | Automatic shutoff device At 95% full |  |  | Statistical Inventory Reconciliation (SIR) |  | Automatic flow restrictor (MLLD) | Automatic flow restrictor (MLLD) |  |  | Statistical inventory reconciliation (SIR) | Statistical inventory reconciliation (SIR) |  | UST Currently In Use: 3; UST Temp Close: 0; AST Currently In Use: 0; AST Temp Closed: 0 | 3 | 0 | 0 | 25450-123-010145 | PARTNERS UNLIMITED LLC
10731 | Currently in Use |  | 1973-01-01 06:00 |  | Petroleum | Unleaded gasoline | Unleaded gasoline | Retail | Steel | Steel | Field installed cathodic protection, Interior lined (not allowed as a standalone method of corrosion protection) |  | Fiberglass reinforced plastic |  |  |  | Catchment Basin, Single walled catchment basin | Automatic shutoff device At 95% full | Automatic shutoff device At 95% full |  |  | Statistical Inventory Reconciliation (SIR) |  | Automatic flow restrictor (MLLD) | Automatic flow restrictor (MLLD) |  |  | Statistical inventory reconciliation (SIR) | Statistical inventory reconciliation (SIR) |  | UST Currently In Use: 3; UST Temp Close: 0; AST Currently In Use: 0; AST Temp Closed: 0 | 3 | 0 | 0 | 25450-123-010145 | PARTNERS UNLIMITED LLC
10732 | Retired | 1988-12-22 06:00 | 1973-01-01 06:00 |  | Petroleum | Unleaded gasoline | Unleaded gasoline | Retail | Steel | Steel |  |  | Steel | [17 empty] | UST Currently In Use: 3; UST Temp Close: 0; AST Currently In Use: 0; AST Temp Closed: 0 | 3 | 0 | 0 | 25450-123-010145 | PARTNERS UNLIMITED LLC
10733 | Permanently Closed | 1990-01-01 06:00 | 1974-01-01 06:00 | 1990-01-01 06:00 | Petroleum | Unleaded gasoline | Unleaded gasoline |  | Steel | Steel |  | Painted or None | Steel |  | 1901-01-01 06:00 | [15 empty] | UST Currently In Use: 0; UST Temp Close: 0; AST Currently In Use: 0; AST Temp Closed: 0 | 0 | 0 | 3 | 11650-033-011915 | EDWARD E WALDREP
10734 | Permanently Closed | 1990-01-01 06:00 | 1974-01-01 06:00 | 1990-01-01 06:00 | Petroleum | Unleaded gasoline | Unleaded gasoline |  | Steel | Steel |  | Painted or None | Steel |  | 1901-01-01 06:00 | [15 empty] | UST Currently In Use: 0; UST Temp Close: 0; AST Currently In Use: 0; AST Temp Closed: 0 | 0 | 0 | 3 | 11650-033-011915 | EDWARD E WALDREP
10735 | Permanently Closed | 1990-01-01 06:00 | 1972-01-01 06:00 | 1990-01-01 06:00 | Petroleum | Unleaded gasoline | Unleaded gasoline |  | Steel | Steel |  | Painted or None | Steel |  | 1901-01-01 06:00 | [15 empty] | UST Currently In Use: 0; UST Temp Close: 0; AST Currently In Use: 0; AST Temp Closed: 0 | 0 | 0 | 3 | 11650-033-011915 | EDWARD E WALDREP
10736 | Retired | 1988-08-08 06:00 | 1950-01-01 06:00 |  | Petroleum | Unleaded gasoline | Unleaded gasoline |  | Steel | Steel |  | Painted or None | Steel |  | 1901-01-01 06:00 | [15 empty] | UST Currently In Use: 0; UST Temp Close: 2; AST Currently In Use: 0; AST Temp Closed: 0 | 0 | 2 | 3 | 25395-073-009538 | NIZAR ALI
10737 | Retired | 1988-08-08 06:00 | 1950-01-01 06:00 |  | Petroleum | Unleaded gasoline | Unleaded gasoline |  | Steel | Steel |  | Painted or None | Steel |  | 1901-01-01 06:00 | [15 empty] | UST Currently In Use: 0; UST Temp Close: 2; AST Currently In Use: 0; AST Temp Closed: 0 | 0 | 2 | 3 | 25395-073-009538 | NIZAR ALI
10738 | Retired | 1988-08-08 06:00 | 1950-01-01 06:00 |  | Petroleum | Unleaded gasoline | Unleaded gasoline |  | Steel | Steel |  | Painted or None | Steel |  | 1901-01-01 06:00 | [15 empty] | UST Currently In Use: 0; UST Temp Close: 2; AST Currently In Use: 0; AST Temp Closed: 0 | 0 | 2 | 3 | 25395-073-009538 | NIZAR ALI
10739 | Retired | 1986-10-01 06:00 | 1975-01-01 06:00 |  | Petroleum | On road diesel | On road diesel |  | Steel | Steel |  | Painted or None | Steel |  | 1901-01-01 06:00 | [15 empty] | UST Currently In Use: 0; UST Temp Close: 2; AST Currently In Use: 0; AST Temp Closed: 0 | 0 | 2 | 3 | 25395-073-009538 | NIZAR ALI
10740 | Permanently Closed | 1901-01-01 06:00 | 1972-01-01 06:00 | 1988-12-05 06:00 | Petroleum | Unleaded gasoline | Unleaded gasoline |  | Steel | Steel |  | Painted or None | Steel |  | 1901-01-01 06:00 | [15 empty] | UST Currently In Use: 3; UST Temp Close: 0; AST Currently In Use: 0; AST Temp Closed: 0 | 3 | 0 | 2 | 23904-113-011943 | COMMUNITY EXPRESS LLC
10741 | Permanently Closed | 1901-01-01 06:00 | 1972-01-01 06:00 | 1988-12-05 06:00 | Petroleum | Unleaded gasoline | Unleaded gasoline |  | Steel | Steel |  | Painted or None | Steel |  | 1901-01-01 06:00 | [15 empty] | UST Currently In Use: 3; UST Temp Close: 0; AST Currently In Use: 0; AST Temp Closed: 0 | 3 | 0 | 2 | 23904-113-011943 | COMMUNITY EXPRESS LLC
10742 | Currently in Use |  | 1989-01-01 06:00 |  | Petroleum | Unleaded gasoline | Unleaded gasoline | Retail | Steel | Steel | Coated & cathodic protection (sti-P3) |  | Steel |  | 1901-01-01 06:00 | Galvanic Cathodic | Catchment Basin, Single walled catchment basin | Automatic shutoff device At 95% full | Automatic shutoff device At 95% full |  |  | Automatic Tank Gauge | [8 empty] | UST Currently In Use: 3; UST Temp Close: 0; AST Currently In Use: 0; AST Temp Closed: 0 | 3 | 0 | 2 | 23904-113-011943 | COMMUNITY EXPRESS LLC
10743 | Currently in Use |  | 1989-01-01 06:00 |  | Petroleum | Unleaded gasoline | Unleaded gasoline | Retail | Steel | Steel | Coated & cathodic protection (sti-P3) |  | Steel |  | 1901-01-01 06:00 | Galvanic Cathodic | Catchment Basin, Single walled catchment basin | Automatic shutoff device At 95% full | Automatic shutoff device At 95% full |  |  | Automatic Tank Gauge | [8 empty] | UST Currently In Use: 3; UST Temp Close: 0; AST Currently In Use: 0; AST Temp Closed: 0 | 3 | 0 | 2 | 23904-113-011943 | COMMUNITY EXPRESS LLC
10744 | Currently in Use |  | 1989-01-01 06:00 |  | Petroleum | Premium gasoline | Premium gasoline | Retail | Steel | Steel | Coated & cathodic protection (sti-P3) |  | Steel |  | 1901-01-01 06:00 | Galvanic Cathodic | Catchment Basin, Single walled catchment basin | Automatic shutoff device At 95% full | Automatic shutoff device At 95% full |  |  | Automatic Tank Gauge | [8 empty] | UST Currently In Use: 3; UST Temp Close: 0; AST Currently In Use: 0; AST Temp Closed: 0 | 3 | 0 | 2 | 23904-113-011943 | COMMUNITY EXPRESS LLC
10745 | Permanently Closed | 1990-07-07 06:00 | 1961-01-01 06:00 | 1990-07-07 06:00 | Petroleum | Unleaded gasoline | Unleaded gasoline |  | Steel | Steel |  | Painted or None | Steel |  | 1901-01-01 06:00 | [15 empty] | UST Currently In Use: 0; UST Temp Close: 0; AST Currently In Use: 0; AST Temp Closed: 0 | 0 | 0 | 3 | 11653-095-000350 | EDWARD NESMITH
10746 | Permanently Closed | 1990-07-07 06:00 | 1961-01-01 06:00 | 1990-07-07 06:00 | Petroleum | Unleaded gasoline | Unleaded gasoline |  | Steel | Steel |  | Painted or None | Steel |  | 1901-01-01 06:00 | [15 empty] | UST Currently In Use: 0; UST Temp Close: 0; AST Currently In Use: 0; AST Temp Closed: 0 | 0 | 0 | 3 | 11653-095-000350 | EDWARD NESMITH
10747 | Permanently Closed | 1990-07-07 06:00 | 1965-01-01 06:00 | 1990-07-07 06:00 | Petroleum | Unleaded gasoline | Unleaded gasoline |  | Steel | Steel |  | Painted or None | Steel |  | 1901-01-01 06:00 | [15 empty] | UST Currently In Use: 0; UST Temp Close: 0; AST Currently In Use: 0; AST Temp Closed: 0 | 0 | 0 | 3 | 11653-095-000350 | EDWARD NESMITH
10748 | Permanently Closed | 1994-04-01 06:00 | 1971-01-01 06:00 | 1994-04-01 06:00 | Petroleum | Unleaded gasoline | Unleaded gasoline |  | Steel | Steel |  | Painted or None | Steel |  | 1901-01-01 06:00 | [12 empty] | Annual line testing | Annual line testing |  | UST Currently In Use: 3; UST Temp Close: 0; AST Currently In Use: 0; AST Temp Closed: 0 | 3 | 0 | 4 | 25474-095-000351 | NESMITH FAMILY LIMITED PARTNERSHIP
10749 | Permanently Closed | 1994-04-01 06:00 | 1971-01-01 06:00 | 1994-04-01 06:00 | Petroleum | Unleaded gasoline | Unleaded gasoline |  | Steel | Steel |  | Painted or None | Steel |  | 1901-01-01 06:00 | [12 empty] | Annual line testing | Annual line testing |  | UST Currently In Use: 3; UST Temp Close: 0; AST Currently In Use: 0; AST Temp Closed: 0 | 3 | 0 | 4 | 25474-095-000351 | NESMITH FAMILY LIMITED PARTNERSHIP
10750 | Permanently Closed | 1994-04-01 06:00 | 1971-01-01 06:00 | 1994-04-01 06:00 | Petroleum | Unleaded gasoline | Unleaded gasoline |  | Steel | Steel |  | Painted or None | Steel |  | 1901-01-01 06:00 | [12 empty] | Annual line testing | Annual line testing |  | UST Currently In Use: 3; UST Temp Close: 0; AST Currently In Use: 0; AST Temp Closed: 0 | 3 | 0 | 4 | 25474-095-000351 | NESMITH FAMILY LIMITED PARTNERSHIP
10751 | Permanently Closed | 1994-04-01 06:00 | 1971-01-01 06:00 | 1994-04-01 06:00 | Petroleum | Used oil | Used oil |  | Steel | Steel |  | Painted or None | Steel |  | 1901-01-01 06:00 | [6 empty] | Automatic Tank Gauge | [8 empty] | UST Currently In Use: 3; UST Temp Close: 0; AST Currently In Use: 0; AST Temp Closed: 0 | 3 | 0 | 4 | 25474-095-000351 | NESMITH FAMILY LIMITED PARTNERSHIP
10752 | Permanently Closed | 1990-01-24 06:00 | 1958-01-01 06:00 | 1990-01-24 06:00 | Petroleum | Unleaded gasoline | Unleaded gasoline | [7 empty] | 1901-01-01 06:00 | [15 empty] | UST Currently In Use: 0; UST Temp Close: 0; AST Currently In Use: 0; AST Temp Closed: 0 | 0 | 0 | 8 | 11654-073-012275 | EDWARD T KEY
10753 | Permanently Closed | 1990-01-24 06:00 | 1958-01-01 06:00 | 1990-01-24 06:00 | Petroleum | Unleaded gasoline | Unleaded gasoline | [7 empty] | 1901-01-01 06:00 | [15 empty] | UST Currently In Use: 0; UST Temp Close: 0; AST Currently In Use: 0; AST Temp Closed: 0 | 0 | 0 | 8 | 11654-073-012275 | EDWARD T KEY
10754 | Permanently Closed | 1990-01-24 06:00 | 1958-01-01 06:00 | 1990-01-24 06:00 | Petroleum | Unleaded gasoline | Unleaded gasoline | [7 empty] | 1901-01-01 06:00 | [15 empty] | UST Currently In Use: 0; UST Temp Close: 0; AST Currently In Use: 0; AST Temp Closed: 0 | 0 | 0 | 8 | 11654-073-012275 | EDWARD T KEY
10755 | Permanently Closed | 1990-01-24 06:00 | 1958-01-01 06:00 | 1990-01-24 06:00 | Petroleum | Unleaded gasoline | Unleaded gasoline | [7 empty] | 1901-01-01 06:00 | [15 empty] | UST Currently In Use: 0; UST Temp Close: 0; AST Currently In Use: 0; AST Temp Closed: 0 | 0 | 0 | 8 | 11654-073-012275 | EDWARD T KEY
10756 | Permanently Closed | 1998-10-15 06:00 | 1958-01-01 06:00 | 2007-07-17 06:00 | Petroleum | Used oil | Used oil | Retail | [6 empty] | 1901-01-01 06:00 |  | Other, EXEMPT | Other, EXEMPT | Other | [11 empty] | UST Currently In Use: 0; UST Temp Close: 0; AST Currently In Use: 0; AST Temp Closed: 0 | 0 | 0 | 8 | 11654-073-012275 | EDWARD T KEY
10757 | Permanently Closed | 1989-12-01 06:00 | 1971-01-01 06:00 | 1989-12-01 06:00 | Petroleum | Unleaded gasoline | Unleaded gasoline |  | Steel | Steel |  | Painted or None | Steel |  | 1901-01-01 06:00 | [15 empty] | UST Currently In Use: 4; UST Temp Close: 0; AST Currently In Use: 0; AST Temp Closed: 0 | 4 | 0 | 5 | 24625-047-004461 | SAMUEL CAVER
10758 | Permanently Closed | 1989-12-01 06:00 | 1971-01-01 06:00 | 1989-12-01 06:00 | Petroleum | Unleaded gasoline | Unleaded gasoline |  | Steel | Steel |  | Painted or None | Steel |  | 1901-01-01 06:00 | [15 empty] | UST Currently In Use: 4; UST Temp Close: 0; AST Currently In Use: 0; AST Temp Closed: 0 | 4 | 0 | 5 | 24625-047-004461 | SAMUEL CAVER
10759 | Permanently Closed | 1989-12-01 06:00 | 1971-01-01 06:00 | 1989-12-01 06:00 | Petroleum | Unleaded gasoline | Unleaded gasoline |  | Steel | Steel |  | Painted or None | Steel |  | 1901-01-01 06:00 | [15 empty] | UST Currently In Use: 4; UST Temp Close: 0; AST Currently In Use: 0; AST Temp Closed: 0 | 4 | 0 | 5 | 24625-047-004461 | SAMUEL CAVER
10760 | Permanently Closed | 1989-12-01 06:00 | 1971-01-01 06:00 | 1989-12-01 06:00 | Petroleum | Unleaded gasoline | Unleaded gasoline |  | Steel | Steel |  | Painted or None | Steel |  | 1901-01-01 06:00 | [15 empty] | UST Currently In Use: 4; UST Temp Close: 0; AST Currently In Use: 0; AST Temp Closed: 0 | 4 | 0 | 5 | 24625-047-004461 | SAMUEL CAVER
10761 | Permanently Closed | 1989-12-01 06:00 | 1971-01-01 06:00 | 1989-12-01 06:00 | Petroleum | Unleaded gasoline | Unleaded gasoline |  | Steel | Steel |  | Painted or None | Steel |  | 1901-01-01 06:00 | [15 empty] | UST Currently In Use: 4; UST Temp Close: 0; AST Currently In Use: 0; AST Temp Closed: 0 | 4 | 0 | 5 | 24625-047-004461 | SAMUEL CAVER
10762 | Permanently Closed | 1995-07-01 06:00 | 1981-01-01 06:00 | 1995-07-18 06:00 | Petroleum | Unleaded gasoline | Unleaded gasoline |  | Steel | Steel |  | Painted or None | Steel |  | 1901-01-01 06:00 | [6 empty] | Statistical Inventory Reconciliation (SIR) | [8 empty] | UST Currently In Use: 0; UST Temp Close: 2; AST Currently In Use: 0; AST Temp Closed: 0 | 0 | 2 | 3 | 11656-047-004462 | EDWARDS AND EDWARDS INC
10763 | Permanently Closed | 1995-07-01 06:00 | 1968-01-01 06:00 | 1995-07-18 06:00 | Petroleum | Unleaded gasoline | Unleaded gasoline |  | Steel | Steel |  | Painted or None | Steel |  | 1901-01-01 06:00 | [6 empty] | Statistical Inventory Reconciliation (SIR) | [8 empty] | UST Currently In Use: 0; UST Temp Close: 2; AST Currently In Use: 0; AST Temp Closed: 0 | 0 | 2 | 3 | 11656-047-004462 | EDWARDS AND EDWARDS INC
10764 | Permanently Closed | 1995-07-01 06:00 | 1968-01-01 06:00 | 1995-07-18 06:00 | Petroleum | Unleaded gasoline | Unleaded gasoline |  | Steel | Steel |  | Painted or None | Steel |  | 1901-01-01 06:00 | [6 empty] | Statistical Inventory Reconciliation (SIR) | [8 empty] | UST Currently In Use: 0; UST Temp Close: 2; AST Currently In Use: 0; AST Temp Closed: 0 | 0 | 2 | 3 | 11656-047-004462 | EDWARDS AND EDWARDS INC
10765 | Permanently Closed | 1990-05-18 06:00 | 1963-01-01 06:00 | 1990-05-18 06:00 | Petroleum | Unleaded gasoline | Unleaded gasoline |  | Steel | Steel |  |  | Steel |  | 1901-01-01 06:00 | [15 empty] | UST Currently In Use: 0; UST Temp Close: 0; AST Currently In Use: 0; AST Temp Closed: 0 | 0 | 0 | 3 | 11656-047-004463 | EDWARDS AND EDWARDS INC
10766 | Permanently Closed | 1990-05-18 06:00 | 1963-01-01 06:00 | 1990-05-18 06:00 | Petroleum | Unleaded gasoline | Unleaded gasoline |  | Steel | Steel |  |  | Steel |  | 1901-01-01 06:00 | [15 empty] | UST Currently In Use: 0; UST Temp Close: 0; AST Currently In Use: 0; AST Temp Closed: 0 | 0 | 0 | 3 | 11656-047-004463 | EDWARDS AND EDWARDS INC
10767 | Permanently Closed | 1990-05-18 06:00 | 1963-01-01 06:00 | 1990-05-18 06:00 | Petroleum | Unleaded gasoline | Unleaded gasoline |  | Steel | Steel |  |  | Steel |  | 1901-01-01 06:00 | [15 empty] | UST Currently In Use: 0; UST Temp Close: 0; AST Currently In Use: 0; AST Temp Closed: 0 | 0 | 0 | 3 | 11656-047-004463 | EDWARDS AND EDWARDS INC
10768 | Permanently Closed | 1989-09-01 06:00 | 1978-01-01 06:00 | 1989-09-11 06:00 | Petroleum | Unleaded gasoline | Unleaded gasoline |  | Steel | Steel |  |  | Steel |  | 1901-01-01 06:00 | [15 empty] | UST Currently In Use: 0; UST Temp Close: 4; AST Currently In Use: 0; AST Temp Closed: 0 | 0 | 4 | 3 | 22765-047-004464 | KT'S COUNTRY STORE LLC
10769 | Permanently Closed | 1989-09-01 06:00 | 1978-01-01 06:00 | 1989-09-11 06:00 | Petroleum | Unleaded gasoline | Unleaded gasoline |  | Steel | Steel |  |  | Steel |  | 1901-01-01 06:00 | [15 empty] | UST Currently In Use: 0; UST Temp Close: 4; AST Currently In Use: 0; AST Temp Closed: 0 | 0 | 4 | 3 | 22765-047-004464 | KT'S COUNTRY STORE LLC
10770 | Permanently Closed | 1989-09-01 06:00 | 1978-01-01 06:00 | 1989-09-11 06:00 | Petroleum | Unleaded gasoline | Unleaded gasoline |  | Steel | Steel |  |  | Steel |  | 1901-01-01 06:00 | [15 empty] | UST Currently In Use: 0; UST Temp Close: 4; AST Currently In Use: 0; AST Temp Closed: 0 | 0 | 4 | 3 | 22765-047-004464 | KT'S COUNTRY STORE LLC
10771 | Temporary Closed | 2019-09-17 06:00 | 1989-01-01 06:00 |  | Petroleum | Unleaded gasoline | Unleaded gasoline |  | Steel | Steel | Coated & cathodic protection (sti-P3) |  | Fiberglass reinforced plastic |  |  |  | Catchment Basin, Single walled catchment basin | Automatic shutoff device At 95% full | Automatic shutoff device At 95% full |  |  | Continuous Automatic Tank Gauge |  | Automatic shutoff device (AELLD) | Automatic shutoff device (AELLD) | [5 empty] | UST Currently In Use: 0; UST Temp Close: 4; AST Currently In Use: 0; AST Temp Closed: 0 | 0 | 4 | 3 | 22765-047-004464 | KT'S COUNTRY STORE LLC
10772 | Temporary Closed | 2019-09-17 06:00 | 1989-01-01 06:00 |  | Petroleum | Unleaded gasoline | Unleaded gasoline |  | Steel | Steel | Coated & cathodic protection (sti-P3) |  | Fiberglass reinforced plastic |  |  |  | Catchment Basin, Single walled catchment basin | Automatic shutoff device At 95% full | Automatic shutoff device At 95% full |  |  | Continuous Automatic Tank Gauge |  | Automatic shutoff device (AELLD) | Automatic shutoff device (AELLD) | [5 empty] | UST Currently In Use: 0; UST Temp Close: 4; AST Currently In Use: 0; AST Temp Closed: 0 | 0 | 4 | 3 | 22765-047-004464 | KT'S COUNTRY STORE LLC
10773 | Temporary Closed | 2019-09-17 06:00 | 1989-01-01 06:00 |  | Petroleum | Unleaded gasoline | Unleaded gasoline |  | Steel | Steel | Coated & cathodic protection (sti-P3) |  | Fiberglass reinforced plastic |  |  |  | Catchment Basin, Single walled catchment basin | Automatic shutoff device At 95% full | Automatic shutoff device At 95% full |  |  | Continuous Automatic Tank Gauge |  | Automatic shutoff device (AELLD) | Automatic shutoff device (AELLD) | [5 empty] | UST Currently In Use: 0; UST Temp Close: 4; AST Currently In Use: 0; AST Temp Closed: 0 | 0 | 4 | 3 | 22765-047-004464 | KT'S COUNTRY STORE LLC
10774 | Temporary Closed | 2019-09-17 06:00 | 1989-01-01 06:00 |  | Petroleum | On road diesel | On road diesel |  | Steel | Steel | Coated & cathodic protection (sti-P3) |  | Fiberglass reinforced plastic |  |  |  | Catchment Basin, Single walled catchment basin | Automatic shutoff device At 95% full | Automatic shutoff device At 95% full |  |  | Continuous Automatic Tank Gauge |  | Automatic shutoff device (AELLD) | Automatic shutoff device (AELLD) | [5 empty] | UST Currently In Use: 0; UST Temp Close: 4; AST Currently In Use: 0; AST Temp Closed: 0 | 0 | 4 | 3 | 22765-047-004464 | KT'S COUNTRY STORE LLC
10775 | Permanently Closed | 1988-12-12 06:00 | 1963-01-01 06:00 | 1988-12-12 06:00 | Petroleum | Unleaded gasoline | Unleaded gasoline |  | Steel | Steel |  |  | Steel |  | 1901-01-01 06:00 | [15 empty] | UST Currently In Use: 0; UST Temp Close: 0; AST Currently In Use: 0; AST Temp Closed: 0 | 0 | 0 | 2 | 11656-047-004470 | EDWARDS AND EDWARDS INC
10776 | Permanently Closed | 1988-12-12 06:00 | 1963-01-01 06:00 | 1988-12-12 06:00 | Petroleum | Unleaded gasoline | Unleaded gasoline |  | Steel | Steel |  |  | Steel |  | 1901-01-01 06:00 | [15 empty] | UST Currently In Use: 0; UST Temp Close: 0; AST Currently In Use: 0; AST Temp Closed: 0 | 0 | 0 | 2 | 11656-047-004470 | EDWARDS AND EDWARDS INC
10777 | Permanently Closed | 1990-04-25 06:00 | 1968-01-01 06:00 | 1990-04-25 06:00 | Petroleum | Unleaded gasoline | Unleaded gasoline |  | Steel | Steel |  | Painted or None | Steel |  | 1901-01-01 06:00 | [15 empty] | UST Currently In Use: 0; UST Temp Close: 0; AST Currently In Use: 0; AST Temp Closed: 0 | 0 | 0 | 4 | 11656-047-004471 | EDWARDS AND EDWARDS INC
10778 | Permanently Closed | 1990-04-25 06:00 | 1968-01-01 06:00 | 1990-04-25 06:00 | Petroleum | Unleaded gasoline | Unleaded gasoline |  | Steel | Steel |  | Painted or None | Steel |  | 1901-01-01 06:00 | [15 empty] | UST Currently In Use: 0; UST Temp Close: 0; AST Currently In Use: 0; AST Temp Closed: 0 | 0 | 0 | 4 | 11656-047-004471 | EDWARDS AND EDWARDS INC
10779 | Permanently Closed | 1990-04-25 06:00 | 1968-01-01 06:00 | 1990-04-25 06:00 | Petroleum | On road diesel | On road diesel |  | Steel | Steel |  | Painted or None | Steel |  | 1901-01-01 06:00 | [15 empty] | UST Currently In Use: 0; UST Temp Close: 0; AST Currently In Use: 0; AST Temp Closed: 0 | 0 | 0 | 4 | 11656-047-004471 | EDWARDS AND EDWARDS INC
10780 | Permanently Closed | 1990-04-25 06:00 | 1975-01-01 06:00 | 1990-04-25 06:00 | Petroleum | Unleaded gasoline | Unleaded gasoline |  | Steel | Steel |  | Painted or None | Steel |  | 1901-01-01 06:00 | [15 empty] | UST Currently In Use: 0; UST Temp Close: 0; AST Currently In Use: 0; AST Temp Closed: 0 | 0 | 0 | 4 | 11656-047-004471 | EDWARDS AND EDWARDS INC
10781 | Permanently Closed | 1901-01-01 06:00 | 1971-01-01 06:00 | 1988-01-01 06:00 | Petroleum | Unleaded gasoline | Unleaded gasoline |  | Steel | Steel |  | Painted or None | Steel |  | 1901-01-01 06:00 | [15 empty] | UST Currently In Use: 0; UST Temp Close: 0; AST Currently In Use: 0; AST Temp Closed: 0 | 0 | 0 | 7 | 14473-047-004473 | SOUTHEASTERN ENERGY CORPORATION
10782 | Permanently Closed | 1901-01-01 06:00 | 1971-01-01 06:00 | 1988-01-01 06:00 | Petroleum | Unleaded gasoline | Unleaded gasoline |  | Steel | Steel |  | Painted or None | Steel |  | 1901-01-01 06:00 | [15 empty] | UST Currently In Use: 0; UST Temp Close: 0; AST Currently In Use: 0; AST Temp Closed: 0 | 0 | 0 | 7 | 14473-047-004473 | SOUTHEASTERN ENERGY CORPORATION
10783 | Permanently Closed | 1901-01-01 06:00 | 1971-01-01 06:00 | 1988-01-01 06:00 | Petroleum | Unleaded gasoline | Unleaded gasoline |  | Steel | Steel |  | Painted or None | Steel |  | 1901-01-01 06:00 | [15 empty] | UST Currently In Use: 0; UST Temp Close: 0; AST Currently In Use: 0; AST Temp Closed: 0 | 0 | 0 | 7 | 14473-047-004473 | SOUTHEASTERN ENERGY CORPORATION
10784 | Permanently Closed | 2016-05-18 06:00 | 1982-01-01 06:00 | 2016-05-18 06:00 | Petroleum | Unleaded gasoline | Unleaded gasoline |  | Steel | Steel | Coated & cathodic protection (sti-P3) |  | Fiberglass reinforced plastic |  |  |  | Catchment Basin, Single walled catchment basin | Automatic shutoff device At 95% full | Automatic shutoff device At 95% full |  |  | Statistical Inventory Reconciliation (SIR) | [8 empty] | UST Currently In Use: 0; UST Temp Close: 0; AST Currently In Use: 0; AST Temp Closed: 0 | 0 | 0 | 7 | 14473-047-004473 | SOUTHEASTERN ENERGY CORPORATION
10785 | Permanently Closed | 2016-05-18 06:00 | 1982-01-01 06:00 | 2016-05-18 06:00 | Petroleum | Unleaded gasoline | Unleaded gasoline |  | Steel | Steel | Coated & cathodic protection (sti-P3) |  | Fiberglass reinforced plastic |  |  |  | Catchment Basin, Single walled catchment basin | Automatic shutoff device At 95% full | Automatic shutoff device At 95% full |  |  | Statistical Inventory Reconciliation (SIR) | [8 empty] | UST Currently In Use: 0; UST Temp Close: 0; AST Currently In Use: 0; AST Temp Closed: 0 | 0 | 0 | 7 | 14473-047-004473 | SOUTHEASTERN ENERGY CORPORATION
10786 | Permanently Closed | 2009-03-26 06:00 | 1982-01-01 06:00 | 2016-05-18 06:00 | Petroleum | Unleaded gasoline | Unleaded gasoline |  | Steel | Steel | Coated & cathodic protection (sti-P3) |  | Fiberglass reinforced plastic |  |  |  | Catchment Basin, Single walled catchment basin | Automatic shutoff device At 95% full | Automatic shutoff device At 95% full |  |  | Statistical Inventory Reconciliation (SIR) | [8 empty] | UST Currently In Use: 0; UST Temp Close: 0; AST Currently In Use: 0; AST Temp Closed: 0 | 0 | 0 | 7 | 14473-047-004473 | SOUTHEASTERN ENERGY CORPORATION
10787 | Permanently Closed | 2016-05-18 06:00 | 1982-01-01 06:00 | 2016-05-18 06:00 | Petroleum | Mid-grade gasoline | Mid-grade gasoline |  | Steel | Steel | Coated & cathodic protection (sti-P3) |  | Fiberglass reinforced plastic |  |  |  | Catchment Basin, Single walled catchment basin | Automatic shutoff device At 95% full | Automatic shutoff device At 95% full |  |  | Statistical Inventory Reconciliation (SIR) | [8 empty] | UST Currently In Use: 0; UST Temp Close: 0; AST Currently In Use: 0; AST Temp Closed: 0 | 0 | 0 | 7 | 14473-047-004473 | SOUTHEASTERN ENERGY CORPORATION
10788 | Permanently Closed | 1998-11-20 06:00 | 1963-01-01 06:00 | 1998-11-20 06:00 | Petroleum | Unleaded gasoline | Unleaded gasoline |  | Steel | Steel |  | Painted or None | Steel |  | 1901-01-01 06:00 | [6 empty] | Statistical Inventory Reconciliation (SIR) | [8 empty] | UST Currently In Use: 0; UST Temp Close: 0; AST Currently In Use: 0; AST Temp Closed: 0 | 0 | 0 | 4 | 11656-047-005236 | EDWARDS AND EDWARDS INC
10789 | Permanently Closed | 1998-11-20 06:00 | 1963-01-01 06:00 | 1998-11-20 06:00 | Petroleum | Unleaded gasoline | Unleaded gasoline |  | Steel | Steel |  | Painted or None | Steel |  | 1901-01-01 06:00 | [6 empty] | Statistical Inventory Reconciliation (SIR) | [8 empty] | UST Currently In Use: 0; UST Temp Close: 0; AST Currently In Use: 0; AST Temp Closed: 0 | 0 | 0 | 4 | 11656-047-005236 | EDWARDS AND EDWARDS INC
10790 | Permanently Closed | 1998-11-20 06:00 | 1963-01-01 06:00 | 1998-11-20 06:00 | Petroleum | Unleaded gasoline | Unleaded gasoline |  | Steel | Steel |  | Painted or None | Steel |  | 1901-01-01 06:00 | [6 empty] | Statistical Inventory Reconciliation (SIR) | [8 empty] | UST Currently In Use: 0; UST Temp Close: 0; AST Currently In Use: 0; AST Temp Closed: 0 | 0 | 0 | 4 | 11656-047-005236 | EDWARDS AND EDWARDS INC
10791 | Permanently Closed | 1998-01-01 06:00 | 1963-01-01 06:00 | 1998-11-20 06:00 | Petroleum | Used oil | Used oil |  | Steel | Steel |  | Painted or None | Steel |  | 1901-01-01 06:00 | [15 empty] | UST Currently In Use: 0; UST Temp Close: 0; AST Currently In Use: 0; AST Temp Closed: 0 | 0 | 0 | 4 | 11656-047-005236 | EDWARDS AND EDWARDS INC
10792 | Retired | 1965-06-01 06:00 | 1943-01-01 07:00 |  | Petroleum | Kerosene | Kerosene |  | Steel | Steel |  | Painted or None | Steel |  | 1901-01-01 06:00 | [15 empty] | UST Currently In Use: 0; UST Temp Close: 0; AST Currently In Use: 0; AST Temp Closed: 0 | 0 | 0 | 4 | 11656-047-005236 | EDWARDS AND EDWARDS INC
10793 | Currently in Use |  | 1961-01-01 06:00 |  | Petroleum | Unleaded gasoline | Unleaded gasoline |  | Single Wall, Steel | Steel | Field installed cathodic protection |  | Double Wall, Fiberglass reinforced plastic |  | 2013-06-20 06:00 |  | Catchment Basin, Single walled catchment basin | Automatic shutoff device At 95% full | Automatic shutoff device At 95% full |  |  | Continuous Automatic Tank Gauge |  | Automatic flow restrictor (MLLD), Containment Sump | Containment Sump | Interstitial Monitoring within Secondary Containment |  | Annual line testing | Annual line testing |  | UST Currently In Use: 2; UST Temp Close: 1; AST Currently In Use: 0; AST Temp Closed: 0 | 2 | 1 | 0 | 22292-047-005237 | JOHN O COSBY
10795 | Currently in Use |  | 1961-01-01 06:00 |  | Petroleum | Premium gasoline | Premium gasoline |  | Single Wall, Steel | Steel | Field installed cathodic protection |  | Double Wall, Fiberglass reinforced plastic |  | 2013-06-20 06:00 |  | Catchment Basin, Single walled catchment basin | Automatic shutoff device At 95% full | Automatic shutoff device At 95% full |  |  | Continuous Automatic Tank Gauge |  | Automatic flow restrictor (MLLD), Containment Sump | Containment Sump | Interstitial Monitoring within Secondary Containment |  | Annual line testing | Annual line testing |  | UST Currently In Use: 2; UST Temp Close: 1; AST Currently In Use: 0; AST Temp Closed: 0 | 2 | 1 | 0 | 22292-047-005237 | JOHN O COSBY
10797 | Temporary Closed | 2014-01-01 06:00 | 1961-01-01 06:00 |  | Petroleum | On road diesel | On road diesel |  | Single Wall, Steel | Steel | Field installed cathodic protection |  | Double Wall, Fiberglass reinforced plastic |  | 2013-06-20 06:00 |  | Catchment Basin, Single walled catchment basin | Automatic shutoff device At 95% full | Automatic shutoff device At 95% full |  |  | Continuous Automatic Tank Gauge |  | Automatic flow restrictor (MLLD), Containment Sump | Containment Sump | Interstitial Monitoring within Secondary Containment |  | Annual line testing, Continuous alarm system | Continuous alarm system |  | UST Currently In Use: 2; UST Temp Close: 1; AST Currently In Use: 0; AST Temp Closed: 0 | 2 | 1 | 0 | 22292-047-005237 | JOHN O COSBY
10798 | Retired | 1988-01-01 06:00 | 1961-01-01 06:00 |  | Petroleum | Used oil | Used oil |  | Steel | Steel | Field installed cathodic protection | Painted or None | Steel |  | 1901-01-01 06:00 | Field installed cathodic protection | Other, EXEMPT | Other, EXEMPT | Other | [11 empty] | UST Currently In Use: 2; UST Temp Close: 1; AST Currently In Use: 0; AST Temp Closed: 0 | 2 | 1 | 0 | 22292-047-005237 | JOHN O COSBY
10799 | Permanently Closed | 2003-06-16 06:00 | 1989-01-01 06:00 | 2003-12-03 06:00 | Petroleum | Unleaded gasoline | Unleaded gasoline |  | Steel | Steel | Coated & cathodic protection (sti-P3) |  |  |  | 1901-01-01 06:00 | Field installed cathodic protection | Catchment Basin, Single walled catchment basin | Automatic shutoff device At 95% full | Automatic shutoff device At 95% full |  |  | Statistical Inventory Reconciliation (SIR) | [5 empty] | Annual line testing | Annual line testing |  | UST Currently In Use: 0; UST Temp Close: 0; AST Currently In Use: 0; AST Temp Closed: 0 | 0 | 0 | 3 | 11656-047-014815 | EDWARDS AND EDWARDS INC
10800 | Permanently Closed | 2003-06-16 06:00 | 1989-01-01 06:00 | 2003-12-03 06:00 | Petroleum | Unleaded gasoline | Unleaded gasoline |  | Steel | Steel | Coated & cathodic protection (sti-P3) |  |  |  | 1901-01-01 06:00 | Field installed cathodic protection | Catchment Basin, Single walled catchment basin | Automatic shutoff device At 95% full | Automatic shutoff device At 95% full |  |  | Statistical Inventory Reconciliation (SIR) | [5 empty] | Annual line testing | Annual line testing |  | UST Currently In Use: 0; UST Temp Close: 0; AST Currently In Use: 0; AST Temp Closed: 0 | 0 | 0 | 3 | 11656-047-014815 | EDWARDS AND EDWARDS INC
10801 | Permanently Closed | 2003-06-16 06:00 | 1989-01-01 06:00 | 2003-12-03 06:00 | Petroleum | Unleaded gasoline | Unleaded gasoline |  | Steel | Steel | Coated & cathodic protection (sti-P3) |  |  |  | 1901-01-01 06:00 | Field installed cathodic protection | Catchment Basin, Single walled catchment basin | Automatic shutoff device At 95% full | Automatic shutoff device At 95% full |  |  | Statistical Inventory Reconciliation (SIR) | [5 empty] | Annual line testing | Annual line testing |  | UST Currently In Use: 0; UST Temp Close: 0; AST Currently In Use: 0; AST Temp Closed: 0 | 0 | 0 | 3 | 11656-047-014815 | EDWARDS AND EDWARDS INC
10802 | Permanently Closed | 1990-09-24 06:00 | 1968-01-01 06:00 | 1990-09-24 06:00 | Petroleum | Unleaded gasoline | Unleaded gasoline |  | Steel | Steel |  | Painted or None | Steel |  | 1901-01-01 06:00 | [15 empty] | UST Currently In Use: 0; UST Temp Close: 0; AST Currently In Use: 0; AST Temp Closed: 0 | 0 | 0 | 3 | 11656-085-004466 | EDWARDS AND EDWARDS INC
10803 | Permanently Closed | 1990-09-24 06:00 | 1968-01-01 06:00 | 1990-09-24 06:00 | Petroleum | Unleaded gasoline | Unleaded gasoline |  | Steel | Steel |  | Painted or None | Steel |  | 1901-01-01 06:00 | [15 empty] | UST Currently In Use: 0; UST Temp Close: 0; AST Currently In Use: 0; AST Temp Closed: 0 | 0 | 0 | 3 | 11656-085-004466 | EDWARDS AND EDWARDS INC
10804 | Permanently Closed | 1990-09-24 06:00 | 1968-01-01 06:00 | 1990-09-24 06:00 | Petroleum | Other, OTHER | Other |  | Steel | Steel |  | Painted or None | Steel |  | 1901-01-01 06:00 | [15 empty] | UST Currently In Use: 0; UST Temp Close: 0; AST Currently In Use: 0; AST Temp Closed: 0 | 0 | 0 | 3 | 11656-085-004466 | EDWARDS AND EDWARDS INC
10805 | Permanently Closed | 1990-09-24 06:00 | 1968-01-01 06:00 | 1990-09-24 06:00 | Petroleum | Unleaded gasoline | Unleaded gasoline |  | Steel | Steel |  | Painted or None | Steel |  | 1901-01-01 06:00 | [15 empty] | UST Currently In Use: 0; UST Temp Close: 0; AST Currently In Use: 0; AST Temp Closed: 0 | 0 | 0 | 2 | 11656-085-004468 | EDWARDS AND EDWARDS INC
10806 | Permanently Closed | 1990-09-24 06:00 | 1968-01-01 06:00 | 1990-09-24 06:00 | Petroleum | Unleaded gasoline | Unleaded gasoline |  | Steel | Steel |  | Painted or None | Steel |  | 1901-01-01 06:00 | [15 empty] | UST Currently In Use: 0; UST Temp Close: 0; AST Currently In Use: 0; AST Temp Closed: 0 | 0 | 0 | 2 | 11656-085-004468 | EDWARDS AND EDWARDS INC
10807 | Permanently Closed | 1996-06-01 06:00 | 1968-01-01 06:00 | 1996-08-22 06:00 | Petroleum | Unleaded gasoline | Unleaded gasoline |  | Steel | Steel |  | Painted or None | Steel |  | 1901-01-01 06:00 | [6 empty] | Statistical Inventory Reconciliation (SIR) | [8 empty] | UST Currently In Use: 0; UST Temp Close: 0; AST Currently In Use: 0; AST Temp Closed: 0 | 0 | 0 | 2 | 11656-131-004472 | EDWARDS AND EDWARDS INC
10808 | Permanently Closed | 1996-06-01 06:00 | 1968-01-01 06:00 | 1996-08-22 06:00 | Petroleum | Unleaded gasoline | Unleaded gasoline |  | Steel | Steel |  | Painted or None | Steel |  | 1901-01-01 06:00 | [6 empty] | Statistical Inventory Reconciliation (SIR) | [8 empty] | UST Currently In Use: 0; UST Temp Close: 0; AST Currently In Use: 0; AST Temp Closed: 0 | 0 | 0 | 2 | 11656-131-004472 | EDWARDS AND EDWARDS INC
10809 | Permanently Closed | 1990-02-22 06:00 | 1946-01-01 06:00 | 1990-02-23 06:00 | Petroleum | Unleaded gasoline | Unleaded gasoline | [7 empty] | 1901-01-01 06:00 | [15 empty] | UST Currently In Use: 0; UST Temp Close: 0; AST Currently In Use: 0; AST Temp Closed: 0 | 0 | 0 | 1 | 11658-073-000347 | EDWARDS CHEVROLET CO INC
10810 | Permanently Closed | 1988-01-01 06:00 | 1981-01-01 06:00 | 1988-01-01 06:00 | Petroleum | Used oil | Used oil |  | Fiberglass reinforced plastic | Fiberglass reinforced plastic |  |  | Fiberglass reinforced plastic |  | 1901-01-01 06:00 | [15 empty] | UST Currently In Use: 0; UST Temp Close: 0; AST Currently In Use: 0; AST Temp Closed: 0 | 0 | 0 | 1 | 11659-101-000029 | EDWARDS DODGE
10811 | Permanently Closed | 1998-12-22 06:00 | 1974-01-01 06:00 | 1999-03-09 06:00 | Petroleum | Unleaded gasoline | Unleaded gasoline |  | Steel | Steel |  | Painted or None | Steel |  | 1901-01-01 06:00 | [15 empty] | UST Currently In Use: 1; UST Temp Close: 0; AST Currently In Use: 0; AST Temp Closed: 0 | 1 | 0 | 3 | 22597-089-010023 | MASOUD MOKHTARI
10812 | Permanently Closed | 1998-12-22 06:00 | 1974-01-01 06:00 | 1999-03-09 06:00 | Petroleum | Unleaded gasoline | Unleaded gasoline |  | Steel | Steel |  | Painted or None | Steel |  | 1901-01-01 06:00 | [15 empty] | UST Currently In Use: 1; UST Temp Close: 0; AST Currently In Use: 0; AST Temp Closed: 0 | 1 | 0 | 3 | 22597-089-010023 | MASOUD MOKHTARI
10813 | Permanently Closed | 1998-12-22 06:00 | 1974-01-01 06:00 | 1999-03-09 06:00 | Petroleum | Kerosene | Kerosene |  | Steel | Steel |  | Painted or None | Steel |  | 1901-01-01 06:00 | [15 empty] | UST Currently In Use: 1; UST Temp Close: 0; AST Currently In Use: 0; AST Temp Closed: 0 | 1 | 0 | 3 | 22597-089-010023 | MASOUD MOKHTARI
10814 | Permanently Closed | 1998-11-24 06:00 | 1983-01-01 06:00 | 1998-11-24 06:00 | Petroleum | On road diesel | On road diesel |  | Steel | Steel |  | Painted or None | Steel |  | 1901-01-01 06:00 | [6 empty] | Automatic Tank Gauge, Statistical Inventory Reconciliation (SIR) | [8 empty] | UST Currently In Use: 3; UST Temp Close: 0; AST Currently In Use: 0; AST Temp Closed: 0 | 3 | 0 | 3 | 11661-077-001815 | EDWARDS OIL COMPANY
10815 | Permanently Closed | 1992-12-01 06:00 | 1983-01-01 06:00 | 1992-12-01 06:00 | Petroleum | Unleaded gasoline | Unleaded gasoline |  | Steel | Steel |  | Painted or None | Fiberglass reinforced plastic |  | 1901-01-01 06:00 | [15 empty] | UST Currently In Use: 3; UST Temp Close: 0; AST Currently In Use: 0; AST Temp Closed: 0 | 3 | 0 | 3 | 11661-077-001815 | EDWARDS OIL COMPANY
10816 | Permanently Closed | 1992-12-01 06:00 | 1983-01-01 06:00 | 1992-12-01 06:00 | Petroleum | Unleaded gasoline | Unleaded gasoline |  | Steel | Steel |  | Painted or None | Fiberglass reinforced plastic |  | 1901-01-01 06:00 | [15 empty] | UST Currently In Use: 3; UST Temp Close: 0; AST Currently In Use: 0; AST Temp Closed: 0 | 3 | 0 | 3 | 11661-077-001815 | EDWARDS OIL COMPANY
10817 | Currently in Use |  | 1984-01-01 06:00 |  | Petroleum | On road diesel | On road diesel | Retail | Fiberglass reinforced plastic, Single Wall | Single Wall |  |  | Double Wall, Fiberglass reinforced plastic |  | 2010-02-03 06:00 |  | Catchment Basin, Single walled catchment basin | Automatic shutoff device At 95% full | Automatic shutoff device At 95% full |  |  | Continuous Automatic Tank Gauge | Single walled submersible pump containment sump | Automatic flow restrictor (MLLD), Containment Sump | Containment Sump | Interstitial Monitoring within Secondary Containment | SENSOR TO ATG | Continuous alarm system, Other, INTMON REQ | Other |  | UST Currently In Use: 3; UST Temp Close: 0; AST Currently In Use: 0; AST Temp Closed: 0 | 3 | 0 | 3 | 11661-077-001815 | EDWARDS OIL COMPANY
10818 | Currently in Use |  | 1984-01-01 06:00 |  | Petroleum | Premium gasoline | Premium gasoline | Retail | Fiberglass reinforced plastic, Single Wall | Single Wall |  |  | Double Wall, Fiberglass reinforced plastic |  | 2010-02-03 06:00 |  | Catchment Basin, Single walled catchment basin | Automatic shutoff device At 95% full | Automatic shutoff device At 95% full |  |  | Continuous Automatic Tank Gauge | Single walled submersible pump containment sump | Automatic flow restrictor (MLLD), Containment Sump | Containment Sump | Interstitial Monitoring within Secondary Containment | SENSOR TO ATG | Continuous alarm system, Other, INTMON REQ | Other |  | UST Currently In Use: 3; UST Temp Close: 0; AST Currently In Use: 0; AST Temp Closed: 0 | 3 | 0 | 3 | 11661-077-001815 | EDWARDS OIL COMPANY
10819 | Currently in Use |  | 1986-05-07 06:00 |  | Petroleum | Unleaded gasoline | Unleaded gasoline | Retail | Single Wall, Steel | Steel | Coated & cathodic protection (sti-P3) |  | Double Wall, Fiberglass reinforced plastic |  | 2015-09-15 06:00 | Other, FLXS ISOL | Catchment Basin, Single walled catchment basin | Automatic shutoff device At 95% full | Automatic shutoff device At 95% full |  |  | Continuous Automatic Tank Gauge | Single walled submersible pump containment sump | Automatic flow restrictor (MLLD), Containment Sump | Containment Sump | Interstitial Monitoring within Secondary Containment | SENSOR TO ATG |  |  |  | UST Currently In Use: 5; UST Temp Close: 0; AST Currently In Use: 0; AST Temp Closed: 0 | 5 | 0 | 0 | 11661-077-002015 | EDWARDS OIL COMPANY
10820 | Currently in Use |  | 1986-05-07 06:00 |  | Petroleum | Unleaded gasoline | Unleaded gasoline | Retail | Single Wall, Steel | Steel | Coated & cathodic protection (sti-P3) |  | Double Wall, Fiberglass reinforced plastic |  | 2015-09-15 06:00 | Other, FLXS ISOL | Catchment Basin, Single walled catchment basin | Automatic shutoff device At 95% full | Automatic shutoff device At 95% full |  |  | Continuous Automatic Tank Gauge | Single walled submersible pump containment sump | Automatic flow restrictor (MLLD), Containment Sump | Containment Sump | Interstitial Monitoring within Secondary Containment | SENSOR TO ATG |  |  |  | UST Currently In Use: 5; UST Temp Close: 0; AST Currently In Use: 0; AST Temp Closed: 0 | 5 | 0 | 0 | 11661-077-002015 | EDWARDS OIL COMPANY
10821 | Currently in Use |  | 1986-05-07 06:00 |  | Petroleum | Premium gasoline | Premium gasoline | Retail | Single Wall, Steel | Steel | Coated & cathodic protection (sti-P3) |  | Double Wall, Fiberglass reinforced plastic |  | 2015-09-15 06:00 | Other, FLXS ISOL | Catchment Basin, Single walled catchment basin | Automatic shutoff device At 95% full | Automatic shutoff device At 95% full |  |  | Continuous Automatic Tank Gauge | Single walled submersible pump containment sump | Automatic flow restrictor (MLLD), Containment Sump | Containment Sump | Interstitial Monitoring within Secondary Containment | SENSOR TO ATG |  |  |  | UST Currently In Use: 5; UST Temp Close: 0; AST Currently In Use: 0; AST Temp Closed: 0 | 5 | 0 | 0 | 11661-077-002015 | EDWARDS OIL COMPANY
10822 | Currently in Use |  | 1986-05-07 06:00 |  | Petroleum | On road diesel | On road diesel | Retail | Single Wall, Steel | Steel | Coated & cathodic protection (sti-P3) |  | Double Wall, Fiberglass reinforced plastic |  | 2015-09-15 06:00 | Other, FLXS ISOL | Catchment Basin, Single walled catchment basin | Automatic shutoff device At 95% full | Automatic shutoff device At 95% full |  |  | Continuous Automatic Tank Gauge | Single walled submersible pump containment sump | Automatic flow restrictor (MLLD), Containment Sump | Containment Sump | Interstitial Monitoring within Secondary Containment | SENSOR TO ATG |  |  |  | UST Currently In Use: 5; UST Temp Close: 0; AST Currently In Use: 0; AST Temp Closed: 0 | 5 | 0 | 0 | 11661-077-002015 | EDWARDS OIL COMPANY
10823 | Currently in Use |  | 1986-05-07 06:00 |  | Petroleum | Unleaded gasoline | Unleaded gasoline | Retail | Single Wall, Steel | Steel | Coated & cathodic protection (sti-P3) |  | Fiberglass reinforced plastic, Single Wall |  |  | Other, FLXS ISOL | Catchment Basin, Single walled catchment basin | Automatic shutoff device At 95% full | Automatic shutoff device At 95% full |  |  | Continuous Automatic Tank Gauge | [8 empty] | UST Currently In Use: 5; UST Temp Close: 0; AST Currently In Use: 0; AST Temp Closed: 0 | 5 | 0 | 0 | 11661-077-002015 | EDWARDS OIL COMPANY
10824 | Currently in Use |  | 1989-12-06 06:00 |  | Petroleum | Premium gasoline | Premium gasoline | Retail | Fiberglass reinforced plastic, Single Wall | Single Wall |  |  | Fiberglass reinforced plastic, Single Wall |  |  | None | Catchment Basin, Single walled catchment basin | Flow Rest 90% Full | Flow Rest 90% Full |  |  | Continuous Automatic Tank Gauge | Single walled submersible pump containment sump | Automatic flow restrictor (MLLD) | Automatic flow restrictor (MLLD) |  |  | Annual line testing | Annual line testing |  | UST Currently In Use: 4; UST Temp Close: 0; AST Currently In Use: 0; AST Temp Closed: 0 | 4 | 0 | 0 | 11661-077-014732 | EDWARDS OIL COMPANY
10825 | Currently in Use |  | 1989-12-06 06:00 |  | Petroleum | Unleaded gasoline | Unleaded gasoline | Retail | Fiberglass reinforced plastic, Single Wall | Single Wall |  |  | Fiberglass reinforced plastic, Single Wall |  |  | None | Catchment Basin, Single walled catchment basin | Flow Rest 90% Full | Flow Rest 90% Full |  |  | Continuous Automatic Tank Gauge | Single walled submersible pump containment sump | Automatic flow restrictor (MLLD) | Automatic flow restrictor (MLLD) |  |  | Annual line testing | Annual line testing |  | UST Currently In Use: 4; UST Temp Close: 0; AST Currently In Use: 0; AST Temp Closed: 0 | 4 | 0 | 0 | 11661-077-014732 | EDWARDS OIL COMPANY
10826 | Currently in Use |  | 1989-12-06 06:00 |  | Petroleum | On road diesel | On road diesel | Retail | Fiberglass reinforced plastic, Single Wall | Single Wall |  |  | Fiberglass reinforced plastic, Single Wall |  |  | None | Catchment Basin, Single walled catchment basin | Flow Rest 90% Full | Flow Rest 90% Full |  |  | Continuous Automatic Tank Gauge | Single walled submersible pump containment sump | Automatic flow restrictor (MLLD) | Automatic flow restrictor (MLLD) |  |  | Annual line testing | Annual line testing |  | UST Currently In Use: 4; UST Temp Close: 0; AST Currently In Use: 0; AST Temp Closed: 0 | 4 | 0 | 0 | 11661-077-014732 | EDWARDS OIL COMPANY
10827 | Currently in Use |  | 1989-12-06 06:00 |  | Petroleum | On road diesel | On road diesel | Retail | Fiberglass reinforced plastic, Single Wall | Single Wall |  |  | Fiberglass reinforced plastic, Single Wall |  |  | None | Catchment Basin, Single walled catchment basin | Flow Rest 90% Full | Flow Rest 90% Full |  |  | Continuous Automatic Tank Gauge | Single walled submersible pump containment sump | Automatic flow restrictor (MLLD) | Automatic flow restrictor (MLLD) |  |  | Annual line testing | Annual line testing |  | UST Currently In Use: 4; UST Temp Close: 0; AST Currently In Use: 0; AST Temp Closed: 0 | 4 | 0 | 0 | 11661-077-014732 | EDWARDS OIL COMPANY
10828 | Permanently Closed | 1993-12-01 06:00 | 1974-01-01 06:00 | 1994-02-15 06:00 | Petroleum | Unleaded gasoline | Unleaded gasoline |  | Steel | Steel |  | Painted or None | Steel |  | 1901-01-01 06:00 | [12 empty] | Annual line testing | Annual line testing |  | UST Currently In Use: 0; UST Temp Close: 0; AST Currently In Use: 0; AST Temp Closed: 0 | 0 | 0 | 2 | 11662-101-002089 | EDWARDS PLBG & HEATING INC
10829 | Permanently Closed | 1993-11-01 06:00 | 1983-01-01 06:00 | 1993-12-01 06:00 | Petroleum | On road diesel | On road diesel |  | Steel | Steel |  | Painted or None | Steel |  | 1901-01-01 06:00 | [15 empty] | UST Currently In Use: 0; UST Temp Close: 0; AST Currently In Use: 0; AST Temp Closed: 0 | 0 | 0 | 2 | 11662-101-002089 | EDWARDS PLBG & HEATING INC
10830 | Permanently Closed | 1989-12-12 06:00 | 1968-01-01 06:00 | 1989-12-12 06:00 | Petroleum | Unleaded gasoline | Unleaded gasoline | [7 empty] | 1901-01-01 06:00 | [15 empty] | UST Currently In Use: 0; UST Temp Close: 0; AST Currently In Use: 0; AST Temp Closed: 0 | 0 | 0 | 1 | 11664-103-007816 | EEP SOUTH CORP
10831 | Permanently Closed | 1990-12-05 06:00 | 1971-01-01 06:00 | 1991-07-05 06:00 | Petroleum | Unleaded gasoline | Unleaded gasoline | Local government | Steel | Steel |  |  | Steel |  | 1901-01-01 06:00 | [15 empty] | UST Currently In Use: 0; UST Temp Close: 0; AST Currently In Use: 0; AST Temp Closed: 0 | 0 | 0 | 3 | 11665-031-004449 | ELBA CITY BOARD OF EDUCATION
10832 | Permanently Closed | 1990-12-05 06:00 | 1978-01-01 06:00 | 1991-07-15 06:00 | Petroleum | Unleaded gasoline | Unleaded gasoline | Local government | Steel | Steel |  |  | Steel |  | 1901-01-01 06:00 | [15 empty] | UST Currently In Use: 0; UST Temp Close: 0; AST Currently In Use: 0; AST Temp Closed: 0 | 0 | 0 | 3 | 11665-031-004449 | ELBA CITY BOARD OF EDUCATION
10833 | Permanently Closed | 1990-12-05 06:00 | 1979-01-01 06:00 | 1991-08-15 06:00 | Petroleum | On road diesel | On road diesel | Local government | Steel | Steel |  | Painted or None | Steel |  | 1901-01-01 06:00 | [15 empty] | UST Currently In Use: 0; UST Temp Close: 0; AST Currently In Use: 0; AST Temp Closed: 0 | 0 | 0 | 3 | 11665-031-004449 | ELBA CITY BOARD OF EDUCATION
10834 | Permanently Closed | 1996-01-01 06:00 | 1982-01-01 06:00 | 1996-04-24 06:00 | Petroleum | On road diesel | On road diesel |  | Steel | Steel |  | Painted or None | Steel |  | 1901-01-01 06:00 | [15 empty] | UST Currently In Use: 0; UST Temp Close: 0; AST Currently In Use: 0; AST Temp Closed: 0 | 0 | 0 | 1 | 17424-025-012229 | PATRICIA G MCKEE
10835 | Cannot Locate or abandoned | 1992-11-03 06:00 | 1973-01-01 06:00 |  | Petroleum | Unleaded gasoline | Unleaded gasoline |  | Steel | Steel |  |  | Steel |  | 1901-01-01 06:00 | [15 empty] | UST Currently In Use: 0; UST Temp Close: 0; AST Currently In Use: 0; AST Temp Closed: 0 | 0 | 0 | 1 | 11667-101-011026 | ELECTRIC SERVICE CO OF MONTG INC
10836 | Permanently Closed | 1986-12-01 06:00 | 1973-01-01 06:00 | 1988-12-01 06:00 | Petroleum | Unleaded gasoline | Unleaded gasoline |  | Steel | Steel | Coated & cathodic protection (sti-P3) |  | Steel |  | 1901-01-01 06:00 | [15 empty] | UST Currently In Use: 0; UST Temp Close: 0; AST Currently In Use: 0; AST Temp Closed: 0 | 0 | 0 | 1 | 11667-101-011026 | ELECTRIC SERVICE CO OF MONTG INC
10837 | Permanently Closed | 1991-09-16 06:00 | 1969-01-01 06:00 | 1991-09-16 06:00 | Petroleum | Unleaded gasoline | Unleaded gasoline |  | Steel | Steel |  | Painted or None | Steel |  | 1901-01-01 06:00 | [15 empty] | UST Currently In Use: 2; UST Temp Close: 0; AST Currently In Use: 0; AST Temp Closed: 0 | 2 | 0 | 2 | 11668-073-002594 | ELECTRICAL REPAIR SERVICE CO
10838 | Permanently Closed | 1991-09-16 06:00 | 1974-01-01 06:00 | 1991-09-16 06:00 | Petroleum | Unleaded gasoline | Unleaded gasoline |  | Steel | Steel |  | Painted or None | Steel |  | 1901-01-01 06:00 | [15 empty] | UST Currently In Use: 2; UST Temp Close: 0; AST Currently In Use: 0; AST Temp Closed: 0 | 2 | 0 | 2 | 11668-073-002594 | ELECTRICAL REPAIR SERVICE CO
10839 | Permanently Closed | 1992-07-21 06:00 | 1974-01-01 06:00 | 1992-07-21 06:00 | Petroleum | On road diesel | On road diesel |  | Steel | Steel |  |  | Steel |  | 1901-01-01 06:00 | [15 empty] | UST Currently In Use: 0; UST Temp Close: 0; AST Currently In Use: 0; AST Temp Closed: 0 | 0 | 0 | 2 | 11669-033-001981 | ELIXIR INDUSTRIES
10840 | Permanently Closed | 1992-07-21 06:00 | 1974-01-01 06:00 | 1992-07-21 06:00 | Petroleum | Unleaded gasoline | Unleaded gasoline |  | Steel | Steel |  |  | Steel |  | 1901-01-01 06:00 | [15 empty] | UST Currently In Use: 0; UST Temp Close: 0; AST Currently In Use: 0; AST Temp Closed: 0 | 0 | 0 | 2 | 11669-033-001981 | ELIXIR INDUSTRIES
10841 | Permanently Closed | 2018-12-31 06:00 | 1978-01-01 06:00 | 2018-12-31 06:00 | Petroleum | On road diesel | On road diesel | Emergency Power Generator, Industrial | Single Wall, Steel | Steel | Field installed cathodic protection, Interior lined (not allowed as a standalone method of corrosion protection) |  | Other, COPPER |  |  | Field installed cathodic protection | Catchment Basin, Single walled catchment basin | Automatic shutoff device At 95% full | Automatic shutoff device At 95% full | [11 empty] | UST Currently In Use: 0; UST Temp Close: 0; AST Currently In Use: 0; AST Temp Closed: 0 | 0 | 0 | 3 | 23526-077-000747 | RCHP - FLORENCE LLC
10842 | Permanently Closed | 1993-03-05 06:00 | 1958-01-01 06:00 | 1995-04-27 06:00 | Petroleum | On road diesel | On road diesel |  | Steel | Steel |  | Painted or None | Other, COPPER |  | 1901-01-01 06:00 | [15 empty] | UST Currently In Use: 0; UST Temp Close: 0; AST Currently In Use: 0; AST Temp Closed: 0 | 0 | 0 | 3 | 23526-077-000747 | RCHP - FLORENCE LLC
10843 | Permanently Closed | 1988-12-22 06:00 | 1964-01-01 06:00 | 1996-03-12 06:00 | Petroleum | On road diesel | On road diesel |  | Steel | Steel |  | Painted or None | Other, COPPER |  | 1901-01-01 06:00 | [15 empty] | UST Currently In Use: 1; UST Temp Close: 0; AST Currently In Use: 0; AST Temp Closed: 0 | 1 | 0 | 1 | 21967-077-017810 | MITCHELL HOLLINGSWORTH NURSING/REHAB
10844 | Permanently Closed | 1986-07-31 06:00 | 1981-01-01 06:00 | 1986-07-31 06:00 | Petroleum | Unleaded gasoline | Unleaded gasoline |  | Steel | Steel |  | Painted or None | Other, COPPER |  | 1901-01-01 06:00 | [15 empty] | UST Currently In Use: 0; UST Temp Close: 0; AST Currently In Use: 0; AST Temp Closed: 0 | 0 | 0 | 3 | 23526-077-000747 | RCHP - FLORENCE LLC
10845 | Permanently Closed | 1988-09-30 06:00 | 1975-01-01 06:00 | 1988-09-30 06:00 | Petroleum | Unleaded gasoline | Unleaded gasoline |  | Steel | Steel |  |  | Steel |  | 1901-01-01 06:00 | [15 empty] | UST Currently In Use: 0; UST Temp Close: 0; AST Currently In Use: 0; AST Temp Closed: 0 | 0 | 0 | 2 | 11671-015-009372 | ELIZABETH & ROBERT M PARKER SR
10846 | Permanently Closed | 1988-09-30 06:00 | 1975-01-01 06:00 | 1988-09-30 06:00 | Petroleum | Unleaded gasoline | Unleaded gasoline |  | Steel | Steel |  |  | Steel |  | 1901-01-01 06:00 | [15 empty] | UST Currently In Use: 0; UST Temp Close: 0; AST Currently In Use: 0; AST Temp Closed: 0 | 0 | 0 | 2 | 11671-015-009372 | ELIZABETH & ROBERT M PARKER SR
10847 | Permanently Closed | 1997-09-01 06:00 | 1969-01-01 06:00 | 1997-09-16 06:00 | Petroleum | Unleaded gasoline | Unleaded gasoline | Industrial | Steel | Steel |  |  |  |  | 1901-01-01 06:00 | [6 empty] | Statistical Inventory Reconciliation (SIR) | [8 empty] | UST Currently In Use: 1; UST Temp Close: 0; AST Currently In Use: 0; AST Temp Closed: 0 | 1 | 0 | 1 | 11672-125-002820 | ELK COMPANY OF TEXAS LLC
10848 | Permanently Closed | 1998-12-16 06:00 | 1972-01-01 06:00 | 1998-12-16 06:00 | Petroleum | Unleaded gasoline | Unleaded gasoline |  | Steel | Steel |  | Painted or None | Steel |  | 1901-01-01 06:00 | [15 empty] | UST Currently In Use: 0; UST Temp Close: 0; AST Currently In Use: 0; AST Temp Closed: 0 | 0 | 0 | 3 | 11673-091-007247 | ELK FOOD CENTERS INC
10849 | Permanently Closed | 1998-12-16 06:00 | 1972-01-01 06:00 | 1998-12-16 06:00 | Petroleum | Unleaded gasoline | Unleaded gasoline |  | Steel | Steel |  | Painted or None | Steel |  | 1901-01-01 06:00 | [15 empty] | UST Currently In Use: 0; UST Temp Close: 0; AST Currently In Use: 0; AST Temp Closed: 0 | 0 | 0 | 3 | 11673-091-007247 | ELK FOOD CENTERS INC
10850 | Permanently Closed | 1998-11-18 06:00 | 1979-01-01 06:00 | 1998-11-18 06:00 | Petroleum | Unleaded gasoline | Unleaded gasoline |  | Steel | Steel |  | Painted or None | Steel |  | 1901-01-01 06:00 | [15 empty] | UST Currently In Use: 0; UST Temp Close: 0; AST Currently In Use: 0; AST Temp Closed: 0 | 0 | 0 | 3 | 11673-091-007248 | ELK FOOD CENTERS INC
10851 | Permanently Closed | 1998-11-18 06:00 | 1979-01-01 06:00 | 1998-11-18 06:00 | Petroleum | Unleaded gasoline | Unleaded gasoline |  | Steel | Steel |  | Painted or None | Steel |  | 1901-01-01 06:00 | [15 empty] | UST Currently In Use: 0; UST Temp Close: 0; AST Currently In Use: 0; AST Temp Closed: 0 | 0 | 0 | 3 | 11673-091-007248 | ELK FOOD CENTERS INC
10852 | Permanently Closed | 1998-11-18 06:00 | 1979-01-01 06:00 | 1998-11-18 06:00 | Petroleum | On road diesel | On road diesel |  | Steel | Steel |  | Painted or None | Steel |  | 1901-01-01 06:00 | [15 empty] | UST Currently In Use: 0; UST Temp Close: 0; AST Currently In Use: 0; AST Temp Closed: 0 | 0 | 0 | 3 | 11673-091-007248 | ELK FOOD CENTERS INC
10853 | Retired | 1982-07-01 06:00 | 1901-01-01 06:00 |  | Petroleum | Other, EMPTY | Other | [7 empty] | 1901-01-01 06:00 | [15 empty] | UST Currently In Use: 0; UST Temp Close: 0; AST Currently In Use: 0; AST Temp Closed: 0 | 0 | 0 | 3 | 11673-091-007248 | ELK FOOD CENTERS INC
10854 | Permanently Closed | 1994-05-01 06:00 | 1969-01-01 06:00 | 1995-03-09 06:00 | Petroleum | Unleaded gasoline | Unleaded gasoline |  | Steel | Steel |  | Painted or None | Steel |  | 1901-01-01 06:00 | [12 empty] | Annual line testing | Annual line testing |  | UST Currently In Use: 0; UST Temp Close: 0; AST Currently In Use: 0; AST Temp Closed: 0 | 0 | 0 | 2 | 11673-091-007249 | ELK FOOD CENTERS INC
10855 | Permanently Closed | 1994-05-01 06:00 | 1969-01-01 06:00 | 1995-03-09 06:00 | Petroleum | Unleaded gasoline | Unleaded gasoline |  | Steel | Steel |  | Painted or None | Steel |  | 1901-01-01 06:00 | [12 empty] | Annual line testing | Annual line testing |  | UST Currently In Use: 0; UST Temp Close: 0; AST Currently In Use: 0; AST Temp Closed: 0 | 0 | 0 | 2 | 11673-091-007249 | ELK FOOD CENTERS INC
10856 | Permanently Closed | 1989-12-01 06:00 | 1969-01-01 06:00 | 1989-12-01 06:00 | Petroleum | Unleaded gasoline | Unleaded gasoline |  | Steel | Steel |  |  | Steel |  | 1901-01-01 06:00 | [15 empty] | UST Currently In Use: 0; UST Temp Close: 0; AST Currently In Use: 0; AST Temp Closed: 0 | 0 | 0 | 2 | 11673-119-006694 | ELK FOOD CENTERS INC
10857 | Permanently Closed | 1989-12-01 06:00 | 1969-01-01 06:00 | 1989-12-01 06:00 | Petroleum | Unleaded gasoline | Unleaded gasoline |  | Steel | Steel |  |  | Steel |  | 1901-01-01 06:00 | [15 empty] | UST Currently In Use: 0; UST Temp Close: 0; AST Currently In Use: 0; AST Temp Closed: 0 | 0 | 0 | 2 | 11673-119-006694 | ELK FOOD CENTERS INC
10858 | Retired | 1988-12-22 06:00 | 1982-01-01 06:00 |  | Hazardous Substance | [6 empty] | Painted or None | Other, PVC |  | 1901-01-01 06:00 | [15 empty] | UST Currently In Use: 0; UST Temp Close: 0; AST Currently In Use: 0; AST Temp Closed: 0 | 0 | 0 | 0 | 11674-077-001018 | ELKINS & SON EASTCHAPEL FUNERAL HOME
10859 | Permanently Closed | 1996-01-01 06:00 | 1975-11-03 06:00 | 1996-07-29 06:00 | Petroleum | Unleaded gasoline | Unleaded gasoline | Industrial | Steel | Steel |  | Painted or None | Steel |  | 1901-01-01 06:00 | [12 empty] | Annual line testing | Annual line testing |  | UST Currently In Use: 0; UST Temp Close: 0; AST Currently In Use: 0; AST Temp Closed: 0 | 0 | 0 | 3 | 11675-073-001875 | ELLARD CONTRACTING CO INC
10860 | Permanently Closed | 1996-01-01 06:00 | 1975-11-03 06:00 | 1996-07-29 06:00 | Petroleum | On road diesel | On road diesel | Industrial | Steel | Steel |  | Painted or None | Steel |  | 1901-01-01 06:00 | [12 empty] | Annual line testing | Annual line testing |  | UST Currently In Use: 0; UST Temp Close: 0; AST Currently In Use: 0; AST Temp Closed: 0 | 0 | 0 | 3 | 11675-073-001875 | ELLARD CONTRACTING CO INC
10861 | Permanently Closed | 1978-01-01 06:00 | 1975-01-01 06:00 | 1996-07-29 06:00 | Petroleum | Other, OTHER | Other |  | Steel | Steel |  | Painted or None | Steel |  | 1901-01-01 06:00 | [12 empty] | Annual line testing | Annual line testing |  | UST Currently In Use: 0; UST Temp Close: 0; AST Currently In Use: 0; AST Temp Closed: 0 | 0 | 0 | 3 | 11675-073-001875 | ELLARD CONTRACTING CO INC
10862 | Permanently Closed | 1988-01-01 06:00 | 1967-01-01 06:00 | 1988-01-01 06:00 | Petroleum | Unleaded gasoline | Unleaded gasoline |  | Steel | Steel |  |  | Steel |  | 1901-01-01 06:00 | [15 empty] | UST Currently In Use: 0; UST Temp Close: 0; AST Currently In Use: 0; AST Temp Closed: 0 | 0 | 0 | 1 | 11676-013-008136 | ELLIS OIL COMPANY
10863 | Retired | 1980-10-01 06:00 | 1962-01-01 06:00 |  | Petroleum | Unleaded gasoline | Unleaded gasoline |  | Steel | Steel |  |  | Steel |  | 1901-01-01 06:00 | [15 empty] | UST Currently In Use: 0; UST Temp Close: 0; AST Currently In Use: 0; AST Temp Closed: 0 | 0 | 0 | 0 | 11676-013-008140 | ELLIS OIL COMPANY
10864 | Retired | 1980-10-01 06:00 | 1962-01-01 06:00 |  | Petroleum | Unleaded gasoline | Unleaded gasoline |  | Steel | Steel |  |  | Steel |  | 1901-01-01 06:00 | [15 empty] | UST Currently In Use: 0; UST Temp Close: 0; AST Currently In Use: 0; AST Temp Closed: 0 | 0 | 0 | 0 | 11676-013-008140 | ELLIS OIL COMPANY
10865 | Retired | 1978-01-01 06:00 | 1967-01-01 06:00 |  | Petroleum | Unleaded gasoline | Unleaded gasoline |  | Steel | Steel |  |  | Steel |  | 1901-01-01 06:00 | [15 empty] | UST Currently In Use: 0; UST Temp Close: 0; AST Currently In Use: 0; AST Temp Closed: 0 | 0 | 0 | 0 | 11676-013-008147 | ELLIS OIL COMPANY
10866 | Retired | 1978-01-01 06:00 | 1967-01-01 06:00 |  | Petroleum | Unleaded gasoline | Unleaded gasoline |  | Steel | Steel |  |  | Steel |  | 1901-01-01 06:00 | [15 empty] | UST Currently In Use: 0; UST Temp Close: 0; AST Currently In Use: 0; AST Temp Closed: 0 | 0 | 0 | 0 | 11676-013-008147 | ELLIS OIL COMPANY
10867 | Permanently Closed | 1991-07-03 06:00 | 1967-01-01 06:00 | 1991-07-03 06:00 | Petroleum | Unleaded gasoline | Unleaded gasoline |  | Steel | Steel |  |  | Steel |  | 1901-01-01 06:00 | [15 empty] | UST Currently In Use: 0; UST Temp Close: 0; AST Currently In Use: 0; AST Temp Closed: 0 | 0 | 0 | 2 | 11676-013-008149 | ELLIS OIL COMPANY
10868 | Permanently Closed | 1991-07-03 06:00 | 1967-01-01 06:00 | 1991-07-03 06:00 | Petroleum | Unleaded gasoline | Unleaded gasoline |  | Steel | Steel |  |  | Steel |  | 1901-01-01 06:00 | [15 empty] | UST Currently In Use: 0; UST Temp Close: 0; AST Currently In Use: 0; AST Temp Closed: 0 | 0 | 0 | 2 | 11676-013-008149 | ELLIS OIL COMPANY
10869 | Retired | 1983-09-01 06:00 | 1966-01-01 06:00 |  | Petroleum | Unleaded gasoline | Unleaded gasoline |  | Steel | Steel |  |  | Steel |  | 1901-01-01 06:00 | [15 empty] | UST Currently In Use: 0; UST Temp Close: 0; AST Currently In Use: 0; AST Temp Closed: 0 | 0 | 0 | 0 | 11676-041-008144 | ELLIS OIL COMPANY
10870 | Retired | 1983-09-01 06:00 | 1966-01-01 06:00 |  | Petroleum | Unleaded gasoline | Unleaded gasoline |  | Steel | Steel |  |  | Steel |  | 1901-01-01 06:00 | [15 empty] | UST Currently In Use: 0; UST Temp Close: 0; AST Currently In Use: 0; AST Temp Closed: 0 | 0 | 0 | 0 | 11676-041-008144 | ELLIS OIL COMPANY
10871 | Permanently Closed | 1973-07-01 06:00 | 1963-01-01 06:00 | 1973-07-01 06:00 | Petroleum | Other, PETROL | Other | [7 empty] | 1901-01-01 06:00 | [15 empty] | UST Currently In Use: 0; UST Temp Close: 0; AST Currently In Use: 0; AST Temp Closed: 0 | 0 | 0 | 2 | 11676-085-008139 | ELLIS OIL COMPANY
10872 | Permanently Closed | 1973-07-01 06:00 | 1963-01-01 06:00 | 1973-07-01 06:00 | Petroleum | Other, PETROL | Other | [7 empty] | 1901-01-01 06:00 | [15 empty] | UST Currently In Use: 0; UST Temp Close: 0; AST Currently In Use: 0; AST Temp Closed: 0 | 0 | 0 | 2 | 11676-085-008139 | ELLIS OIL COMPANY
10873 | Retired | 1974-08-09 06:00 | 1967-01-01 06:00 |  | Petroleum | Unleaded gasoline | Unleaded gasoline |  | Steel | Steel |  |  | Steel |  | 1901-01-01 06:00 | [15 empty] | UST Currently In Use: 0; UST Temp Close: 0; AST Currently In Use: 0; AST Temp Closed: 0 | 0 | 0 | 0 | 11676-085-008141 | ELLIS OIL COMPANY
10874 | Retired | 1974-08-09 06:00 | 1967-01-01 06:00 |  | Petroleum | Other, PETROL | Other | [7 empty] | 1901-01-01 06:00 | [15 empty] | UST Currently In Use: 0; UST Temp Close: 0; AST Currently In Use: 0; AST Temp Closed: 0 | 0 | 0 | 0 | 11676-085-008141 | ELLIS OIL COMPANY
10875 | Retired | 1985-10-01 06:00 | 1964-01-01 06:00 |  | Petroleum | Other, PETROL | Other | [7 empty] | 1901-01-01 06:00 | [15 empty] | UST Currently In Use: 0; UST Temp Close: 0; AST Currently In Use: 0; AST Temp Closed: 0 | 0 | 0 | 0 | 11676-085-008142 | ELLIS OIL COMPANY
10876 | Retired | 1985-10-01 06:00 | 1964-01-01 06:00 |  | Petroleum | Other, PETROL | Other | [7 empty] | 1901-01-01 06:00 | [15 empty] | UST Currently In Use: 0; UST Temp Close: 0; AST Currently In Use: 0; AST Temp Closed: 0 | 0 | 0 | 0 | 11676-085-008142 | ELLIS OIL COMPANY
10877 | Retired | 1981-04-06 05:00 | 1967-01-01 06:00 |  | Petroleum | Unleaded gasoline | Unleaded gasoline |  | Steel | Steel |  |  | Steel |  | 1901-01-01 06:00 | [15 empty] | UST Currently In Use: 0; UST Temp Close: 0; AST Currently In Use: 0; AST Temp Closed: 0 | 0 | 0 | 0 | 11676-085-008145 | ELLIS OIL COMPANY
10878 | Retired | 1981-04-06 05:00 | 1967-01-01 06:00 |  | Petroleum | Unleaded gasoline | Unleaded gasoline |  | Steel | Steel |  |  | Steel |  | 1901-01-01 06:00 | [15 empty] | UST Currently In Use: 0; UST Temp Close: 0; AST Currently In Use: 0; AST Temp Closed: 0 | 0 | 0 | 0 | 11676-085-008145 | ELLIS OIL COMPANY
10879 | Permanently Closed | 1976-01-01 06:00 | 1965-01-01 06:00 | 1976-01-01 06:00 | Petroleum | Other, OTHER | Other |  | Steel | Steel |  |  | Steel |  | 1901-01-01 06:00 | [15 empty] | UST Currently In Use: 0; UST Temp Close: 0; AST Currently In Use: 0; AST Temp Closed: 0 | 0 | 0 | 1 | 11676-085-008146 | ELLIS OIL COMPANY
10880 | Retired | 1980-12-04 06:00 | 1963-01-01 06:00 |  | Petroleum | Unleaded gasoline | Unleaded gasoline |  | Steel | Steel |  |  | Steel |  | 1901-01-01 06:00 | [15 empty] | UST Currently In Use: 0; UST Temp Close: 0; AST Currently In Use: 0; AST Temp Closed: 0 | 0 | 0 | 0 | 11676-085-008148 | ELLIS OIL COMPANY
10881 | Retired | 1980-12-04 06:00 | 1963-01-01 06:00 |  | Petroleum | Unleaded gasoline | Unleaded gasoline |  | Steel | Steel |  |  | Steel |  | 1901-01-01 06:00 | [15 empty] | UST Currently In Use: 0; UST Temp Close: 0; AST Currently In Use: 0; AST Temp Closed: 0 | 0 | 0 | 0 | 11676-085-008148 | ELLIS OIL COMPANY
10882 | Retired | 1980-12-04 06:00 | 1963-01-01 06:00 |  | Petroleum | Unleaded gasoline | Unleaded gasoline |  | Steel | Steel |  |  | Steel |  | 1901-01-01 06:00 | [15 empty] | UST Currently In Use: 0; UST Temp Close: 0; AST Currently In Use: 0; AST Temp Closed: 0 | 0 | 0 | 0 | 11676-085-008148 | ELLIS OIL COMPANY
10883 | Permanently Closed | 1990-01-15 06:00 | 1963-01-01 06:00 | 1990-01-15 06:00 | Petroleum | Unleaded gasoline | Unleaded gasoline |  | Steel | Steel |  |  | Steel |  | 1901-01-01 06:00 | [15 empty] | UST Currently In Use: 0; UST Temp Close: 0; AST Currently In Use: 0; AST Temp Closed: 0 | 0 | 0 | 4 | 11676-085-008150 | ELLIS OIL COMPANY
10884 | Permanently Closed | 1990-01-15 06:00 | 1963-01-01 06:00 | 1990-01-15 06:00 | Petroleum | Unleaded gasoline | Unleaded gasoline |  | Steel | Steel |  |  | Steel |  | 1901-01-01 06:00 | [15 empty] | UST Currently In Use: 0; UST Temp Close: 0; AST Currently In Use: 0; AST Temp Closed: 0 | 0 | 0 | 4 | 11676-085-008150 | ELLIS OIL COMPANY
10885 | Permanently Closed | 1990-01-15 06:00 | 1963-01-01 06:00 | 1990-01-15 06:00 | Petroleum | Unleaded gasoline | Unleaded gasoline |  | Steel | Steel |  |  | Steel |  | 1901-01-01 06:00 | [15 empty] | UST Currently In Use: 0; UST Temp Close: 0; AST Currently In Use: 0; AST Temp Closed: 0 | 0 | 0 | 4 | 11676-085-008150 | ELLIS OIL COMPANY
10886 | Permanently Closed | 1990-01-15 06:00 | 1963-01-01 06:00 | 1990-01-15 06:00 | Petroleum | On road diesel | On road diesel |  | Steel | Steel |  |  | Steel |  | 1901-01-01 06:00 | [15 empty] | UST Currently In Use: 0; UST Temp Close: 0; AST Currently In Use: 0; AST Temp Closed: 0 | 0 | 0 | 4 | 11676-085-008150 | ELLIS OIL COMPANY
10887 | Permanently Closed | 1990-01-11 06:00 | 1965-01-01 06:00 | 1990-01-11 06:00 | Petroleum | Unleaded gasoline | Unleaded gasoline |  | Steel | Steel |  |  | Steel |  | 1901-01-01 06:00 | [15 empty] | UST Currently In Use: 0; UST Temp Close: 0; AST Currently In Use: 0; AST Temp Closed: 0 | 0 | 0 | 1 | 11676-085-008151 | ELLIS OIL COMPANY
10889 | Permanently Closed | 1901-01-01 06:00 | 1969-01-01 06:00 | 1989-01-16 06:00 | Petroleum | Unleaded gasoline | Unleaded gasoline |  | Steel | Steel |  | Painted or None | Steel |  | 1901-01-01 06:00 | [15 empty] | UST Currently In Use: 0; UST Temp Close: 0; AST Currently In Use: 0; AST Temp Closed: 0 | 0 | 0 | 2 | 11678-013-010209 | ELMA SAWYER SAWYER GROCERY
10890 | Permanently Closed | 1901-01-01 06:00 | 1969-01-01 06:00 | 1989-01-16 06:00 | Petroleum | Unleaded gasoline | Unleaded gasoline |  | Steel | Steel |  | Painted or None | Steel |  | 1901-01-01 06:00 | [15 empty] | UST Currently In Use: 0; UST Temp Close: 0; AST Currently In Use: 0; AST Temp Closed: 0 | 0 | 0 | 2 | 11678-013-010209 | ELMA SAWYER SAWYER GROCERY
10891 | Permanently Closed | 1994-06-21 06:00 | 1973-01-01 06:00 | 1994-06-21 06:00 | Petroleum | Unleaded gasoline | Unleaded gasoline | Industrial, Local Government | Steel | Steel |  | Painted or None | Steel |  | 1901-01-01 06:00 | [12 empty] | Annual line testing | Annual line testing |  | UST Currently In Use: 2; UST Temp Close: 0; AST Currently In Use: 0; AST Temp Closed: 0 | 2 | 0 | 2 | 11680-051-008898 | ELMORE COUNTY BOARD OF EDUCATION
10892 | Permanently Closed | 1967-03-01 06:00 | 1938-01-01 06:00 | 1989-02-13 06:00 | Petroleum | Kerosene | Kerosene | Local government | Steel | Steel |  |  | Steel |  | 1901-01-01 06:00 | [15 empty] | UST Currently In Use: 2; UST Temp Close: 0; AST Currently In Use: 0; AST Temp Closed: 0 | 2 | 0 | 2 | 11680-051-008898 | ELMORE COUNTY BOARD OF EDUCATION
10893 | Permanently Closed | 1990-03-01 06:00 | 1975-01-01 06:00 | 1990-03-29 06:00 | Petroleum | Unleaded gasoline | Unleaded gasoline | Local government | Steel | Steel |  | Painted or None | Steel |  | 1901-01-01 06:00 | [15 empty] | UST Currently In Use: 0; UST Temp Close: 0; AST Currently In Use: 1; AST Temp Closed: 0 | 0 | 0 | 2 | 11680-051-008899 | ELMORE COUNTY BOARD OF EDUCATION
10894 | Permanently Closed | 2010-11-12 06:00 | 1990-01-30 06:00 | 2010-11-12 06:00 | Petroleum | On road diesel | On road diesel | Local government | Fiberglass coated steel | Fiberglass coated steel |  |  | Fiberglass reinforced plastic |  | 1901-01-01 06:00 |  | Catchment Basin, Single walled catchment basin | Flow Rest 90% Full | Flow Rest 90% Full |  |  | Continuous Automatic Tank Gauge | [8 empty] | UST Currently In Use: 0; UST Temp Close: 0; AST Currently In Use: 1; AST Temp Closed: 0 | 0 | 0 | 2 | 11680-051-008899 | ELMORE COUNTY BOARD OF EDUCATION
10895 | Permanently Closed | 1969-01-01 06:00 | 1901-01-01 06:00 | 1989-02-10 06:00 | Petroleum | Unleaded gasoline | Unleaded gasoline | Local government | [6 empty] | 1901-01-01 06:00 | [15 empty] | UST Currently In Use: 0; UST Temp Close: 0; AST Currently In Use: 0; AST Temp Closed: 0 | 0 | 0 | 1 | 11680-051-008900 | ELMORE COUNTY BOARD OF EDUCATION
10896 | Permanently Closed | 1995-04-01 06:00 | 1953-01-01 06:00 | 1995-04-26 06:00 | Petroleum | Unleaded gasoline | Unleaded gasoline | Industrial, Local Government | Steel | Steel |  |  | Steel |  | 1901-01-01 06:00 | [12 empty] | Annual line testing | Annual line testing |  | UST Currently In Use: 0; UST Temp Close: 0; AST Currently In Use: 0; AST Temp Closed: 0 | 0 | 0 | 1 | 11680-051-008901 | ELMORE COUNTY BOARD OF EDUCATION
10897 | Permanently Closed | 1994-06-21 06:00 | 1962-01-01 06:00 | 1994-06-21 06:00 | Petroleum | Unleaded gasoline | Unleaded gasoline | Local government | Steel | Steel |  | Painted or None | Steel |  | 1901-01-01 06:00 | [12 empty] | Annual line testing | Annual line testing |  | UST Currently In Use: 0; UST Temp Close: 0; AST Currently In Use: 0; AST Temp Closed: 0 | 0 | 0 | 3 | 11680-051-008902 | ELMORE COUNTY BOARD OF EDUCATION
10898 | Permanently Closed | 1965-05-01 06:00 | 1938-01-01 06:00 | 1965-05-01 06:00 | Petroleum | Unleaded gasoline | Unleaded gasoline | Local government | Steel | Steel |  |  | Steel |  | 1901-01-01 06:00 | [15 empty] | UST Currently In Use: 0; UST Temp Close: 0; AST Currently In Use: 0; AST Temp Closed: 0 | 0 | 0 | 1 | 11680-051-008903 | ELMORE COUNTY BOARD OF EDUCATION
10899 | Permanently Closed | 1988-11-01 06:00 | 1974-01-01 06:00 | 1988-11-01 06:00 | Petroleum | Unleaded gasoline | Unleaded gasoline |  | Steel | Steel |  |  | Steel |  | 1901-01-01 06:00 | [15 empty] | UST Currently In Use: 0; UST Temp Close: 0; AST Currently In Use: 0; AST Temp Closed: 0 | 0 | 0 | 1 | 11681-051-002797 | ELMORE COUNTY FARMERS EXCHANGE INC
10901 | Permanently Closed | 1998-12-11 06:00 | 1971-01-01 06:00 | 1998-12-11 06:00 | Petroleum | Unleaded gasoline | Unleaded gasoline | Emergency power generator | Steel | Steel |  | Painted or None | Other, COPPER |  | 1901-01-01 06:00 | [15 empty] | UST Currently In Use: 0; UST Temp Close: 0; AST Currently In Use: 0; AST Temp Closed: 0 | 0 | 0 | 1 | 11682-051-000676 | ELMORE COMMUNITY HOSPITAL
10902 | Permanently Closed | 1992-06-15 06:00 | 1976-01-01 06:00 | 1992-06-15 06:00 | Petroleum | Unleaded gasoline | Unleaded gasoline |  | Steel | Steel |  |  | Steel |  | 1901-01-01 06:00 | [15 empty] | UST Currently In Use: 0; UST Temp Close: 0; AST Currently In Use: 0; AST Temp Closed: 0 | 0 | 0 | 2 | 11683-073-002415 | ELMWOOD CEMETERY CORP
10903 | Permanently Closed | 1992-06-15 06:00 | 1976-01-01 06:00 | 1992-06-15 06:00 | Petroleum | Unleaded gasoline | Unleaded gasoline |  | Steel | Steel |  |  | Steel |  | 1901-01-01 06:00 | [15 empty] | UST Currently In Use: 0; UST Temp Close: 0; AST Currently In Use: 0; AST Temp Closed: 0 | 0 | 0 | 2 | 11683-073-002415 | ELMWOOD CEMETERY CORP
10904 | Permanently Closed | 1997-02-01 06:00 | 1969-01-01 06:00 | 1997-03-12 06:00 | Petroleum | Unleaded gasoline | Unleaded gasoline | Retail | Steel | Steel |  | Painted or None | Steel |  | 1901-01-01 06:00 | [6 empty] | Statistical Inventory Reconciliation (SIR) | [5 empty] | Statistical inventory reconciliation (SIR) | Statistical inventory reconciliation (SIR) |  | UST Currently In Use: 0; UST Temp Close: 0; AST Currently In Use: 0; AST Temp Closed: 0 | 0 | 0 | 2 | 11684-069-001140 | ELS CORP
10905 | Permanently Closed | 1997-02-01 06:00 | 1969-01-01 06:00 | 1997-03-12 06:00 | Petroleum | On road diesel | On road diesel | Retail | Steel | Steel |  | Painted or None | Steel |  | 1901-01-01 06:00 | [6 empty] | Statistical Inventory Reconciliation (SIR) | [5 empty] | Statistical inventory reconciliation (SIR) | Statistical inventory reconciliation (SIR) |  | UST Currently In Use: 0; UST Temp Close: 0; AST Currently In Use: 0; AST Temp Closed: 0 | 0 | 0 | 2 | 11684-069-001140 | ELS CORP
10906 | Permanently Closed | 1998-12-08 06:00 | 1963-01-01 06:00 | 1999-04-02 06:00 | Petroleum | Unleaded gasoline | Unleaded gasoline |  | Steel | Steel |  |  |  |  | 1901-01-01 06:00 | [12 empty] | Annual line testing | Annual line testing |  | UST Currently In Use: 0; UST Temp Close: 0; AST Currently In Use: 0; AST Temp Closed: 0 | 0 | 0 | 5 | 11685-111-011043 | HAROLD WILSON
10907 | Permanently Closed | 1998-12-08 06:00 | 1963-01-01 06:00 | 1999-04-02 06:00 | Petroleum | Unleaded gasoline | Unleaded gasoline |  | Steel | Steel |  |  |  |  | 1901-01-01 06:00 | [12 empty] | Annual line testing | Annual line testing |  | UST Currently In Use: 0; UST Temp Close: 0; AST Currently In Use: 0; AST Temp Closed: 0 | 0 | 0 | 5 | 11685-111-011043 | HAROLD WILSON
10908 | Permanently Closed | 1998-12-08 06:00 | 1963-01-01 06:00 | 1999-04-02 06:00 | Petroleum | Unleaded gasoline | Unleaded gasoline |  | Steel | Steel |  |  |  |  | 1901-01-01 06:00 | [12 empty] | Annual line testing | Annual line testing |  | UST Currently In Use: 0; UST Temp Close: 0; AST Currently In Use: 0; AST Temp Closed: 0 | 0 | 0 | 5 | 11685-111-011043 | HAROLD WILSON
10909 | Permanently Closed | 1998-12-08 06:00 | 1963-01-01 06:00 | 1999-04-02 06:00 | Petroleum | Unleaded gasoline | Unleaded gasoline |  | Steel | Steel |  |  |  |  | 1901-01-01 06:00 | [12 empty] | Annual line testing | Annual line testing |  | UST Currently In Use: 0; UST Temp Close: 0; AST Currently In Use: 0; AST Temp Closed: 0 | 0 | 0 | 5 | 11685-111-011043 | HAROLD WILSON
10910 | Permanently Closed | 1998-12-08 06:00 | 1969-01-01 06:00 | 1999-04-02 06:00 | Petroleum | On road diesel | On road diesel | [7 empty] | 1901-01-01 06:00 | [15 empty] | UST Currently In Use: 0; UST Temp Close: 0; AST Currently In Use: 0; AST Temp Closed: 0 | 0 | 0 | 5 | 11685-111-011043 | HAROLD WILSON
10911 | Currently in Use |  | 1980-01-01 06:00 |  | Petroleum | On road diesel | On road diesel | Retail | Steel | Steel | Field installed cathodic protection |  | Steel |  |  | Field installed cathodic protection | Catchment Basin, Single walled catchment basin | Automatic shutoff device At 95% full | Automatic shutoff device At 95% full |  |  | Automatic Tank Gauge | [8 empty] | UST Currently In Use: 3; UST Temp Close: 0; AST Currently In Use: 0; AST Temp Closed: 0 | 3 | 0 | 0 | 11686-117-003747 | MARTHA HUFF
10912 | Currently in Use |  | 1980-01-01 06:00 |  | Petroleum | On road diesel | On road diesel | Retail | Steel | Steel | Field installed cathodic protection |  | Steel |  |  | Field installed cathodic protection | Catchment Basin, Single walled catchment basin | Automatic shutoff device At 95% full | Automatic shutoff device At 95% full |  |  | Automatic Tank Gauge | [8 empty] | UST Currently In Use: 3; UST Temp Close: 0; AST Currently In Use: 0; AST Temp Closed: 0 | 3 | 0 | 0 | 11686-117-003747 | MARTHA HUFF
10915 | Permanently Closed | 1901-01-01 06:00 | 1979-01-01 06:00 | 1988-10-06 06:00 | Petroleum | Used oil | Used oil |  | Steel | Steel |  | Painted or None | Steel |  | 1901-01-01 06:00 | [15 empty] | UST Currently In Use: 0; UST Temp Close: 0; AST Currently In Use: 0; AST Temp Closed: 0 | 0 | 0 | 1 | 11687-055-001131 | EMCO INC
10916 | Retired | 1988-10-01 06:00 | 1980-01-01 06:00 |  | Petroleum | Used oil | Used oil | Industrial | Steel | Steel |  | Painted or None | Steel |  | 1901-01-01 06:00 |  | Other, EXEMPT | Other, EXEMPT | Other | [11 empty] | UST Currently In Use: 0; UST Temp Close: 0; AST Currently In Use: 0; AST Temp Closed: 0 | 0 | 0 | 1 | 11687-055-001131 | EMCO INC
10919 | Permanently Closed | 2000-10-17 06:00 | 1968-01-01 06:00 | 1999-07-06 06:00 | Petroleum | Unleaded gasoline | Unleaded gasoline |  | Steel | Steel |  |  | Steel |  | 1901-01-01 06:00 | [6 empty] | Statistical Inventory Reconciliation (SIR) | [5 empty] | Annual line testing, Statistical inventory reconciliation (SIR) | Statistical inventory reconciliation (SIR) |  | UST Currently In Use: 0; UST Temp Close: 2; AST Currently In Use: 0; AST Temp Closed: 0 | 0 | 2 | 3 | 11689-123-009887 | EMMA JEAN THWEATT
10920 | Permanently Closed | 2000-10-17 06:00 | 1968-01-01 06:00 | 1999-07-06 06:00 | Petroleum | Unleaded gasoline | Unleaded gasoline | Retail | Steel | Steel |  |  | Steel |  | 1901-01-01 06:00 | [6 empty] | Statistical Inventory Reconciliation (SIR) | [5 empty] | Annual line testing, Statistical inventory reconciliation (SIR) | Statistical inventory reconciliation (SIR) |  | UST Currently In Use: 0; UST Temp Close: 2; AST Currently In Use: 0; AST Temp Closed: 0 | 0 | 2 | 3 | 11689-123-009887 | EMMA JEAN THWEATT
10921 | Permanently Closed | 2000-10-17 06:00 | 1968-01-01 06:00 | 1999-07-06 06:00 | Petroleum | Unleaded gasoline | Unleaded gasoline |  | Steel | Steel |  |  | Steel |  | 1901-01-01 06:00 | [6 empty] | Statistical Inventory Reconciliation (SIR) | [5 empty] | Annual line testing, Statistical inventory reconciliation (SIR) | Statistical inventory reconciliation (SIR) |  | UST Currently In Use: 0; UST Temp Close: 2; AST Currently In Use: 0; AST Temp Closed: 0 | 0 | 2 | 3 | 11689-123-009887 | EMMA JEAN THWEATT
10924 | Permanently Closed | 1990-10-19 06:00 | 1977-01-01 06:00 | 1990-10-19 06:00 | Petroleum | On road diesel | On road diesel |  | Steel | Steel |  | Painted or None | Steel |  | 1901-01-01 06:00 | [15 empty] | UST Currently In Use: 0; UST Temp Close: 0; AST Currently In Use: 0; AST Temp Closed: 0 | 0 | 0 | 1 | 11691-043-011068 | EMMET WISE
10925 | Permanently Closed | 1989-11-01 06:00 | 1963-01-01 06:00 | 1989-12-18 06:00 | Petroleum | Unleaded gasoline | Unleaded gasoline |  | Steel | Steel |  | Painted or None |  |  | 1901-01-01 06:00 | [15 empty] | UST Currently In Use: 0; UST Temp Close: 0; AST Currently In Use: 0; AST Temp Closed: 0 | 0 | 0 | 2 | 11692-109-009071 | EMORY MORGAN
10926 | Permanently Closed | 1989-12-18 06:00 | 1963-01-01 06:00 | 1989-12-18 06:00 | Petroleum | Unleaded gasoline | Unleaded gasoline |  | Steel | Steel |  | Painted or None |  |  | 1901-01-01 06:00 | [15 empty] | UST Currently In Use: 0; UST Temp Close: 0; AST Currently In Use: 0; AST Temp Closed: 0 | 0 | 0 | 2 | 11692-109-009071 | EMORY MORGAN
10927 | Permanently Closed | 1988-12-01 06:00 | 1938-01-01 06:00 | 1988-12-21 06:00 | Petroleum | Unleaded gasoline | Unleaded gasoline | [7 empty] | 1901-01-01 06:00 | [15 empty] | UST Currently In Use: 0; UST Temp Close: 0; AST Currently In Use: 0; AST Temp Closed: 0 | 0 | 0 | 1 | 11693-125-003729 | EMPIRE COKE CO
10928 | Permanently Closed | 1991-10-31 06:00 | 1977-01-01 06:00 | 1991-10-31 06:00 | Petroleum | On road diesel | On road diesel |  | Steel | Steel |  | Painted or None | Steel |  | 1901-01-01 06:00 | [15 empty] | UST Currently In Use: 0; UST Temp Close: 0; AST Currently In Use: 0; AST Temp Closed: 0 | 0 | 0 | 7 | 11632-035-000436 | SPEEDWAY/SUPERAMERICA LLC
10929 | Permanently Closed | 1991-10-31 06:00 | 1977-01-01 06:00 | 1991-10-31 06:00 | Petroleum | On road diesel | On road diesel |  | Steel | Steel |  | Painted or None | Steel |  | 1901-01-01 06:00 | [15 empty] | UST Currently In Use: 0; UST Temp Close: 0; AST Currently In Use: 0; AST Temp Closed: 0 | 0 | 0 | 7 | 11632-035-000436 | SPEEDWAY/SUPERAMERICA LLC
10930 | Permanently Closed | 1991-10-31 06:00 | 1979-01-01 06:00 | 1991-10-31 06:00 | Petroleum | On road diesel | On road diesel |  | Steel | Steel |  | Painted or None | Steel |  | 1901-01-01 06:00 | [15 empty] | UST Currently In Use: 0; UST Temp Close: 0; AST Currently In Use: 0; AST Temp Closed: 0 | 0 | 0 | 7 | 11632-035-000436 | SPEEDWAY/SUPERAMERICA LLC
10931 | Permanently Closed | 1991-10-31 06:00 | 1979-01-01 06:00 | 1991-10-31 06:00 | Petroleum | On road diesel | On road diesel |  | Steel | Steel |  | Painted or None | Steel |  | 1901-01-01 06:00 | [15 empty] | UST Currently In Use: 0; UST Temp Close: 0; AST Currently In Use: 0; AST Temp Closed: 0 | 0 | 0 | 7 | 11632-035-000436 | SPEEDWAY/SUPERAMERICA LLC
10932 | Permanently Closed | 1991-10-31 06:00 | 1977-01-01 06:00 | 1991-10-31 06:00 | Petroleum | Unleaded gasoline | Unleaded gasoline |  | Steel | Steel |  | Painted or None | Steel |  | 1901-01-01 06:00 | [15 empty] | UST Currently In Use: 0; UST Temp Close: 0; AST Currently In Use: 0; AST Temp Closed: 0 | 0 | 0 | 7 | 11632-035-000436 | SPEEDWAY/SUPERAMERICA LLC
10933 | Permanently Closed | 1991-10-31 06:00 | 1977-01-01 06:00 | 1991-10-31 06:00 | Petroleum | Unleaded gasoline | Unleaded gasoline |  | Steel | Steel |  | Painted or None | Steel |  | 1901-01-01 06:00 | [15 empty] | UST Currently In Use: 0; UST Temp Close: 0; AST Currently In Use: 0; AST Temp Closed: 0 | 0 | 0 | 7 | 11632-035-000436 | SPEEDWAY/SUPERAMERICA LLC
10934 | Permanently Closed | 1991-10-31 06:00 | 1977-01-01 06:00 | 1991-10-31 06:00 | Petroleum | Unleaded gasoline | Unleaded gasoline |  | Steel | Steel |  | Painted or None | Steel |  | 1901-01-01 06:00 | [15 empty] | UST Currently In Use: 0; UST Temp Close: 0; AST Currently In Use: 0; AST Temp Closed: 0 | 0 | 0 | 7 | 11632-035-000436 | SPEEDWAY/SUPERAMERICA LLC
10935 | Currently in Use |  | 1987-01-01 06:00 |  | Petroleum | Unleaded gasoline | Unleaded gasoline | Retail | Fiberglass coated steel | Fiberglass coated steel |  |  | Fiberglass reinforced plastic |  | 1901-01-01 06:00 |  | Catchment Basin, Single walled catchment basin | Automatic shutoff device At 95% full | Automatic shutoff device At 95% full |  |  | Automatic Tank Gauge |  | Automatic shutoff device (AELLD) | Automatic shutoff device (AELLD) | [5 empty] | UST Currently In Use: 3; UST Temp Close: 0; AST Currently In Use: 0; AST Temp Closed: 0 | 3 | 0 | 0 | 14326-097-014232 | SAVINGS ALABAMA DIVISION
10938 | Currently in Use |  | 1987-01-01 06:00 |  | Petroleum | Premium gasoline | Premium gasoline | Retail | Fiberglass coated steel | Fiberglass coated steel |  |  | Fiberglass reinforced plastic |  | 1901-01-01 06:00 |  | Catchment Basin, Single walled catchment basin | Automatic shutoff device At 95% full | Automatic shutoff device At 95% full |  |  | Continuous Automatic Tank Gauge |  | Automatic shutoff device (AELLD) | Automatic shutoff device (AELLD) | [5 empty] | UST Currently In Use: 3; UST Temp Close: 0; AST Currently In Use: 0; AST Temp Closed: 0 | 3 | 0 | 0 | 14326-097-014232 | SAVINGS ALABAMA DIVISION
10939 | Currently in Use |  | 1987-01-01 06:00 |  | Petroleum | On road diesel | On road diesel | Retail | Fiberglass coated steel | Fiberglass coated steel |  |  | Fiberglass reinforced plastic |  | 1901-01-01 06:00 |  | Catchment Basin, Single walled catchment basin | Automatic shutoff device At 95% full | Automatic shutoff device At 95% full |  |  | Continuous Automatic Tank Gauge |  | Automatic shutoff device (AELLD), Containment Sump | Containment Sump | [5 empty] | UST Currently In Use: 3; UST Temp Close: 0; AST Currently In Use: 0; AST Temp Closed: 0 | 3 | 0 | 0 | 14326-097-014232 | SAVINGS ALABAMA DIVISION
10940 | Currently in Use |  | 1987-09-01 06:00 |  | Petroleum | Unleaded gasoline | Unleaded gasoline | Retail | Fiberglass coated steel | Fiberglass coated steel |  |  | Fiberglass reinforced plastic |  | 1901-01-01 06:00 | None | Catchment Basin, Single walled catchment basin | Automatic shutoff device At 95% full | Automatic shutoff device At 95% full |  |  | Continuous Automatic Tank Gauge |  | Automatic flow restrictor (MLLD) | Automatic flow restrictor (MLLD) |  |  | Annual line testing | Annual line testing |  | UST Currently In Use: 3; UST Temp Close: 0; AST Currently In Use: 0; AST Temp Closed: 0 | 3 | 0 | 0 | 22743-101-012999 | URMILA LLC DBA KP FOOD MART
10941 | Currently in Use |  | 1987-09-01 06:00 |  | Petroleum | Unleaded gasoline | Unleaded gasoline | Retail | Fiberglass coated steel | Fiberglass coated steel |  |  | Fiberglass reinforced plastic |  | 1901-01-01 06:00 | None | Catchment Basin, Single walled catchment basin | Automatic shutoff device At 95% full | Automatic shutoff device At 95% full |  |  | Continuous Automatic Tank Gauge |  | Automatic flow restrictor (MLLD) | Automatic flow restrictor (MLLD) |  |  | Annual line testing | Annual line testing |  | UST Currently In Use: 3; UST Temp Close: 0; AST Currently In Use: 0; AST Temp Closed: 0 | 3 | 0 | 0 | 22743-101-012999 | URMILA LLC DBA KP FOOD MART
10942 | Currently in Use |  | 1987-09-01 06:00 |  | Petroleum | Unleaded gasoline | Unleaded gasoline | Retail | Fiberglass coated steel | Fiberglass coated steel |  |  | Fiberglass reinforced plastic |  | 1901-01-01 06:00 | None | Catchment Basin, Single walled catchment basin | Automatic shutoff device At 95% full | Automatic shutoff device At 95% full |  |  | Continuous Automatic Tank Gauge |  | Automatic flow restrictor (MLLD) | Automatic flow restrictor (MLLD) |  |  | Annual line testing | Annual line testing |  | UST Currently In Use: 3; UST Temp Close: 0; AST Currently In Use: 0; AST Temp Closed: 0 | 3 | 0 | 0 | 22743-101-012999 | URMILA LLC DBA KP FOOD MART
10943 | Permanently Closed | 1990-04-02 06:00 | 1981-01-01 06:00 | 1990-04-02 06:00 | Petroleum | Used oil | Used oil | [7 empty] | 1901-01-01 06:00 | [15 empty] | UST Currently In Use: 0; UST Temp Close: 0; AST Currently In Use: 0; AST Temp Closed: 0 | 0 | 0 | 2 | 10569-073-012828 | BIRMINGHAM REALTY CO
10944 | Permanently Closed | 1990-04-02 06:00 | 1981-01-01 06:00 | 1990-04-02 06:00 | Petroleum | Used oil | Used oil | [7 empty] | 1901-01-01 06:00 | [15 empty] | UST Currently In Use: 0; UST Temp Close: 0; AST Currently In Use: 0; AST Temp Closed: 0 | 0 | 0 | 2 | 10569-073-012828 | BIRMINGHAM REALTY CO
10945 | Permanently Closed | 1992-08-05 06:00 | 1966-01-01 06:00 | 1992-08-05 06:00 | Petroleum | Used oil | Used oil | [7 empty] | 1901-01-01 06:00 | [15 empty] | UST Currently In Use: 0; UST Temp Close: 0; AST Currently In Use: 0; AST Temp Closed: 0 | 0 | 0 | 1 | 17283-073-013044 | LEADER REALTY CO INC
10946 | Permanently Closed | 1990-01-26 06:00 | 1901-01-01 06:00 | 1990-01-26 06:00 | Petroleum | Unleaded gasoline | Unleaded gasoline |  | Steel | Steel |  |  |  |  | 1901-01-01 06:00 | [15 empty] | UST Currently In Use: 0; UST Temp Close: 0; AST Currently In Use: 0; AST Temp Closed: 0 | 0 | 0 | 1 | 11697-073-013081 | ENGEL REALTY CO
10947 | Permanently Closed | 1994-01-25 06:00 | 1972-01-01 06:00 | 1994-01-25 06:00 | Petroleum | Used oil | Used oil |  | Steel | Steel |  |  | Steel |  | 1901-01-01 06:00 | [15 empty] | UST Currently In Use: 0; UST Temp Close: 0; AST Currently In Use: 0; AST Temp Closed: 0 | 0 | 0 | 1 | 17283-073-013136 | LEADER REALTY CO INC
10950 | Permanently Closed | 1996-01-01 06:00 | 1974-01-01 06:00 | 2009-09-24 06:00 | Petroleum | Unleaded gasoline | Unleaded gasoline | Industrial | Single Wall, Steel | Steel |  | Painted or None | Single Wall, Steel, CAST IRON |  | 1901-01-01 06:00 | None | [14 empty] | UST Currently In Use: 0; UST Temp Close: 0; AST Currently In Use: 0; AST Temp Closed: 0 | 0 | 0 | 1 | 11699-089-000652 | ENGINEERED MAINTENANCE SERVICES
10951 | Temporary Closed | 2019-12-20 06:00 | 1976-01-01 06:00 |  | Petroleum | Unleaded gasoline | Unleaded gasoline | Retail | Steel | Steel | Field installed cathodic protection |  | Steel |  |  | Field installed cathodic protection | Catchment Basin, Single walled catchment basin | Automatic shutoff device At 95% full, Flow Rest 90% Full | Flow Rest 90% Full |  |  | Statistical Inventory Reconciliation (SIR) | [8 empty] | UST Currently In Use: 0; UST Temp Close: 2; AST Currently In Use: 0; AST Temp Closed: 0 | 0 | 2 | 0 | 21102-007-007784 | LEMLEY AUTOMOTIVE
10952 | Temporary Closed | 2010-03-15 06:00 | 1976-01-01 06:00 |  | Petroleum | Premium gasoline | Premium gasoline | Retail | Steel | Steel | Field installed cathodic protection |  | Steel |  |  | Field installed cathodic protection | Catchment Basin, Single walled catchment basin | Automatic shutoff device At 95% full, Flow Rest 90% Full | Flow Rest 90% Full |  |  | Statistical Inventory Reconciliation (SIR) | [8 empty] | UST Currently In Use: 0; UST Temp Close: 2; AST Currently In Use: 0; AST Temp Closed: 0 | 0 | 2 | 0 | 21102-007-007784 | LEMLEY AUTOMOTIVE
10953 | Permanently Closed | 1990-06-28 06:00 | 1968-01-01 06:00 | 1990-06-29 06:00 | Petroleum | Unleaded gasoline | Unleaded gasoline | Local government | Steel | Steel |  | Painted or None | Steel |  | 1901-01-01 06:00 | [15 empty] | UST Currently In Use: 0; UST Temp Close: 0; AST Currently In Use: 0; AST Temp Closed: 0 | 0 | 0 | 5 | 11701-031-009383 | ENTERPRISE CITY BOARD OF EDUCATION
10954 | Permanently Closed | 1994-06-01 06:00 | 1968-01-01 06:00 | 1994-12-17 06:00 | Petroleum | Unleaded gasoline | Unleaded gasoline | Local government | Steel | Steel |  | Painted or None | Steel |  | 1901-01-01 06:00 | [15 empty] | UST Currently In Use: 0; UST Temp Close: 0; AST Currently In Use: 0; AST Temp Closed: 0 | 0 | 0 | 5 | 11701-031-009383 | ENTERPRISE CITY BOARD OF EDUCATION
10955 | Permanently Closed | 1998-12-20 06:00 | 1975-01-01 06:00 | 1999-02-26 06:00 | Petroleum | Unleaded gasoline | Unleaded gasoline | Local government | Steel | Steel |  | Painted or None | Steel |  | 1901-01-01 06:00 | [15 empty] | UST Currently In Use: 0; UST Temp Close: 0; AST Currently In Use: 0; AST Temp Closed: 0 | 0 | 0 | 5 | 11701-031-009383 | ENTERPRISE CITY BOARD OF EDUCATION
10956 | Permanently Closed | 1998-12-20 06:00 | 1975-01-01 06:00 | 1999-02-26 06:00 | Petroleum | Unleaded gasoline | Unleaded gasoline | Local government | Steel | Steel |  | Painted or None | Steel |  | 1901-01-01 06:00 | [15 empty] | UST Currently In Use: 0; UST Temp Close: 0; AST Currently In Use: 0; AST Temp Closed: 0 | 0 | 0 | 5 | 11701-031-009383 | ENTERPRISE CITY BOARD OF EDUCATION
10957 | Permanently Closed | 1988-01-01 06:00 | 1975-01-01 06:00 | 1988-01-01 06:00 | Petroleum | Unleaded gasoline | Unleaded gasoline | Local government | Steel | Steel |  | Painted or None | Steel |  | 1901-01-01 06:00 | [15 empty] | UST Currently In Use: 0; UST Temp Close: 0; AST Currently In Use: 0; AST Temp Closed: 0 | 0 | 0 | 5 | 11701-031-009383 | ENTERPRISE CITY BOARD OF EDUCATION
10958 | Permanently Closed | 1995-09-14 06:00 | 1971-01-01 06:00 | 1995-09-14 06:00 | Petroleum | Unleaded gasoline | Unleaded gasoline |  | Steel | Steel |  | Painted or None | Steel |  | 1901-01-01 06:00 | [15 empty] | UST Currently In Use: 0; UST Temp Close: 0; AST Currently In Use: 0; AST Temp Closed: 0 | 0 | 0 | 2 | 11702-021-004730 | ENTERPRISE GRO
10959 | Permanently Closed | 1995-09-14 06:00 | 1971-01-01 06:00 | 1995-09-14 06:00 | Petroleum | On road diesel | On road diesel |  | Steel | Steel |  | Painted or None | Steel |  | 1901-01-01 06:00 | [15 empty] | UST Currently In Use: 0; UST Temp Close: 0; AST Currently In Use: 0; AST Temp Closed: 0 | 0 | 0 | 2 | 11702-021-004730 | ENTERPRISE GRO
10960 | Cannot Locate or abandoned | 1998-12-21 06:00 | 1971-01-01 06:00 |  | Petroleum | Unleaded gasoline | Unleaded gasoline |  | Steel | Steel |  | Painted or None | Steel |  | 1901-01-01 06:00 | [15 empty] | UST Currently In Use: 0; UST Temp Close: 0; AST Currently In Use: 0; AST Temp Closed: 0 | 0 | 0 | 0 | 11703-007-004414 | EPPERSON TIMBER CO INC
10961 | Cannot Locate or abandoned | 1998-12-21 06:00 | 1971-01-01 06:00 |  | Petroleum | Unleaded gasoline | Unleaded gasoline |  | Steel | Steel |  | Painted or None | Steel |  | 1901-01-01 06:00 | [15 empty] | UST Currently In Use: 0; UST Temp Close: 0; AST Currently In Use: 0; AST Temp Closed: 0 | 0 | 0 | 0 | 11703-007-004414 | EPPERSON TIMBER CO INC
10962 | Cannot Locate or abandoned | 1998-12-21 06:00 | 1971-01-01 06:00 |  | Petroleum | On road diesel | On road diesel |  | Steel | Steel |  | Painted or None | Steel |  | 1901-01-01 06:00 | [15 empty] | UST Currently In Use: 0; UST Temp Close: 0; AST Currently In Use: 0; AST Temp Closed: 0 | 0 | 0 | 0 | 11703-007-004414 | EPPERSON TIMBER CO INC
10963 | Cannot Locate or abandoned | 1998-12-21 06:00 | 1973-01-01 06:00 |  | Petroleum | On road diesel | On road diesel |  | Steel | Steel |  | Painted or None | Steel |  | 1901-01-01 06:00 | [15 empty] | UST Currently In Use: 0; UST Temp Close: 0; AST Currently In Use: 0; AST Temp Closed: 0 | 0 | 0 | 0 | 11703-007-004414 | EPPERSON TIMBER CO INC
10964 | Permanently Closed | 1992-03-23 06:00 | 1966-01-01 06:00 | 1992-03-23 06:00 | Petroleum | Kerosene | Kerosene |  | Steel | Steel |  |  |  |  | 1901-01-01 06:00 | [15 empty] | UST Currently In Use: 0; UST Temp Close: 0; AST Currently In Use: 0; AST Temp Closed: 0 | 0 | 0 | 6 | 11704-101-004436 | EXXON COMPANY USA / ATT JESSIE CRITT
10965 | Permanently Closed | 1992-03-23 06:00 | 1966-01-01 06:00 | 1992-03-23 06:00 | Petroleum | Kerosene | Kerosene |  | Steel | Steel |  |  |  |  | 1901-01-01 06:00 | [15 empty] | UST Currently In Use: 0; UST Temp Close: 0; AST Currently In Use: 0; AST Temp Closed: 0 | 0 | 0 | 6 | 11704-101-004436 | EXXON COMPANY USA / ATT JESSIE CRITT
10966 | Permanently Closed | 1992-03-23 06:00 | 1966-01-01 06:00 | 1992-03-23 06:00 | Petroleum | Unleaded gasoline | Unleaded gasoline |  | Steel | Steel |  |  |  |  | 1901-01-01 06:00 | [15 empty] | UST Currently In Use: 0; UST Temp Close: 0; AST Currently In Use: 0; AST Temp Closed: 0 | 0 | 0 | 6 | 11704-101-004436 | EXXON COMPANY USA / ATT JESSIE CRITT
10967 | Permanently Closed | 1992-03-23 06:00 | 1966-01-01 06:00 | 1992-03-23 06:00 | Petroleum | Kerosene | Kerosene |  | Steel | Steel |  |  |  |  | 1901-01-01 06:00 | [15 empty] | UST Currently In Use: 0; UST Temp Close: 0; AST Currently In Use: 0; AST Temp Closed: 0 | 0 | 0 | 6 | 11704-101-004436 | EXXON COMPANY USA / ATT JESSIE CRITT
10968 | Permanently Closed | 1992-03-23 06:00 | 1966-01-01 06:00 | 1992-03-23 06:00 | Petroleum | Unleaded gasoline | Unleaded gasoline |  | Steel | Steel |  |  |  |  | 1901-01-01 06:00 | [15 empty] | UST Currently In Use: 0; UST Temp Close: 0; AST Currently In Use: 0; AST Temp Closed: 0 | 0 | 0 | 6 | 11704-101-004436 | EXXON COMPANY USA / ATT JESSIE CRITT
10970 | Permanently Closed | 1992-03-23 06:00 | 1966-01-01 06:00 | 1992-03-23 06:00 | Petroleum | Used oil | Used oil |  | Steel | Steel |  |  |  |  | 1901-01-01 06:00 | [15 empty] | UST Currently In Use: 0; UST Temp Close: 0; AST Currently In Use: 0; AST Temp Closed: 0 | 0 | 0 | 6 | 11704-101-004436 | EXXON COMPANY USA / ATT JESSIE CRITT
10971 | Permanently Closed | 1998-06-26 06:00 | 1979-01-01 06:00 |  | Petroleum | On road diesel | On road diesel | Emergency Power Generator, Industrial | Steel | Steel |  | Painted or None | Steel |  | 1901-01-01 06:00 | [15 empty] | UST Currently In Use: 0; UST Temp Close: 0; AST Currently In Use: 0; AST Temp Closed: 0 | 0 | 0 | 1 | 19047-073-011986 | FCB LLC
10972 | Permanently Closed | 1993-11-26 06:00 | 1986-01-01 06:00 | 1993-11-23 06:00 | Petroleum | On road diesel | On road diesel | Emergency power generator | Steel | Steel |  | Painted or None | Steel, ABVPIPING |  | 1901-01-01 06:00 | None | [7 empty] | Containment Sump | Containment Sump | [5 empty] | UST Currently In Use: 1; UST Temp Close: 0; AST Currently In Use: 0; AST Temp Closed: 0 | 1 | 0 | 1 | 24763-073-011985 | HPT SUNBELT PORTFOLIO, LLC
10973 | Currently in Use |  | 1979-01-14 06:00 |  | Petroleum | Unleaded gasoline | Unleaded gasoline | Retail | Steel | Steel | Field installed cathodic protection, Interior lined (not allowed as a standalone method of corrosion protection), INT. LINED |  | Flexible |  |  |  | Catchment Basin, Single walled catchment basin | Audible high level alarm At 90% full, Automatic shutoff device At 95% full | Automatic shutoff device At 95% full |  |  | Automatic Tank Gauge |  | Automatic flow restrictor (MLLD), Containment Sump | Containment Sump |  |  | Annual line testing | Annual line testing |  | UST Currently In Use: 6; UST Temp Close: 0; AST Currently In Use: 0; AST Temp Closed: 0 | 6 | 0 | 2 | 20759-061-003181 | SOUTHWEST GEORGIA OIL COMPANY
10974 | Currently in Use |  | 1979-01-14 06:00 |  | Petroleum | Premium gasoline | Premium gasoline | Retail | Steel | Steel | Field installed cathodic protection, Interior lined (not allowed as a standalone method of corrosion protection), INT. LINED |  | Flexible |  |  |  | Catchment Basin, Single walled catchment basin | Audible high level alarm At 90% full, Automatic shutoff device At 95% full | Automatic shutoff device At 95% full |  |  | Automatic Tank Gauge |  | Automatic flow restrictor (MLLD), Containment Sump | Containment Sump |  |  | Annual line testing | Annual line testing |  | UST Currently In Use: 6; UST Temp Close: 0; AST Currently In Use: 0; AST Temp Closed: 0 | 6 | 0 | 2 | 20759-061-003181 | SOUTHWEST GEORGIA OIL COMPANY
10975 | Currently in Use |  | 1979-01-14 06:00 |  | Petroleum | On road diesel | On road diesel | Retail | Steel | Steel | Field installed cathodic protection, Interior lined (not allowed as a standalone method of corrosion protection), INT. LINED |  | Flexible |  |  |  | Catchment Basin, Single walled catchment basin | Audible high level alarm At 90% full, Automatic shutoff device At 95% full | Automatic shutoff device At 95% full |  |  | Automatic Tank Gauge |  | Automatic flow restrictor (MLLD), Containment Sump | Containment Sump |  |  | Annual line testing | Annual line testing |  | UST Currently In Use: 6; UST Temp Close: 0; AST Currently In Use: 0; AST Temp Closed: 0 | 6 | 0 | 2 | 20759-061-003181 | SOUTHWEST GEORGIA OIL COMPANY
10976 | Permanently Closed | 1993-04-20 06:00 | 1976-01-01 06:00 | 1993-04-20 06:00 | Petroleum | On road diesel | On road diesel |  | Steel | Steel |  | Painted or None | Steel |  | 1901-01-01 06:00 | [12 empty] | Annual line testing | Annual line testing |  | UST Currently In Use: 6; UST Temp Close: 0; AST Currently In Use: 0; AST Temp Closed: 0 | 6 | 0 | 2 | 20759-061-003181 | SOUTHWEST GEORGIA OIL COMPANY
10977 | Permanently Closed | 1993-04-20 06:00 | 1976-01-01 06:00 | 1993-04-20 06:00 | Petroleum | On road diesel | On road diesel |  | Steel | Steel |  | Painted or None | Steel |  | 1901-01-01 06:00 | [12 empty] | Annual line testing | Annual line testing |  | UST Currently In Use: 6; UST Temp Close: 0; AST Currently In Use: 0; AST Temp Closed: 0 | 6 | 0 | 2 | 20759-061-003181 | SOUTHWEST GEORGIA OIL COMPANY
10978 | Permanently Closed | 1991-08-02 06:00 | 1979-01-01 06:00 | 1991-08-02 06:00 | Petroleum | Unleaded gasoline | Unleaded gasoline |  | Steel | Steel |  | Painted or None | Steel |  | 1901-01-01 06:00 | [15 empty] | UST Currently In Use: 0; UST Temp Close: 0; AST Currently In Use: 0; AST Temp Closed: 0 | 0 | 0 | 2 | 11708-097-009777 | ERNEST A HOLLAND
10979 | Permanently Closed | 1991-08-02 06:00 | 1979-01-01 06:00 | 1991-08-02 06:00 | Petroleum | Unleaded gasoline | Unleaded gasoline |  | Steel | Steel |  | Painted or None | Steel |  | 1901-01-01 06:00 | [15 empty] | UST Currently In Use: 0; UST Temp Close: 0; AST Currently In Use: 0; AST Temp Closed: 0 | 0 | 0 | 2 | 11708-097-009777 | ERNEST A HOLLAND
10980 | Permanently Closed | 1901-01-01 06:00 | 1968-01-01 06:00 | 1988-10-01 06:00 | Petroleum | Unleaded gasoline | Unleaded gasoline |  | Steel | Steel |  |  |  |  | 1901-01-01 06:00 | [15 empty] | UST Currently In Use: 0; UST Temp Close: 0; AST Currently In Use: 0; AST Temp Closed: 0 | 0 | 0 | 3 | 11709-041-001667 | ERNEST C MALSON
10981 | Permanently Closed | 1901-01-01 06:00 | 1968-01-01 06:00 | 1988-10-01 06:00 | Petroleum | Unleaded gasoline | Unleaded gasoline |  | Steel | Steel |  |  |  |  | 1901-01-01 06:00 | [15 empty] | UST Currently In Use: 0; UST Temp Close: 0; AST Currently In Use: 0; AST Temp Closed: 0 | 0 | 0 | 3 | 11709-041-001667 | ERNEST C MALSON
10982 | Permanently Closed | 1901-01-01 06:00 | 1968-01-01 06:00 | 1988-10-01 06:00 | Petroleum | Unleaded gasoline | Unleaded gasoline |  | Steel | Steel |  |  |  |  | 1901-01-01 06:00 | [15 empty] | UST Currently In Use: 0; UST Temp Close: 0; AST Currently In Use: 0; AST Temp Closed: 0 | 0 | 0 | 3 | 11709-041-001667 | ERNEST C MALSON
10983 | Permanently Closed | 1993-08-18 06:00 | 1983-01-01 06:00 | 1993-08-18 06:00 | Petroleum | Unleaded gasoline | Unleaded gasoline |  | Steel | Steel |  | Painted or None | Steel |  | 1901-01-01 06:00 | [15 empty] | UST Currently In Use: 0; UST Temp Close: 0; AST Currently In Use: 0; AST Temp Closed: 0 | 0 | 0 | 4 | 17682-097-009969 | ROBERT M KELLEY
10984 | Permanently Closed | 1993-08-18 06:00 | 1979-01-01 06:00 | 1993-08-18 06:00 | Petroleum | Unleaded gasoline | Unleaded gasoline |  | Steel | Steel |  | Painted or None | Steel |  | 1901-01-01 06:00 | [15 empty] | UST Currently In Use: 0; UST Temp Close: 0; AST Currently In Use: 0; AST Temp Closed: 0 | 0 | 0 | 4 | 17682-097-009969 | ROBERT M KELLEY
10985 | Permanently Closed | 1993-08-18 06:00 | 1983-01-01 06:00 | 1993-08-18 06:00 | Petroleum | Unleaded gasoline | Unleaded gasoline |  | Steel | Steel |  | Painted or None | Steel |  | 1901-01-01 06:00 | [15 empty] | UST Currently In Use: 0; UST Temp Close: 0; AST Currently In Use: 0; AST Temp Closed: 0 | 0 | 0 | 4 | 17682-097-009969 | ROBERT M KELLEY
10986 | Permanently Closed | 1993-08-18 06:00 | 1969-01-01 06:00 | 1993-08-18 06:00 | Petroleum | On road diesel | On road diesel |  | Steel | Steel |  | Painted or None | Steel |  | 1901-01-01 06:00 | [15 empty] | UST Currently In Use: 0; UST Temp Close: 0; AST Currently In Use: 0; AST Temp Closed: 0 | 0 | 0 | 4 | 17682-097-009969 | ROBERT M KELLEY
10987 | Permanently Closed | 1993-11-11 06:00 | 1974-01-01 06:00 | 1993-11-11 06:00 | Petroleum | Unleaded gasoline | Unleaded gasoline |  | Steel | Steel |  | Painted or None | Steel |  | 1901-01-01 06:00 | [15 empty] | UST Currently In Use: 0; UST Temp Close: 0; AST Currently In Use: 0; AST Temp Closed: 0 | 0 | 0 | 2 | 11711-117-001052 | ERNEST MCCARTY FORD
10988 | Permanently Closed | 1993-11-11 06:00 | 1974-01-01 06:00 | 1993-11-11 06:00 | Petroleum | Used oil | Used oil |  | Steel | Steel |  | Painted or None | Steel |  | 1901-01-01 06:00 | [15 empty] | UST Currently In Use: 0; UST Temp Close: 0; AST Currently In Use: 0; AST Temp Closed: 0 | 0 | 0 | 2 | 11711-117-001052 | ERNEST MCCARTY FORD
10989 | Permanently Closed | 2011-11-15 06:00 | 1978-06-01 06:00 |  | Petroleum | Aviation fuel (JP-4; etc.) | Aviation fuel (JP-4; etc.) | Local government | Steel | Steel | Field installed cathodic protection, Interior lined (not allowed as a standalone method of corrosion protection) |  | Steel |  | 1901-01-01 06:00 | Field installed cathodic protection | Catchment Basin, Single walled catchment basin | Automatic shutoff device At 95% full | Automatic shutoff device At 95% full |  |  | Statistical Inventory Reconciliation (SIR) | [8 empty] | UST Currently In Use: 0; UST Temp Close: 0; AST Currently In Use: 0; AST Temp Closed: 0 | 0 | 0 | 1 | 10995-053-002762 | CITY OF BREWTON
10990 | Permanently Closed | 1993-01-01 06:00 | 1975-01-01 06:00 | 1993-01-01 06:00 | Petroleum | Unleaded gasoline | Unleaded gasoline | Local government | Steel | Steel |  | Painted or None | Steel |  | 1901-01-01 06:00 | [15 empty] | UST Currently In Use: 0; UST Temp Close: 0; AST Currently In Use: 0; AST Temp Closed: 0 | 0 | 0 | 1 | 11713-053-001196 | ESCAMBIA COUNTY BOARD OF EDUCATION
10991 | Permanently Closed | 1991-01-23 06:00 | 1979-01-01 06:00 | 1991-01-23 06:00 | Petroleum | Unleaded gasoline | Unleaded gasoline | Local government | Steel | Steel |  | Painted or None | Steel |  | 1901-01-01 06:00 | [15 empty] | UST Currently In Use: 0; UST Temp Close: 0; AST Currently In Use: 0; AST Temp Closed: 0 | 0 | 0 | 3 | 11713-053-001197 | ESCAMBIA COUNTY BOARD OF EDUCATION
10992 | Permanently Closed | 1990-06-04 06:00 | 1964-01-01 06:00 | 1990-06-04 06:00 | Petroleum | Unleaded gasoline | Unleaded gasoline | Local government | Steel | Steel |  |  | Steel |  | 1901-01-01 06:00 | [15 empty] | UST Currently In Use: 0; UST Temp Close: 0; AST Currently In Use: 0; AST Temp Closed: 0 | 0 | 0 | 1 | 11713-053-001690 | ESCAMBIA COUNTY BOARD OF EDUCATION
10993 | Permanently Closed | 1997-05-01 06:00 | 1980-01-01 06:00 | 1997-07-10 06:00 | Petroleum | Unleaded gasoline | Unleaded gasoline | Local government | Steel | Steel |  | Painted or None | Steel |  | 1901-01-01 06:00 | [12 empty] | Annual line testing | Annual line testing |  | UST Currently In Use: 0; UST Temp Close: 0; AST Currently In Use: 0; AST Temp Closed: 0 | 0 | 0 | 2 | 11713-053-001691 | ESCAMBIA COUNTY BOARD OF EDUCATION
10994 | Permanently Closed | 1997-05-01 06:00 | 1979-01-01 06:00 | 1997-07-10 06:00 | Petroleum | On road diesel | On road diesel | Local government | Steel | Steel |  | Painted or None | Steel |  | 1901-01-01 06:00 | [12 empty] | Annual line testing | Annual line testing |  | UST Currently In Use: 0; UST Temp Close: 0; AST Currently In Use: 0; AST Temp Closed: 0 | 0 | 0 | 2 | 11713-053-001691 | ESCAMBIA COUNTY BOARD OF EDUCATION
10995 | Retired | 1982-01-01 06:00 | 1961-01-01 06:00 |  | Petroleum | Unleaded gasoline | Unleaded gasoline | Local government | Steel | Steel |  |  | Steel |  | 1901-01-01 06:00 | [15 empty] | UST Currently In Use: 0; UST Temp Close: 0; AST Currently In Use: 0; AST Temp Closed: 0 | 0 | 0 | 2 | 11713-053-001691 | ESCAMBIA COUNTY BOARD OF EDUCATION
10996 | Retired | 1982-01-01 06:00 | 1961-01-01 06:00 |  | Petroleum | Unleaded gasoline | Unleaded gasoline | Local government | Steel | Steel |  |  | Steel |  | 1901-01-01 06:00 | [15 empty] | UST Currently In Use: 0; UST Temp Close: 0; AST Currently In Use: 0; AST Temp Closed: 0 | 0 | 0 | 2 | 11713-053-001691 | ESCAMBIA COUNTY BOARD OF EDUCATION
10997 | Permanently Closed | 1991-10-11 06:00 | 1964-01-01 06:00 | 2012-06-25 06:00 | Petroleum | Unleaded gasoline | Unleaded gasoline | Local government | Steel | Steel |  |  | Steel |  | 1901-01-01 06:00 | [15 empty] | UST Currently In Use: 0; UST Temp Close: 0; AST Currently In Use: 0; AST Temp Closed: 0 | 0 | 0 | 5 | 11713-053-001692 | ESCAMBIA COUNTY BOARD OF EDUCATION
10998 | Permanently Closed | 1991-10-11 06:00 | 1964-01-01 06:00 | 2012-06-25 06:00 | Petroleum | Unleaded gasoline | Unleaded gasoline | Local government | Steel | Steel |  |  | Steel |  | 1901-01-01 06:00 | [15 empty] | UST Currently In Use: 0; UST Temp Close: 0; AST Currently In Use: 0; AST Temp Closed: 0 | 0 | 0 | 5 | 11713-053-001692 | ESCAMBIA COUNTY BOARD OF EDUCATION
10999 | Permanently Closed | 1992-07-08 06:00 | 1978-01-01 06:00 | 1992-07-08 06:00 | Petroleum | Unleaded gasoline | Unleaded gasoline | Local government | Steel | Steel |  | Painted or None | Steel |  | 1901-01-01 06:00 | [15 empty] | UST Currently In Use: 0; UST Temp Close: 0; AST Currently In Use: 0; AST Temp Closed: 0 | 0 | 0 | 5 | 11713-053-001692 | ESCAMBIA COUNTY BOARD OF EDUCATION
11000 | Permanently Closed | 1992-07-08 06:00 | 1979-01-01 06:00 | 1992-07-08 06:00 | Petroleum | On road diesel | On road diesel | Local government | Steel | Steel |  | Painted or None | Steel |  | 1901-01-01 06:00 | [15 empty] | UST Currently In Use: 0; UST Temp Close: 0; AST Currently In Use: 0; AST Temp Closed: 0 | 0 | 0 | 5 | 11713-053-001692 | ESCAMBIA COUNTY BOARD OF EDUCATION
11001 | Permanently Closed | 1992-11-13 06:00 | 1961-01-01 06:00 | 1992-11-13 06:00 | Petroleum | Unleaded gasoline | Unleaded gasoline | Local government | Steel | Steel |  | Painted or None | Steel |  | 1901-01-01 06:00 | [15 empty] | UST Currently In Use: 0; UST Temp Close: 0; AST Currently In Use: 2; AST Temp Closed: 0 | 0 | 0 | 3 | 11715-053-003579 | ESCAMBIA COUNTY COMMISSION
11002 | Permanently Closed | 1992-11-13 06:00 | 1961-01-01 06:00 | 1992-11-13 06:00 | Petroleum | Unleaded gasoline | Unleaded gasoline | Local government | Steel | Steel |  | Painted or None | Steel |  | 1901-01-01 06:00 | [15 empty] | UST Currently In Use: 0; UST Temp Close: 0; AST Currently In Use: 2; AST Temp Closed: 0 | 0 | 0 | 3 | 11715-053-003579 | ESCAMBIA COUNTY COMMISSION
11003 | Permanently Closed | 1992-11-13 06:00 | 1961-01-01 06:00 | 1992-11-13 06:00 | Petroleum | On road diesel | On road diesel | Local government | Steel | Steel |  | Painted or None | Steel |  | 1901-01-01 06:00 | [15 empty] | UST Currently In Use: 0; UST Temp Close: 0; AST Currently In Use: 2; AST Temp Closed: 0 | 0 | 0 | 3 | 11715-053-003579 | ESCAMBIA COUNTY COMMISSION
11004 | Permanently Closed | 1989-12-06 06:00 | 1974-01-01 06:00 | 1989-12-06 06:00 | Petroleum | On road diesel | On road diesel | Local government | Steel | Steel |  | Painted or None | Steel |  | 1901-01-01 06:00 | [15 empty] | UST Currently In Use: 0; UST Temp Close: 0; AST Currently In Use: 0; AST Temp Closed: 0 | 0 | 0 | 2 | 11715-053-003580 | ESCAMBIA COUNTY COMMISSION
11005 | Permanently Closed | 1989-12-06 06:00 | 1974-01-01 06:00 | 1989-12-06 06:00 | Petroleum | Unleaded gasoline | Unleaded gasoline | Local government | Steel | Steel |  | Painted or None | Steel |  | 1901-01-01 06:00 | [15 empty] | UST Currently In Use: 0; UST Temp Close: 0; AST Currently In Use: 0; AST Temp Closed: 0 | 0 | 0 | 2 | 11715-053-003580 | ESCAMBIA COUNTY COMMISSION
11006 | Permanently Closed | 1994-11-08 06:00 | 1959-01-01 06:00 | 1995-09-26 06:00 | Petroleum | Unleaded gasoline | Unleaded gasoline | Local government | Steel | Steel |  | Painted or None | Steel |  | 1901-01-01 06:00 | [15 empty] | UST Currently In Use: 0; UST Temp Close: 0; AST Currently In Use: 0; AST Temp Closed: 2 | 0 | 0 | 5 | 11715-053-003581 | ESCAMBIA COUNTY COMMISSION
11007 | Permanently Closed | 1994-11-08 06:00 | 1959-01-01 06:00 | 1995-09-26 06:00 | Petroleum | On road diesel | On road diesel | Local government | Steel | Steel |  | Painted or None | Steel |  | 1901-01-01 06:00 | [15 empty] | UST Currently In Use: 0; UST Temp Close: 0; AST Currently In Use: 0; AST Temp Closed: 2 | 0 | 0 | 5 | 11715-053-003581 | ESCAMBIA COUNTY COMMISSION
11008 | Permanently Closed | 1994-11-08 06:00 | 1959-01-01 06:00 | 1995-09-26 06:00 | Petroleum | Unleaded gasoline | Unleaded gasoline | Local government | Steel | Steel |  | Painted or None | Steel |  | 1901-01-01 06:00 | [15 empty] | UST Currently In Use: 0; UST Temp Close: 0; AST Currently In Use: 0; AST Temp Closed: 2 | 0 | 0 | 5 | 11715-053-003581 | ESCAMBIA COUNTY COMMISSION
11009 | Permanently Closed | 1990-01-01 06:00 | 1982-01-01 06:00 | 1990-01-01 06:00 | Petroleum | Unleaded gasoline | Unleaded gasoline | Local government | Steel | Steel |  | Painted or None | Steel |  | 1901-01-01 06:00 | [15 empty] | UST Currently In Use: 0; UST Temp Close: 0; AST Currently In Use: 0; AST Temp Closed: 2 | 0 | 0 | 5 | 11715-053-003581 | ESCAMBIA COUNTY COMMISSION
11010 | Permanently Closed | 1990-01-01 06:00 | 1982-01-01 06:00 | 1990-01-01 06:00 | Petroleum | On road diesel | On road diesel | Local government | Steel | Steel |  | Painted or None | Steel |  | 1901-01-01 06:00 | [15 empty] | UST Currently In Use: 0; UST Temp Close: 0; AST Currently In Use: 0; AST Temp Closed: 2 | 0 | 0 | 5 | 11715-053-003581 | ESCAMBIA COUNTY COMMISSION
11011 | Permanently Closed | 1901-01-01 06:00 | 1964-01-01 06:00 | 1988-12-01 06:00 | Petroleum | On road diesel | On road diesel | Local government | Steel | Steel |  | Painted or None | Steel |  | 1901-01-01 06:00 | [15 empty] | UST Currently In Use: 0; UST Temp Close: 0; AST Currently In Use: 0; AST Temp Closed: 0 | 0 | 0 | 2 | 11715-053-003582 | ESCAMBIA COUNTY COMMISSION
11012 | Permanently Closed | 1901-01-01 06:00 | 1964-01-01 06:00 | 1988-12-01 06:00 | Petroleum | Unleaded gasoline | Unleaded gasoline | Local government | Steel | Steel |  | Painted or None | Steel |  | 1901-01-01 06:00 | [15 empty] | UST Currently In Use: 0; UST Temp Close: 0; AST Currently In Use: 0; AST Temp Closed: 0 | 0 | 0 | 2 | 11715-053-003582 | ESCAMBIA COUNTY COMMISSION
11013 | Permanently Closed | 1998-09-16 06:00 | 1985-01-01 06:00 | 1998-09-16 06:00 | Petroleum | Unleaded gasoline | Unleaded gasoline | Local government | Steel | Steel | Coated & cathodic protection (sti-P3) |  | Steel |  | 1901-01-01 06:00 | [15 empty] | UST Currently In Use: 0; UST Temp Close: 0; AST Currently In Use: 0; AST Temp Closed: 0 | 0 | 0 | 2 | 11715-053-012594 | ESCAMBIA COUNTY COMMISSION
11014 | Permanently Closed | 1998-09-16 06:00 | 1985-01-01 06:00 | 1998-09-16 06:00 | Petroleum | On road diesel | On road diesel | Local government | Steel | Steel | Coated & cathodic protection (sti-P3) |  | Steel |  | 1901-01-01 06:00 | [15 empty] | UST Currently In Use: 0; UST Temp Close: 0; AST Currently In Use: 0; AST Temp Closed: 0 | 0 | 0 | 2 | 11715-053-012594 | ESCAMBIA COUNTY COMMISSION
11017 | Permanently Closed | 1997-01-01 06:00 | 1958-01-01 06:00 | 1998-01-19 06:00 | Petroleum | Unleaded gasoline | Unleaded gasoline | Retail | Steel | Steel |  | Painted or None | Steel |  | 1901-01-01 06:00 | [12 empty] | Annual line testing | Annual line testing |  | UST Currently In Use: 0; UST Temp Close: 0; AST Currently In Use: 0; AST Temp Closed: 0 | 0 | 0 | 2 | 11718-031-004450 | ESMAC INC
11018 | Permanently Closed | 1997-01-01 06:00 | 1975-01-01 06:00 | 1998-01-19 06:00 | Petroleum | Unleaded gasoline | Unleaded gasoline | Retail | Steel | Steel |  | Painted or None | Steel |  | 1901-01-01 06:00 | [12 empty] | Annual line testing | Annual line testing |  | UST Currently In Use: 0; UST Temp Close: 0; AST Currently In Use: 0; AST Temp Closed: 0 | 0 | 0 | 2 | 11718-031-004450 | ESMAC INC
11019 | Permanently Closed | 1990-09-13 06:00 | 1964-01-01 06:00 | 1990-09-13 06:00 | Petroleum | On road diesel | On road diesel |  | Steel | Steel |  | Painted or None | Steel |  | 1901-01-01 06:00 | [15 empty] | UST Currently In Use: 0; UST Temp Close: 0; AST Currently In Use: 0; AST Temp Closed: 0 | 0 | 0 | 1 | 11719-067-000925 | ESPY FERTILIZER CO INC
11020 | Permanently Closed | 1990-06-07 06:00 | 1973-01-01 06:00 | 1990-06-07 06:00 | Petroleum | Unleaded gasoline | Unleaded gasoline |  | Steel | Steel | Coated & cathodic protection (sti-P3) |  | Steel |  | 1901-01-01 06:00 | [15 empty] | UST Currently In Use: 0; UST Temp Close: 0; AST Currently In Use: 0; AST Temp Closed: 0 | 0 | 0 | 2 | 11720-117-007041 | ESSEX CRANE RENTAL CORP
11021 | Permanently Closed | 1990-06-07 06:00 | 1973-01-01 06:00 | 1990-06-07 06:00 | Petroleum | On road diesel | On road diesel |  | Steel | Steel | Coated & cathodic protection (sti-P3) |  | Steel |  | 1901-01-01 06:00 | [15 empty] | UST Currently In Use: 0; UST Temp Close: 0; AST Currently In Use: 0; AST Temp Closed: 0 | 0 | 0 | 2 | 11720-117-007041 | ESSEX CRANE RENTAL CORP
11022 | Permanently Closed | 1901-01-01 06:00 | 1964-01-01 06:00 | 1997-08-27 06:00 | Petroleum | Unleaded gasoline | Unleaded gasoline |  | Steel | Steel |  | Painted or None | Steel |  | 1901-01-01 06:00 | [15 empty] | UST Currently In Use: 0; UST Temp Close: 0; AST Currently In Use: 0; AST Temp Closed: 0 | 0 | 0 | 3 | 20394-073-012539 | JESSE JAMES MCCALL
11023 | Permanently Closed | 1901-01-01 06:00 | 1964-01-01 06:00 | 1997-08-27 06:00 | Petroleum | Unleaded gasoline | Unleaded gasoline |  | Steel | Steel |  | Painted or None | Steel |  | 1901-01-01 06:00 | [15 empty] | UST Currently In Use: 0; UST Temp Close: 0; AST Currently In Use: 0; AST Temp Closed: 0 | 0 | 0 | 3 | 20394-073-012539 | JESSE JAMES MCCALL
11024 | Permanently Closed | 1901-01-01 06:00 | 1964-01-01 06:00 | 1997-08-27 06:00 | Petroleum | Unleaded gasoline | Unleaded gasoline |  | Steel | Steel |  | Painted or None | Steel |  | 1901-01-01 06:00 | [15 empty] | UST Currently In Use: 0; UST Temp Close: 0; AST Currently In Use: 0; AST Temp Closed: 0 | 0 | 0 | 3 | 20394-073-012539 | JESSE JAMES MCCALL
11025 | Permanently Closed | 1990-01-01 06:00 | 1967-01-01 06:00 | 1996-07-20 06:00 | Petroleum | Unleaded gasoline | Unleaded gasoline |  | Steel | Steel |  |  | Steel |  | 1901-01-01 06:00 | [15 empty] | UST Currently In Use: 0; UST Temp Close: 0; AST Currently In Use: 0; AST Temp Closed: 0 | 0 | 0 | 4 | 11722-073-010435 | ESTATE OF JOHN W MCCRANEY
11026 | Permanently Closed | 1990-01-01 06:00 | 1967-01-01 06:00 | 1996-07-20 06:00 | Petroleum | Unleaded gasoline | Unleaded gasoline |  | Steel | Steel |  |  | Steel |  | 1901-01-01 06:00 | [15 empty] | UST Currently In Use: 0; UST Temp Close: 0; AST Currently In Use: 0; AST Temp Closed: 0 | 0 | 0 | 4 | 11722-073-010435 | ESTATE OF JOHN W MCCRANEY
11027 | Permanently Closed | 1990-01-01 06:00 | 1967-01-01 06:00 | 1996-07-20 06:00 | Petroleum | Unleaded gasoline | Unleaded gasoline |  | Steel | Steel |  |  | Steel |  | 1901-01-01 06:00 | [15 empty] | UST Currently In Use: 0; UST Temp Close: 0; AST Currently In Use: 0; AST Temp Closed: 0 | 0 | 0 | 4 | 11722-073-010435 | ESTATE OF JOHN W MCCRANEY
11028 | Permanently Closed | 1990-01-01 06:00 | 1967-01-01 06:00 | 1996-07-20 06:00 | Petroleum | On road diesel | On road diesel |  | Steel | Steel |  |  | Steel |  | 1901-01-01 06:00 | [15 empty] | UST Currently In Use: 0; UST Temp Close: 0; AST Currently In Use: 0; AST Temp Closed: 0 | 0 | 0 | 4 | 11722-073-010435 | ESTATE OF JOHN W MCCRANEY
11029 | Permanently Closed | 1991-10-01 06:00 | 1967-01-01 06:00 | 1991-01-01 06:00 | Petroleum | Unleaded gasoline | Unleaded gasoline |  | Steel | Steel |  |  | Steel |  | 1901-01-01 06:00 | [15 empty] | UST Currently In Use: 0; UST Temp Close: 0; AST Currently In Use: 0; AST Temp Closed: 0 | 0 | 0 | 3 | 11722-073-010436 | ESTATE OF JOHN W MCCRANEY
11030 | Permanently Closed | 1991-10-01 06:00 | 1967-01-01 06:00 | 1991-01-01 06:00 | Petroleum | Unleaded gasoline | Unleaded gasoline |  | Steel | Steel |  |  | Steel |  | 1901-01-01 06:00 | [15 empty] | UST Currently In Use: 0; UST Temp Close: 0; AST Currently In Use: 0; AST Temp Closed: 0 | 0 | 0 | 3 | 11722-073-010436 | ESTATE OF JOHN W MCCRANEY
11031 | Permanently Closed | 1991-10-01 06:00 | 1967-01-01 06:00 | 1991-01-01 06:00 | Petroleum | Unleaded gasoline | Unleaded gasoline |  | Steel | Steel |  |  | Steel |  | 1901-01-01 06:00 | [15 empty] | UST Currently In Use: 0; UST Temp Close: 0; AST Currently In Use: 0; AST Temp Closed: 0 | 0 | 0 | 3 | 11722-073-010436 | ESTATE OF JOHN W MCCRANEY
11032 | Cannot Locate or abandoned | 1998-12-22 06:00 | 1974-01-01 06:00 |  | Petroleum | Unleaded gasoline | Unleaded gasoline |  | Steel | Steel |  |  | Steel |  | 1901-01-01 06:00 | [15 empty] | UST Currently In Use: 0; UST Temp Close: 0; AST Currently In Use: 0; AST Temp Closed: 0 | 0 | 0 | 0 | 20126-117-010437 | LARRY RAY SKIPPER
11033 | Cannot Locate or abandoned | 1998-12-28 06:00 | 1974-01-01 06:00 |  | Petroleum | Unleaded gasoline | Unleaded gasoline |  | Steel | Steel |  |  | Steel |  | 1901-01-01 06:00 | [15 empty] | UST Currently In Use: 0; UST Temp Close: 0; AST Currently In Use: 0; AST Temp Closed: 0 | 0 | 0 | 0 | 20126-117-010437 | LARRY RAY SKIPPER
11034 | Cannot Locate or abandoned | 1998-12-28 06:00 | 1974-01-01 06:00 |  | Petroleum | Unleaded gasoline | Unleaded gasoline |  | Steel | Steel |  |  | Steel |  | 1901-01-01 06:00 | [15 empty] | UST Currently In Use: 0; UST Temp Close: 0; AST Currently In Use: 0; AST Temp Closed: 0 | 0 | 0 | 0 | 20126-117-010437 | LARRY RAY SKIPPER
11035 | Permanently Closed | 1985-01-01 06:00 | 1974-01-01 06:00 | 1988-10-01 06:00 | Petroleum | Unleaded gasoline | Unleaded gasoline |  | Steel | Steel |  |  | Steel |  | 1901-01-01 06:00 | [15 empty] | UST Currently In Use: 0; UST Temp Close: 0; AST Currently In Use: 0; AST Temp Closed: 0 | 0 | 0 | 5 | 11722-117-010438 | ESTATE OF JOHN W MCCRANEY
11036 | Permanently Closed | 1901-01-01 06:00 | 1974-01-01 06:00 | 1988-10-01 06:00 | Petroleum | Unleaded gasoline | Unleaded gasoline |  | Steel | Steel |  |  | Steel |  | 1901-01-01 06:00 | [15 empty] | UST Currently In Use: 0; UST Temp Close: 0; AST Currently In Use: 0; AST Temp Closed: 0 | 0 | 0 | 5 | 11722-117-010438 | ESTATE OF JOHN W MCCRANEY
11037 | Permanently Closed | 1901-01-01 06:00 | 1974-01-01 06:00 | 1988-10-01 06:00 | Petroleum | On road diesel | On road diesel |  | Steel | Steel |  |  | Steel |  | 1901-01-01 06:00 | [15 empty] | UST Currently In Use: 0; UST Temp Close: 0; AST Currently In Use: 0; AST Temp Closed: 0 | 0 | 0 | 5 | 11722-117-010438 | ESTATE OF JOHN W MCCRANEY
11038 | Permanently Closed | 1901-01-01 06:00 | 1982-01-01 06:00 | 1988-10-01 06:00 | Petroleum | Unleaded gasoline | Unleaded gasoline |  | Fiberglass reinforced plastic | Fiberglass reinforced plastic |  |  | Steel |  | 1901-01-01 06:00 | [15 empty] | UST Currently In Use: 0; UST Temp Close: 0; AST Currently In Use: 0; AST Temp Closed: 0 | 0 | 0 | 5 | 11722-117-010438 | ESTATE OF JOHN W MCCRANEY
11039 | Permanently Closed | 1901-01-01 06:00 | 1982-01-01 06:00 | 1988-10-01 06:00 | Petroleum | Unleaded gasoline | Unleaded gasoline |  | Fiberglass reinforced plastic | Fiberglass reinforced plastic |  |  | Steel |  | 1901-01-01 06:00 | [15 empty] | UST Currently In Use: 0; UST Temp Close: 0; AST Currently In Use: 0; AST Temp Closed: 0 | 0 | 0 | 5 | 11722-117-010438 | ESTATE OF JOHN W MCCRANEY
11040 | Permanently Closed | 1998-01-27 06:00 | 1961-01-01 06:00 | 1998-06-08 06:00 | Petroleum | Unleaded gasoline | Unleaded gasoline |  | Steel | Steel |  | Painted or None | Steel |  | 1901-01-01 06:00 | [15 empty] | UST Currently In Use: 0; UST Temp Close: 0; AST Currently In Use: 0; AST Temp Closed: 0 | 0 | 0 | 3 | 11723-069-004160 | JERRY D SMITH FAMILY TRUST
11041 | Permanently Closed | 1998-01-27 06:00 | 1961-01-01 06:00 | 1998-06-08 06:00 | Petroleum | Unleaded gasoline | Unleaded gasoline |  | Steel | Steel |  | Painted or None | Steel |  | 1901-01-01 06:00 | [15 empty] | UST Currently In Use: 0; UST Temp Close: 0; AST Currently In Use: 0; AST Temp Closed: 0 | 0 | 0 | 3 | 11723-069-004160 | JERRY D SMITH FAMILY TRUST
11042 | Permanently Closed | 1998-01-27 06:00 | 1966-01-01 06:00 | 1998-06-08 06:00 | Petroleum | Unleaded gasoline | Unleaded gasoline |  | Steel | Steel |  | Painted or None | Steel |  | 1901-01-01 06:00 | [15 empty] | UST Currently In Use: 0; UST Temp Close: 0; AST Currently In Use: 0; AST Temp Closed: 0 | 0 | 0 | 3 | 11723-069-004160 | JERRY D SMITH FAMILY TRUST
11043 | Currently in Use |  | 1970-01-01 06:00 |  | Petroleum | Unleaded gasoline | Unleaded gasoline | Retail | Steel | Steel | Field installed cathodic protection |  | Steel |  |  | Field installed cathodic protection | Catchment Basin, Single walled catchment basin | Automatic shutoff device At 95% full, Flow Rest 90% Full | Flow Rest 90% Full |  |  | Statistical Inventory Reconciliation (SIR) | [8 empty] | UST Currently In Use: 3; UST Temp Close: 0; AST Currently In Use: 0; AST Temp Closed: 0 | 3 | 0 | 0 | 25016-001-010503 | DIMPALBAHEM P. PATEL C/O CROSSROADS
11044 | Currently in Use |  | 1970-01-01 06:00 |  | Petroleum | On road diesel | On road diesel | Retail | Steel | Steel | Field installed cathodic protection |  | Steel |  |  | Field installed cathodic protection | Catchment Basin, Single walled catchment basin | Automatic shutoff device At 95% full, Flow Rest 90% Full | Flow Rest 90% Full |  |  | Statistical Inventory Reconciliation (SIR) | [8 empty] | UST Currently In Use: 3; UST Temp Close: 0; AST Currently In Use: 0; AST Temp Closed: 0 | 3 | 0 | 0 | 25016-001-010503 | DIMPALBAHEM P. PATEL C/O CROSSROADS
11045 | Currently in Use |  | 1970-01-01 06:00 |  | Petroleum | Premium gasoline | Premium gasoline | Retail | Steel | Steel | Field installed cathodic protection |  | Steel |  |  | Field installed cathodic protection | Catchment Basin, Single walled catchment basin | Automatic shutoff device At 95% full, Flow Rest 90% Full | Flow Rest 90% Full |  |  | Statistical Inventory Reconciliation (SIR) | [8 empty] | UST Currently In Use: 3; UST Temp Close: 0; AST Currently In Use: 0; AST Temp Closed: 0 | 3 | 0 | 0 | 25016-001-010503 | DIMPALBAHEM P. PATEL C/O CROSSROADS
11046 | Retired | 1987-08-08 06:00 | 1901-01-01 06:00 |  | Petroleum | Unleaded gasoline | Unleaded gasoline |  | Steel | Steel |  |  | Steel |  | 1901-01-01 06:00 | [15 empty] | UST Currently In Use: 0; UST Temp Close: 0; AST Currently In Use: 0; AST Temp Closed: 0 | 0 | 0 | 0 | 11724-101-010502 | KENNY WALDEN
11047 | Retired | 1987-08-08 06:00 | 1901-01-01 06:00 |  | Petroleum | Unleaded gasoline | Unleaded gasoline |  | Steel | Steel |  |  | Steel |  | 1901-01-01 06:00 | [15 empty] | UST Currently In Use: 0; UST Temp Close: 0; AST Currently In Use: 0; AST Temp Closed: 0 | 0 | 0 | 0 | 11724-101-010502 | KENNY WALDEN
11048 | Retired | 1987-08-08 06:00 | 1968-01-01 06:00 |  | Petroleum | Unleaded gasoline | Unleaded gasoline |  | Steel | Steel |  |  | Steel |  | 1901-01-01 06:00 | [15 empty] | UST Currently In Use: 0; UST Temp Close: 0; AST Currently In Use: 0; AST Temp Closed: 0 | 0 | 0 | 0 | 11724-101-010504 | KENNY WALDEN
11049 | Retired | 1987-08-08 06:00 | 1968-01-01 06:00 |  | Petroleum | Unleaded gasoline | Unleaded gasoline |  | Steel | Steel |  |  | Steel |  | 1901-01-01 06:00 | [15 empty] | UST Currently In Use: 0; UST Temp Close: 0; AST Currently In Use: 0; AST Temp Closed: 0 | 0 | 0 | 0 | 11724-101-010504 | KENNY WALDEN
11050 | Retired | 1987-08-08 06:00 | 1973-01-01 06:00 |  | Petroleum | Unleaded gasoline | Unleaded gasoline |  | Steel | Steel |  |  | Steel |  | 1901-01-01 06:00 | [15 empty] | UST Currently In Use: 0; UST Temp Close: 0; AST Currently In Use: 0; AST Temp Closed: 0 | 0 | 0 | 0 | 11724-101-010504 | KENNY WALDEN
11051 | Retired | 1987-08-08 06:00 | 1968-01-01 06:00 |  | Petroleum | Unleaded gasoline | Unleaded gasoline |  | Steel | Steel |  |  | Steel |  | 1901-01-01 06:00 | [15 empty] | UST Currently In Use: 0; UST Temp Close: 0; AST Currently In Use: 0; AST Temp Closed: 0 | 0 | 0 | 0 | 11724-101-010505 | KENNY WALDEN
11052 | Retired | 1987-08-08 06:00 | 1968-01-01 06:00 |  | Petroleum | Unleaded gasoline | Unleaded gasoline |  | Steel | Steel |  |  | Steel |  | 1901-01-01 06:00 | [15 empty] | UST Currently In Use: 0; UST Temp Close: 0; AST Currently In Use: 0; AST Temp Closed: 0 | 0 | 0 | 0 | 11724-101-010505 | KENNY WALDEN
11053 | Permanently Closed | 1993-01-05 06:00 | 1959-01-01 06:00 | 1993-01-05 06:00 | Petroleum | Unleaded gasoline | Unleaded gasoline | [7 empty] | 1901-01-01 06:00 | [15 empty] | UST Currently In Use: 0; UST Temp Close: 0; AST Currently In Use: 0; AST Temp Closed: 0 | 0 | 0 | 4 | 11725-073-012822 | ESTATE OF R M LACKEY
11054 | Permanently Closed | 1980-01-01 06:00 | 1959-01-01 06:00 | 1994-08-29 06:00 | Petroleum | Unleaded gasoline | Unleaded gasoline | [7 empty] | 1901-01-01 06:00 | [15 empty] | UST Currently In Use: 0; UST Temp Close: 0; AST Currently In Use: 0; AST Temp Closed: 0 | 0 | 0 | 4 | 11725-073-012822 | ESTATE OF R M LACKEY
11055 | Permanently Closed | 1980-01-01 06:00 | 1959-01-01 06:00 | 1994-08-29 06:00 | Petroleum | Unleaded gasoline | Unleaded gasoline | [7 empty] | 1901-01-01 06:00 | [15 empty] | UST Currently In Use: 0; UST Temp Close: 0; AST Currently In Use: 0; AST Temp Closed: 0 | 0 | 0 | 4 | 11725-073-012822 | ESTATE OF R M LACKEY
11056 | Permanently Closed | 1980-01-01 06:00 | 1959-01-01 06:00 | 1994-08-29 06:00 | Petroleum | Unleaded gasoline | Unleaded gasoline | [7 empty] | 1901-01-01 06:00 | [15 empty] | UST Currently In Use: 0; UST Temp Close: 0; AST Currently In Use: 0; AST Temp Closed: 0 | 0 | 0 | 4 | 11725-073-012822 | ESTATE OF R M LACKEY
11057 | Permanently Closed | 1991-02-27 06:00 | 1981-01-01 06:00 | 1991-02-27 06:00 | Petroleum | Unleaded gasoline | Unleaded gasoline |  | Steel | Steel |  | Painted or None | Steel |  | 1901-01-01 06:00 | [15 empty] | UST Currently In Use: 0; UST Temp Close: 0; AST Currently In Use: 0; AST Temp Closed: 0 | 0 | 0 | 2 | 11727-101-000047 | ESTECH BRANDED FERTILIZERS INC
11058 | Permanently Closed | 1991-02-27 06:00 | 1981-01-01 06:00 | 1991-02-27 06:00 | Petroleum | On road diesel | On road diesel |  | Steel | Steel |  | Painted or None | Steel |  | 1901-01-01 06:00 | [15 empty] | UST Currently In Use: 0; UST Temp Close: 0; AST Currently In Use: 0; AST Temp Closed: 0 | 0 | 0 | 2 | 11727-101-000047 | ESTECH BRANDED FERTILIZERS INC
11059 | Permanently Closed | 1979-02-01 06:00 | 1961-01-01 06:00 |  | Petroleum | Unleaded gasoline | Unleaded gasoline |  | Steel | Steel |  | Painted or None | Steel |  | 1901-01-01 06:00 | [15 empty] | UST Currently In Use: 0; UST Temp Close: 0; AST Currently In Use: 0; AST Temp Closed: 0 | 0 | 0 | 2 | 11728-051-001891 | ESTES AUTO PARTS
11060 | Permanently Closed | 1979-02-01 06:00 | 1961-01-01 06:00 |  | Petroleum | Unleaded gasoline | Unleaded gasoline |  | Steel | Steel |  | Painted or None | Steel |  | 1901-01-01 06:00 | [15 empty] | UST Currently In Use: 0; UST Temp Close: 0; AST Currently In Use: 0; AST Temp Closed: 0 | 0 | 0 | 2 | 11728-051-001891 | ESTES AUTO PARTS
11061 | Permanently Closed | 1981-01-01 06:00 | 1981-01-01 06:00 | 1991-11-26 06:00 | Petroleum | Unleaded gasoline | Unleaded gasoline |  | Steel | Steel |  | Painted or None | Steel |  | 1901-01-01 06:00 | [15 empty] | UST Currently In Use: 0; UST Temp Close: 0; AST Currently In Use: 0; AST Temp Closed: 0 | 0 | 0 | 2 | 11732-033-004334 | ESTES OIL COMPANY, INC.
11062 | Permanently Closed | 1981-01-01 06:00 | 1969-01-01 06:00 | 1991-11-26 06:00 | Petroleum | Unleaded gasoline | Unleaded gasoline |  | Steel | Steel |  | Painted or None | Steel |  | 1901-01-01 06:00 | [15 empty] | UST Currently In Use: 0; UST Temp Close: 0; AST Currently In Use: 0; AST Temp Closed: 0 | 0 | 0 | 2 | 11732-033-004334 | ESTES OIL COMPANY, INC.
11063 | Permanently Closed | 1984-01-01 06:00 | 1966-01-01 06:00 | 1988-01-01 06:00 | Petroleum | Unleaded gasoline | Unleaded gasoline |  | Steel | Steel |  | Painted or None | Steel |  | 1901-01-01 06:00 | [15 empty] | UST Currently In Use: 0; UST Temp Close: 0; AST Currently In Use: 0; AST Temp Closed: 0 | 0 | 0 | 3 | 11732-033-004335 | ESTES OIL COMPANY, INC.
11064 | Permanently Closed | 1984-01-01 06:00 | 1966-01-01 06:00 | 1988-01-01 06:00 | Petroleum | Unleaded gasoline | Unleaded gasoline |  | Steel | Steel |  | Painted or None | Steel |  | 1901-01-01 06:00 | [15 empty] | UST Currently In Use: 0; UST Temp Close: 0; AST Currently In Use: 0; AST Temp Closed: 0 | 0 | 0 | 3 | 11732-033-004335 | ESTES OIL COMPANY, INC.
11065 | Permanently Closed | 1984-01-01 06:00 | 1966-01-01 06:00 | 1988-01-01 06:00 | Petroleum | Unleaded gasoline | Unleaded gasoline |  | Steel | Steel |  | Painted or None | Steel |  | 1901-01-01 06:00 | [15 empty] | UST Currently In Use: 0; UST Temp Close: 0; AST Currently In Use: 0; AST Temp Closed: 0 | 0 | 0 | 3 | 11732-033-004335 | ESTES OIL COMPANY, INC.
11066 | Permanently Closed | 1901-01-01 06:00 | 1964-01-01 06:00 | 1988-10-04 06:00 | Petroleum | Unleaded gasoline | Unleaded gasoline |  | Steel | Steel |  | Painted or None | Steel |  | 1901-01-01 06:00 | [12 empty] | Annual line testing | Annual line testing |  | UST Currently In Use: 5; UST Temp Close: 0; AST Currently In Use: 0; AST Temp Closed: 0 | 5 | 0 | 3 | 11661-033-004336 | EDWARDS OIL COMPANY
11067 | Permanently Closed | 1901-01-01 06:00 | 1964-01-01 06:00 | 1988-10-04 06:00 | Petroleum | Unleaded gasoline | Unleaded gasoline |  | Steel | Steel |  | Painted or None | Steel |  | 1901-01-01 06:00 | [12 empty] | Annual line testing | Annual line testing |  | UST Currently In Use: 5; UST Temp Close: 0; AST Currently In Use: 0; AST Temp Closed: 0 | 5 | 0 | 3 | 11661-033-004336 | EDWARDS OIL COMPANY
11068 | Permanently Closed | 1901-01-01 06:00 | 1964-01-01 06:00 | 1988-10-04 06:00 | Petroleum | Unleaded gasoline | Unleaded gasoline |  | Steel | Steel |  | Painted or None | Steel |  | 1901-01-01 06:00 | [12 empty] | Annual line testing | Annual line testing |  | UST Currently In Use: 5; UST Temp Close: 0; AST Currently In Use: 0; AST Temp Closed: 0 | 5 | 0 | 3 | 11661-033-004336 | EDWARDS OIL COMPANY
11069 | Currently in Use |  | 1986-01-01 06:00 |  | Petroleum | Unleaded gasoline | Unleaded gasoline | Retail | Single Wall, Steel | Steel | Coated & cathodic protection (sti-P3) |  | Double Wall, Flexible | APT | 2016-07-01 06:00 |  | Catchment Basin, Single walled catchment basin | Automatic shutoff device At 95% full, Flow Rest 90% Full | Flow Rest 90% Full |  |  | Continuous Automatic Tank Gauge | Single walled submersible pump containment sump | Automatic flow restrictor (MLLD), Containment Sump | Containment Sump | Interstitial Monitoring within Secondary Containment | SENSOR TO ATG | Other, SLAVE | Other |  | UST Currently In Use: 5; UST Temp Close: 0; AST Currently In Use: 0; AST Temp Closed: 0 | 5 | 0 | 3 | 11661-033-004336 | EDWARDS OIL COMPANY
11070 | Currently in Use |  | 1986-01-01 06:00 |  | Petroleum | Premium gasoline | Premium gasoline | Retail | Single Wall, Steel | Steel | Coated & cathodic protection (sti-P3) |  | Double Wall, Flexible | APT | 2016-07-01 06:00 |  | Catchment Basin, Single walled catchment basin | Automatic shutoff device At 95% full, Flow Rest 90% Full | Flow Rest 90% Full |  |  | Continuous Automatic Tank Gauge | Single walled submersible pump containment sump | Automatic flow restrictor (MLLD), Containment Sump | Containment Sump | Interstitial Monitoring within Secondary Containment | SENSOR TO ATG | Other, INT REQ | Other |  | UST Currently In Use: 5; UST Temp Close: 0; AST Currently In Use: 0; AST Temp Closed: 0 | 5 | 0 | 3 | 11661-033-004336 | EDWARDS OIL COMPANY
11071 | Currently in Use |  | 1986-01-01 06:00 |  | Petroleum | Unleaded gasoline | Unleaded gasoline | Retail | Single Wall, Steel | Steel | Coated & cathodic protection (sti-P3) |  | Double Wall, Flexible | APT | 2016-07-01 06:00 |  | Catchment Basin, Single walled catchment basin | Automatic shutoff device At 95% full, Flow Rest 90% Full | Flow Rest 90% Full |  |  | Continuous Automatic Tank Gauge | Single walled submersible pump containment sump | Automatic flow restrictor (MLLD), Containment Sump | Containment Sump | Interstitial Monitoring within Secondary Containment | SENSOR TO ATG | Other, MASTER | Other |  | UST Currently In Use: 5; UST Temp Close: 0; AST Currently In Use: 0; AST Temp Closed: 0 | 5 | 0 | 3 | 11661-033-004336 | EDWARDS OIL COMPANY
11072 | Currently in Use |  | 1986-01-01 06:00 |  | Petroleum | On road diesel | On road diesel | Retail | Single Wall, Steel | Steel | Coated & cathodic protection (sti-P3) |  | Double Wall, Flexible | APT | 2016-07-01 06:00 |  | Catchment Basin, Single walled catchment basin | Automatic shutoff device At 95% full, Flow Rest 90% Full | Flow Rest 90% Full |  |  | Continuous Automatic Tank Gauge | Single walled submersible pump containment sump | Automatic flow restrictor (MLLD), Containment Sump | Containment Sump | Interstitial Monitoring within Secondary Containment | SENSOR TO ATG | Other, INT REQ | Other |  | UST Currently In Use: 5; UST Temp Close: 0; AST Currently In Use: 0; AST Temp Closed: 0 | 5 | 0 | 3 | 11661-033-004336 | EDWARDS OIL COMPANY
11073 | Currently in Use |  | 1986-01-01 06:00 |  | Petroleum | Unleaded gasoline | Unleaded gasoline | Retail | Single Wall, Steel | Steel | Coated & cathodic protection (sti-P3) |  | Double Wall, Flexible | APT | 2016-07-01 06:00 |  | Catchment Basin, Single walled catchment basin | Automatic shutoff device At 95% full, Flow Rest 90% Full | Flow Rest 90% Full |  |  | Continuous Automatic Tank Gauge | Single walled submersible pump containment sump | Automatic flow restrictor (MLLD), Containment Sump | Containment Sump | Interstitial Monitoring within Secondary Containment | SENSOR TO ATG | Other, INT REQ | Other |  | UST Currently In Use: 5; UST Temp Close: 0; AST Currently In Use: 0; AST Temp Closed: 0 | 5 | 0 | 3 | 11661-033-004336 | EDWARDS OIL COMPANY
11074 | Permanently Closed | 1990-10-01 06:00 | 1972-01-01 06:00 | 1990-10-01 06:00 | Petroleum | Unleaded gasoline | Unleaded gasoline |  | Steel | Steel |  | Painted or None | Steel |  | 1901-01-01 06:00 | [15 empty] | UST Currently In Use: 0; UST Temp Close: 0; AST Currently In Use: 0; AST Temp Closed: 0 | 0 | 0 | 3 | 11732-033-004337 | ESTES OIL COMPANY, INC.
11075 | Permanently Closed | 1990-10-01 06:00 | 1972-01-01 06:00 | 1990-10-01 06:00 | Petroleum | Unleaded gasoline | Unleaded gasoline |  | Steel | Steel |  | Painted or None | Steel |  | 1901-01-01 06:00 | [15 empty] | UST Currently In Use: 0; UST Temp Close: 0; AST Currently In Use: 0; AST Temp Closed: 0 | 0 | 0 | 3 | 11732-033-004337 | ESTES OIL COMPANY, INC.
11076 | Permanently Closed | 1990-10-01 06:00 | 1972-01-01 06:00 | 1990-10-01 06:00 | Petroleum | Unleaded gasoline | Unleaded gasoline |  | Steel | Steel |  | Painted or None | Steel |  | 1901-01-01 06:00 | [15 empty] | UST Currently In Use: 0; UST Temp Close: 0; AST Currently In Use: 0; AST Temp Closed: 0 | 0 | 0 | 3 | 11732-033-004337 | ESTES OIL COMPANY, INC.
11077 | Currently in Use |  | 1983-01-01 06:00 |  | Petroleum | On road diesel | On road diesel | Retail | Single Wall, Steel | Steel | Coated & cathodic protection (sti-P3) |  | Double Wall, Flexible |  | 2009-11-23 06:00 |  | Catchment Basin, Single walled catchment basin | Automatic shutoff device At 95% full | Automatic shutoff device At 95% full |  |  | Continuous Automatic Tank Gauge | Single walled submersible pump containment sump | Automatic flow restrictor (MLLD), Containment Sump | Containment Sump | Interstitial Monitoring within Secondary Containment | SENSOR TO ATG | Continuous alarm system | Continuous alarm system |  | UST Currently In Use: 4; UST Temp Close: 0; AST Currently In Use: 0; AST Temp Closed: 0 | 4 | 0 | 1 | 11661-033-004338 | EDWARDS OIL COMPANY
11078 | Currently in Use |  | 1983-01-01 06:00 |  | Petroleum | Premium gasoline | Premium gasoline | Retail | Single Wall, Steel | Steel | Coated & cathodic protection (sti-P3) |  | Double Wall, Flexible |  | 2009-11-23 06:00 |  | Catchment Basin, Single walled catchment basin | Automatic shutoff device At 95% full | Automatic shutoff device At 95% full |  |  | Continuous Automatic Tank Gauge | Single walled submersible pump containment sump | Automatic flow restrictor (MLLD), Containment Sump | Containment Sump | Interstitial Monitoring within Secondary Containment | SENSOR TO ATG | Continuous alarm system | Continuous alarm system |  | UST Currently In Use: 4; UST Temp Close: 0; AST Currently In Use: 0; AST Temp Closed: 0 | 4 | 0 | 1 | 11661-033-004338 | EDWARDS OIL COMPANY
11079 | Currently in Use |  | 1983-01-01 06:00 |  | Petroleum | Unleaded gasoline | Unleaded gasoline | Retail | Single Wall, Steel | Steel | Coated & cathodic protection (sti-P3) |  | Double Wall, Flexible |  | 2009-11-23 06:00 |  | Catchment Basin, Single walled catchment basin | Automatic shutoff device At 95% full | Automatic shutoff device At 95% full |  |  | Continuous Automatic Tank Gauge | Single walled submersible pump containment sump | Automatic flow restrictor (MLLD), Containment Sump | Containment Sump | Interstitial Monitoring within Secondary Containment | SENSOR TO ATG | Continuous alarm system | Continuous alarm system |  | UST Currently In Use: 4; UST Temp Close: 0; AST Currently In Use: 0; AST Temp Closed: 0 | 4 | 0 | 1 | 11661-033-004338 | EDWARDS OIL COMPANY
11080 | Permanently Closed | 2009-09-30 06:00 | 1981-01-01 06:00 | 2009-10-23 06:00 | Petroleum | On road diesel | On road diesel | Retail | Single Wall, Steel | Steel | Field installed cathodic protection |  | Steel |  |  | Field installed cathodic protection | Catchment Basin, Single walled catchment basin | Flow Rest 90% Full | Flow Rest 90% Full |  |  | Continuous Automatic Tank Gauge | [8 empty] | UST Currently In Use: 4; UST Temp Close: 0; AST Currently In Use: 0; AST Temp Closed: 0 | 4 | 0 | 1 | 11661-033-004338 | EDWARDS OIL COMPANY
11081 | Permanently Closed | 1994-02-28 06:00 | 1968-01-01 06:00 | 1994-03-03 06:00 | Petroleum | Unleaded gasoline | Unleaded gasoline |  | Steel | Steel |  | Painted or None | Steel |  | 1901-01-01 06:00 | [6 empty] | Statistical Inventory Reconciliation (SIR) | [5 empty] | Statistical inventory reconciliation (SIR) | Statistical inventory reconciliation (SIR) |  | UST Currently In Use: 0; UST Temp Close: 0; AST Currently In Use: 0; AST Temp Closed: 0 | 0 | 0 | 8 | 21083-033-004339 | EDWARD W ESTES
11082 | Permanently Closed | 1994-02-28 06:00 | 1968-01-01 06:00 | 1994-03-03 06:00 | Petroleum | Unleaded gasoline | Unleaded gasoline |  | Steel | Steel |  | Painted or None | Steel |  | 1901-01-01 06:00 | [6 empty] | Statistical Inventory Reconciliation (SIR) | [5 empty] | Statistical inventory reconciliation (SIR) | Statistical inventory reconciliation (SIR) |  | UST Currently In Use: 0; UST Temp Close: 0; AST Currently In Use: 0; AST Temp Closed: 0 | 0 | 0 | 8 | 21083-033-004339 | EDWARD W ESTES
11083 | Permanently Closed | 1994-02-28 06:00 | 1968-01-01 06:00 | 1994-03-03 06:00 | Petroleum | Unleaded gasoline | Unleaded gasoline |  | Steel | Steel |  | Painted or None | Steel |  | 1901-01-01 06:00 | [6 empty] | Statistical Inventory Reconciliation (SIR) | [5 empty] | Statistical inventory reconciliation (SIR) | Statistical inventory reconciliation (SIR) |  | UST Currently In Use: 0; UST Temp Close: 0; AST Currently In Use: 0; AST Temp Closed: 0 | 0 | 0 | 8 | 21083-033-004339 | EDWARD W ESTES
11084 | Permanently Closed | 1994-02-28 06:00 | 1968-01-01 06:00 | 1994-03-03 06:00 | Petroleum | Unleaded gasoline | Unleaded gasoline |  | Steel | Steel |  | Painted or None | Steel |  | 1901-01-01 06:00 | [6 empty] | Statistical Inventory Reconciliation (SIR) | [5 empty] | Statistical inventory reconciliation (SIR) | Statistical inventory reconciliation (SIR) |  | UST Currently In Use: 0; UST Temp Close: 0; AST Currently In Use: 0; AST Temp Closed: 0 | 0 | 0 | 8 | 21083-033-004339 | EDWARD W ESTES
11085 | Permanently Closed | 1990-10-01 06:00 | 1960-01-01 06:00 | 1990-10-01 06:00 | Petroleum | Unleaded gasoline | Unleaded gasoline |  | Steel | Steel |  | Painted or None | Steel |  | 1901-01-01 06:00 | [15 empty] | UST Currently In Use: 0; UST Temp Close: 0; AST Currently In Use: 0; AST Temp Closed: 0 | 0 | 0 | 3 | 11732-033-004340 | ESTES OIL COMPANY, INC.
11086 | Permanently Closed | 1990-10-01 06:00 | 1960-01-01 06:00 | 1990-10-01 06:00 | Petroleum | Unleaded gasoline | Unleaded gasoline |  | Steel | Steel |  | Painted or None | Steel |  | 1901-01-01 06:00 | [15 empty] | UST Currently In Use: 0; UST Temp Close: 0; AST Currently In Use: 0; AST Temp Closed: 0 | 0 | 0 | 3 | 11732-033-004340 | ESTES OIL COMPANY, INC.
11087 | Permanently Closed | 1990-10-01 06:00 | 1960-01-01 06:00 | 1990-10-01 06:00 | Petroleum | Unleaded gasoline | Unleaded gasoline |  | Steel | Steel |  | Painted or None | Steel |  | 1901-01-01 06:00 | [15 empty] | UST Currently In Use: 0; UST Temp Close: 0; AST Currently In Use: 0; AST Temp Closed: 0 | 0 | 0 | 3 | 11732-033-004340 | ESTES OIL COMPANY, INC.
11088 | Permanently Closed | 1996-01-01 06:00 | 1961-01-01 06:00 | 1998-10-29 06:00 | Petroleum | Unleaded gasoline | Unleaded gasoline |  | Steel | Steel |  | Painted or None | Steel |  | 1901-01-01 06:00 | [15 empty] | UST Currently In Use: 0; UST Temp Close: 0; AST Currently In Use: 0; AST Temp Closed: 0 | 0 | 0 | 5 | 11732-033-004341 | ESTES OIL COMPANY, INC.
11089 | Permanently Closed | 1996-01-01 06:00 | 1961-01-01 06:00 | 1998-10-29 06:00 | Petroleum | Unleaded gasoline | Unleaded gasoline |  | Steel | Steel |  | Painted or None | Steel |  | 1901-01-01 06:00 | [15 empty] | UST Currently In Use: 0; UST Temp Close: 0; AST Currently In Use: 0; AST Temp Closed: 0 | 0 | 0 | 5 | 11732-033-004341 | ESTES OIL COMPANY, INC.
11090 | Permanently Closed | 1996-01-01 06:00 | 1961-01-01 06:00 | 1998-10-29 06:00 | Petroleum | Unleaded gasoline | Unleaded gasoline |  | Steel | Steel |  | Painted or None | Steel |  | 1901-01-01 06:00 | [15 empty] | UST Currently In Use: 0; UST Temp Close: 0; AST Currently In Use: 0; AST Temp Closed: 0 | 0 | 0 | 5 | 11732-033-004341 | ESTES OIL COMPANY, INC.
11091 | Permanently Closed | 1996-01-01 06:00 | 1961-01-01 06:00 | 1998-10-29 06:00 | Petroleum | Unleaded gasoline | Unleaded gasoline |  | Steel | Steel |  | Painted or None | Steel |  | 1901-01-01 06:00 | [15 empty] | UST Currently In Use: 0; UST Temp Close: 0; AST Currently In Use: 0; AST Temp Closed: 0 | 0 | 0 | 5 | 11732-033-004341 | ESTES OIL COMPANY, INC.
11092 | Permanently Closed | 1996-01-01 06:00 | 1961-01-01 06:00 | 1998-10-29 06:00 | Petroleum | Unleaded gasoline | Unleaded gasoline |  | Steel | Steel |  | Painted or None | Steel |  | 1901-01-01 06:00 | [15 empty] | UST Currently In Use: 0; UST Temp Close: 0; AST Currently In Use: 0; AST Temp Closed: 0 | 0 | 0 | 5 | 11732-033-004341 | ESTES OIL COMPANY, INC.
11093 | Permanently Closed | 1901-01-01 06:00 | 1966-01-01 06:00 | 1988-01-01 06:00 | Petroleum | Unleaded gasoline | Unleaded gasoline |  | Steel | Steel |  | Painted or None | Steel |  | 1901-01-01 06:00 | [15 empty] | UST Currently In Use: 0; UST Temp Close: 0; AST Currently In Use: 0; AST Temp Closed: 0 | 0 | 0 | 3 | 11732-033-004350 | ESTES OIL COMPANY, INC.
11094 | Permanently Closed | 1901-01-01 06:00 | 1966-01-01 06:00 | 1988-01-01 06:00 | Petroleum | Unleaded gasoline | Unleaded gasoline |  | Steel | Steel |  | Painted or None | Steel |  | 1901-01-01 06:00 | [15 empty] | UST Currently In Use: 0; UST Temp Close: 0; AST Currently In Use: 0; AST Temp Closed: 0 | 0 | 0 | 3 | 11732-033-004350 | ESTES OIL COMPANY, INC.
11095 | Permanently Closed | 1901-01-01 06:00 | 1966-01-01 06:00 | 1988-01-01 06:00 | Petroleum | Unleaded gasoline | Unleaded gasoline |  | Steel | Steel |  | Painted or None | Steel |  | 1901-01-01 06:00 | [15 empty] | UST Currently In Use: 0; UST Temp Close: 0; AST Currently In Use: 0; AST Temp Closed: 0 | 0 | 0 | 3 | 11732-033-004350 | ESTES OIL COMPANY, INC.
11096 | Currently in Use |  | 1983-01-01 06:00 |  | Petroleum | Unleaded gasoline | Unleaded gasoline | Retail | Single Wall, Steel | Steel | Field installed cathodic protection |  | Double Wall, Flexible |  |  |  | Catchment Basin, Single walled catchment basin | Automatic shutoff device At 95% full, Flow Rest 90% Full | Flow Rest 90% Full |  |  | Automatic Tank Gauge | Single walled submersible pump containment sump | Automatic flow restrictor (MLLD), Containment Sump | Containment Sump |  | SENSOR TO ATG | Annual line testing, Continuous alarm system | Continuous alarm system |  | UST Currently In Use: 5; UST Temp Close: 0; AST Currently In Use: 0; AST Temp Closed: 0 | 5 | 0 | 0 | 25189-033-004351 | JAGTAR SINGH
11097 | Currently in Use |  | 1983-01-01 06:00 |  | Petroleum | Unleaded gasoline | Unleaded gasoline | Retail | Single Wall, Steel | Steel | Field installed cathodic protection |  | Double Wall, Flexible |  |  |  | Catchment Basin, Single walled catchment basin | Automatic shutoff device At 95% full, Flow Rest 90% Full | Flow Rest 90% Full |  |  | Automatic Tank Gauge |  | Other, MANIFOLDED | Other |  |  | Other, MANIFOLDED | Other |  | UST Currently In Use: 5; UST Temp Close: 0; AST Currently In Use: 0; AST Temp Closed: 0 | 5 | 0 | 0 | 25189-033-004351 | JAGTAR SINGH
11098 | Currently in Use |  | 1983-01-01 06:00 |  | Petroleum | Premium gasoline | Premium gasoline | Retail | Single Wall, Steel | Steel | Field installed cathodic protection |  | Double Wall, Flexible |  |  |  | Catchment Basin, Single walled catchment basin | Automatic shutoff device At 95% full, Flow Rest 90% Full | Flow Rest 90% Full |  |  | Automatic Tank Gauge | Single walled submersible pump containment sump | Automatic flow restrictor (MLLD), Containment Sump | Containment Sump |  | SENSOR TO ATG | Annual line testing, Continuous alarm system | Continuous alarm system |  | UST Currently In Use: 5; UST Temp Close: 0; AST Currently In Use: 0; AST Temp Closed: 0 | 5 | 0 | 0 | 25189-033-004351 | JAGTAR SINGH
11099 | Currently in Use |  | 1983-01-01 06:00 |  | Petroleum | Kerosene | Kerosene | Retail | Single Wall, Steel | Steel | Field installed cathodic protection |  | Double Wall, Flexible |  |  |  | Catchment Basin, Single walled catchment basin | Automatic shutoff device At 95% full, Flow Rest 90% Full | Flow Rest 90% Full |  |  | Automatic Tank Gauge | Single walled submersible pump containment sump | Automatic flow restrictor (MLLD), Containment Sump | Containment Sump |  | SENSOR TO ATG | Annual line testing, Continuous alarm system | Continuous alarm system |  | UST Currently In Use: 5; UST Temp Close: 0; AST Currently In Use: 0; AST Temp Closed: 0 | 5 | 0 | 0 | 25189-033-004351 | JAGTAR SINGH
11100 | Currently in Use |  | 1983-01-01 06:00 |  | Petroleum | On road diesel | On road diesel | Retail | Single Wall, Steel | Steel | Field installed cathodic protection |  | Double Wall, Flexible |  |  |  | Catchment Basin, Single walled catchment basin | Automatic shutoff device At 95% full, Flow Rest 90% Full | Flow Rest 90% Full |  |  | Automatic Tank Gauge | Single walled submersible pump containment sump | Automatic flow restrictor (MLLD), Containment Sump | Containment Sump |  | SENSOR TO ATG | Annual line testing, Continuous alarm system | Continuous alarm system |  | UST Currently In Use: 5; UST Temp Close: 0; AST Currently In Use: 0; AST Temp Closed: 0 | 5 | 0 | 0 | 25189-033-004351 | JAGTAR SINGH
11101 | Permanently Closed | 2000-12-06 06:00 | 1984-01-01 06:00 | 2001-02-05 06:00 | Petroleum | Unleaded gasoline | Unleaded gasoline | Retail | Steel | Steel | Field installed cathodic protection |  | Steel |  | 1901-01-01 06:00 | Field installed cathodic protection | Catchment Basin, Single walled catchment basin | Automatic shutoff device At 95% full | Automatic shutoff device At 95% full |  |  | Statistical Inventory Reconciliation (SIR) | [5 empty] | Annual line testing, Statistical inventory reconciliation (SIR) | Statistical inventory reconciliation (SIR) |  | UST Currently In Use: 0; UST Temp Close: 0; AST Currently In Use: 0; AST Temp Closed: 0 | 0 | 0 | 5 | 11661-033-004353 | EDWARDS OIL COMPANY
11102 | Permanently Closed | 2000-12-06 06:00 | 1984-01-01 06:00 | 2001-02-05 06:00 | Petroleum | Mid-grade gasoline | Mid-grade gasoline | Retail | Steel | Steel | Field installed cathodic protection |  | Steel |  | 1901-01-01 06:00 | Field installed cathodic protection | Catchment Basin, Single walled catchment basin | Automatic shutoff device At 95% full | Automatic shutoff device At 95% full |  |  | Statistical Inventory Reconciliation (SIR) | [5 empty] | Annual line testing, Statistical inventory reconciliation (SIR) | Statistical inventory reconciliation (SIR) |  | UST Currently In Use: 0; UST Temp Close: 0; AST Currently In Use: 0; AST Temp Closed: 0 | 0 | 0 | 5 | 11661-033-004353 | EDWARDS OIL COMPANY
11103 | Permanently Closed | 2000-12-06 06:00 | 1984-01-01 06:00 | 2001-02-05 06:00 | Petroleum | Premium gasoline | Premium gasoline | Retail | Steel | Steel | Field installed cathodic protection |  | Steel |  | 1901-01-01 06:00 | Field installed cathodic protection | Catchment Basin, Single walled catchment basin | Automatic shutoff device At 95% full | Automatic shutoff device At 95% full |  |  | Statistical Inventory Reconciliation (SIR) | [5 empty] | Annual line testing, Statistical inventory reconciliation (SIR) | Statistical inventory reconciliation (SIR) |  | UST Currently In Use: 0; UST Temp Close: 0; AST Currently In Use: 0; AST Temp Closed: 0 | 0 | 0 | 5 | 11661-033-004353 | EDWARDS OIL COMPANY
11104 | Permanently Closed | 1992-11-28 06:00 | 1972-01-01 06:00 |  | Petroleum | Kerosene | Kerosene |  | Steel | Steel |  | Painted or None | Steel |  | 1901-01-01 06:00 | [15 empty] | UST Currently In Use: 0; UST Temp Close: 0; AST Currently In Use: 0; AST Temp Closed: 0 | 0 | 0 | 5 | 11661-033-004353 | EDWARDS OIL COMPANY
11105 | Permanently Closed | 1992-11-28 06:00 | 1972-01-01 06:00 |  | Petroleum | On road diesel | On road diesel |  | Steel | Steel |  | Painted or None | Steel |  | 1901-01-01 06:00 | [12 empty] | Annual line testing | Annual line testing |  | UST Currently In Use: 0; UST Temp Close: 0; AST Currently In Use: 0; AST Temp Closed: 0 | 0 | 0 | 5 | 11661-033-004353 | EDWARDS OIL COMPANY
11106 | Currently in Use |  | 1990-01-01 06:00 |  | Petroleum | Unleaded gasoline | Unleaded gasoline | Retail | Single Wall, Steel | Steel | Coated & cathodic protection (sti-P3) |  | Double Wall, Fiberglass reinforced plastic |  |  |  | Catchment Basin, Single walled catchment basin | Automatic shutoff device At 95% full | Automatic shutoff device At 95% full |  |  | Continuous Automatic Tank Gauge | Single walled submersible pump containment sump | Automatic flow restrictor (MLLD), Containment Sump | Containment Sump |  |  | Annual line testing | Annual line testing |  | UST Currently In Use: 4; UST Temp Close: 0; AST Currently In Use: 0; AST Temp Closed: 0 | 4 | 0 | 0 | 11661-033-014873 | EDWARDS OIL COMPANY
11107 | Currently in Use |  | 1990-01-01 06:00 |  | Petroleum | On road diesel | On road diesel | Retail | Single Wall, Steel | Steel | Coated & cathodic protection (sti-P3) |  | Double Wall, Fiberglass reinforced plastic |  |  |  | Catchment Basin, Single walled catchment basin | Automatic shutoff device At 95% full | Automatic shutoff device At 95% full |  |  | Continuous Automatic Tank Gauge | Single walled submersible pump containment sump | Automatic flow restrictor (MLLD), Containment Sump | Containment Sump |  |  | Annual line testing | Annual line testing |  | UST Currently In Use: 4; UST Temp Close: 0; AST Currently In Use: 0; AST Temp Closed: 0 | 4 | 0 | 0 | 11661-033-014873 | EDWARDS OIL COMPANY
11108 | Currently in Use |  | 1990-01-01 06:00 |  | Petroleum | Premium gasoline | Premium gasoline | Retail | Single Wall, Steel | Steel | Coated & cathodic protection (sti-P3) |  | Double Wall, Fiberglass reinforced plastic |  |  |  | Catchment Basin, Single walled catchment basin | Automatic shutoff device At 95% full | Automatic shutoff device At 95% full |  |  | Continuous Automatic Tank Gauge | Single walled submersible pump containment sump | Automatic flow restrictor (MLLD), Containment Sump | Containment Sump |  | SENSOR TO ATG | Annual line testing | Annual line testing |  | UST Currently In Use: 4; UST Temp Close: 0; AST Currently In Use: 0; AST Temp Closed: 0 | 4 | 0 | 0 | 11661-033-014873 | EDWARDS OIL COMPANY
11109 | Currently in Use |  | 1990-01-01 06:00 |  | Petroleum | On road diesel | On road diesel | Retail | Single Wall, Steel | Steel | Coated & cathodic protection (sti-P3) |  | Double Wall, Fiberglass reinforced plastic |  |  |  | Catchment Basin, Single walled catchment basin | Automatic shutoff device At 95% full | Automatic shutoff device At 95% full |  |  | Continuous Automatic Tank Gauge | Single walled submersible pump containment sump | Automatic flow restrictor (MLLD), Containment Sump | Containment Sump |  | SENSOR TO ATG | Annual line testing | Annual line testing |  | UST Currently In Use: 4; UST Temp Close: 0; AST Currently In Use: 0; AST Temp Closed: 0 | 4 | 0 | 0 | 11661-033-014873 | EDWARDS OIL COMPANY
11110 | Permanently Closed | 1901-01-01 06:00 | 1962-01-01 06:00 | 1988-01-01 06:00 | Petroleum | Unleaded gasoline | Unleaded gasoline |  | Steel | Steel |  | Painted or None | Steel |  | 1901-01-01 06:00 | [15 empty] | UST Currently In Use: 0; UST Temp Close: 0; AST Currently In Use: 0; AST Temp Closed: 0 | 0 | 0 | 3 | 11732-077-004342 | ESTES OIL COMPANY, INC.
11111 | Permanently Closed | 1901-01-01 06:00 | 1962-01-01 06:00 | 1988-01-01 06:00 | Petroleum | Unleaded gasoline | Unleaded gasoline |  | Steel | Steel |  | Painted or None | Steel |  | 1901-01-01 06:00 | [15 empty] | UST Currently In Use: 0; UST Temp Close: 0; AST Currently In Use: 0; AST Temp Closed: 0 | 0 | 0 | 3 | 11732-077-004342 | ESTES OIL COMPANY, INC.
11112 | Permanently Closed | 1901-01-01 06:00 | 1962-01-01 06:00 | 1988-01-01 06:00 | Petroleum | Unleaded gasoline | Unleaded gasoline |  | Steel | Steel |  | Painted or None | Steel |  | 1901-01-01 06:00 | [15 empty] | UST Currently In Use: 0; UST Temp Close: 0; AST Currently In Use: 0; AST Temp Closed: 0 | 0 | 0 | 3 | 11732-077-004342 | ESTES OIL COMPANY, INC.
11117 | Permanently Closed | 1994-07-01 06:00 | 1970-01-01 06:00 | 1994-07-12 06:00 | Petroleum | Unleaded gasoline | Unleaded gasoline |  | Single Wall, FIBERGLASS | Single Wall |  | Painted or None | Other, ENVIROFLEX |  | 1901-01-01 06:00 | None | Catchment Basin, Single walled catchment basin | Flow Rest 90% Full | Flow Rest 90% Full |  |  | Automatic Tank Gauge | [5 empty] | Annual line testing | Annual line testing |  | UST Currently In Use: 0; UST Temp Close: 3; AST Currently In Use: 0; AST Temp Closed: 0 | 0 | 3 | 3 | 22813-077-004344 | HESAM, INC.
11118 | Permanently Closed | 1994-07-01 06:00 | 1970-01-01 06:00 | 1994-07-12 06:00 | Petroleum | Unleaded gasoline | Unleaded gasoline |  | Steel | Steel |  | Painted or None | Other, ENVIROFLEX |  | 1901-01-01 06:00 | None | Catchment Basin, Single walled catchment basin | Flow Rest 90% Full | Flow Rest 90% Full |  |  | Automatic Tank Gauge | [5 empty] | Annual line testing | Annual line testing |  | UST Currently In Use: 0; UST Temp Close: 3; AST Currently In Use: 0; AST Temp Closed: 0 | 0 | 3 | 3 | 22813-077-004344 | HESAM, INC.
11119 | Permanently Closed | 1994-07-01 06:00 | 1970-01-01 06:00 | 1994-07-12 06:00 | Petroleum | Unleaded gasoline | Unleaded gasoline | Retail | Steel | Steel |  | Painted or None | Other, ENVIROFLEX |  | 1901-01-01 06:00 | None | Catchment Basin, Single walled catchment basin | Flow Rest 90% Full | Flow Rest 90% Full |  |  | Automatic Tank Gauge | [5 empty] | Annual line testing | Annual line testing |  | UST Currently In Use: 0; UST Temp Close: 3; AST Currently In Use: 0; AST Temp Closed: 0 | 0 | 3 | 3 | 22813-077-004344 | HESAM, INC.
11120 | Permanently Closed | 1901-01-01 06:00 | 1969-01-01 06:00 | 2011-11-11 06:00 | Petroleum | Unleaded gasoline | Unleaded gasoline |  | Steel | Steel |  | Painted or None | Steel |  | 1901-01-01 06:00 | [15 empty] | UST Currently In Use: 0; UST Temp Close: 0; AST Currently In Use: 0; AST Temp Closed: 0 | 0 | 0 | 7 | 21083-077-004345 | EDWARD W ESTES
11121 | Permanently Closed | 1901-01-01 06:00 | 1969-01-01 06:00 | 2011-11-11 06:00 | Petroleum | Unleaded gasoline | Unleaded gasoline |  | Steel | Steel |  | Painted or None | Steel |  | 1901-01-01 06:00 | [15 empty] | UST Currently In Use: 0; UST Temp Close: 0; AST Currently In Use: 0; AST Temp Closed: 0 | 0 | 0 | 7 | 21083-077-004345 | EDWARD W ESTES
11122 | Permanently Closed | 1901-01-01 06:00 | 1969-01-01 06:00 | 2011-11-11 06:00 | Petroleum | Unleaded gasoline | Unleaded gasoline |  | Steel | Steel |  | Painted or None | Steel |  | 1901-01-01 06:00 | [15 empty] | UST Currently In Use: 0; UST Temp Close: 0; AST Currently In Use: 0; AST Temp Closed: 0 | 0 | 0 | 7 | 21083-077-004345 | EDWARD W ESTES
11123 | Permanently Closed | 2002-03-25 06:00 | 1988-01-01 06:00 | 2002-02-21 06:00 | Petroleum | Unleaded gasoline | Unleaded gasoline | Retail | Steel | Steel | Coated & cathodic protection (sti-P3) |  | Fiberglass reinforced plastic |  | 1901-01-01 06:00 |  | Catchment Basin, Single walled catchment basin | Automatic shutoff device At 95% full | Automatic shutoff device At 95% full |  |  | Statistical Inventory Reconciliation (SIR) | [5 empty] | Annual line testing, Statistical inventory reconciliation (SIR) | Statistical inventory reconciliation (SIR) |  | UST Currently In Use: 0; UST Temp Close: 0; AST Currently In Use: 0; AST Temp Closed: 0 | 0 | 0 | 7 | 21083-077-004345 | EDWARD W ESTES
11124 | Permanently Closed | 2002-03-25 06:00 | 1988-01-01 06:00 | 2002-02-21 06:00 | Petroleum | Mid-grade gasoline | Mid-grade gasoline | Retail | Steel | Steel | Coated & cathodic protection (sti-P3) |  | Fiberglass reinforced plastic |  | 1901-01-01 06:00 |  | Catchment Basin, Single walled catchment basin | Automatic shutoff device At 95% full | Automatic shutoff device At 95% full |  |  | Statistical Inventory Reconciliation (SIR) | [5 empty] | Annual line testing, Statistical inventory reconciliation (SIR) | Statistical inventory reconciliation (SIR) |  | UST Currently In Use: 0; UST Temp Close: 0; AST Currently In Use: 0; AST Temp Closed: 0 | 0 | 0 | 7 | 21083-077-004345 | EDWARD W ESTES
11125 | Permanently Closed | 2002-03-25 06:00 | 1988-01-01 06:00 | 2002-02-21 06:00 | Petroleum | Premium gasoline | Premium gasoline | Retail | Steel | Steel | Coated & cathodic protection (sti-P3) |  | Fiberglass reinforced plastic |  | 1901-01-01 06:00 |  | Catchment Basin, Single walled catchment basin | Automatic shutoff device At 95% full | Automatic shutoff device At 95% full |  |  | Statistical Inventory Reconciliation (SIR) | [5 empty] | Annual line testing, Statistical inventory reconciliation (SIR) | Statistical inventory reconciliation (SIR) |  | UST Currently In Use: 0; UST Temp Close: 0; AST Currently In Use: 0; AST Temp Closed: 0 | 0 | 0 | 7 | 21083-077-004345 | EDWARD W ESTES
11126 | Permanently Closed | 1989-12-01 06:00 | 1969-01-01 06:00 | 1993-01-25 06:00 | Petroleum | Unleaded gasoline | Unleaded gasoline |  | Steel | Steel |  | Painted or None | Steel |  | 1901-01-01 06:00 | [15 empty] | UST Currently In Use: 0; UST Temp Close: 0; AST Currently In Use: 0; AST Temp Closed: 0 | 0 | 0 | 3 | 11732-077-004346 | ESTES OIL COMPANY, INC.
11127 | Permanently Closed | 1989-12-01 06:00 | 1969-01-01 06:00 | 1993-01-25 06:00 | Petroleum | Unleaded gasoline | Unleaded gasoline |  | Steel | Steel |  | Painted or None | Steel |  | 1901-01-01 06:00 | [15 empty] | UST Currently In Use: 0; UST Temp Close: 0; AST Currently In Use: 0; AST Temp Closed: 0 | 0 | 0 | 3 | 11732-077-004346 | ESTES OIL COMPANY, INC.
11128 | Permanently Closed | 1989-12-01 06:00 | 1969-01-01 06:00 | 1993-01-25 06:00 | Petroleum | Unleaded gasoline | Unleaded gasoline |  | Steel | Steel |  | Painted or None | Steel |  | 1901-01-01 06:00 | [15 empty] | UST Currently In Use: 0; UST Temp Close: 0; AST Currently In Use: 0; AST Temp Closed: 0 | 0 | 0 | 3 | 11732-077-004346 | ESTES OIL COMPANY, INC.
11129 | Currently in Use |  | 1985-01-01 06:00 |  | Petroleum | Unleaded gasoline | Unleaded gasoline | Retail | Single Wall, Steel | Steel | Coated & cathodic protection (sti-P3) |  | Double Wall, Flexible |  | 2021-02-09 06:00 |  | Catchment Basin, Single walled catchment basin | Automatic shutoff device At 95% full | Automatic shutoff device At 95% full |  |  | Continuous Automatic Tank Gauge | Single walled submersible pump containment sump | Automatic flow restrictor (MLLD), Containment Sump | Containment Sump | Interstitial Monitoring within Secondary Containment | SENSOR TO ATG | Continuous alarm system | Continuous alarm system |  | UST Currently In Use: 5; UST Temp Close: 0; AST Currently In Use: 0; AST Temp Closed: 0 | 5 | 0 | 0 | 11661-077-004347 | EDWARDS OIL COMPANY
11130 | Currently in Use |  | 1985-01-01 06:00 |  | Petroleum | Premium gasoline | Premium gasoline | Retail | Single Wall, Steel | Steel | Coated & cathodic protection (sti-P3) |  | Double Wall, Flexible |  | 2021-02-09 06:00 |  | Catchment Basin, Single walled catchment basin | Automatic shutoff device At 95% full | Automatic shutoff device At 95% full |  |  | Continuous Automatic Tank Gauge | Single walled submersible pump containment sump | Automatic flow restrictor (MLLD), Containment Sump | Containment Sump | Interstitial Monitoring within Secondary Containment | SENSOR TO ATG | Continuous alarm system | Continuous alarm system |  | UST Currently In Use: 5; UST Temp Close: 0; AST Currently In Use: 0; AST Temp Closed: 0 | 5 | 0 | 0 | 11661-077-004347 | EDWARDS OIL COMPANY
11131 | Currently in Use |  | 1985-01-01 06:00 |  | Petroleum | Mid-grade gasoline | Mid-grade gasoline | Retail | Single Wall, Steel | Steel | Coated & cathodic protection (sti-P3) |  | Double Wall, Flexible |  | 2021-02-09 06:00 |  | Catchment Basin, Single walled catchment basin | Automatic shutoff device At 95% full | Automatic shutoff device At 95% full |  |  | Continuous Automatic Tank Gauge | Single walled submersible pump containment sump | Automatic flow restrictor (MLLD), Containment Sump | Containment Sump | Interstitial Monitoring within Secondary Containment | SENSOR TO ATG | Continuous alarm system | Continuous alarm system |  | UST Currently In Use: 5; UST Temp Close: 0; AST Currently In Use: 0; AST Temp Closed: 0 | 5 | 0 | 0 | 11661-077-004347 | EDWARDS OIL COMPANY
11132 | Currently in Use |  | 1985-01-01 06:00 |  | Petroleum | E85 | E85 | Retail | Single Wall, Steel | Steel | Coated & cathodic protection (sti-P3) |  | Double Wall, Flexible |  | 2021-02-09 06:00 |  | Catchment Basin, Single walled catchment basin | Automatic shutoff device At 95% full | Automatic shutoff device At 95% full |  |  | Continuous Automatic Tank Gauge | Single walled submersible pump containment sump | Automatic flow restrictor (MLLD), Containment Sump | Containment Sump | Interstitial Monitoring within Secondary Containment | SENSOR TO ATG | Continuous alarm system | Continuous alarm system |  | UST Currently In Use: 5; UST Temp Close: 0; AST Currently In Use: 0; AST Temp Closed: 0 | 5 | 0 | 0 | 11661-077-004347 | EDWARDS OIL COMPANY
11133 | Currently in Use |  | 1985-01-01 06:00 |  | Petroleum | On road diesel | On road diesel | Retail | Single Wall, Steel | Steel | Coated & cathodic protection (sti-P3) |  | Double Wall, Flexible |  | 2021-02-09 06:00 |  | Catchment Basin, Single walled catchment basin | Automatic shutoff device At 95% full | Automatic shutoff device At 95% full |  |  | Continuous Automatic Tank Gauge | Single walled submersible pump containment sump | Automatic flow restrictor (MLLD), Containment Sump | Containment Sump | Interstitial Monitoring within Secondary Containment | SENSOR TO ATG | Continuous alarm system | Continuous alarm system |  | UST Currently In Use: 5; UST Temp Close: 0; AST Currently In Use: 0; AST Temp Closed: 0 | 5 | 0 | 0 | 11661-077-004347 | EDWARDS OIL COMPANY
11134 | Permanently Closed | 1985-12-01 06:00 | 1958-01-01 06:00 | 1988-01-01 06:00 | Petroleum | Unleaded gasoline | Unleaded gasoline |  | Steel | Steel |  | Painted or None | Steel |  | 1901-01-01 06:00 | [15 empty] | UST Currently In Use: 0; UST Temp Close: 0; AST Currently In Use: 0; AST Temp Closed: 0 | 0 | 0 | 3 | 11732-077-004348 | ESTES OIL COMPANY, INC.
11135 | Permanently Closed | 1985-12-01 06:00 | 1958-01-01 06:00 | 1988-01-01 06:00 | Petroleum | Unleaded gasoline | Unleaded gasoline |  | Steel | Steel |  | Painted or None | Steel |  | 1901-01-01 06:00 | [15 empty] | UST Currently In Use: 0; UST Temp Close: 0; AST Currently In Use: 0; AST Temp Closed: 0 | 0 | 0 | 3 | 11732-077-004348 | ESTES OIL COMPANY, INC.
11136 | Permanently Closed | 1985-12-01 06:00 | 1958-01-01 06:00 | 1988-01-01 06:00 | Petroleum | Unleaded gasoline | Unleaded gasoline |  | Steel | Steel |  | Painted or None | Steel |  | 1901-01-01 06:00 | [15 empty] | UST Currently In Use: 0; UST Temp Close: 0; AST Currently In Use: 0; AST Temp Closed: 0 | 0 | 0 | 3 | 11732-077-004348 | ESTES OIL COMPANY, INC.
11137 | Retired | 1985-08-01 06:00 | 1974-01-01 06:00 |  | Petroleum | Unleaded gasoline | Unleaded gasoline |  | Steel | Steel |  | Painted or None | Steel |  | 1901-01-01 06:00 | [15 empty] | UST Currently In Use: 0; UST Temp Close: 0; AST Currently In Use: 0; AST Temp Closed: 0 | 0 | 0 | 0 | 11732-077-004349 | ESTES OIL COMPANY, INC.
11138 | Retired | 1985-08-01 06:00 | 1974-01-01 06:00 |  | Petroleum | Unleaded gasoline | Unleaded gasoline |  | Steel | Steel |  | Painted or None | Steel |  | 1901-01-01 06:00 | [15 empty] | UST Currently In Use: 0; UST Temp Close: 0; AST Currently In Use: 0; AST Temp Closed: 0 | 0 | 0 | 0 | 11732-077-004349 | ESTES OIL COMPANY, INC.
11139 | Permanently Closed | 1998-10-27 06:00 | 1974-01-01 06:00 | 1998-10-27 06:00 | Petroleum | Unleaded gasoline | Unleaded gasoline |  | Fiberglass reinforced plastic | Fiberglass reinforced plastic |  |  | Steel |  | 1901-01-01 06:00 | [6 empty] | Statistical Inventory Reconciliation (SIR) | [8 empty] | UST Currently In Use: 0; UST Temp Close: 0; AST Currently In Use: 0; AST Temp Closed: 0 | 0 | 0 | 4 | 11732-077-004352 | ESTES OIL COMPANY, INC.
11140 | Permanently Closed | 1998-10-27 06:00 | 1974-01-01 06:00 | 1998-10-27 06:00 | Petroleum | Unleaded gasoline | Unleaded gasoline |  | Fiberglass reinforced plastic | Fiberglass reinforced plastic |  |  | Steel |  | 1901-01-01 06:00 | [6 empty] | Statistical Inventory Reconciliation (SIR) |  | Other, 7 | Other |  |  | Other, 7 | Other |  | UST Currently In Use: 0; UST Temp Close: 0; AST Currently In Use: 0; AST Temp Closed: 0 | 0 | 0 | 4 | 11732-077-004352 | ESTES OIL COMPANY, INC.
11141 | Permanently Closed | 1998-10-27 06:00 | 1974-01-01 06:00 | 1998-10-27 06:00 | Petroleum | Unleaded gasoline | Unleaded gasoline |  | Fiberglass reinforced plastic | Fiberglass reinforced plastic |  |  | Steel |  | 1901-01-01 06:00 | [6 empty] | Statistical Inventory Reconciliation (SIR) | [8 empty] | UST Currently In Use: 0; UST Temp Close: 0; AST Currently In Use: 0; AST Temp Closed: 0 | 0 | 0 | 4 | 11732-077-004352 | ESTES OIL COMPANY, INC.
11142 | Permanently Closed | 2024-09-16 06:00 | 1987-11-01 06:00 | 2024-11-13 06:00 | Petroleum | Unleaded gasoline | Unleaded gasoline | Retail | Single Wall, Steel | Steel | Coated & cathodic protection (sti-P3) |  | Double Wall, Flexible |  |  |  | Catchment Basin, Single walled catchment basin | Automatic shutoff device At 95% full | Automatic shutoff device At 95% full |  |  | Continuous Automatic Tank Gauge |  | Automatic flow restrictor (MLLD), Containment Sump | Containment Sump | Interstitial Monitoring within Secondary Containment | SENSOR TO ATG | Continuous alarm system | Continuous alarm system |  | UST Currently In Use: 0; UST Temp Close: 0; AST Currently In Use: 0; AST Temp Closed: 0 | 0 | 0 | 4 | 11661-077-012024 | EDWARDS OIL COMPANY
11143 | Permanently Closed |  | 1987-11-01 06:00 | 2024-11-13 06:00 | Petroleum | On road diesel | On road diesel | Retail | Single Wall, Steel | Steel | Coated & cathodic protection (sti-P3) |  | Double Wall, Flexible |  |  |  | Catchment Basin, Single walled catchment basin | Automatic shutoff device At 95% full | Automatic shutoff device At 95% full |  |  | Continuous Automatic Tank Gauge |  | Automatic flow restrictor (MLLD), Containment Sump | Containment Sump | Interstitial Monitoring within Secondary Containment | SENSOR TO ATG | Continuous alarm system | Continuous alarm system |  | UST Currently In Use: 0; UST Temp Close: 0; AST Currently In Use: 0; AST Temp Closed: 0 | 0 | 0 | 4 | 11661-077-012024 | EDWARDS OIL COMPANY
11144 | Permanently Closed |  | 1987-11-01 06:00 | 2024-11-13 06:00 | Petroleum | Premium gasoline | Premium gasoline | Retail | Single Wall, Steel | Steel | Coated & cathodic protection (sti-P3) |  | Double Wall, Flexible |  |  |  | Catchment Basin, Single walled catchment basin | Automatic shutoff device At 95% full | Automatic shutoff device At 95% full |  |  | Continuous Automatic Tank Gauge |  | Automatic flow restrictor (MLLD), Containment Sump | Containment Sump | Interstitial Monitoring within Secondary Containment | SENSOR TO ATG | Continuous alarm system | Continuous alarm system |  | UST Currently In Use: 0; UST Temp Close: 0; AST Currently In Use: 0; AST Temp Closed: 0 | 0 | 0 | 4 | 11661-077-012024 | EDWARDS OIL COMPANY
11145 | Permanently Closed |  | 1987-11-01 06:00 | 2024-11-13 06:00 | Petroleum | Unleaded gasoline | Unleaded gasoline | Retail | Single Wall, Steel | Steel | Coated & cathodic protection (sti-P3) |  | Double Wall, Flexible |  |  |  | Catchment Basin, Single walled catchment basin | Automatic shutoff device At 95% full | Automatic shutoff device At 95% full |  |  | Continuous Automatic Tank Gauge |  | Automatic flow restrictor (MLLD), Containment Sump | Containment Sump | Interstitial Monitoring within Secondary Containment | SENSOR TO ATG | Continuous alarm system | Continuous alarm system |  | UST Currently In Use: 0; UST Temp Close: 0; AST Currently In Use: 0; AST Temp Closed: 0 | 0 | 0 | 4 | 11661-077-012024 | EDWARDS OIL COMPANY
11146 | Retired | 1988-12-22 06:00 | 1971-01-01 06:00 |  | Petroleum | Unleaded gasoline | Unleaded gasoline | [7 empty] | 1901-01-01 06:00 | [15 empty] | UST Currently In Use: 0; UST Temp Close: 0; AST Currently In Use: 0; AST Temp Closed: 0 | 0 | 0 | 2 | 11733-089-012664 | ETHEL L MEEKS
11147 | Permanently Closed | 1989-11-29 06:00 | 1901-01-01 06:00 | 1989-11-29 06:00 | Petroleum | Unleaded gasoline | Unleaded gasoline | [7 empty] | 1901-01-01 06:00 | [15 empty] | UST Currently In Use: 0; UST Temp Close: 0; AST Currently In Use: 0; AST Temp Closed: 0 | 0 | 0 | 2 | 11733-089-012664 | ETHEL L MEEKS
11148 | Permanently Closed | 1989-11-29 06:00 | 1901-01-01 06:00 | 1989-11-29 06:00 | Petroleum | Unleaded gasoline | Unleaded gasoline | [7 empty] | 1901-01-01 06:00 | [15 empty] | UST Currently In Use: 0; UST Temp Close: 0; AST Currently In Use: 0; AST Temp Closed: 0 | 0 | 0 | 2 | 11733-089-012664 | ETHEL L MEEKS
11149 | Permanently Closed | 1990-01-30 06:00 | 1901-01-01 06:00 | 1990-01-30 06:00 | Petroleum | Unleaded gasoline | Unleaded gasoline |  | Steel | Steel |  | Painted or None | Steel |  | 1901-01-01 06:00 | [15 empty] | UST Currently In Use: 0; UST Temp Close: 0; AST Currently In Use: 0; AST Temp Closed: 0 | 0 | 0 | 3 | 11734-073-005439 | ETHELENE C VANDERVER
11150 | Permanently Closed | 1990-01-30 06:00 | 1901-01-01 06:00 | 1990-01-30 06:00 | Petroleum | Unleaded gasoline | Unleaded gasoline |  | Steel | Steel |  | Painted or None | Steel |  | 1901-01-01 06:00 | [15 empty] | UST Currently In Use: 0; UST Temp Close: 0; AST Currently In Use: 0; AST Temp Closed: 0 | 0 | 0 | 3 | 11734-073-005439 | ETHELENE C VANDERVER
11151 | Permanently Closed | 1990-01-30 06:00 | 1979-01-01 06:00 | 1990-01-30 06:00 | Petroleum | Unleaded gasoline | Unleaded gasoline |  | Steel | Steel |  | Painted or None | Steel |  | 1901-01-01 06:00 | [15 empty] | UST Currently In Use: 0; UST Temp Close: 0; AST Currently In Use: 0; AST Temp Closed: 0 | 0 | 0 | 3 | 11734-073-005439 | ETHELENE C VANDERVER
11152 | Cannot Locate or abandoned | 1994-01-26 06:00 | 1968-01-01 06:00 |  | Petroleum | Unleaded gasoline | Unleaded gasoline | Local government | Steel | Steel |  | Painted or None | Steel |  | 1901-01-01 06:00 | [15 empty] | UST Currently In Use: 0; UST Temp Close: 0; AST Currently In Use: 0; AST Temp Closed: 0 | 0 | 0 | 0 | 20906-055-011946 | ETOWAH COUNTY SOLID WASTE
11153 | Cannot Locate or abandoned | 1994-01-26 06:00 | 1968-01-01 06:00 |  | Petroleum | On road diesel | On road diesel | Local government | Steel | Steel |  | Painted or None | Steel |  | 1901-01-01 06:00 | None | [14 empty] | UST Currently In Use: 0; UST Temp Close: 0; AST Currently In Use: 0; AST Temp Closed: 0 | 0 | 0 | 0 | 20906-055-011946 | ETOWAH COUNTY SOLID WASTE
11154 | Permanently Closed | 1989-11-21 06:00 | 1979-01-01 06:00 | 1989-11-21 06:00 | Petroleum | Unleaded gasoline | Unleaded gasoline | Local government | Steel | Steel |  | Painted or None | Steel |  | 1901-01-01 06:00 | [15 empty] | UST Currently In Use: 0; UST Temp Close: 0; AST Currently In Use: 0; AST Temp Closed: 0 | 0 | 0 | 3 | 11736-055-011947 | ETOWAH COUNTY COMMISSION
11155 | Permanently Closed | 1982-08-01 06:00 | 1946-01-01 06:00 | 1989-11-21 06:00 | Petroleum | Unleaded gasoline | Unleaded gasoline | Local government | Steel | Steel |  |  | Steel |  | 1901-01-01 06:00 | [15 empty] | UST Currently In Use: 0; UST Temp Close: 0; AST Currently In Use: 0; AST Temp Closed: 0 | 0 | 0 | 3 | 11736-055-011947 | ETOWAH COUNTY COMMISSION
11156 | Permanently Closed | 1982-08-01 06:00 | 1946-01-01 06:00 | 1989-11-21 06:00 | Petroleum | Unleaded gasoline | Unleaded gasoline | Local government | Steel | Steel |  |  | Steel |  | 1901-01-01 06:00 | [15 empty] | UST Currently In Use: 0; UST Temp Close: 0; AST Currently In Use: 0; AST Temp Closed: 0 | 0 | 0 | 3 | 11736-055-011947 | ETOWAH COUNTY COMMISSION
11157 | Permanently Closed | 2005-01-01 06:00 | 1951-01-01 06:00 | 2005-11-09 06:00 | Petroleum | Unleaded gasoline | Unleaded gasoline | Local government | Steel | Steel | Field installed cathodic protection |  | Steel |  | 1901-01-01 06:00 | Field installed cathodic protection | Catchment Basin, Single walled catchment basin | Automatic shutoff device At 95% full | Automatic shutoff device At 95% full | [11 empty] | UST Currently In Use: 0; UST Temp Close: 0; AST Currently In Use: 0; AST Temp Closed: 0 | 0 | 0 | 2 | 11736-055-011948 | ETOWAH COUNTY COMMISSION
11158 | Permanently Closed | 2005-01-01 06:00 | 1951-01-01 06:00 | 2005-11-09 06:00 | Petroleum | On road diesel | On road diesel | Local government | Steel | Steel | Field installed cathodic protection |  | Steel |  | 1901-01-01 06:00 | Field installed cathodic protection | Catchment Basin, Single walled catchment basin | Automatic shutoff device At 95% full | Automatic shutoff device At 95% full | [8 empty] | Annual line testing | Annual line testing |  | UST Currently In Use: 0; UST Temp Close: 0; AST Currently In Use: 0; AST Temp Closed: 0 | 0 | 0 | 2 | 11736-055-011948 | ETOWAH COUNTY COMMISSION
11159 | Permanently Closed | 2005-01-01 06:00 | 1968-01-01 06:00 | 2005-07-27 06:00 | Petroleum | Unleaded gasoline | Unleaded gasoline | Local government | Steel | Steel | Field installed cathodic protection | Painted or None | Steel |  | 1901-01-01 06:00 | Field installed cathodic protection | Catchment Basin, Single walled catchment basin | Automatic shutoff device At 95% full | Automatic shutoff device At 95% full | [11 empty] | UST Currently In Use: 0; UST Temp Close: 0; AST Currently In Use: 0; AST Temp Closed: 0 | 0 | 0 | 2 | 11736-055-011949 | ETOWAH COUNTY COMMISSION
11160 | Permanently Closed | 1996-06-01 06:00 | 1968-01-01 06:00 | 2005-07-27 06:00 | Petroleum | On road diesel | On road diesel | Local government | Steel | Steel |  | Painted or None | Steel |  | 1901-01-01 06:00 | [12 empty] | Annual line testing | Annual line testing |  | UST Currently In Use: 0; UST Temp Close: 0; AST Currently In Use: 0; AST Temp Closed: 0 | 0 | 0 | 2 | 11736-055-011949 | ETOWAH COUNTY COMMISSION
11161 | Permanently Closed | 2005-01-01 06:00 | 1975-01-01 06:00 | 2005-11-30 06:00 | Petroleum | Unleaded gasoline | Unleaded gasoline | Local government | Steel | Steel | Field installed cathodic protection |  | Steel |  | 1901-01-01 06:00 | Field installed cathodic protection | Catchment Basin, Single walled catchment basin | Automatic shutoff device At 95% full | Automatic shutoff device At 95% full | [11 empty] | UST Currently In Use: 0; UST Temp Close: 0; AST Currently In Use: 0; AST Temp Closed: 0 | 0 | 0 | 2 | 11736-055-011950 | ETOWAH COUNTY COMMISSION
11162 | Permanently Closed | 2005-01-01 06:00 | 1901-01-01 06:00 | 2005-11-30 06:00 | Petroleum | On road diesel | On road diesel | Local government | Steel | Steel | Field installed cathodic protection |  | Steel |  | 1901-01-01 06:00 | Field installed cathodic protection | Catchment Basin, Single walled catchment basin | Automatic shutoff device At 95% full | Automatic shutoff device At 95% full | [11 empty] | UST Currently In Use: 0; UST Temp Close: 0; AST Currently In Use: 0; AST Temp Closed: 0 | 0 | 0 | 2 | 11736-055-011950 | ETOWAH COUNTY COMMISSION
11163 | Permanently Closed | 2005-01-01 06:00 | 1977-01-01 06:00 | 2005-08-31 06:00 | Petroleum | Unleaded gasoline | Unleaded gasoline | Local government | Steel | Steel | Field installed cathodic protection | Painted or None | Steel |  | 1901-01-01 06:00 | Field installed cathodic protection | Catchment Basin, Single walled catchment basin | Automatic shutoff device At 95% full | Automatic shutoff device At 95% full | [11 empty] | UST Currently In Use: 0; UST Temp Close: 0; AST Currently In Use: 0; AST Temp Closed: 0 | 0 | 0 | 2 | 11736-055-011951 | ETOWAH COUNTY COMMISSION
11164 | Permanently Closed | 2005-01-01 06:00 | 1977-01-01 06:00 | 2005-08-31 06:00 | Petroleum | On road diesel | On road diesel | Local government | Steel | Steel | Field installed cathodic protection | Painted or None | Steel |  | 1901-01-01 06:00 | Field installed cathodic protection | Catchment Basin, Single walled catchment basin | Automatic shutoff device At 95% full | Automatic shutoff device At 95% full | [11 empty] | UST Currently In Use: 0; UST Temp Close: 0; AST Currently In Use: 0; AST Temp Closed: 0 | 0 | 0 | 2 | 11736-055-011951 | ETOWAH COUNTY COMMISSION
11165 | Temporary Closed | 1998-12-18 06:00 | 1975-01-01 06:00 |  | Petroleum | Unleaded gasoline | Unleaded gasoline | Retail | Single Wall, Steel | Steel |  | Painted or None | Single Wall, Steel |  | 1901-01-01 06:00 |  | Catchment Basin, Single walled catchment basin |  |  |  |  | Statistical Inventory Reconciliation (SIR) | [8 empty] | UST Currently In Use: 0; UST Temp Close: 2; AST Currently In Use: 0; AST Temp Closed: 0 | 0 | 2 | 0 | 11737-073-003320 | NARMEEN INVESTMENT
11166 | Temporary Closed | 1998-12-18 06:00 | 1975-01-01 06:00 |  | Petroleum | Unleaded gasoline | Unleaded gasoline | Retail | Single Wall, Steel | Steel |  | Painted or None | Single Wall, Steel |  | 1901-01-01 06:00 |  | Catchment Basin, Single walled catchment basin |  |  |  |  | Statistical Inventory Reconciliation (SIR) | [8 empty] | UST Currently In Use: 0; UST Temp Close: 2; AST Currently In Use: 0; AST Temp Closed: 0 | 0 | 2 | 0 | 11737-073-003320 | NARMEEN INVESTMENT
11167 | Permanently Closed | 2000-04-26 06:00 | 1959-01-01 06:00 | 2000-10-04 06:00 | Petroleum | Unleaded gasoline | Unleaded gasoline | State/federal government | Steel | Steel |  | Painted or None | Steel |  | 1901-01-01 06:00 | [15 empty] | UST Currently In Use: 0; UST Temp Close: 0; AST Currently In Use: 1; AST Temp Closed: 0 | 0 | 0 | 2 | 11738-005-000315 | EUFAULA ADOLESCENT CENTER
11168 | Permanently Closed | 2000-04-26 06:00 | 1974-01-01 06:00 | 2000-10-04 06:00 | Petroleum | Unleaded gasoline | Unleaded gasoline | State/federal government | Steel | Steel |  | Painted or None | Steel |  | 1901-01-01 06:00 | [15 empty] | UST Currently In Use: 0; UST Temp Close: 0; AST Currently In Use: 1; AST Temp Closed: 0 | 0 | 0 | 2 | 11738-005-000315 | EUFAULA ADOLESCENT CENTER
11169 | Permanently Closed | 1993-11-01 06:00 | 1981-01-01 06:00 | 1993-11-29 06:00 | Petroleum | Unleaded gasoline | Unleaded gasoline | Local government | Steel | Steel | Coated & cathodic protection (sti-P3) |  | Steel |  | 1901-01-01 06:00 | [15 empty] | UST Currently In Use: 0; UST Temp Close: 0; AST Currently In Use: 2; AST Temp Closed: 0 | 0 | 0 | 2 | 11739-005-002678 | EUFAULA CITY BOARD OF EDUCATION
11170 | Permanently Closed | 1993-11-01 06:00 | 1977-01-01 06:00 | 1993-12-10 06:00 | Petroleum | Unleaded gasoline | Unleaded gasoline | Local government | Steel | Steel |  |  |  |  | 1901-01-01 06:00 | [15 empty] | UST Currently In Use: 0; UST Temp Close: 0; AST Currently In Use: 2; AST Temp Closed: 0 | 0 | 0 | 2 | 11739-005-002678 | EUFAULA CITY BOARD OF EDUCATION
11171 | Permanently Closed | 1989-11-06 06:00 | 1954-01-01 06:00 | 1989-11-06 06:00 | Petroleum | Unleaded gasoline | Unleaded gasoline |  | Steel | Steel |  |  | Steel |  | 1901-01-01 06:00 | [15 empty] | UST Currently In Use: 0; UST Temp Close: 0; AST Currently In Use: 0; AST Temp Closed: 0 | 0 | 0 | 4 | 11740-109-008401 | EUGENE HATTAWAY
11172 | Permanently Closed | 1989-11-06 06:00 | 1954-01-01 06:00 | 1989-11-06 06:00 | Petroleum | Unleaded gasoline | Unleaded gasoline |  | Steel | Steel |  |  | Steel |  | 1901-01-01 06:00 | [15 empty] | UST Currently In Use: 0; UST Temp Close: 0; AST Currently In Use: 0; AST Temp Closed: 0 | 0 | 0 | 4 | 11740-109-008401 | EUGENE HATTAWAY
11173 | Permanently Closed | 1989-11-06 06:00 | 1954-01-01 06:00 | 1989-11-06 06:00 | Petroleum | Unleaded gasoline | Unleaded gasoline |  | Steel | Steel |  |  | Steel |  | 1901-01-01 06:00 | [15 empty] | UST Currently In Use: 0; UST Temp Close: 0; AST Currently In Use: 0; AST Temp Closed: 0 | 0 | 0 | 4 | 11740-109-008401 | EUGENE HATTAWAY
11174 | Permanently Closed | 1989-11-06 06:00 | 1969-01-01 06:00 | 1989-11-06 06:00 | Petroleum | On road diesel | On road diesel |  | Steel | Steel |  |  | Steel |  | 1901-01-01 06:00 | [15 empty] | UST Currently In Use: 0; UST Temp Close: 0; AST Currently In Use: 0; AST Temp Closed: 0 | 0 | 0 | 4 | 11740-109-008401 | EUGENE HATTAWAY
11177 | Temporary Closed | 2008-05-15 06:00 | 1983-01-01 06:00 |  | Petroleum | Unleaded gasoline | Unleaded gasoline | Retail | Steel | Steel | Field installed cathodic protection |  | Steel |  |  | Field installed cathodic protection | Catchment Basin, Single walled catchment basin | Flow Rest 90% Full | Flow Rest 90% Full |  |  | Statistical Inventory Reconciliation (SIR) | [8 empty] | UST Currently In Use: 0; UST Temp Close: 2; AST Currently In Use: 0; AST Temp Closed: 0 | 0 | 2 | 0 | 11741-123-009045 | MARY ELLEN PHILLIPS
11178 | Permanently Closed | 1998-12-21 06:00 | 1968-01-01 06:00 | 2005-03-29 06:00 | Petroleum | Unleaded gasoline | Unleaded gasoline |  | Steel | Steel |  | Painted or None | Steel |  | 1901-01-01 06:00 | [15 empty] | UST Currently In Use: 0; UST Temp Close: 0; AST Currently In Use: 0; AST Temp Closed: 0 | 0 | 0 | 4 | 11301-097-010739 | CROWN OIL COMPANY
11179 | Permanently Closed | 1998-12-21 06:00 | 1968-01-01 06:00 | 2005-03-29 06:00 | Petroleum | Unleaded gasoline | Unleaded gasoline |  | Steel | Steel |  | Painted or None | Steel |  | 1901-01-01 06:00 | [15 empty] | UST Currently In Use: 0; UST Temp Close: 0; AST Currently In Use: 0; AST Temp Closed: 0 | 0 | 0 | 4 | 11301-097-010739 | CROWN OIL COMPANY
11180 | Permanently Closed | 2001-08-01 06:00 | 1968-01-01 06:00 | 2005-03-29 06:00 | Petroleum | Premium gasoline | Premium gasoline | Retail | Steel | Steel | Field installed cathodic protection |  | Steel |  | 1901-01-01 06:00 | Field installed cathodic protection | Catchment Basin, Single walled catchment basin | Automatic shutoff device At 95% full, Flow Rest 90% Full | Flow Rest 90% Full | [11 empty] | UST Currently In Use: 0; UST Temp Close: 0; AST Currently In Use: 0; AST Temp Closed: 0 | 0 | 0 | 4 | 11301-097-010739 | CROWN OIL COMPANY
11181 | Permanently Closed | 2001-08-01 06:00 | 1968-01-01 06:00 | 2005-03-29 06:00 | Petroleum | Unleaded gasoline | Unleaded gasoline | Retail | Steel | Steel | Field installed cathodic protection |  | Steel |  | 1901-01-01 06:00 | Field installed cathodic protection | Catchment Basin, Single walled catchment basin | Automatic shutoff device At 95% full, Flow Rest 90% Full | Flow Rest 90% Full | [11 empty] | UST Currently In Use: 0; UST Temp Close: 0; AST Currently In Use: 0; AST Temp Closed: 0 | 0 | 0 | 4 | 11301-097-010739 | CROWN OIL COMPANY
11182 | Permanently Closed | 1981-12-01 06:00 | 1977-01-01 06:00 | 1982-01-01 06:00 | Petroleum | On road diesel | On road diesel |  | Steel | Steel |  | Painted or None | Steel |  | 1901-01-01 06:00 | [15 empty] | UST Currently In Use: 0; UST Temp Close: 0; AST Currently In Use: 0; AST Temp Closed: 0 | 0 | 0 | 2 | 11743-003-009192 | LEHMANN FARMS
11183 | Permanently Closed | 1981-12-01 06:00 | 1977-01-01 06:00 | 1982-01-01 06:00 | Petroleum | Unleaded gasoline | Unleaded gasoline |  | Steel | Steel |  | Painted or None | Steel |  | 1901-01-01 06:00 | [15 empty] | UST Currently In Use: 0; UST Temp Close: 0; AST Currently In Use: 0; AST Temp Closed: 0 | 0 | 0 | 2 | 11743-003-009192 | LEHMANN FARMS
11184 | Permanently Closed | 1988-10-01 06:00 | 1978-01-01 06:00 | 1988-12-23 06:00 | Petroleum | On road diesel | On road diesel |  | Steel | Steel |  | Painted or None | Steel |  | 1901-01-01 06:00 | [15 empty] | UST Currently In Use: 0; UST Temp Close: 0; AST Currently In Use: 0; AST Temp Closed: 0 | 0 | 0 | 1 | 11744-073-010061 | EUGENE WILKERSON
11185 | Permanently Closed | 1998-03-27 06:00 | 1975-01-01 06:00 | 1998-03-27 06:00 | Petroleum | Unleaded gasoline | Unleaded gasoline |  | Steel | Steel |  | Painted or None | Steel |  | 1901-01-01 06:00 | [6 empty] | Statistical Inventory Reconciliation (SIR) | [8 empty] | UST Currently In Use: 0; UST Temp Close: 0; AST Currently In Use: 0; AST Temp Closed: 0 | 0 | 0 | 3 | 11745-003-010743 | EULYCE S DUKES
11186 | Permanently Closed | 1998-03-27 06:00 | 1975-01-01 06:00 | 1998-03-27 06:00 | Petroleum | Unleaded gasoline | Unleaded gasoline |  | Steel | Steel |  | Painted or None | Steel |  | 1901-01-01 06:00 | [6 empty] | Statistical Inventory Reconciliation (SIR) | [8 empty] | UST Currently In Use: 0; UST Temp Close: 0; AST Currently In Use: 0; AST Temp Closed: 0 | 0 | 0 | 3 | 11745-003-010743 | EULYCE S DUKES
11187 | Permanently Closed | 1998-03-27 06:00 | 1975-01-01 06:00 | 1998-03-27 06:00 | Petroleum | Unleaded gasoline | Unleaded gasoline |  | Steel | Steel |  | Painted or None | Steel |  | 1901-01-01 06:00 | [6 empty] | Statistical Inventory Reconciliation (SIR) | [8 empty] | UST Currently In Use: 0; UST Temp Close: 0; AST Currently In Use: 0; AST Temp Closed: 0 | 0 | 0 | 3 | 11745-003-010743 | EULYCE S DUKES
11188 | Permanently Closed | 1992-04-08 06:00 | 1976-01-01 06:00 | 1992-04-08 06:00 | Petroleum | Unleaded gasoline | Unleaded gasoline |  | Steel | Steel |  |  | Steel |  | 1901-01-01 06:00 | [15 empty] | UST Currently In Use: 0; UST Temp Close: 0; AST Currently In Use: 0; AST Temp Closed: 0 | 0 | 0 | 3 | 11747-069-009149 | EVANS SUPPLY CO
11189 | Permanently Closed | 1992-04-08 06:00 | 1976-01-01 06:00 | 1992-04-08 06:00 | Petroleum | On road diesel | On road diesel |  | Steel | Steel |  |  | Steel |  | 1901-01-01 06:00 | [15 empty] | UST Currently In Use: 0; UST Temp Close: 0; AST Currently In Use: 0; AST Temp Closed: 0 | 0 | 0 | 3 | 11747-069-009149 | EVANS SUPPLY CO
11190 | Permanently Closed | 1992-04-08 06:00 | 1976-01-01 06:00 | 1992-04-08 06:00 | Petroleum | Unleaded gasoline | Unleaded gasoline |  | Steel | Steel |  |  | Steel |  | 1901-01-01 06:00 | [15 empty] | UST Currently In Use: 0; UST Temp Close: 0; AST Currently In Use: 0; AST Temp Closed: 0 | 0 | 0 | 3 | 11747-069-009149 | EVANS SUPPLY CO
11192 | Permanently Closed | 1998-12-22 06:00 | 1968-01-01 06:00 | 1999-11-15 06:00 | Petroleum | Unleaded gasoline | Unleaded gasoline | Retail | Steel | Steel |  |  | Steel |  | 1901-01-01 06:00 | [15 empty] | UST Currently In Use: 0; UST Temp Close: 0; AST Currently In Use: 0; AST Temp Closed: 0 | 0 | 0 | 2 | 11748-121-010759 | EVELYN COLLIER
11193 | Permanently Closed | 1998-12-22 06:00 | 1968-01-01 06:00 | 1999-11-15 06:00 | Petroleum | Unleaded gasoline | Unleaded gasoline | Retail | Steel | Steel |  |  | Steel |  | 1901-01-01 06:00 | [15 empty] | UST Currently In Use: 0; UST Temp Close: 0; AST Currently In Use: 0; AST Temp Closed: 0 | 0 | 0 | 2 | 11748-121-010759 | EVELYN COLLIER
11194 | Permanently Closed | 1992-02-04 06:00 | 1954-01-01 06:00 | 1992-02-04 06:00 | Petroleum | Other, SOLVENT | Other |  | Steel | Steel |  |  | Steel |  | 1901-01-01 06:00 | [15 empty] | UST Currently In Use: 0; UST Temp Close: 0; AST Currently In Use: 0; AST Temp Closed: 0 | 0 | 0 | 1 | 11749-053-001964 | EVELYN DEAN & DORIS KEESE
11195 | Permanently Closed | 1992-08-26 06:00 | 1967-01-01 06:00 | 1992-08-26 06:00 | Petroleum | Other, OTHER | Other |  | Steel | Steel | Interior lined (not allowed as a standalone method of corrosion protection) | Painted or None | Steel |  | 1901-01-01 06:00 | [15 empty] | UST Currently In Use: 0; UST Temp Close: 0; AST Currently In Use: 0; AST Temp Closed: 0 | 0 | 0 | 1 | 11751-073-013050 | EVERETT SHEPHERD ET AL
11196 | Permanently Closed | 1990-05-31 06:00 | 1975-01-01 06:00 | 1990-05-31 06:00 | Petroleum | Unleaded gasoline | Unleaded gasoline |  | Steel | Steel |  |  |  |  | 1901-01-01 06:00 | [15 empty] | UST Currently In Use: 0; UST Temp Close: 0; AST Currently In Use: 0; AST Temp Closed: 0 | 0 | 0 | 1 | 11752-073-004354 | SOUTHLAND TUBE
11197 | Permanently Closed | 1901-01-01 06:00 | 1964-01-01 06:00 | 1988-12-10 06:00 | Petroleum | Unleaded gasoline | Unleaded gasoline |  | Steel | Steel |  | Painted or None |  |  | 1901-01-01 06:00 | [15 empty] | UST Currently In Use: 0; UST Temp Close: 0; AST Currently In Use: 0; AST Temp Closed: 0 | 0 | 0 | 3 | 11753-035-000410 | EVERGREEN CONCRETE CO INC
11198 | Permanently Closed | 1901-01-01 06:00 | 1964-01-01 06:00 | 1988-12-10 06:00 | Petroleum | On road diesel | On road diesel |  | Steel | Steel |  | Painted or None |  |  | 1901-01-01 06:00 | [15 empty] | UST Currently In Use: 0; UST Temp Close: 0; AST Currently In Use: 0; AST Temp Closed: 0 | 0 | 0 | 3 | 11753-035-000410 | EVERGREEN CONCRETE CO INC
11199 | Permanently Closed | 1901-01-01 06:00 | 1964-01-01 06:00 | 1988-12-10 06:00 | Petroleum | On road diesel | On road diesel |  | Steel | Steel |  | Painted or None |  |  | 1901-01-01 06:00 | [15 empty] | UST Currently In Use: 0; UST Temp Close: 0; AST Currently In Use: 0; AST Temp Closed: 0 | 0 | 0 | 3 | 11753-035-000410 | EVERGREEN CONCRETE CO INC
11201 | Permanently Closed | 2001-07-12 06:00 | 1986-01-01 06:00 | 2001-07-12 06:00 | Petroleum | Unleaded gasoline | Unleaded gasoline | Farm/Residential tank Less Than 1100 gal (Not Regulated) | Steel | Steel | Coated & cathodic protection (sti-P3) |  | Steel, ABOVE GRND |  | 1901-01-01 06:00 | Other, ABOVE GRND | Catchment Basin, Single walled catchment basin | [13 empty] | UST Currently In Use: 0; UST Temp Close: 0; AST Currently In Use: 0; AST Temp Closed: 0 | 0 | 0 | 1 | 11755-051-010077 | EXPLORER POST 103
11202 | Permanently Closed | 1993-12-03 06:00 | 1980-01-01 06:00 | 1994-12-07 06:00 | Petroleum | Unleaded gasoline | Unleaded gasoline |  | Steel | Steel |  | Painted or None | Steel |  | 1901-01-01 06:00 | [15 empty] | UST Currently In Use: 0; UST Temp Close: 0; AST Currently In Use: 0; AST Temp Closed: 0 | 0 | 0 | 3 | 11756-043-000069 | EXPRESS FOOD MART
11203 | Permanently Closed | 1993-12-03 06:00 | 1980-01-01 06:00 | 1994-12-07 06:00 | Petroleum | Unleaded gasoline | Unleaded gasoline |  | Steel | Steel |  | Painted or None | Steel |  | 1901-01-01 06:00 | [15 empty] | UST Currently In Use: 0; UST Temp Close: 0; AST Currently In Use: 0; AST Temp Closed: 0 | 0 | 0 | 3 | 11756-043-000069 | EXPRESS FOOD MART
11204 | Permanently Closed | 1993-12-03 06:00 | 1980-01-01 06:00 | 1994-12-07 06:00 | Petroleum | On road diesel | On road diesel |  | Steel | Steel |  | Painted or None | Steel |  | 1901-01-01 06:00 | [15 empty] | UST Currently In Use: 0; UST Temp Close: 0; AST Currently In Use: 0; AST Temp Closed: 0 | 0 | 0 | 3 | 11756-043-000069 | EXPRESS FOOD MART
11208 | Permanently Closed | 1998-08-01 06:00 | 1985-01-01 06:00 | 1998-08-15 06:00 | Petroleum | Other, OTHER | Other |  | Steel | Steel | Interior lined (not allowed as a standalone method of corrosion protection) | Painted or None | Fiberglass reinforced plastic, Steel |  | 1901-01-01 06:00 | [15 empty] | UST Currently In Use: 0; UST Temp Close: 0; AST Currently In Use: 0; AST Temp Closed: 0 | 0 | 0 | 4 | 11760-033-008606 | EXPRESS OIL CHANGE FLORENCE
11209 | Permanently Closed | 1998-08-01 06:00 | 1985-01-01 06:00 | 1998-08-15 06:00 | Petroleum | Other, OTHER | Other |  | Steel | Steel | Interior lined (not allowed as a standalone method of corrosion protection) | Painted or None | Fiberglass reinforced plastic, Steel |  | 1901-01-01 06:00 | [15 empty] | UST Currently In Use: 0; UST Temp Close: 0; AST Currently In Use: 0; AST Temp Closed: 0 | 0 | 0 | 4 | 11760-033-008606 | EXPRESS OIL CHANGE FLORENCE
11210 | Permanently Closed | 1998-08-01 06:00 | 1985-01-01 06:00 | 1998-08-15 06:00 | Petroleum | Other, OTHER | Other |  | Steel | Steel | Interior lined (not allowed as a standalone method of corrosion protection) | Painted or None | Fiberglass reinforced plastic, Steel |  | 1901-01-01 06:00 | [15 empty] | UST Currently In Use: 0; UST Temp Close: 0; AST Currently In Use: 0; AST Temp Closed: 0 | 0 | 0 | 4 | 11760-033-008606 | EXPRESS OIL CHANGE FLORENCE
11211 | Permanently Closed | 1998-08-01 06:00 | 1985-01-01 06:00 | 1998-08-15 06:00 | Petroleum | Used oil | Used oil |  | Steel | Steel | Interior lined (not allowed as a standalone method of corrosion protection) | Painted or None | Fiberglass reinforced plastic, Steel |  | 1901-01-01 06:00 | [15 empty] | UST Currently In Use: 0; UST Temp Close: 0; AST Currently In Use: 0; AST Temp Closed: 0 | 0 | 0 | 4 | 11760-033-008606 | EXPRESS OIL CHANGE FLORENCE
11212 | Permanently Closed | 1995-01-01 06:00 | 1985-01-01 06:00 | 1998-06-11 06:00 | Petroleum | Other, OTHER | Other |  | Steel | Steel |  | Painted or None | Fiberglass reinforced plastic, Steel |  | 1901-01-01 06:00 | [15 empty] | UST Currently In Use: 0; UST Temp Close: 0; AST Currently In Use: 0; AST Temp Closed: 0 | 0 | 0 | 4 | 11760-077-008605 | EXPRESS OIL CHANGE FLORENCE
11213 | Permanently Closed | 1995-01-01 06:00 | 1985-01-01 06:00 | 1998-06-11 06:00 | Petroleum | Other, OTHER | Other |  | Steel | Steel |  | Painted or None | Fiberglass reinforced plastic, Steel |  | 1901-01-01 06:00 | [15 empty] | UST Currently In Use: 0; UST Temp Close: 0; AST Currently In Use: 0; AST Temp Closed: 0 | 0 | 0 | 4 | 11760-077-008605 | EXPRESS OIL CHANGE FLORENCE
11214 | Permanently Closed | 1995-01-01 06:00 | 1985-01-01 06:00 | 1998-06-11 06:00 | Petroleum | Other, OTHER | Other |  | Steel | Steel |  | Painted or None | Fiberglass reinforced plastic, Steel |  | 1901-01-01 06:00 | [15 empty] | UST Currently In Use: 0; UST Temp Close: 0; AST Currently In Use: 0; AST Temp Closed: 0 | 0 | 0 | 4 | 11760-077-008605 | EXPRESS OIL CHANGE FLORENCE
11215 | Permanently Closed | 1995-01-01 06:00 | 1985-01-01 06:00 | 1998-06-11 06:00 | Petroleum | Used oil | Used oil |  | Steel | Steel |  | Painted or None | Fiberglass reinforced plastic, Steel |  | 1901-01-01 06:00 | [15 empty] | UST Currently In Use: 0; UST Temp Close: 0; AST Currently In Use: 0; AST Temp Closed: 0 | 0 | 0 | 4 | 11760-077-008605 | EXPRESS OIL CHANGE FLORENCE
11216 | Permanently Closed | 1987-12-01 06:00 | 1970-01-01 06:00 | 1987-12-01 06:00 | Petroleum | Kerosene | Kerosene |  | Steel | Steel | Coated & cathodic protection (sti-P3) |  | Other, ASPHLSTEEL |  | 1901-01-01 06:00 | [15 empty] | UST Currently In Use: 0; UST Temp Close: 0; AST Currently In Use: 0; AST Temp Closed: 0 | 0 | 0 | 4 | 11761-073-006811 | EXXON CO USA/ATTN JESSE CRITTLE
11217 | Permanently Closed | 1986-07-01 06:00 | 1970-01-01 06:00 | 1986-07-01 06:00 | Petroleum | On road diesel | On road diesel |  | Steel | Steel | Coated & cathodic protection (sti-P3) |  | Other, ASPHLSTEEL |  | 1901-01-01 06:00 | [15 empty] | UST Currently In Use: 0; UST Temp Close: 0; AST Currently In Use: 0; AST Temp Closed: 0 | 0 | 0 | 4 | 11761-073-006811 | EXXON CO USA/ATTN JESSE CRITTLE
11218 | Permanently Closed | 1992-11-01 06:00 | 1968-01-01 06:00 | 1992-11-01 06:00 | Petroleum | Unleaded gasoline | Unleaded gasoline |  | Steel | Steel | Coated & cathodic protection (sti-P3) |  | Other, ASPHLSTEEL |  | 1901-01-01 06:00 | [15 empty] | UST Currently In Use: 0; UST Temp Close: 0; AST Currently In Use: 0; AST Temp Closed: 0 | 0 | 0 | 4 | 11761-073-006811 | EXXON CO USA/ATTN JESSE CRITTLE
11219 | Permanently Closed | 1992-11-01 06:00 | 1981-01-01 06:00 | 1992-11-01 06:00 | Petroleum | Unleaded gasoline | Unleaded gasoline |  | Steel | Steel | Coated & cathodic protection (sti-P3) |  | Other, ASPHLSTEEL |  | 1901-01-01 06:00 | [15 empty] | UST Currently In Use: 0; UST Temp Close: 0; AST Currently In Use: 0; AST Temp Closed: 0 | 0 | 0 | 4 | 11761-073-006811 | EXXON CO USA/ATTN JESSE CRITTLE
11224 | Permanently Closed | 1992-08-20 06:00 | 1966-01-01 06:00 | 1992-08-20 06:00 | Petroleum | Used oil | Used oil |  | Steel | Steel | Coated & cathodic protection (sti-P3) |  | Steel |  | 1901-01-01 06:00 | Field installed cathodic protection | [14 empty] | UST Currently In Use: 3; UST Temp Close: 0; AST Currently In Use: 0; AST Temp Closed: 0 | 3 | 0 | 4 | 22176-001-002998 | Circle K Stores, Inc.
11225 | Permanently Closed | 1992-08-20 06:00 | 1966-01-01 06:00 | 1992-08-20 06:00 | Petroleum | Unleaded gasoline | Unleaded gasoline |  | Steel | Steel | Coated & cathodic protection (sti-P3) |  | Steel |  | 1901-01-01 06:00 | Field installed cathodic protection | [11 empty] | Annual line testing | Annual line testing |  | UST Currently In Use: 3; UST Temp Close: 0; AST Currently In Use: 0; AST Temp Closed: 0 | 3 | 0 | 4 | 22176-001-002998 | Circle K Stores, Inc.
11226 | Permanently Closed | 1992-08-20 06:00 | 1966-01-01 06:00 | 1992-08-20 06:00 | Petroleum | Unleaded gasoline | Unleaded gasoline |  | Steel | Steel | Coated & cathodic protection (sti-P3) |  | Steel |  | 1901-01-01 06:00 | Field installed cathodic protection | [11 empty] | Annual line testing | Annual line testing |  | UST Currently In Use: 3; UST Temp Close: 0; AST Currently In Use: 0; AST Temp Closed: 0 | 3 | 0 | 4 | 22176-001-002998 | Circle K Stores, Inc.
11227 | Permanently Closed | 1992-08-20 06:00 | 1966-01-01 06:00 | 1992-08-20 06:00 | Petroleum | Unleaded gasoline | Unleaded gasoline |  | Steel | Steel | Coated & cathodic protection (sti-P3) |  | Steel |  | 1901-01-01 06:00 | Field installed cathodic protection | [11 empty] | Annual line testing | Annual line testing |  | UST Currently In Use: 3; UST Temp Close: 0; AST Currently In Use: 0; AST Temp Closed: 0 | 3 | 0 | 4 | 22176-001-002998 | Circle K Stores, Inc.
11228 | Permanently Closed | 1901-01-01 06:00 | 1960-01-01 06:00 | 1988-07-01 06:00 | Petroleum | Unleaded gasoline | Unleaded gasoline |  | Steel | Steel |  | Painted or None | Steel |  | 1901-01-01 06:00 | [15 empty] | UST Currently In Use: 0; UST Temp Close: 0; AST Currently In Use: 0; AST Temp Closed: 0 | 0 | 0 | 3 | 11765-003-003026 | EXXON CO USA/ATTN JESSE CRITTLE
11229 | Permanently Closed | 1901-01-01 06:00 | 1960-01-01 06:00 | 1988-07-01 06:00 | Petroleum | Unleaded gasoline | Unleaded gasoline |  | Steel | Steel |  | Painted or None | Steel |  | 1901-01-01 06:00 | [15 empty] | UST Currently In Use: 0; UST Temp Close: 0; AST Currently In Use: 0; AST Temp Closed: 0 | 0 | 0 | 3 | 11765-003-003026 | EXXON CO USA/ATTN JESSE CRITTLE
11230 | Permanently Closed | 1901-01-01 06:00 | 1960-01-01 06:00 | 1988-07-01 06:00 | Petroleum | Unleaded gasoline | Unleaded gasoline |  | Steel | Steel |  | Painted or None | Steel |  | 1901-01-01 06:00 | [15 empty] | UST Currently In Use: 0; UST Temp Close: 0; AST Currently In Use: 0; AST Temp Closed: 0 | 0 | 0 | 3 | 11765-003-003026 | EXXON CO USA/ATTN JESSE CRITTLE
11231 | Currently in Use |  | 1977-01-01 06:00 |  | Petroleum | Unleaded gasoline | Unleaded gasoline | Retail | Fiberglass reinforced plastic | Fiberglass reinforced plastic |  |  | Fiberglass reinforced plastic |  | 1901-01-01 06:00 | None | Catchment Basin, Single walled catchment basin | Automatic shutoff device At 95% full | Automatic shutoff device At 95% full |  |  | Continuous Automatic Tank Gauge |  | Automatic flow restrictor (MLLD) | Automatic flow restrictor (MLLD) |  |  | Annual line testing | Annual line testing |  | UST Currently In Use: 4; UST Temp Close: 0; AST Currently In Use: 0; AST Temp Closed: 0 | 4 | 0 | 0 | 11101-003-003030 | CLARK OIL COMPANY, INC.
11232 | Currently in Use |  | 1977-01-01 06:00 |  | Petroleum | On road diesel | On road diesel | Retail | Fiberglass reinforced plastic | Fiberglass reinforced plastic |  |  | Fiberglass reinforced plastic |  | 1901-01-01 06:00 | None | Catchment Basin, Single walled catchment basin | Automatic shutoff device At 95% full | Automatic shutoff device At 95% full |  |  | Continuous Automatic Tank Gauge |  | Automatic flow restrictor (MLLD) | Automatic flow restrictor (MLLD) |  |  | Annual line testing | Annual line testing |  | UST Currently In Use: 4; UST Temp Close: 0; AST Currently In Use: 0; AST Temp Closed: 0 | 4 | 0 | 0 | 11101-003-003030 | CLARK OIL COMPANY, INC.
11233 | Currently in Use |  | 1977-01-01 06:00 |  | Petroleum | Mid-grade gasoline | Mid-grade gasoline | Retail | Fiberglass reinforced plastic | Fiberglass reinforced plastic |  |  | Fiberglass reinforced plastic |  | 1901-01-01 06:00 | None | Catchment Basin, Single walled catchment basin | Automatic shutoff device At 95% full | Automatic shutoff device At 95% full |  |  | Continuous Automatic Tank Gauge |  | Automatic flow restrictor (MLLD) | Automatic flow restrictor (MLLD) |  |  | Annual line testing | Annual line testing |  | UST Currently In Use: 4; UST Temp Close: 0; AST Currently In Use: 0; AST Temp Closed: 0 | 4 | 0 | 0 | 11101-003-003030 | CLARK OIL COMPANY, INC.
11234 | Currently in Use |  | 1977-01-01 06:00 |  | Petroleum | Premium gasoline | Premium gasoline | Retail | Fiberglass reinforced plastic | Fiberglass reinforced plastic |  |  | Fiberglass reinforced plastic |  | 1901-01-01 06:00 | None | Catchment Basin, Single walled catchment basin | Automatic shutoff device At 95% full | Automatic shutoff device At 95% full |  |  | Continuous Automatic Tank Gauge |  | Automatic flow restrictor (MLLD) | Automatic flow restrictor (MLLD) |  |  | Annual line testing | Annual line testing |  | UST Currently In Use: 4; UST Temp Close: 0; AST Currently In Use: 0; AST Temp Closed: 0 | 4 | 0 | 0 | 11101-003-003030 | CLARK OIL COMPANY, INC.
11235 | Permanently Closed | 1990-06-05 06:00 | 1966-01-01 06:00 | 1990-06-05 06:00 | Petroleum | Used oil | Used oil |  | Steel | Steel | Coated & cathodic protection (sti-P3) |  | Steel |  | 1901-01-01 06:00 | Field installed cathodic protection | [14 empty] | UST Currently In Use: 0; UST Temp Close: 0; AST Currently In Use: 0; AST Temp Closed: 0 | 0 | 0 | 4 | 11765-015-003004 | EXXON CO USA/ATTN JESSE CRITTLE
11236 | Permanently Closed | 1990-06-05 06:00 | 1966-01-01 06:00 | 1990-06-05 06:00 | Petroleum | Unleaded gasoline | Unleaded gasoline |  | Steel | Steel | Coated & cathodic protection (sti-P3) |  | Steel |  | 1901-01-01 06:00 | Field installed cathodic protection | [14 empty] | UST Currently In Use: 0; UST Temp Close: 0; AST Currently In Use: 0; AST Temp Closed: 0 | 0 | 0 | 4 | 11765-015-003004 | EXXON CO USA/ATTN JESSE CRITTLE
11237 | Permanently Closed | 1990-06-05 06:00 | 1966-01-01 06:00 | 1990-06-05 06:00 | Petroleum | Unleaded gasoline | Unleaded gasoline |  | Steel | Steel | Coated & cathodic protection (sti-P3) |  | Steel |  | 1901-01-01 06:00 | Field installed cathodic protection | [14 empty] | UST Currently In Use: 0; UST Temp Close: 0; AST Currently In Use: 0; AST Temp Closed: 0 | 0 | 0 | 4 | 11765-015-003004 | EXXON CO USA/ATTN JESSE CRITTLE
11238 | Permanently Closed | 1990-06-05 06:00 | 1966-01-01 06:00 | 1990-06-05 06:00 | Petroleum | Unleaded gasoline | Unleaded gasoline |  | Steel | Steel | Coated & cathodic protection (sti-P3) |  | Steel |  | 1901-01-01 06:00 | Field installed cathodic protection | [14 empty] | UST Currently In Use: 0; UST Temp Close: 0; AST Currently In Use: 0; AST Temp Closed: 0 | 0 | 0 | 4 | 11765-015-003004 | EXXON CO USA/ATTN JESSE CRITTLE
11239 | Permanently Closed | 1901-01-01 06:00 | 1966-01-01 06:00 | 1987-04-01 06:00 | Petroleum | Used oil | Used oil |  | Steel | Steel |  | Painted or None | Steel |  | 1901-01-01 06:00 | [15 empty] | UST Currently In Use: 0; UST Temp Close: 0; AST Currently In Use: 0; AST Temp Closed: 0 | 0 | 0 | 4 | 11765-015-003006 | EXXON CO USA/ATTN JESSE CRITTLE
11240 | Permanently Closed | 1901-01-01 06:00 | 1966-01-01 06:00 | 1987-04-01 06:00 | Petroleum | Unleaded gasoline | Unleaded gasoline |  | Steel | Steel |  | Painted or None | Steel |  | 1901-01-01 06:00 | [15 empty] | UST Currently In Use: 0; UST Temp Close: 0; AST Currently In Use: 0; AST Temp Closed: 0 | 0 | 0 | 4 | 11765-015-003006 | EXXON CO USA/ATTN JESSE CRITTLE
11241 | Permanently Closed | 1901-01-01 06:00 | 1966-01-01 06:00 | 1987-04-01 06:00 | Petroleum | Unleaded gasoline | Unleaded gasoline |  | Steel | Steel |  | Painted or None | Steel |  | 1901-01-01 06:00 | [15 empty] | UST Currently In Use: 0; UST Temp Close: 0; AST Currently In Use: 0; AST Temp Closed: 0 | 0 | 0 | 4 | 11765-015-003006 | EXXON CO USA/ATTN JESSE CRITTLE
11242 | Permanently Closed | 1901-01-01 06:00 | 1966-01-01 06:00 | 1987-04-01 06:00 | Petroleum | Unleaded gasoline | Unleaded gasoline |  | Steel | Steel |  | Painted or None | Steel |  | 1901-01-01 06:00 | [15 empty] | UST Currently In Use: 0; UST Temp Close: 0; AST Currently In Use: 0; AST Temp Closed: 0 | 0 | 0 | 4 | 11765-015-003006 | EXXON CO USA/ATTN JESSE CRITTLE
11243 | Permanently Closed | 1990-01-01 06:00 | 1967-01-01 06:00 | 1990-01-01 06:00 | Petroleum | Used oil | Used oil |  | Steel | Steel | Coated & cathodic protection (sti-P3) |  | Steel |  | 1901-01-01 06:00 | Field installed cathodic protection | [14 empty] | UST Currently In Use: 0; UST Temp Close: 3; AST Currently In Use: 0; AST Temp Closed: 0 | 0 | 3 | 5 | 13983-015-003007 | R K ALLEN OIL CO INC
11244 | Permanently Closed | 1990-01-01 06:00 | 1967-01-01 06:00 | 1990-01-01 06:00 | Petroleum | Unleaded gasoline | Unleaded gasoline |  | Steel | Steel | Coated & cathodic protection (sti-P3) |  | Steel |  | 1901-01-01 06:00 | Field installed cathodic protection | [14 empty] | UST Currently In Use: 0; UST Temp Close: 3; AST Currently In Use: 0; AST Temp Closed: 0 | 0 | 3 | 5 | 13983-015-003007 | R K ALLEN OIL CO INC
11245 | Permanently Closed | 1990-01-01 06:00 | 1967-01-01 06:00 | 1990-01-01 06:00 | Petroleum | Unleaded gasoline | Unleaded gasoline |  | Steel | Steel | Coated & cathodic protection (sti-P3) |  | Steel |  | 1901-01-01 06:00 | Field installed cathodic protection | [14 empty] | UST Currently In Use: 0; UST Temp Close: 3; AST Currently In Use: 0; AST Temp Closed: 0 | 0 | 3 | 5 | 13983-015-003007 | R K ALLEN OIL CO INC
11246 | Permanently Closed | 1990-01-01 06:00 | 1967-01-01 06:00 | 1990-01-01 06:00 | Petroleum | Unleaded gasoline | Unleaded gasoline |  | Steel | Steel | Coated & cathodic protection (sti-P3) |  | Steel |  | 1901-01-01 06:00 | Field installed cathodic protection | [14 empty] | UST Currently In Use: 0; UST Temp Close: 3; AST Currently In Use: 0; AST Temp Closed: 0 | 0 | 3 | 5 | 13983-015-003007 | R K ALLEN OIL CO INC
11247 | Temporary Closed | 2022-04-06 06:00 | 1987-01-01 06:00 |  | Petroleum | Unleaded gasoline | Unleaded gasoline |  | Fiberglass reinforced plastic, Single Wall | Single Wall |  |  | Double Wall, Flexible |  | 1901-01-01 06:00 | None | Catchment Basin, Single walled catchment basin | Flow Rest 90% Full | Flow Rest 90% Full |  |  | Statistical Inventory Reconciliation (SIR) |  | Automatic flow restrictor (MLLD), Containment Sump | Containment Sump |  |  | Statistical inventory reconciliation (SIR) | Statistical inventory reconciliation (SIR) |  | UST Currently In Use: 0; UST Temp Close: 3; AST Currently In Use: 0; AST Temp Closed: 0 | 0 | 3 | 5 | 13983-015-003007 | R K ALLEN OIL CO INC
11248 | Temporary Closed | 2022-04-06 06:00 | 1987-01-01 06:00 |  | Petroleum | Premium gasoline | Premium gasoline |  | Fiberglass reinforced plastic, Single Wall | Single Wall |  |  | Double Wall, Flexible |  | 1901-01-01 06:00 | None | Catchment Basin, Single walled catchment basin | Flow Rest 90% Full | Flow Rest 90% Full |  |  | Statistical Inventory Reconciliation (SIR) |  | Automatic flow restrictor (MLLD), Containment Sump | Containment Sump |  |  | Statistical inventory reconciliation (SIR) | Statistical inventory reconciliation (SIR) |  | UST Currently In Use: 0; UST Temp Close: 3; AST Currently In Use: 0; AST Temp Closed: 0 | 0 | 3 | 5 | 13983-015-003007 | R K ALLEN OIL CO INC
11249 | Temporary Closed | 2022-04-06 06:00 | 1987-01-01 06:00 |  | Petroleum | On road diesel | On road diesel |  | Fiberglass reinforced plastic, Single Wall | Single Wall |  |  | Double Wall, Flexible |  | 1901-01-01 06:00 | None | Catchment Basin, Single walled catchment basin | Flow Rest 90% Full | Flow Rest 90% Full |  |  | Statistical Inventory Reconciliation (SIR) |  | Automatic flow restrictor (MLLD), Containment Sump | Containment Sump |  |  | Statistical inventory reconciliation (SIR) | Statistical inventory reconciliation (SIR) |  | UST Currently In Use: 0; UST Temp Close: 3; AST Currently In Use: 0; AST Temp Closed: 0 | 0 | 3 | 5 | 13983-015-003007 | R K ALLEN OIL CO INC
11250 | Permanently Closed | 1995-09-25 06:00 | 1987-01-01 06:00 | 1995-09-25 06:00 | Petroleum | Used oil | Used oil |  | Fiberglass reinforced plastic | Fiberglass reinforced plastic |  |  | Fiberglass reinforced plastic |  | 1901-01-01 06:00 | None | [11 empty] | Annual line testing | Annual line testing |  | UST Currently In Use: 0; UST Temp Close: 3; AST Currently In Use: 0; AST Temp Closed: 0 | 0 | 3 | 5 | 13983-015-003007 | R K ALLEN OIL CO INC
11251 | Permanently Closed | 1901-01-01 06:00 | 1967-01-01 06:00 | 1986-10-10 06:00 | Petroleum | Used oil | Used oil |  | Steel | Steel | Coated & cathodic protection (sti-P3) |  | Steel |  | 1901-01-01 06:00 | Field installed cathodic protection | [14 empty] | UST Currently In Use: 0; UST Temp Close: 0; AST Currently In Use: 0; AST Temp Closed: 0 | 0 | 0 | 4 | 11765-049-003038 | EXXON CO USA/ATTN JESSE CRITTLE
11252 | Permanently Closed | 1901-01-01 06:00 | 1967-01-01 06:00 | 1986-10-10 06:00 | Petroleum | Unleaded gasoline | Unleaded gasoline |  | Steel | Steel | Coated & cathodic protection (sti-P3) |  | Steel |  | 1901-01-01 06:00 | Field installed cathodic protection | [14 empty] | UST Currently In Use: 0; UST Temp Close: 0; AST Currently In Use: 0; AST Temp Closed: 0 | 0 | 0 | 4 | 11765-049-003038 | EXXON CO USA/ATTN JESSE CRITTLE
11253 | Permanently Closed | 1901-01-01 06:00 | 1967-01-01 06:00 | 1986-10-10 06:00 | Petroleum | Unleaded gasoline | Unleaded gasoline |  | Steel | Steel | Coated & cathodic protection (sti-P3) |  | Steel |  | 1901-01-01 06:00 | Field installed cathodic protection | [14 empty] | UST Currently In Use: 0; UST Temp Close: 0; AST Currently In Use: 0; AST Temp Closed: 0 | 0 | 0 | 4 | 11765-049-003038 | EXXON CO USA/ATTN JESSE CRITTLE
11254 | Permanently Closed | 1901-01-01 06:00 | 1967-01-01 06:00 | 1986-10-10 06:00 | Petroleum | Unleaded gasoline | Unleaded gasoline |  | Steel | Steel | Coated & cathodic protection (sti-P3) |  | Steel |  | 1901-01-01 06:00 | Field installed cathodic protection | [14 empty] | UST Currently In Use: 0; UST Temp Close: 0; AST Currently In Use: 0; AST Temp Closed: 0 | 0 | 0 | 4 | 11765-049-003038 | EXXON CO USA/ATTN JESSE CRITTLE
11255 | Currently in Use |  | 1987-09-21 06:00 |  | Petroleum | Unleaded gasoline | Unleaded gasoline | Retail | Fiberglass reinforced plastic, Single Wall, 12K/10K | Single Wall |  |  | Double Wall, Fiberglass reinforced plastic |  | 1901-01-01 06:00 |  | Catchment Basin, Single walled catchment basin | Automatic shutoff device At 95% full | Automatic shutoff device At 95% full |  |  | Continuous Automatic Tank Gauge | Single walled submersible pump containment sump, Single walled under dispenser containment | Automatic flow restrictor (MLLD) | Automatic flow restrictor (MLLD) |  |  | Annual line testing | Annual line testing | Pressurized Piping | UST Currently In Use: 3; UST Temp Close: 0; AST Currently In Use: 0; AST Temp Closed: 0 | 3 | 0 | 0 | 22176-073-003003 | Circle K Stores, Inc.
11257 | Currently in Use |  | 1987-09-21 06:00 |  | Petroleum | Premium gasoline | Premium gasoline | Retail | Fiberglass reinforced plastic, Single Wall | Single Wall |  |  | Double Wall, Fiberglass reinforced plastic |  | 1901-01-01 06:00 |  | Catchment Basin, Single walled catchment basin | Automatic shutoff device At 95% full | Automatic shutoff device At 95% full |  |  | Continuous Automatic Tank Gauge |  | Automatic flow restrictor (MLLD) | Automatic flow restrictor (MLLD) |  |  | Annual line testing | Annual line testing | Pressurized Piping | UST Currently In Use: 3; UST Temp Close: 0; AST Currently In Use: 0; AST Temp Closed: 0 | 3 | 0 | 0 | 22176-073-003003 | Circle K Stores, Inc.
11258 | Currently in Use |  | 1987-09-21 06:00 |  | Petroleum | On road diesel | On road diesel | Retail | Fiberglass reinforced plastic, Single Wall | Single Wall |  |  | Double Wall, Fiberglass reinforced plastic |  | 1901-01-01 06:00 |  | Catchment Basin, Single walled catchment basin | Automatic shutoff device At 95% full | Automatic shutoff device At 95% full |  |  | Continuous Automatic Tank Gauge |  | Automatic flow restrictor (MLLD) | Automatic flow restrictor (MLLD) |  |  | Annual line testing | Annual line testing | Pressurized Piping | UST Currently In Use: 3; UST Temp Close: 0; AST Currently In Use: 0; AST Temp Closed: 0 | 3 | 0 | 0 | 22176-073-003003 | Circle K Stores, Inc.
11259 | Permanently Closed | 1991-12-23 06:00 | 1980-01-01 06:00 | 1991-12-23 06:00 | Petroleum | Used oil | Used oil |  | Fiberglass reinforced plastic | Fiberglass reinforced plastic |  |  | Fiberglass reinforced plastic |  | 1901-01-01 06:00 | [15 empty] | UST Currently In Use: 0; UST Temp Close: 0; AST Currently In Use: 0; AST Temp Closed: 0 | 0 | 0 | 4 | 11765-073-003009 | EXXON CO USA/ATTN JESSE CRITTLE
11260 | Permanently Closed | 1992-07-24 06:00 | 1980-01-01 06:00 | 1992-07-24 06:00 | Petroleum | Unleaded gasoline | Unleaded gasoline |  | Fiberglass reinforced plastic, Single Wall | Single Wall |  |  | Double Wall, Fiberglass reinforced plastic | APT | 1901-01-01 06:00 | None | [11 empty] | Annual line testing | Annual line testing |  | UST Currently In Use: 0; UST Temp Close: 0; AST Currently In Use: 0; AST Temp Closed: 0 | 0 | 0 | 4 | 11765-073-003009 | EXXON CO USA/ATTN JESSE CRITTLE
11261 | Permanently Closed | 1992-07-24 06:00 | 1980-01-01 06:00 | 1992-07-24 06:00 | Petroleum | Unleaded gasoline | Unleaded gasoline |  | Fiberglass reinforced plastic, Single Wall | Single Wall |  |  | Double Wall, Fiberglass reinforced plastic | APT | 1901-01-01 06:00 | None | [11 empty] | Annual line testing | Annual line testing |  | UST Currently In Use: 0; UST Temp Close: 0; AST Currently In Use: 0; AST Temp Closed: 0 | 0 | 0 | 4 | 11765-073-003009 | EXXON CO USA/ATTN JESSE CRITTLE
11262 | Permanently Closed | 1992-07-24 06:00 | 1980-01-01 06:00 | 1992-07-24 06:00 | Petroleum | Unleaded gasoline | Unleaded gasoline |  | Fiberglass reinforced plastic, Single Wall | Single Wall |  |  | Double Wall, Fiberglass reinforced plastic | APT | 1901-01-01 06:00 | None | [11 empty] | Annual line testing | Annual line testing |  | UST Currently In Use: 0; UST Temp Close: 0; AST Currently In Use: 0; AST Temp Closed: 0 | 0 | 0 | 4 | 11765-073-003009 | EXXON CO USA/ATTN JESSE CRITTLE
11263 | Temporary Closed | 2005-05-26 06:00 | 1979-01-01 06:00 |  | Petroleum | Used oil | Used oil | Retail | Fiberglass reinforced plastic, Single Wall | Single Wall |  |  | Fiberglass reinforced plastic, Single Wall |  | 1901-01-01 06:00 |  | Other, EXEMPT | Other, EXEMPT | Other |  |  | Manual Tank Gauging (only tanks 1000 gal. or less and 48” or 64” in diameter) | [8 empty] | UST Currently In Use: 2; UST Temp Close: 1; AST Currently In Use: 0; AST Temp Closed: 0 | 2 | 1 | 1 | 25505-073-003010 | A & G FAMILY INC
11264 | Currently in Use |  | 1979-01-01 06:00 |  | Petroleum | Unleaded gasoline | Unleaded gasoline | Retail | Fiberglass reinforced plastic, Single Wall, 6K/6K | Single Wall |  |  | Fiberglass reinforced plastic, Single Wall |  | 1901-01-01 06:00 |  | Catchment Basin, Single walled catchment basin | Flow Rest 90% Full | Flow Rest 90% Full |  |  | Continuous Automatic Tank Gauge |  | Automatic flow restrictor (MLLD) | Automatic flow restrictor (MLLD) |  |  | Annual line testing | Annual line testing |  | UST Currently In Use: 2; UST Temp Close: 1; AST Currently In Use: 0; AST Temp Closed: 0 | 2 | 1 | 1 | 25505-073-003010 | A & G FAMILY INC
11265 | Permanently Closed | 1999-01-01 06:00 | 1999-01-01 06:00 | 1999-01-01 06:00 | Petroleum | Unleaded gasoline | Unleaded gasoline | [23 empty] | UST Currently In Use: 2; UST Temp Close: 1; AST Currently In Use: 0; AST Temp Closed: 0 | 2 | 1 | 1 | 25505-073-003010 | A & G FAMILY INC
11266 | Currently in Use |  | 1979-01-01 06:00 |  | Petroleum | Premium gasoline | Premium gasoline | Retail | Fiberglass reinforced plastic, Single Wall | Single Wall |  |  | Fiberglass reinforced plastic, Single Wall |  | 1901-01-01 06:00 |  | Catchment Basin, Single walled catchment basin | Flow Rest 90% Full | Flow Rest 90% Full |  |  | Continuous Automatic Tank Gauge |  | Automatic flow restrictor (MLLD) | Automatic flow restrictor (MLLD) |  |  | Annual line testing | Annual line testing |  | UST Currently In Use: 2; UST Temp Close: 1; AST Currently In Use: 0; AST Temp Closed: 0 | 2 | 1 | 1 | 25505-073-003010 | A & G FAMILY INC
11267 | Permanently Closed | 1990-04-09 06:00 | 1967-01-01 06:00 | 1990-04-04 06:00 | Petroleum | Used oil | Used oil |  | Steel | Steel | Coated & cathodic protection (sti-P3), Interior lined (not allowed as a standalone method of corrosion protection) |  | Steel |  | 1901-01-01 06:00 | Field installed cathodic protection | [11 empty] | Annual line testing | Annual line testing |  | UST Currently In Use: 0; UST Temp Close: 0; AST Currently In Use: 0; AST Temp Closed: 0 | 0 | 0 | 8 | 14413-073-003011 | SHOP A SNAK FOOD MART INC
11268 | Permanently Closed | 1990-04-04 06:00 | 1967-01-01 06:00 | 1990-04-04 06:00 | Petroleum | Unleaded gasoline | Unleaded gasoline |  | Steel | Steel | Coated & cathodic protection (sti-P3), Interior lined (not allowed as a standalone method of corrosion protection) |  | Steel |  | 1901-01-01 06:00 | Field installed cathodic protection | [11 empty] | Annual line testing | Annual line testing |  | UST Currently In Use: 0; UST Temp Close: 0; AST Currently In Use: 0; AST Temp Closed: 0 | 0 | 0 | 8 | 14413-073-003011 | SHOP A SNAK FOOD MART INC
11269 | Permanently Closed | 1990-04-04 06:00 | 1967-01-01 06:00 | 1990-04-04 06:00 | Petroleum | Unleaded gasoline | Unleaded gasoline |  | Steel | Steel | Coated & cathodic protection (sti-P3), Interior lined (not allowed as a standalone method of corrosion protection) |  | Steel |  | 1901-01-01 06:00 | Field installed cathodic protection | [11 empty] | Annual line testing | Annual line testing |  | UST Currently In Use: 0; UST Temp Close: 0; AST Currently In Use: 0; AST Temp Closed: 0 | 0 | 0 | 8 | 14413-073-003011 | SHOP A SNAK FOOD MART INC
11270 | Permanently Closed | 1990-04-04 06:00 | 1967-01-01 06:00 | 1990-04-04 06:00 | Petroleum | Unleaded gasoline | Unleaded gasoline |  | Steel | Steel | Coated & cathodic protection (sti-P3), Interior lined (not allowed as a standalone method of corrosion protection) |  | Steel |  | 1901-01-01 06:00 | Field installed cathodic protection | [14 empty] | UST Currently In Use: 0; UST Temp Close: 0; AST Currently In Use: 0; AST Temp Closed: 0 | 0 | 0 | 8 | 14413-073-003011 | SHOP A SNAK FOOD MART INC
11271 | Permanently Closed | 1991-01-15 06:00 | 1972-01-01 06:00 | 1991-01-15 06:00 | Petroleum | Used oil | Used oil |  | Steel | Steel | Coated & cathodic protection (sti-P3) |  | Steel |  | 1901-01-01 06:00 | Field installed cathodic protection | [14 empty] | UST Currently In Use: 0; UST Temp Close: 0; AST Currently In Use: 0; AST Temp Closed: 0 | 0 | 0 | 4 | 11765-073-003012 | EXXON CO USA/ATTN JESSE CRITTLE
11272 | Permanently Closed | 1991-01-15 06:00 | 1972-01-01 06:00 | 1991-01-15 06:00 | Petroleum | Unleaded gasoline | Unleaded gasoline |  | Steel | Steel | Coated & cathodic protection (sti-P3) |  | Steel |  | 1901-01-01 06:00 | Field installed cathodic protection | [14 empty] | UST Currently In Use: 0; UST Temp Close: 0; AST Currently In Use: 0; AST Temp Closed: 0 | 0 | 0 | 4 | 11765-073-003012 | EXXON CO USA/ATTN JESSE CRITTLE
11273 | Permanently Closed | 1991-01-15 06:00 | 1972-01-01 06:00 | 1991-01-15 06:00 | Petroleum | Unleaded gasoline | Unleaded gasoline |  | Steel | Steel | Coated & cathodic protection (sti-P3) |  | Steel |  | 1901-01-01 06:00 | Field installed cathodic protection | [14 empty] | UST Currently In Use: 0; UST Temp Close: 0; AST Currently In Use: 0; AST Temp Closed: 0 | 0 | 0 | 4 | 11765-073-003012 | EXXON CO USA/ATTN JESSE CRITTLE
11274 | Permanently Closed | 1991-01-15 06:00 | 1972-01-01 06:00 | 1991-01-15 06:00 | Petroleum | Unleaded gasoline | Unleaded gasoline |  | Steel | Steel | Coated & cathodic protection (sti-P3) |  | Steel |  | 1901-01-01 06:00 | Field installed cathodic protection | [14 empty] | UST Currently In Use: 0; UST Temp Close: 0; AST Currently In Use: 0; AST Temp Closed: 0 | 0 | 0 | 4 | 11765-073-003012 | EXXON CO USA/ATTN JESSE CRITTLE
11275 | Permanently Closed | 1996-01-12 06:00 | 1979-01-01 06:00 | 1996-01-12 06:00 | Petroleum | Used oil | Used oil |  | Fiberglass reinforced plastic | Fiberglass reinforced plastic |  |  | Fiberglass reinforced plastic |  | 1901-01-01 06:00 | [15 empty] | UST Currently In Use: 0; UST Temp Close: 0; AST Currently In Use: 0; AST Temp Closed: 0 | 0 | 0 | 5 | 11765-073-003013 | EXXON CO USA/ATTN JESSE CRITTLE
11276 | Permanently Closed | 1996-01-12 06:00 | 1979-01-01 06:00 | 1996-01-12 06:00 | Petroleum | Unleaded gasoline | Unleaded gasoline |  | Fiberglass reinforced plastic | Fiberglass reinforced plastic |  |  | Fiberglass reinforced plastic |  | 1901-01-01 06:00 | None | [11 empty] | Annual line testing | Annual line testing |  | UST Currently In Use: 0; UST Temp Close: 0; AST Currently In Use: 0; AST Temp Closed: 0 | 0 | 0 | 5 | 11765-073-003013 | EXXON CO USA/ATTN JESSE CRITTLE
11277 | Permanently Closed | 1996-01-12 06:00 | 1979-01-01 06:00 | 1996-01-12 06:00 | Petroleum | Unleaded gasoline | Unleaded gasoline |  | Fiberglass reinforced plastic | Fiberglass reinforced plastic |  |  | Fiberglass reinforced plastic |  | 1901-01-01 06:00 | None | [11 empty] | Annual line testing | Annual line testing |  | UST Currently In Use: 0; UST Temp Close: 0; AST Currently In Use: 0; AST Temp Closed: 0 | 0 | 0 | 5 | 11765-073-003013 | EXXON CO USA/ATTN JESSE CRITTLE
11278 | Permanently Closed | 1996-01-12 06:00 | 1979-01-01 06:00 | 1996-01-12 06:00 | Petroleum | Unleaded gasoline | Unleaded gasoline |  | Fiberglass reinforced plastic | Fiberglass reinforced plastic |  |  | Fiberglass reinforced plastic |  | 1901-01-01 06:00 | None | [11 empty] | Annual line testing | Annual line testing |  | UST Currently In Use: 0; UST Temp Close: 0; AST Currently In Use: 0; AST Temp Closed: 0 | 0 | 0 | 5 | 11765-073-003013 | EXXON CO USA/ATTN JESSE CRITTLE
11279 | Permanently Closed | 1996-01-12 06:00 | 1979-01-01 06:00 | 1996-01-12 06:00 | Petroleum | On road diesel | On road diesel |  | Fiberglass reinforced plastic | Fiberglass reinforced plastic |  |  | Fiberglass reinforced plastic |  | 1901-01-01 06:00 | None | [11 empty] | Annual line testing | Annual line testing |  | UST Currently In Use: 0; UST Temp Close: 0; AST Currently In Use: 0; AST Temp Closed: 0 | 0 | 0 | 5 | 11765-073-003013 | EXXON CO USA/ATTN JESSE CRITTLE
11280 | Currently in Use |  | 1980-01-01 06:00 |  | Petroleum | Unleaded gasoline | Unleaded gasoline | Retail | Fiberglass reinforced plastic, Single Wall | Single Wall |  |  | Fiberglass reinforced plastic, Single Wall |  | 1901-01-01 06:00 |  | Catchment Basin, Single walled catchment basin | Automatic shutoff device At 95% full | Automatic shutoff device At 95% full |  |  | Continuous Automatic Tank Gauge |  | Automatic shutoff device (AELLD) | Automatic shutoff device (AELLD) | [5 empty] | UST Currently In Use: 3; UST Temp Close: 1; AST Currently In Use: 0; AST Temp Closed: 0 | 3 | 1 | 1 | 24172-073-003014 | EMPIRE INVESTMENTS LLC
11281 | Permanently Closed | 1999-12-22 06:00 | 1980-01-01 06:00 |  | Petroleum | Unleaded gasoline | Unleaded gasoline | Retail | Fiberglass reinforced plastic | Fiberglass reinforced plastic |  |  | Fiberglass reinforced plastic |  | 1901-01-01 06:00 |  | Catchment Basin, Single walled catchment basin | Flow Rest 90% Full | Flow Rest 90% Full |  |  | Statistical Inventory Reconciliation (SIR) | [5 empty] | Annual line testing, Statistical inventory reconciliation (SIR) | Statistical inventory reconciliation (SIR) |  | UST Currently In Use: 0; UST Temp Close: 0; AST Currently In Use: 0; AST Temp Closed: 0 | 0 | 0 | 1 | 19005-073-003014 | ROBERT AND ELIZABETH CLOUD
11282 | Currently in Use |  | 1980-01-01 06:00 |  | Petroleum | Premium gasoline | Premium gasoline | Retail | Fiberglass reinforced plastic, Single Wall | Single Wall |  |  | Fiberglass reinforced plastic, Single Wall |  | 1901-01-01 06:00 |  | Catchment Basin, Single walled catchment basin | Automatic shutoff device At 95% full, Flow Rest 90% Full | Flow Rest 90% Full |  |  | Continuous Automatic Tank Gauge |  | Automatic shutoff device (AELLD) | Automatic shutoff device (AELLD) | [5 empty] | UST Currently In Use: 3; UST Temp Close: 1; AST Currently In Use: 0; AST Temp Closed: 0 | 3 | 1 | 1 | 24172-073-003014 | EMPIRE INVESTMENTS LLC
11283 | Currently in Use |  | 1980-01-01 06:00 |  | Petroleum | Mid-grade gasoline | Mid-grade gasoline | Retail | Fiberglass reinforced plastic, Single Wall | Single Wall |  |  | Fiberglass reinforced plastic, Single Wall |  | 1901-01-01 06:00 |  | Catchment Basin, Single walled catchment basin | Automatic shutoff device At 95% full, Flow Rest 90% Full | Flow Rest 90% Full |  |  | Continuous Automatic Tank Gauge |  | Automatic shutoff device (AELLD) | Automatic shutoff device (AELLD) | [5 empty] | UST Currently In Use: 3; UST Temp Close: 1; AST Currently In Use: 0; AST Temp Closed: 0 | 3 | 1 | 1 | 24172-073-003014 | EMPIRE INVESTMENTS LLC
11284 | Permanently Closed | 1989-06-26 06:00 | 1981-01-01 06:00 | 1989-06-26 06:00 | Petroleum | Used oil | Used oil |  | Fiberglass reinforced plastic, Single Wall | Single Wall |  |  | Fiberglass reinforced plastic, Single Wall |  | 1901-01-01 06:00 | [15 empty] | UST Currently In Use: 3; UST Temp Close: 1; AST Currently In Use: 0; AST Temp Closed: 0 | 3 | 1 | 1 | 24172-073-003014 | EMPIRE INVESTMENTS LLC
11285 | Temporary Closed | 1993-04-25 06:00 | 1989-01-01 06:00 |  | Petroleum | Used oil | Used oil | Retail | Fiberglass reinforced plastic, Single Wall | Single Wall |  |  | Fiberglass reinforced plastic, Single Wall |  | 1901-01-01 06:00 |  | Other, EXEMPT | Other, EXEMPT | Other |  |  | Manual Tank Gauging (only tanks 1000 gal. or less and 48” or 64” in diameter) | [8 empty] | UST Currently In Use: 3; UST Temp Close: 1; AST Currently In Use: 0; AST Temp Closed: 0 | 3 | 1 | 1 | 24172-073-003014 | EMPIRE INVESTMENTS LLC
11286 | Temporary Closed | 2015-09-09 06:00 | 1979-01-01 06:00 |  | Petroleum | Used oil | Used oil | Retail | Fiberglass reinforced plastic | Fiberglass reinforced plastic |  |  | Fiberglass reinforced plastic |  | 1901-01-01 06:00 |  | Other, EXEMPT | Other, EXEMPT | Other |  |  | Manual Tank Gauging (only tanks 1000 gal. or less and 48” or 64” in diameter) | [8 empty] | UST Currently In Use: 0; UST Temp Close: 4; AST Currently In Use: 0; AST Temp Closed: 0 | 0 | 4 | 0 | 17811-073-003015 | STANFORD L SMITH
11287 | Temporary Closed | 2010-07-23 06:00 | 1979-01-01 06:00 |  | Petroleum | Unleaded gasoline | Unleaded gasoline | Retail | Fiberglass reinforced plastic | Fiberglass reinforced plastic |  |  | Fiberglass reinforced plastic |  | 1901-01-01 06:00 |  | Catchment Basin, Single walled catchment basin | Automatic shutoff device At 95% full | Automatic shutoff device At 95% full |  |  | Continuous Automatic Tank Gauge |  | Automatic flow restrictor (MLLD) | Automatic flow restrictor (MLLD) | [5 empty] | UST Currently In Use: 0; UST Temp Close: 4; AST Currently In Use: 0; AST Temp Closed: 0 | 0 | 4 | 0 | 17811-073-003015 | STANFORD L SMITH
11288 | Temporary Closed | 2010-07-23 06:00 | 1979-01-01 06:00 |  | Petroleum | Unleaded gasoline | Unleaded gasoline | Retail | Fiberglass reinforced plastic | Fiberglass reinforced plastic |  |  | Fiberglass reinforced plastic |  | 1901-01-01 06:00 |  | Catchment Basin, Single walled catchment basin | Automatic shutoff device At 95% full | Automatic shutoff device At 95% full |  |  | Continuous Automatic Tank Gauge |  | Automatic flow restrictor (MLLD) | Automatic flow restrictor (MLLD) | [5 empty] | UST Currently In Use: 0; UST Temp Close: 4; AST Currently In Use: 0; AST Temp Closed: 0 | 0 | 4 | 0 | 17811-073-003015 | STANFORD L SMITH
11289 | Temporary Closed | 2010-07-23 06:00 | 1979-01-01 06:00 |  | Petroleum | Unleaded gasoline | Unleaded gasoline | Retail | Fiberglass reinforced plastic | Fiberglass reinforced plastic |  |  | Fiberglass reinforced plastic |  | 1901-01-01 06:00 |  | Catchment Basin, Single walled catchment basin | Automatic shutoff device At 95% full | Automatic shutoff device At 95% full |  |  | Continuous Automatic Tank Gauge |  | Automatic flow restrictor (MLLD) | Automatic flow restrictor (MLLD) | [5 empty] | UST Currently In Use: 0; UST Temp Close: 4; AST Currently In Use: 0; AST Temp Closed: 0 | 0 | 4 | 0 | 17811-073-003015 | STANFORD L SMITH
11290 | Permanently Closed | 1989-08-21 06:00 | 1966-01-01 06:00 | 1989-08-21 06:00 | Petroleum | Used oil | Used oil |  | Steel | Steel | Coated & cathodic protection (sti-P3) |  | Steel |  | 1901-01-01 06:00 | Field installed cathodic protection | [14 empty] | UST Currently In Use: 0; UST Temp Close: 0; AST Currently In Use: 0; AST Temp Closed: 0 | 0 | 0 | 8 | 11765-073-003018 | EXXON CO USA/ATTN JESSE CRITTLE
11291 | Permanently Closed | 1989-08-21 06:00 | 1966-01-01 06:00 | 1989-08-21 06:00 | Petroleum | Unleaded gasoline | Unleaded gasoline |  | Steel | Steel | Coated & cathodic protection (sti-P3) |  | Steel |  | 1901-01-01 06:00 | Field installed cathodic protection | [14 empty] | UST Currently In Use: 0; UST Temp Close: 0; AST Currently In Use: 0; AST Temp Closed: 0 | 0 | 0 | 8 | 11765-073-003018 | EXXON CO USA/ATTN JESSE CRITTLE
11292 | Permanently Closed | 1989-08-21 06:00 | 1966-01-01 06:00 | 1989-08-21 06:00 | Petroleum | Unleaded gasoline | Unleaded gasoline |  | Steel | Steel | Coated & cathodic protection (sti-P3) |  | Steel |  | 1901-01-01 06:00 | Field installed cathodic protection | [14 empty] | UST Currently In Use: 0; UST Temp Close: 0; AST Currently In Use: 0; AST Temp Closed: 0 | 0 | 0 | 8 | 11765-073-003018 | EXXON CO USA/ATTN JESSE CRITTLE
11293 | Permanently Closed | 1989-08-21 06:00 | 1966-01-01 06:00 | 1989-08-21 06:00 | Petroleum | Unleaded gasoline | Unleaded gasoline |  | Steel | Steel | Coated & cathodic protection (sti-P3) |  | Steel |  | 1901-01-01 06:00 | Field installed cathodic protection | [14 empty] | UST Currently In Use: 0; UST Temp Close: 0; AST Currently In Use: 0; AST Temp Closed: 0 | 0 | 0 | 8 | 11765-073-003018 | EXXON CO USA/ATTN JESSE CRITTLE
11294 | Permanently Closed | 1989-08-21 06:00 | 1966-01-01 06:00 | 1989-08-21 06:00 | Petroleum | On road diesel | On road diesel |  | Fiberglass reinforced plastic | Fiberglass reinforced plastic |  |  | Steel |  | 1901-01-01 06:00 | Field installed cathodic protection | [14 empty] | UST Currently In Use: 0; UST Temp Close: 0; AST Currently In Use: 0; AST Temp Closed: 0 | 0 | 0 | 8 | 11765-073-003018 | EXXON CO USA/ATTN JESSE CRITTLE
11295 | Permanently Closed | 1993-02-15 06:00 | 1989-01-01 06:00 | 1993-02-15 06:00 | Petroleum | Unleaded gasoline | Unleaded gasoline |  | Fiberglass reinforced plastic | Fiberglass reinforced plastic |  |  | Fiberglass reinforced plastic |  | 1901-01-01 06:00 | None | [11 empty] | Annual line testing | Annual line testing |  | UST Currently In Use: 0; UST Temp Close: 0; AST Currently In Use: 0; AST Temp Closed: 0 | 0 | 0 | 8 | 11765-073-003018 | EXXON CO USA/ATTN JESSE CRITTLE
11296 | Permanently Closed | 1993-02-15 06:00 | 1989-01-01 06:00 | 1993-02-15 06:00 | Petroleum | Unleaded gasoline | Unleaded gasoline |  | Fiberglass reinforced plastic | Fiberglass reinforced plastic |  |  | Fiberglass reinforced plastic |  | 1901-01-01 06:00 | None | [5 empty] | Manual Tank Gauging (only tanks 1000 gal. or less and 48” or 64” in diameter) | [5 empty] | Annual line testing | Annual line testing |  | UST Currently In Use: 0; UST Temp Close: 0; AST Currently In Use: 0; AST Temp Closed: 0 | 0 | 0 | 8 | 11765-073-003018 | EXXON CO USA/ATTN JESSE CRITTLE
11297 | Permanently Closed | 1993-02-15 06:00 | 1989-01-01 06:00 | 1993-02-15 06:00 | Petroleum | Unleaded gasoline | Unleaded gasoline |  | Fiberglass reinforced plastic | Fiberglass reinforced plastic |  |  | Fiberglass reinforced plastic |  | 1901-01-01 06:00 | None | [5 empty] | Manual Tank Gauging (only tanks 1000 gal. or less and 48” or 64” in diameter) | [5 empty] | Annual line testing | Annual line testing |  | UST Currently In Use: 0; UST Temp Close: 0; AST Currently In Use: 0; AST Temp Closed: 0 | 0 | 0 | 8 | 11765-073-003018 | EXXON CO USA/ATTN JESSE CRITTLE
11298 | Permanently Closed | 1989-05-22 06:00 | 1966-01-01 06:00 | 1989-05-22 06:00 | Petroleum | Used oil | Used oil |  | Steel | Steel | Coated & cathodic protection (sti-P3) |  | Steel |  | 1901-01-01 06:00 | Field installed cathodic protection | [14 empty] | UST Currently In Use: 0; UST Temp Close: 0; AST Currently In Use: 0; AST Temp Closed: 0 | 0 | 0 | 8 | 24431-073-003021 | AL ROEBUCK PARKWAY LLC
11299 | Permanently Closed | 1989-05-22 06:00 | 1966-01-01 06:00 | 1989-05-22 06:00 | Petroleum | Unleaded gasoline | Unleaded gasoline |  | Steel | Steel | Coated & cathodic protection (sti-P3) |  | Steel |  | 1901-01-01 06:00 | Field installed cathodic protection | [14 empty] | UST Currently In Use: 0; UST Temp Close: 0; AST Currently In Use: 0; AST Temp Closed: 0 | 0 | 0 | 8 | 24431-073-003021 | AL ROEBUCK PARKWAY LLC
11300 | Permanently Closed | 1989-05-22 06:00 | 1966-01-01 06:00 | 1989-05-22 06:00 | Petroleum | Unleaded gasoline | Unleaded gasoline |  | Steel | Steel | Coated & cathodic protection (sti-P3) |  | Steel |  | 1901-01-01 06:00 | Field installed cathodic protection | [14 empty] | UST Currently In Use: 0; UST Temp Close: 0; AST Currently In Use: 0; AST Temp Closed: 0 | 0 | 0 | 8 | 24431-073-003021 | AL ROEBUCK PARKWAY LLC
11301 | Permanently Closed | 1989-05-22 06:00 | 1966-01-01 06:00 | 1989-05-22 06:00 | Petroleum | Unleaded gasoline | Unleaded gasoline |  | Steel | Steel | Coated & cathodic protection (sti-P3) |  | Steel |  | 1901-01-01 06:00 | Field installed cathodic protection | [14 empty] | UST Currently In Use: 0; UST Temp Close: 0; AST Currently In Use: 0; AST Temp Closed: 0 | 0 | 0 | 8 | 24431-073-003021 | AL ROEBUCK PARKWAY LLC
11302 | Permanently Closed | 2011-02-18 06:00 | 1989-04-15 06:00 | 2014-02-28 06:00 | Petroleum | Unleaded gasoline | Unleaded gasoline | Retail | Fiberglass reinforced plastic | Fiberglass reinforced plastic |  |  | Fiberglass reinforced plastic |  | 1901-01-01 06:00 |  | Catchment Basin, Single walled catchment basin | Flow Rest 90% Full | Flow Rest 90% Full |  |  | Automatic Tank Gauge, Statistical Inventory Reconciliation (SIR) | [5 empty] | Statistical inventory reconciliation (SIR) | Statistical inventory reconciliation (SIR) |  | UST Currently In Use: 0; UST Temp Close: 0; AST Currently In Use: 0; AST Temp Closed: 0 | 0 | 0 | 8 | 24431-073-003021 | AL ROEBUCK PARKWAY LLC
11303 | Permanently Closed | 2011-02-28 06:00 | 1989-04-15 06:00 | 2014-02-28 06:00 | Petroleum | Mid-grade gasoline | Mid-grade gasoline | Retail | Fiberglass reinforced plastic | Fiberglass reinforced plastic |  |  | Fiberglass reinforced plastic |  | 1901-01-01 06:00 |  | Catchment Basin, Single walled catchment basin | Flow Rest 90% Full | Flow Rest 90% Full |  |  | Automatic Tank Gauge, Statistical Inventory Reconciliation (SIR) | [5 empty] | Statistical inventory reconciliation (SIR) | Statistical inventory reconciliation (SIR) |  | UST Currently In Use: 0; UST Temp Close: 0; AST Currently In Use: 0; AST Temp Closed: 0 | 0 | 0 | 8 | 24431-073-003021 | AL ROEBUCK PARKWAY LLC
11304 | Permanently Closed | 2011-02-28 06:00 | 1989-04-15 06:00 | 2014-02-28 06:00 | Petroleum | Premium gasoline | Premium gasoline | Retail | Fiberglass reinforced plastic | Fiberglass reinforced plastic |  |  | Fiberglass reinforced plastic |  | 1901-01-01 06:00 |  | Catchment Basin, Single walled catchment basin | Flow Rest 90% Full | Flow Rest 90% Full |  |  | Automatic Tank Gauge, Statistical Inventory Reconciliation (SIR) | [5 empty] | Statistical inventory reconciliation (SIR) | Statistical inventory reconciliation (SIR) |  | UST Currently In Use: 0; UST Temp Close: 0; AST Currently In Use: 0; AST Temp Closed: 0 | 0 | 0 | 8 | 24431-073-003021 | AL ROEBUCK PARKWAY LLC
11305 | Permanently Closed | 1997-10-20 06:00 | 1989-05-24 06:00 | 1997-10-20 06:00 | Petroleum | Used oil | Used oil | Retail | Fiberglass reinforced plastic | Fiberglass reinforced plastic |  |  | Fiberglass reinforced plastic |  | 1901-01-01 06:00 | [6 empty] | Statistical Inventory Reconciliation (SIR) | [8 empty] | UST Currently In Use: 0; UST Temp Close: 0; AST Currently In Use: 0; AST Temp Closed: 0 | 0 | 0 | 8 | 24431-073-003021 | AL ROEBUCK PARKWAY LLC
11306 | Permanently Closed | 1901-01-01 06:00 | 1967-01-01 06:00 | 1988-10-11 06:00 | Petroleum | Used oil | Used oil |  | Steel | Steel | Coated & cathodic protection (sti-P3) |  | Steel |  | 1901-01-01 06:00 | Field installed cathodic protection | [14 empty] | UST Currently In Use: 0; UST Temp Close: 0; AST Currently In Use: 0; AST Temp Closed: 0 | 0 | 0 | 5 | 11765-073-003022 | EXXON CO USA/ATTN JESSE CRITTLE
11307 | Permanently Closed | 1901-01-01 06:00 | 1967-01-01 06:00 | 1988-10-11 06:00 | Petroleum | Unleaded gasoline | Unleaded gasoline |  | Steel | Steel | Coated & cathodic protection (sti-P3) |  | Steel |  | 1901-01-01 06:00 | Field installed cathodic protection | [14 empty] | UST Currently In Use: 0; UST Temp Close: 0; AST Currently In Use: 0; AST Temp Closed: 0 | 0 | 0 | 5 | 11765-073-003022 | EXXON CO USA/ATTN JESSE CRITTLE
11308 | Permanently Closed | 1901-01-01 06:00 | 1967-01-01 06:00 | 1988-10-11 06:00 | Petroleum | Unleaded gasoline | Unleaded gasoline |  | Steel | Steel | Coated & cathodic protection (sti-P3) |  | Steel |  | 1901-01-01 06:00 | Field installed cathodic protection | [14 empty] | UST Currently In Use: 0; UST Temp Close: 0; AST Currently In Use: 0; AST Temp Closed: 0 | 0 | 0 | 5 | 11765-073-003022 | EXXON CO USA/ATTN JESSE CRITTLE
11309 | Permanently Closed | 1901-01-01 06:00 | 1967-01-01 06:00 | 1988-10-11 06:00 | Petroleum | Other, OTHER | Other |  | Steel | Steel | Coated & cathodic protection (sti-P3) |  | Steel |  | 1901-01-01 06:00 | Field installed cathodic protection | [14 empty] | UST Currently In Use: 0; UST Temp Close: 0; AST Currently In Use: 0; AST Temp Closed: 0 | 0 | 0 | 5 | 11765-073-003022 | EXXON CO USA/ATTN JESSE CRITTLE
11310 | Permanently Closed | 1901-01-01 06:00 | 1967-01-01 06:00 | 1988-10-11 06:00 | Petroleum | Unleaded gasoline | Unleaded gasoline |  | Fiberglass reinforced plastic | Fiberglass reinforced plastic |  |  | Fiberglass reinforced plastic |  | 1901-01-01 06:00 | Field installed cathodic protection | [14 empty] | UST Currently In Use: 0; UST Temp Close: 0; AST Currently In Use: 0; AST Temp Closed: 0 | 0 | 0 | 5 | 11765-073-003022 | EXXON CO USA/ATTN JESSE CRITTLE
11311 | Permanently Closed | 1993-02-19 06:00 | 1983-01-01 06:00 | 1993-02-19 06:00 | Petroleum | Used oil | Used oil |  | Fiberglass reinforced plastic | Fiberglass reinforced plastic |  |  | Fiberglass reinforced plastic |  | 1901-01-01 06:00 | [15 empty] | UST Currently In Use: 0; UST Temp Close: 0; AST Currently In Use: 0; AST Temp Closed: 0 | 0 | 0 | 5 | 11765-089-003036 | EXXON CO USA/ATTN JESSE CRITTLE
11312 | Permanently Closed | 1993-02-19 06:00 | 1983-01-01 06:00 | 1993-02-19 06:00 | Petroleum | Unleaded gasoline | Unleaded gasoline |  | Fiberglass reinforced plastic | Fiberglass reinforced plastic |  |  | Fiberglass reinforced plastic |  | 1901-01-01 06:00 | None | [11 empty] | Annual line testing | Annual line testing |  | UST Currently In Use: 0; UST Temp Close: 0; AST Currently In Use: 0; AST Temp Closed: 0 | 0 | 0 | 5 | 11765-089-003036 | EXXON CO USA/ATTN JESSE CRITTLE
11313 | Permanently Closed | 1993-02-19 06:00 | 1983-01-01 06:00 | 1993-02-19 06:00 | Petroleum | On road diesel | On road diesel |  | Fiberglass reinforced plastic | Fiberglass reinforced plastic |  |  | Fiberglass reinforced plastic |  | 1901-01-01 06:00 | None | [11 empty] | Annual line testing | Annual line testing |  | UST Currently In Use: 0; UST Temp Close: 0; AST Currently In Use: 0; AST Temp Closed: 0 | 0 | 0 | 5 | 11765-089-003036 | EXXON CO USA/ATTN JESSE CRITTLE
11314 | Permanently Closed | 1993-02-19 06:00 | 1983-01-01 06:00 | 1993-02-19 06:00 | Petroleum | Unleaded gasoline | Unleaded gasoline |  | Fiberglass reinforced plastic | Fiberglass reinforced plastic |  |  | Fiberglass reinforced plastic |  | 1901-01-01 06:00 | None | [11 empty] | Annual line testing | Annual line testing |  | UST Currently In Use: 0; UST Temp Close: 0; AST Currently In Use: 0; AST Temp Closed: 0 | 0 | 0 | 5 | 11765-089-003036 | EXXON CO USA/ATTN JESSE CRITTLE
11315 | Permanently Closed | 1993-02-19 06:00 | 1983-01-01 06:00 | 1993-02-19 06:00 | Petroleum | Unleaded gasoline | Unleaded gasoline |  | Fiberglass reinforced plastic | Fiberglass reinforced plastic |  |  | Fiberglass reinforced plastic |  | 1901-01-01 06:00 | None | [11 empty] | Annual line testing | Annual line testing |  | UST Currently In Use: 0; UST Temp Close: 0; AST Currently In Use: 0; AST Temp Closed: 0 | 0 | 0 | 5 | 11765-089-003036 | EXXON CO USA/ATTN JESSE CRITTLE
11316 | Permanently Closed | 1901-01-01 06:00 | 1966-01-01 06:00 | 1988-01-01 06:00 | Petroleum | Used oil | Used oil |  | Steel | Steel | Coated & cathodic protection (sti-P3) |  | Steel |  | 1901-01-01 06:00 | Field installed cathodic protection | [14 empty] | UST Currently In Use: 3; UST Temp Close: 0; AST Currently In Use: 0; AST Temp Closed: 0 | 3 | 0 | 5 | 25244-089-003037 | MEX NORTH ALABAMA, LLC.
11317 | Permanently Closed | 1901-01-01 06:00 | 1966-01-01 06:00 | 1988-01-01 06:00 | Petroleum | Unleaded gasoline | Unleaded gasoline |  | Steel | Steel | Coated & cathodic protection (sti-P3) |  | Steel |  | 1901-01-01 06:00 | Field installed cathodic protection | [14 empty] | UST Currently In Use: 3; UST Temp Close: 0; AST Currently In Use: 0; AST Temp Closed: 0 | 3 | 0 | 5 | 25244-089-003037 | MEX NORTH ALABAMA, LLC.
11318 | Permanently Closed | 1901-01-01 06:00 | 1966-01-01 06:00 | 1988-01-01 06:00 | Petroleum | Unleaded gasoline | Unleaded gasoline |  | Steel | Steel | Coated & cathodic protection (sti-P3) |  | Steel |  | 1901-01-01 06:00 | Field installed cathodic protection | [14 empty] | UST Currently In Use: 3; UST Temp Close: 0; AST Currently In Use: 0; AST Temp Closed: 0 | 3 | 0 | 5 | 25244-089-003037 | MEX NORTH ALABAMA, LLC.
11319 | Permanently Closed | 1901-01-01 06:00 | 1966-01-01 06:00 | 1988-01-01 06:00 | Petroleum | Unleaded gasoline | Unleaded gasoline |  | Steel | Steel | Coated & cathodic protection (sti-P3) |  | Steel |  | 1901-01-01 06:00 | Field installed cathodic protection | [14 empty] | UST Currently In Use: 3; UST Temp Close: 0; AST Currently In Use: 0; AST Temp Closed: 0 | 3 | 0 | 5 | 25244-089-003037 | MEX NORTH ALABAMA, LLC.
11320 | Currently in Use |  | 1988-10-07 06:00 |  | Petroleum | Premium gasoline | Premium gasoline | Retail | Fiberglass reinforced plastic | Fiberglass reinforced plastic |  |  | Fiberglass reinforced plastic |  | 1901-01-01 06:00 |  | Catchment Basin, Single walled catchment basin | Automatic shutoff device At 95% full | Automatic shutoff device At 95% full |  |  | Continuous Automatic Tank Gauge |  | Automatic flow restrictor (MLLD), Containment Sump | Containment Sump | Interstitial Monitoring within Secondary Containment | SENSOR TO ATG | Annual line testing, Continuous alarm system | Continuous alarm system |  | UST Currently In Use: 3; UST Temp Close: 0; AST Currently In Use: 0; AST Temp Closed: 0 | 3 | 0 | 5 | 25244-089-003037 | MEX NORTH ALABAMA, LLC.
11321 | Currently in Use |  | 1988-10-07 06:00 |  | Petroleum | Mid-grade gasoline | Mid-grade gasoline | Retail | Fiberglass reinforced plastic | Fiberglass reinforced plastic |  |  | Fiberglass reinforced plastic |  | 1901-01-01 06:00 |  | Catchment Basin, Single walled catchment basin | Automatic shutoff device At 95% full | Automatic shutoff device At 95% full |  |  | Continuous Automatic Tank Gauge | Single walled submersible pump containment sump | Automatic flow restrictor (MLLD), Containment Sump | Containment Sump | Interstitial Monitoring within Secondary Containment | SENSOR TO ATG | Annual line testing, Continuous alarm system | Continuous alarm system |  | UST Currently In Use: 3; UST Temp Close: 0; AST Currently In Use: 0; AST Temp Closed: 0 | 3 | 0 | 5 | 25244-089-003037 | MEX NORTH ALABAMA, LLC.
11322 | Currently in Use |  | 1988-10-07 06:00 |  | Petroleum | Unleaded gasoline | Unleaded gasoline | Retail | Fiberglass reinforced plastic | Fiberglass reinforced plastic |  |  | Fiberglass reinforced plastic |  | 1901-01-01 06:00 |  | Catchment Basin, Single walled catchment basin | Automatic shutoff device At 95% full | Automatic shutoff device At 95% full |  |  | Continuous Automatic Tank Gauge | Single walled submersible pump containment sump | Automatic flow restrictor (MLLD), Containment Sump | Containment Sump | Interstitial Monitoring within Secondary Containment | SENSOR TO ATG | Annual line testing, Continuous alarm system | Continuous alarm system |  | UST Currently In Use: 3; UST Temp Close: 0; AST Currently In Use: 0; AST Temp Closed: 0 | 3 | 0 | 5 | 25244-089-003037 | MEX NORTH ALABAMA, LLC.
11323 | Permanently Closed | 1901-01-01 06:00 | 1983-01-01 06:00 | 2011-11-11 06:00 | Petroleum | Used oil | Used oil |  | Fiberglass reinforced plastic | Fiberglass reinforced plastic |  |  | Fiberglass reinforced plastic |  | 1901-01-01 06:00 | None | [14 empty] | UST Currently In Use: 3; UST Temp Close: 0; AST Currently In Use: 0; AST Temp Closed: 0 | 3 | 0 | 5 | 25244-089-003037 | MEX NORTH ALABAMA, LLC.
11324 | Permanently Closed | 1992-09-10 06:00 | 1967-01-01 06:00 | 1992-09-10 06:00 | Petroleum | Used oil | Used oil |  | Steel | Steel | Coated & cathodic protection (sti-P3) |  | Steel |  | 1901-01-01 06:00 | Field installed cathodic protection | [11 empty] | Annual line testing | Annual line testing |  | UST Currently In Use: 0; UST Temp Close: 0; AST Currently In Use: 0; AST Temp Closed: 0 | 0 | 0 | 4 | 11765-089-006200 | EXXON CO USA/ATTN JESSE CRITTLE
11325 | Permanently Closed | 1992-09-10 06:00 | 1901-01-01 06:00 | 1992-09-10 06:00 | Petroleum | Unleaded gasoline | Unleaded gasoline |  | Steel | Steel | Coated & cathodic protection (sti-P3) |  | Steel |  | 1901-01-01 06:00 | Field installed cathodic protection | [11 empty] | Annual line testing | Annual line testing |  | UST Currently In Use: 0; UST Temp Close: 0; AST Currently In Use: 0; AST Temp Closed: 0 | 0 | 0 | 4 | 11765-089-006200 | EXXON CO USA/ATTN JESSE CRITTLE
11326 | Permanently Closed | 1992-09-10 06:00 | 1967-01-01 06:00 | 1992-09-10 06:00 | Petroleum | Unleaded gasoline | Unleaded gasoline |  | Steel | Steel | Coated & cathodic protection (sti-P3) |  | Steel |  | 1901-01-01 06:00 | Field installed cathodic protection | [11 empty] | Annual line testing | Annual line testing |  | UST Currently In Use: 0; UST Temp Close: 0; AST Currently In Use: 0; AST Temp Closed: 0 | 0 | 0 | 4 | 11765-089-006200 | EXXON CO USA/ATTN JESSE CRITTLE
11327 | Permanently Closed | 1992-09-10 06:00 | 1967-01-01 06:00 | 1992-09-10 06:00 | Petroleum | Unleaded gasoline | Unleaded gasoline |  | Steel | Steel | Coated & cathodic protection (sti-P3) |  | Steel |  | 1901-01-01 06:00 | Field installed cathodic protection | [11 empty] | Annual line testing | Annual line testing |  | UST Currently In Use: 0; UST Temp Close: 0; AST Currently In Use: 0; AST Temp Closed: 0 | 0 | 0 | 4 | 11765-089-006200 | EXXON CO USA/ATTN JESSE CRITTLE
11328 | Permanently Closed | 1981-02-01 06:00 | 1979-01-01 06:00 | 1991-10-08 06:00 | Petroleum | Unleaded gasoline | Unleaded gasoline |  | Fiberglass reinforced plastic | Fiberglass reinforced plastic |  |  | Fiberglass reinforced plastic |  | 1901-01-01 06:00 | [15 empty] | UST Currently In Use: 0; UST Temp Close: 0; AST Currently In Use: 0; AST Temp Closed: 0 | 0 | 0 | 4 | 11765-097-003028 | EXXON CO USA/ATTN JESSE CRITTLE
11329 | Permanently Closed | 1981-02-01 06:00 | 1979-01-01 06:00 | 1991-10-08 06:00 | Petroleum | Unleaded gasoline | Unleaded gasoline |  | Fiberglass reinforced plastic | Fiberglass reinforced plastic |  |  | Fiberglass reinforced plastic |  | 1901-01-01 06:00 | [15 empty] | UST Currently In Use: 0; UST Temp Close: 0; AST Currently In Use: 0; AST Temp Closed: 0 | 0 | 0 | 4 | 11765-097-003028 | EXXON CO USA/ATTN JESSE CRITTLE
11330 | Permanently Closed | 1981-02-01 06:00 | 1979-01-01 06:00 | 1991-10-09 06:00 | Petroleum | Unleaded gasoline | Unleaded gasoline |  | Fiberglass reinforced plastic | Fiberglass reinforced plastic |  |  | Fiberglass reinforced plastic |  | 1901-01-01 06:00 | [15 empty] | UST Currently In Use: 0; UST Temp Close: 0; AST Currently In Use: 0; AST Temp Closed: 0 | 0 | 0 | 4 | 11765-097-003028 | EXXON CO USA/ATTN JESSE CRITTLE
11331 | Permanently Closed | 1981-02-01 06:00 | 1979-01-01 06:00 | 1991-10-09 06:00 | Petroleum | Used oil | Used oil |  | Fiberglass reinforced plastic | Fiberglass reinforced plastic |  |  | Fiberglass reinforced plastic |  | 1901-01-01 06:00 | [15 empty] | UST Currently In Use: 0; UST Temp Close: 0; AST Currently In Use: 0; AST Temp Closed: 0 | 0 | 0 | 4 | 11765-097-003028 | EXXON CO USA/ATTN JESSE CRITTLE
11332 | Permanently Closed | 1994-05-24 06:00 | 1963-01-01 06:00 | 1994-05-24 06:00 | Petroleum | Unleaded gasoline | Unleaded gasoline |  | Steel | Steel | Coated & cathodic protection (sti-P3) |  | Steel |  | 1901-01-01 06:00 | Field installed cathodic protection | [11 empty] | Annual line testing | Annual line testing |  | UST Currently In Use: 0; UST Temp Close: 0; AST Currently In Use: 0; AST Temp Closed: 0 | 0 | 0 | 5 | 11765-097-003029 | EXXON CO USA/ATTN JESSE CRITTLE
11333 | Permanently Closed | 1994-05-24 06:00 | 1963-01-01 06:00 | 1994-05-24 06:00 | Petroleum | Unleaded gasoline | Unleaded gasoline |  | Steel | Steel | Coated & cathodic protection (sti-P3) |  | Steel |  | 1901-01-01 06:00 | Field installed cathodic protection | [11 empty] | Annual line testing | Annual line testing |  | UST Currently In Use: 0; UST Temp Close: 0; AST Currently In Use: 0; AST Temp Closed: 0 | 0 | 0 | 5 | 11765-097-003029 | EXXON CO USA/ATTN JESSE CRITTLE
11334 | Permanently Closed | 1994-05-24 06:00 | 1963-01-01 06:00 | 1994-05-24 06:00 | Petroleum | Unleaded gasoline | Unleaded gasoline |  | Steel | Steel | Coated & cathodic protection (sti-P3) |  | Steel |  | 1901-01-01 06:00 | Field installed cathodic protection | [11 empty] | Annual line testing | Annual line testing |  | UST Currently In Use: 0; UST Temp Close: 0; AST Currently In Use: 0; AST Temp Closed: 0 | 0 | 0 | 5 | 11765-097-003029 | EXXON CO USA/ATTN JESSE CRITTLE
11335 | Permanently Closed | 1994-05-24 06:00 | 1963-01-01 06:00 | 1994-05-24 06:00 | Petroleum | Unleaded gasoline | Unleaded gasoline |  | Steel | Steel | Coated & cathodic protection (sti-P3) |  | Steel |  | 1901-01-01 06:00 | Field installed cathodic protection | [11 empty] | Annual line testing | Annual line testing |  | UST Currently In Use: 0; UST Temp Close: 0; AST Currently In Use: 0; AST Temp Closed: 0 | 0 | 0 | 5 | 11765-097-003029 | EXXON CO USA/ATTN JESSE CRITTLE
11336 | Permanently Closed | 1992-11-11 06:00 | 1963-01-01 06:00 | 1992-11-11 06:00 | Petroleum | Used oil | Used oil |  | Steel | Steel |  | Painted or None | Steel |  | 1901-01-01 06:00 | [15 empty] | UST Currently In Use: 0; UST Temp Close: 0; AST Currently In Use: 0; AST Temp Closed: 0 | 0 | 0 | 5 | 11765-097-003029 | EXXON CO USA/ATTN JESSE CRITTLE
11337 | Permanently Closed | 1989-10-24 06:00 | 1965-01-01 06:00 | 1989-10-24 06:00 | Petroleum | Unleaded gasoline | Unleaded gasoline |  | Steel | Steel | Coated & cathodic protection (sti-P3) |  | Steel |  | 1901-01-01 06:00 | Field installed cathodic protection | [14 empty] | UST Currently In Use: 0; UST Temp Close: 0; AST Currently In Use: 0; AST Temp Closed: 0 | 0 | 0 | 9 | 11765-097-003031 | EXXON CO USA/ATTN JESSE CRITTLE
11338 | Permanently Closed | 1989-10-24 06:00 | 1965-01-01 06:00 | 1989-10-24 06:00 | Petroleum | Unleaded gasoline | Unleaded gasoline |  | Steel | Steel | Coated & cathodic protection (sti-P3) |  | Steel |  | 1901-01-01 06:00 | Field installed cathodic protection | [14 empty] | UST Currently In Use: 0; UST Temp Close: 0; AST Currently In Use: 0; AST Temp Closed: 0 | 0 | 0 | 9 | 11765-097-003031 | EXXON CO USA/ATTN JESSE CRITTLE
11339 | Permanently Closed | 1989-10-24 06:00 | 1965-01-01 06:00 | 1989-10-24 06:00 | Petroleum | Unleaded gasoline | Unleaded gasoline |  | Steel | Steel | Coated & cathodic protection (sti-P3) |  | Steel |  | 1901-01-01 06:00 | Field installed cathodic protection | [14 empty] | UST Currently In Use: 0; UST Temp Close: 0; AST Currently In Use: 0; AST Temp Closed: 0 | 0 | 0 | 9 | 11765-097-003031 | EXXON CO USA/ATTN JESSE CRITTLE
11340 | Permanently Closed | 1989-10-24 06:00 | 1965-01-01 06:00 | 1989-10-24 06:00 | Petroleum | Unleaded gasoline | Unleaded gasoline |  | Steel | Steel | Coated & cathodic protection (sti-P3) |  | Steel |  | 1901-01-01 06:00 | Field installed cathodic protection | [14 empty] | UST Currently In Use: 0; UST Temp Close: 0; AST Currently In Use: 0; AST Temp Closed: 0 | 0 | 0 | 9 | 11765-097-003031 | EXXON CO USA/ATTN JESSE CRITTLE
11341 | Permanently Closed | 1989-10-24 06:00 | 1965-01-01 06:00 | 1989-10-24 06:00 | Petroleum | Used oil | Used oil |  | Steel | Steel |  | Painted or None | Steel |  | 1901-01-01 06:00 | [15 empty] | UST Currently In Use: 0; UST Temp Close: 0; AST Currently In Use: 0; AST Temp Closed: 0 | 0 | 0 | 9 | 11765-097-003031 | EXXON CO USA/ATTN JESSE CRITTLE
11342 | Permanently Closed | 1995-01-01 06:00 | 1989-10-24 06:00 | 1995-01-01 06:00 | Petroleum | Unleaded gasoline | Unleaded gasoline |  | Fiberglass reinforced plastic | Fiberglass reinforced plastic |  |  | Fiberglass reinforced plastic |  | 1901-01-01 06:00 | None | [5 empty] | Automatic Tank Gauge | [5 empty] | Annual line testing | Annual line testing |  | UST Currently In Use: 0; UST Temp Close: 0; AST Currently In Use: 0; AST Temp Closed: 0 | 0 | 0 | 9 | 11765-097-003031 | EXXON CO USA/ATTN JESSE CRITTLE
11343 | Permanently Closed | 1995-01-01 06:00 | 1989-09-01 06:00 | 1995-01-01 06:00 | Petroleum | Unleaded gasoline | Unleaded gasoline |  | Fiberglass reinforced plastic | Fiberglass reinforced plastic |  |  | Fiberglass reinforced plastic |  | 1901-01-01 06:00 | None | [5 empty] | Automatic Tank Gauge | [5 empty] | Annual line testing | Annual line testing |  | UST Currently In Use: 0; UST Temp Close: 0; AST Currently In Use: 0; AST Temp Closed: 0 | 0 | 0 | 9 | 11765-097-003031 | EXXON CO USA/ATTN JESSE CRITTLE
11344 | Permanently Closed | 1995-01-01 06:00 | 1989-09-01 06:00 | 1995-01-01 06:00 | Petroleum | Unleaded gasoline | Unleaded gasoline |  | Fiberglass reinforced plastic | Fiberglass reinforced plastic |  |  | Fiberglass reinforced plastic |  | 1901-01-01 06:00 | None | [5 empty] | Automatic Tank Gauge | [5 empty] | Annual line testing | Annual line testing |  | UST Currently In Use: 0; UST Temp Close: 0; AST Currently In Use: 0; AST Temp Closed: 0 | 0 | 0 | 9 | 11765-097-003031 | EXXON CO USA/ATTN JESSE CRITTLE
11345 | Permanently Closed | 1995-01-01 06:00 | 1989-09-01 06:00 | 1995-01-01 06:00 | Petroleum | Used oil | Used oil |  | Fiberglass reinforced plastic | Fiberglass reinforced plastic |  |  | Fiberglass reinforced plastic |  | 1901-01-01 06:00 | [6 empty] | Manual Tank Gauging (only tanks 1000 gal. or less and 48” or 64” in diameter) | [8 empty] | UST Currently In Use: 0; UST Temp Close: 0; AST Currently In Use: 0; AST Temp Closed: 0 | 0 | 0 | 9 | 11765-097-003031 | EXXON CO USA/ATTN JESSE CRITTLE
11346 | Currently in Use |  | 1981-01-01 06:00 |  | Petroleum | Unleaded gasoline | Unleaded gasoline | Retail | Fiberglass reinforced plastic | Fiberglass reinforced plastic |  |  | Fiberglass reinforced plastic |  | 1901-01-01 06:00 |  | Catchment Basin, Single walled catchment basin | Automatic shutoff device At 95% full, Flow Rest 90% Full | Flow Rest 90% Full |  |  | Continuous Automatic Tank Gauge |  | Automatic shutoff device (AELLD) | Automatic shutoff device (AELLD) |  |  | Annual line testing | Annual line testing |  | UST Currently In Use: 2; UST Temp Close: 1; AST Currently In Use: 0; AST Temp Closed: 0 | 2 | 1 | 1 | 22998-097-003032 | ABDEL NASSAR
11347 | Currently in Use |  | 1981-01-01 06:00 |  | Petroleum | Mid-grade gasoline | Mid-grade gasoline | Retail | Fiberglass reinforced plastic | Fiberglass reinforced plastic |  |  | Fiberglass reinforced plastic |  | 1901-01-01 06:00 |  | Catchment Basin, Single walled catchment basin | Automatic shutoff device At 95% full, Flow Rest 90% Full | Flow Rest 90% Full |  |  | Continuous Automatic Tank Gauge |  | Automatic shutoff device (AELLD) | Automatic shutoff device (AELLD) |  |  | Annual line testing | Annual line testing |  | UST Currently In Use: 2; UST Temp Close: 1; AST Currently In Use: 0; AST Temp Closed: 0 | 2 | 1 | 1 | 22998-097-003032 | ABDEL NASSAR
11348 | Permanently Closed | 2018-09-17 06:00 | 1981-01-01 06:00 |  | Petroleum | Premium gasoline | Premium gasoline | Retail | Fiberglass reinforced plastic | Fiberglass reinforced plastic |  |  | Fiberglass reinforced plastic |  | 1901-01-01 06:00 |  | Catchment Basin, Single walled catchment basin | Automatic shutoff device At 95% full, Flow Rest 90% Full | Flow Rest 90% Full |  |  | Continuous Automatic Tank Gauge |  | Automatic shutoff device (AELLD) | Automatic shutoff device (AELLD) |  |  | Annual line testing | Annual line testing |  | UST Currently In Use: 2; UST Temp Close: 1; AST Currently In Use: 0; AST Temp Closed: 0 | 2 | 1 | 1 | 22998-097-003032 | ABDEL NASSAR
11349 | Temporary Closed | 1999-01-01 06:00 | 1981-01-01 06:00 |  | Petroleum | Used oil | Used oil |  | Fiberglass reinforced plastic | Fiberglass reinforced plastic |  |  | Fiberglass reinforced plastic |  | 1901-01-01 06:00 |  | Other, EXEMPT | Other, EXEMPT | Other | [11 empty] | UST Currently In Use: 2; UST Temp Close: 1; AST Currently In Use: 0; AST Temp Closed: 0 | 2 | 1 | 1 | 22998-097-003032 | ABDEL NASSAR
11350 | Permanently Closed | 1977-06-01 06:00 | 1975-01-01 06:00 | 1987-04-01 06:00 | Petroleum | Unleaded gasoline | Unleaded gasoline |  | Steel | Steel | Coated & cathodic protection (sti-P3) |  | Steel |  | 1901-01-01 06:00 | Field installed cathodic protection | [14 empty] | UST Currently In Use: 0; UST Temp Close: 0; AST Currently In Use: 0; AST Temp Closed: 0 | 0 | 0 | 5 | 11765-097-003033 | EXXON CO USA/ATTN JESSE CRITTLE
11351 | Permanently Closed | 1977-06-01 06:00 | 1975-01-01 06:00 | 1987-04-01 06:00 | Petroleum | Unleaded gasoline | Unleaded gasoline |  | Steel | Steel | Coated & cathodic protection (sti-P3) |  | Steel |  | 1901-01-01 06:00 | Field installed cathodic protection | [14 empty] | UST Currently In Use: 0; UST Temp Close: 0; AST Currently In Use: 0; AST Temp Closed: 0 | 0 | 0 | 5 | 11765-097-003033 | EXXON CO USA/ATTN JESSE CRITTLE
11352 | Permanently Closed | 1977-06-01 06:00 | 1975-01-01 06:00 | 1987-04-01 06:00 | Petroleum | Unleaded gasoline | Unleaded gasoline |  | Steel | Steel | Coated & cathodic protection (sti-P3) |  | Steel |  | 1901-01-01 06:00 | Field installed cathodic protection | [14 empty] | UST Currently In Use: 0; UST Temp Close: 0; AST Currently In Use: 0; AST Temp Closed: 0 | 0 | 0 | 5 | 11765-097-003033 | EXXON CO USA/ATTN JESSE CRITTLE
11353 | Permanently Closed | 1977-06-01 06:00 | 1975-01-01 06:00 | 1987-04-01 06:00 | Petroleum | Unleaded gasoline | Unleaded gasoline |  | Steel | Steel | Coated & cathodic protection (sti-P3) |  | Steel |  | 1901-01-01 06:00 | Field installed cathodic protection | [14 empty] | UST Currently In Use: 0; UST Temp Close: 0; AST Currently In Use: 0; AST Temp Closed: 0 | 0 | 0 | 5 | 11765-097-003033 | EXXON CO USA/ATTN JESSE CRITTLE
11354 | Permanently Closed | 1977-06-01 06:00 | 1975-01-01 06:00 | 1987-04-01 06:00 | Petroleum | Used oil | Used oil |  | Steel | Steel | Coated & cathodic protection (sti-P3) |  | Steel |  | 1901-01-01 06:00 | [15 empty] | UST Currently In Use: 0; UST Temp Close: 0; AST Currently In Use: 0; AST Temp Closed: 0 | 0 | 0 | 5 | 11765-097-003033 | EXXON CO USA/ATTN JESSE CRITTLE
11355 | Permanently Closed | 1993-05-12 06:00 | 1964-01-01 06:00 | 1993-05-12 06:00 | Petroleum | Unleaded gasoline | Unleaded gasoline |  | Steel | Steel | Coated & cathodic protection (sti-P3) |  | Steel |  | 1901-01-01 06:00 | Field installed cathodic protection | [11 empty] | Annual line testing | Annual line testing |  | UST Currently In Use: 0; UST Temp Close: 0; AST Currently In Use: 0; AST Temp Closed: 0 | 0 | 0 | 4 | 11765-097-003034 | EXXON CO USA/ATTN JESSE CRITTLE
11356 | Permanently Closed | 1993-05-12 06:00 | 1964-01-01 06:00 | 1993-05-12 06:00 | Petroleum | Unleaded gasoline | Unleaded gasoline |  | Steel | Steel | Coated & cathodic protection (sti-P3) |  | Steel |  | 1901-01-01 06:00 | Field installed cathodic protection | [11 empty] | Annual line testing | Annual line testing |  | UST Currently In Use: 0; UST Temp Close: 0; AST Currently In Use: 0; AST Temp Closed: 0 | 0 | 0 | 4 | 11765-097-003034 | EXXON CO USA/ATTN JESSE CRITTLE
11357 | Permanently Closed | 1993-05-12 06:00 | 1964-01-01 06:00 | 1993-05-12 06:00 | Petroleum | Unleaded gasoline | Unleaded gasoline |  | Steel | Steel | Coated & cathodic protection (sti-P3) |  | Steel |  | 1901-01-01 06:00 | Field installed cathodic protection | [11 empty] | Annual line testing | Annual line testing |  | UST Currently In Use: 0; UST Temp Close: 0; AST Currently In Use: 0; AST Temp Closed: 0 | 0 | 0 | 4 | 11765-097-003034 | EXXON CO USA/ATTN JESSE CRITTLE
11358 | Permanently Closed | 1993-05-12 06:00 | 1964-01-01 06:00 | 1993-05-12 06:00 | Petroleum | Used oil | Used oil |  | Steel | Steel |  | Painted or None | Steel |  | 1901-01-01 06:00 | Field installed cathodic protection | [11 empty] | Annual line testing | Annual line testing |  | UST Currently In Use: 0; UST Temp Close: 0; AST Currently In Use: 0; AST Temp Closed: 0 | 0 | 0 | 4 | 11765-097-003034 | EXXON CO USA/ATTN JESSE CRITTLE
11359 | Permanently Closed | 1992-03-24 06:00 | 1971-01-01 06:00 | 1992-03-24 06:00 | Petroleum | Unleaded gasoline | Unleaded gasoline |  | Steel | Steel | Coated & cathodic protection (sti-P3) |  | Steel |  | 1901-01-01 06:00 | Field installed cathodic protection | [11 empty] | Annual line testing | Annual line testing |  | UST Currently In Use: 0; UST Temp Close: 0; AST Currently In Use: 0; AST Temp Closed: 0 | 0 | 0 | 3 | 11765-097-003035 | EXXON CO USA/ATTN JESSE CRITTLE
11360 | Permanently Closed | 1992-03-24 06:00 | 1971-01-01 06:00 | 1992-03-24 06:00 | Petroleum | Unleaded gasoline | Unleaded gasoline |  | Steel | Steel | Coated & cathodic protection (sti-P3) |  | Steel |  | 1901-01-01 06:00 | Field installed cathodic protection | [11 empty] | Annual line testing | Annual line testing |  | UST Currently In Use: 0; UST Temp Close: 0; AST Currently In Use: 0; AST Temp Closed: 0 | 0 | 0 | 3 | 11765-097-003035 | EXXON CO USA/ATTN JESSE CRITTLE
11361 | Permanently Closed | 1992-03-24 06:00 | 1971-01-01 06:00 | 1992-03-24 06:00 | Petroleum | Unleaded gasoline | Unleaded gasoline |  | Steel | Steel | Coated & cathodic protection (sti-P3) |  | Steel |  | 1901-01-01 06:00 | Field installed cathodic protection | [11 empty] | Annual line testing | Annual line testing |  | UST Currently In Use: 0; UST Temp Close: 0; AST Currently In Use: 0; AST Temp Closed: 0 | 0 | 0 | 3 | 11765-097-003035 | EXXON CO USA/ATTN JESSE CRITTLE
11362 | Permanently Closed | 1990-09-11 06:00 | 1970-01-01 06:00 | 1990-09-11 06:00 | Petroleum | Unleaded gasoline | Unleaded gasoline |  | Steel | Steel | Coated & cathodic protection (sti-P3) |  | Steel |  | 1901-01-01 06:00 | Field installed cathodic protection | [14 empty] | UST Currently In Use: 0; UST Temp Close: 0; AST Currently In Use: 0; AST Temp Closed: 0 | 0 | 0 | 4 | 11765-097-003039 | EXXON CO USA/ATTN JESSE CRITTLE
11363 | Permanently Closed | 1990-09-11 06:00 | 1970-01-01 06:00 | 1990-09-11 06:00 | Petroleum | Unleaded gasoline | Unleaded gasoline |  | Steel | Steel | Coated & cathodic protection (sti-P3) |  | Steel |  | 1901-01-01 06:00 | Field installed cathodic protection | [14 empty] | UST Currently In Use: 0; UST Temp Close: 0; AST Currently In Use: 0; AST Temp Closed: 0 | 0 | 0 | 4 | 11765-097-003039 | EXXON CO USA/ATTN JESSE CRITTLE
11364 | Permanently Closed | 1990-09-11 06:00 | 1970-01-01 06:00 | 1990-09-11 06:00 | Petroleum | Unleaded gasoline | Unleaded gasoline |  | Steel | Steel | Coated & cathodic protection (sti-P3) |  | Steel |  | 1901-01-01 06:00 | Field installed cathodic protection | [14 empty] | UST Currently In Use: 0; UST Temp Close: 0; AST Currently In Use: 0; AST Temp Closed: 0 | 0 | 0 | 4 | 11765-097-003039 | EXXON CO USA/ATTN JESSE CRITTLE
11365 | Permanently Closed | 1990-09-11 06:00 | 1970-01-01 06:00 | 1990-09-11 06:00 | Petroleum | Used oil | Used oil |  | Steel | Steel |  | Painted or None | Steel |  | 1901-01-01 06:00 | [15 empty] | UST Currently In Use: 0; UST Temp Close: 0; AST Currently In Use: 0; AST Temp Closed: 0 | 0 | 0 | 4 | 11765-097-003039 | EXXON CO USA/ATTN JESSE CRITTLE
11366 | Permanently Closed | 1995-07-11 06:00 | 1963-01-01 06:00 | 1995-07-11 06:00 | Petroleum | Unleaded gasoline | Unleaded gasoline | Retail | Steel | Steel | Field installed cathodic protection, Interior lined (not allowed as a standalone method of corrosion protection) |  | Fiberglass reinforced plastic |  | 1901-01-01 06:00 | None | Catchment Basin, Single walled catchment basin | Flow Rest 90% Full | Flow Rest 90% Full | [8 empty] | Annual line testing | Annual line testing |  | UST Currently In Use: 1; UST Temp Close: 0; AST Currently In Use: 0; AST Temp Closed: 0 | 1 | 0 | 5 | 25861-097-006201 | SUPER GASCO LLC
11367 | Permanently Closed | 1995-07-11 06:00 | 1963-01-01 06:00 | 1995-07-11 06:00 | Petroleum | Unleaded gasoline | Unleaded gasoline | Retail | Steel | Steel | Field installed cathodic protection, Interior lined (not allowed as a standalone method of corrosion protection) |  | Fiberglass reinforced plastic |  | 1901-01-01 06:00 | None | Catchment Basin, Single walled catchment basin | Flow Rest 90% Full | Flow Rest 90% Full | [8 empty] | Annual line testing | Annual line testing |  | UST Currently In Use: 1; UST Temp Close: 0; AST Currently In Use: 0; AST Temp Closed: 0 | 1 | 0 | 5 | 25861-097-006201 | SUPER GASCO LLC
11368 | Permanently Closed | 1995-07-11 06:00 | 1963-01-01 06:00 | 1995-07-11 06:00 | Petroleum | Unleaded gasoline | Unleaded gasoline | Retail | Steel | Steel | Field installed cathodic protection, Interior lined (not allowed as a standalone method of corrosion protection) |  | Fiberglass reinforced plastic |  | 1901-01-01 06:00 | None | Catchment Basin, Single walled catchment basin | Flow Rest 90% Full | Flow Rest 90% Full | [8 empty] | Annual line testing | Annual line testing |  | UST Currently In Use: 1; UST Temp Close: 0; AST Currently In Use: 0; AST Temp Closed: 0 | 1 | 0 | 5 | 25861-097-006201 | SUPER GASCO LLC
11369 | Permanently Closed | 1992-11-11 06:00 | 1963-01-01 06:00 | 1992-11-11 06:00 | Petroleum | Used oil | Used oil |  | Steel | Steel | Coated & cathodic protection (sti-P3) |  | Steel |  | 1901-01-01 06:00 | [12 empty] | Annual line testing | Annual line testing |  | UST Currently In Use: 1; UST Temp Close: 0; AST Currently In Use: 0; AST Temp Closed: 0 | 1 | 0 | 5 | 25861-097-006201 | SUPER GASCO LLC
11370 | Permanently Closed | 1992-12-18 06:00 | 1976-01-01 06:00 | 1992-12-18 06:00 | Petroleum | Used oil | Used oil | Retail | Fiberglass reinforced plastic | Fiberglass reinforced plastic |  |  | Fiberglass reinforced plastic |  | 1901-01-01 06:00 | None | Catchment Basin, Single walled catchment basin | Flow Rest 90% Full | Flow Rest 90% Full | [11 empty] | UST Currently In Use: 1; UST Temp Close: 0; AST Currently In Use: 0; AST Temp Closed: 0 | 1 | 0 | 5 | 25861-097-006201 | SUPER GASCO LLC
11371 | Permanently Closed | 1901-01-01 06:00 | 1966-01-01 06:00 | 1987-12-28 06:00 | Petroleum | Unleaded gasoline | Unleaded gasoline |  | Steel | Steel | Coated & cathodic protection (sti-P3) |  | Steel |  | 1901-01-01 06:00 | Field installed cathodic protection | [14 empty] | UST Currently In Use: 0; UST Temp Close: 0; AST Currently In Use: 0; AST Temp Closed: 0 | 0 | 0 | 5 | 11765-097-006203 | EXXON CO USA/ATTN JESSE CRITTLE
11372 | Permanently Closed | 1901-01-01 06:00 | 1966-01-01 06:00 | 1987-10-28 06:00 | Petroleum | Unleaded gasoline | Unleaded gasoline |  | Steel | Steel | Coated & cathodic protection (sti-P3) |  | Steel |  | 1901-01-01 06:00 | Field installed cathodic protection | [14 empty] | UST Currently In Use: 0; UST Temp Close: 0; AST Currently In Use: 0; AST Temp Closed: 0 | 0 | 0 | 5 | 11765-097-006203 | EXXON CO USA/ATTN JESSE CRITTLE
11373 | Permanently Closed | 1901-01-01 06:00 | 1966-01-01 06:00 | 1987-12-28 06:00 | Petroleum | Unleaded gasoline | Unleaded gasoline |  | Steel | Steel | Coated & cathodic protection (sti-P3) |  | Steel |  | 1901-01-01 06:00 | Field installed cathodic protection | [14 empty] | UST Currently In Use: 0; UST Temp Close: 0; AST Currently In Use: 0; AST Temp Closed: 0 | 0 | 0 | 5 | 11765-097-006203 | EXXON CO USA/ATTN JESSE CRITTLE
11374 | Permanently Closed | 1901-01-01 06:00 | 1976-01-01 06:00 | 1987-12-28 06:00 | Petroleum | Unleaded gasoline | Unleaded gasoline |  | Fiberglass reinforced plastic | Fiberglass reinforced plastic |  |  | Steel |  | 1901-01-01 06:00 | Field installed cathodic protection | [14 empty] | UST Currently In Use: 0; UST Temp Close: 0; AST Currently In Use: 0; AST Temp Closed: 0 | 0 | 0 | 5 | 11765-097-006203 | EXXON CO USA/ATTN JESSE CRITTLE
11375 | Permanently Closed | 1901-01-01 06:00 | 1966-01-01 06:00 | 1987-12-28 06:00 | Petroleum | Used oil | Used oil |  | Steel | Steel | Coated & cathodic protection (sti-P3) |  | Steel |  | 1901-01-01 06:00 | Field installed cathodic protection | [14 empty] | UST Currently In Use: 0; UST Temp Close: 0; AST Currently In Use: 0; AST Temp Closed: 0 | 0 | 0 | 5 | 11765-097-006203 | EXXON CO USA/ATTN JESSE CRITTLE
11376 | Permanently Closed | 1992-01-06 06:00 | 1966-01-01 06:00 | 1992-01-06 06:00 | Petroleum | Unleaded gasoline | Unleaded gasoline |  | Steel | Steel | Coated & cathodic protection (sti-P3) |  | Steel |  | 1901-01-01 06:00 | Field installed cathodic protection | [11 empty] | Annual line testing | Annual line testing |  | UST Currently In Use: 0; UST Temp Close: 0; AST Currently In Use: 0; AST Temp Closed: 0 | 0 | 0 | 4 | 11765-097-006204 | EXXON CO USA/ATTN JESSE CRITTLE
11377 | Permanently Closed | 1992-01-06 06:00 | 1966-01-01 06:00 | 1992-01-06 06:00 | Petroleum | Unleaded gasoline | Unleaded gasoline |  | Steel | Steel | Coated & cathodic protection (sti-P3) |  | Steel |  | 1901-01-01 06:00 | Field installed cathodic protection | [11 empty] | Annual line testing | Annual line testing |  | UST Currently In Use: 0; UST Temp Close: 0; AST Currently In Use: 0; AST Temp Closed: 0 | 0 | 0 | 4 | 11765-097-006204 | EXXON CO USA/ATTN JESSE CRITTLE
11378 | Permanently Closed | 1992-01-06 06:00 | 1966-01-01 06:00 | 1992-01-06 06:00 | Petroleum | Unleaded gasoline | Unleaded gasoline |  | Steel | Steel | Coated & cathodic protection (sti-P3) |  | Steel |  | 1901-01-01 06:00 | Field installed cathodic protection | [11 empty] | Annual line testing | Annual line testing |  | UST Currently In Use: 0; UST Temp Close: 0; AST Currently In Use: 0; AST Temp Closed: 0 | 0 | 0 | 4 | 11765-097-006204 | EXXON CO USA/ATTN JESSE CRITTLE
11379 | Permanently Closed | 1992-01-06 06:00 | 1966-01-01 06:00 | 1992-01-06 06:00 | Petroleum | Used oil | Used oil |  | Steel | Steel | Coated & cathodic protection (sti-P3) |  | Steel |  | 1901-01-01 06:00 | Field installed cathodic protection | [14 empty] | UST Currently In Use: 0; UST Temp Close: 0; AST Currently In Use: 0; AST Temp Closed: 0 | 0 | 0 | 4 | 11765-097-006204 | EXXON CO USA/ATTN JESSE CRITTLE
11380 | Permanently Closed | 2019-11-29 06:00 | 1987-10-30 06:00 | 2019-12-03 06:00 | Petroleum | Unleaded gasoline | Unleaded gasoline | Retail | Fiberglass reinforced plastic | Fiberglass reinforced plastic |  |  | Fiberglass reinforced plastic |  | 1901-01-01 06:00 | None | Catchment Basin, Single walled catchment basin | Flow Rest 90% Full | Flow Rest 90% Full |  |  | Statistical Inventory Reconciliation (SIR) |  | Automatic flow restrictor (MLLD) | Automatic flow restrictor (MLLD) |  |  | Statistical inventory reconciliation (SIR) | Statistical inventory reconciliation (SIR) |  | UST Currently In Use: 1; UST Temp Close: 0; AST Currently In Use: 0; AST Temp Closed: 0 | 1 | 0 | 8 | 22359-101-005789 | PREM INVESTMENTS OF AL LLC
11381 | Permanently Closed | 2019-11-29 06:00 | 1987-10-30 06:00 | 2019-12-03 06:00 | Petroleum | Mid-grade gasoline | Mid-grade gasoline | Retail | Fiberglass reinforced plastic | Fiberglass reinforced plastic |  |  | Fiberglass reinforced plastic |  | 1901-01-01 06:00 | None | Catchment Basin, Single walled catchment basin | Flow Rest 90% Full | Flow Rest 90% Full |  |  | Statistical Inventory Reconciliation (SIR) |  | Automatic flow restrictor (MLLD) | Automatic flow restrictor (MLLD) |  |  | Statistical inventory reconciliation (SIR) | Statistical inventory reconciliation (SIR) |  | UST Currently In Use: 1; UST Temp Close: 0; AST Currently In Use: 0; AST Temp Closed: 0 | 1 | 0 | 8 | 22359-101-005789 | PREM INVESTMENTS OF AL LLC
11382 | Permanently Closed | 2019-11-29 06:00 | 1987-10-30 06:00 | 2019-12-03 06:00 | Petroleum | Premium gasoline | Premium gasoline | Retail | Fiberglass reinforced plastic | Fiberglass reinforced plastic |  |  | Fiberglass reinforced plastic |  | 1901-01-01 06:00 | None | Catchment Basin, Single walled catchment basin | Flow Rest 90% Full | Flow Rest 90% Full |  |  | Statistical Inventory Reconciliation (SIR) |  | Automatic flow restrictor (MLLD) | Automatic flow restrictor (MLLD) |  |  | Statistical inventory reconciliation (SIR) | Statistical inventory reconciliation (SIR) |  | UST Currently In Use: 1; UST Temp Close: 0; AST Currently In Use: 0; AST Temp Closed: 0 | 1 | 0 | 8 | 22359-101-005789 | PREM INVESTMENTS OF AL LLC
11383 | Permanently Closed | 1998-12-22 06:00 | 1987-10-30 06:00 | 2000-01-18 06:00 | Petroleum | Used oil | Used oil | Retail | Fiberglass reinforced plastic | Fiberglass reinforced plastic |  |  | Fiberglass reinforced plastic |  | 1901-01-01 06:00 | None |  | Automatic shutoff device At 95% full | Automatic shutoff device At 95% full |  |  | Manual Tank Gauging (only tanks 1000 gal. or less and 48” or 64” in diameter) | [8 empty] | UST Currently In Use: 1; UST Temp Close: 0; AST Currently In Use: 0; AST Temp Closed: 0 | 1 | 0 | 8 | 22359-101-005789 | PREM INVESTMENTS OF AL LLC
11384 | Permanently Closed | 1980-01-01 06:00 | 1968-01-01 06:00 |  | Petroleum | Other, EMPTY | Other |  | Steel | Steel |  | Painted or None |  |  | 1901-01-01 06:00 | [15 empty] | UST Currently In Use: 0; UST Temp Close: 0; AST Currently In Use: 0; AST Temp Closed: 0 | 0 | 0 | 1 | 11766-097-006810 | EXXON CO USA/ATTN JESSE CRITTLE
11385 | Permanently Closed | 1901-01-01 06:00 | 1966-01-01 06:00 | 1987-08-27 06:00 | Petroleum | Used oil | Used oil |  | Steel | Steel |  | Painted or None | Steel |  | 1901-01-01 06:00 | [15 empty] | UST Currently In Use: 0; UST Temp Close: 0; AST Currently In Use: 0; AST Temp Closed: 0 | 0 | 0 | 4 | 11765-103-003005 | EXXON CO USA/ATTN JESSE CRITTLE
11386 | Permanently Closed | 1901-01-01 06:00 | 1966-01-01 06:00 | 1987-08-27 06:00 | Petroleum | Unleaded gasoline | Unleaded gasoline |  | Steel | Steel |  | Painted or None | Steel |  | 1901-01-01 06:00 | [15 empty] | UST Currently In Use: 0; UST Temp Close: 0; AST Currently In Use: 0; AST Temp Closed: 0 | 0 | 0 | 4 | 11765-103-003005 | EXXON CO USA/ATTN JESSE CRITTLE
11387 | Permanently Closed | 1901-01-01 06:00 | 1966-01-01 06:00 | 1987-08-27 06:00 | Petroleum | Unleaded gasoline | Unleaded gasoline |  | Steel | Steel |  | Painted or None | Steel |  | 1901-01-01 06:00 | [15 empty] | UST Currently In Use: 0; UST Temp Close: 0; AST Currently In Use: 0; AST Temp Closed: 0 | 0 | 0 | 4 | 11765-103-003005 | EXXON CO USA/ATTN JESSE CRITTLE
11388 | Permanently Closed | 1901-01-01 06:00 | 1966-01-01 06:00 | 1987-08-27 06:00 | Petroleum | Unleaded gasoline | Unleaded gasoline |  | Steel | Steel |  | Painted or None | Steel |  | 1901-01-01 06:00 | [15 empty] | UST Currently In Use: 0; UST Temp Close: 0; AST Currently In Use: 0; AST Temp Closed: 0 | 0 | 0 | 4 | 11765-103-003005 | EXXON CO USA/ATTN JESSE CRITTLE
11389 | Permanently Closed | 1989-08-01 06:00 | 1967-01-01 06:00 | 1989-08-01 06:00 | Petroleum | Used oil | Used oil |  | Steel | Steel | Coated & cathodic protection (sti-P3) |  | Steel |  | 1901-01-01 06:00 | Field installed cathodic protection | [14 empty] | UST Currently In Use: 3; UST Temp Close: 0; AST Currently In Use: 0; AST Temp Closed: 0 | 3 | 0 | 5 | 21991-073-003017 | ASHRAF A. KAPIDYA
11390 | Permanently Closed | 1989-08-01 06:00 | 1967-01-01 06:00 | 1989-08-01 06:00 | Petroleum | Unleaded gasoline | Unleaded gasoline |  | Steel | Steel | Coated & cathodic protection (sti-P3) |  | Steel |  | 1901-01-01 06:00 | Field installed cathodic protection | [14 empty] | UST Currently In Use: 3; UST Temp Close: 0; AST Currently In Use: 0; AST Temp Closed: 0 | 3 | 0 | 5 | 21991-073-003017 | ASHRAF A. KAPIDYA
11391 | Permanently Closed | 1989-08-01 06:00 | 1967-01-01 06:00 | 1989-08-01 06:00 | Petroleum | Unleaded gasoline | Unleaded gasoline |  | Steel | Steel | Coated & cathodic protection (sti-P3) |  | Steel |  | 1901-01-01 06:00 | Field installed cathodic protection | [14 empty] | UST Currently In Use: 3; UST Temp Close: 0; AST Currently In Use: 0; AST Temp Closed: 0 | 3 | 0 | 5 | 21991-073-003017 | ASHRAF A. KAPIDYA
11392 | Permanently Closed | 1989-08-01 06:00 | 1967-01-01 06:00 | 1989-08-01 06:00 | Petroleum | Unleaded gasoline | Unleaded gasoline |  | Steel | Steel | Coated & cathodic protection (sti-P3) |  | Steel |  | 1901-01-01 06:00 | Field installed cathodic protection | [14 empty] | UST Currently In Use: 3; UST Temp Close: 0; AST Currently In Use: 0; AST Temp Closed: 0 | 3 | 0 | 5 | 21991-073-003017 | ASHRAF A. KAPIDYA
11393 | Currently in Use |  | 1989-01-01 06:00 |  | Petroleum | Unleaded gasoline | Unleaded gasoline | Retail | Fiberglass reinforced plastic, Single Wall | Single Wall |  |  | Fiberglass reinforced plastic, Single Wall |  | 1901-01-01 06:00 |  | Catchment Basin, Single walled catchment basin | Flow Rest 90% Full | Flow Rest 90% Full |  |  | Continuous Automatic Tank Gauge |  | Automatic shutoff device (AELLD) | Automatic shutoff device (AELLD) | [5 empty] | UST Currently In Use: 3; UST Temp Close: 0; AST Currently In Use: 0; AST Temp Closed: 0 | 3 | 0 | 5 | 21991-073-003017 | ASHRAF A. KAPIDYA
11394 | Currently in Use |  | 1989-01-01 06:00 |  | Petroleum | Premium gasoline | Premium gasoline | Retail | Fiberglass reinforced plastic, Single Wall | Single Wall |  |  | Fiberglass reinforced plastic, Single Wall |  | 1901-01-01 06:00 |  | Catchment Basin, Single walled catchment basin | Flow Rest 90% Full | Flow Rest 90% Full |  |  | Continuous Automatic Tank Gauge |  | Automatic shutoff device (AELLD) | Automatic shutoff device (AELLD) | [5 empty] | UST Currently In Use: 3; UST Temp Close: 0; AST Currently In Use: 0; AST Temp Closed: 0 | 3 | 0 | 5 | 21991-073-003017 | ASHRAF A. KAPIDYA
11395 | Currently in Use |  | 1989-01-01 06:00 |  | Petroleum | On road diesel | On road diesel | Retail | Fiberglass reinforced plastic, Single Wall | Single Wall |  |  | Fiberglass reinforced plastic, Single Wall |  | 1901-01-01 06:00 |  | Catchment Basin, Single walled catchment basin | Flow Rest 90% Full | Flow Rest 90% Full |  |  | Continuous Automatic Tank Gauge |  | Automatic shutoff device (AELLD) | Automatic shutoff device (AELLD) | [5 empty] | UST Currently In Use: 3; UST Temp Close: 0; AST Currently In Use: 0; AST Temp Closed: 0 | 3 | 0 | 5 | 21991-073-003017 | ASHRAF A. KAPIDYA
11396 | Permanently Closed | 1998-12-22 06:00 | 1989-01-01 06:00 | 1999-01-27 06:00 | Petroleum | Used oil | Used oil | Retail | Fiberglass reinforced plastic | Fiberglass reinforced plastic |  |  | Fiberglass reinforced plastic |  | 1901-01-01 06:00 |  | Catchment Basin, EXEMPT | Flow Rest 90% Full, EXEMPT | Flow Rest 90% Full |  |  | Manual Tank Gauging (only tanks 1000 gal. or less and 48” or 64” in diameter) | [5 empty] | Annual line testing | Annual line testing |  | UST Currently In Use: 3; UST Temp Close: 0; AST Currently In Use: 0; AST Temp Closed: 0 | 3 | 0 | 5 | 21991-073-003017 | ASHRAF A. KAPIDYA
11397 | Currently in Use |  | 1989-01-01 06:00 |  | Petroleum | On road diesel | On road diesel | Retail | Fiberglass reinforced plastic, Single Wall | Single Wall |  |  | Fiberglass reinforced plastic, Single Wall |  | 1901-01-01 06:00 |  | Catchment Basin, Single walled catchment basin | Automatic shutoff device At 95% full | Automatic shutoff device At 95% full |  |  | Continuous Automatic Tank Gauge |  | Automatic flow restrictor (MLLD) | Automatic flow restrictor (MLLD) |  |  | Annual line testing | Annual line testing |  | UST Currently In Use: 3; UST Temp Close: 0; AST Currently In Use: 0; AST Temp Closed: 0 | 3 | 0 | 0 | 25265-073-014653 | LGWS/CROSS AMERICA PARTNERS
11398 | Currently in Use |  | 1989-01-01 06:00 |  | Petroleum | Premium gasoline | Premium gasoline | Retail | Fiberglass reinforced plastic, Single Wall | Single Wall |  |  | Fiberglass reinforced plastic, Single Wall |  | 1901-01-01 06:00 |  | Catchment Basin, Single walled catchment basin | Automatic shutoff device At 95% full | Automatic shutoff device At 95% full |  |  | Continuous Automatic Tank Gauge |  | Automatic flow restrictor (MLLD) | Automatic flow restrictor (MLLD) |  |  | Annual line testing | Annual line testing |  | UST Currently In Use: 3; UST Temp Close: 0; AST Currently In Use: 0; AST Temp Closed: 0 | 3 | 0 | 0 | 25265-073-014653 | LGWS/CROSS AMERICA PARTNERS
11399 | Currently in Use |  | 1989-01-01 06:00 |  | Petroleum | Unleaded gasoline | Unleaded gasoline | Retail | Fiberglass reinforced plastic, Single Wall | Single Wall |  |  | Fiberglass reinforced plastic, Single Wall |  | 1901-01-01 06:00 |  | Catchment Basin, Single walled catchment basin | Automatic shutoff device At 95% full | Automatic shutoff device At 95% full |  |  | Continuous Automatic Tank Gauge |  | Automatic flow restrictor (MLLD) | Automatic flow restrictor (MLLD) |  |  | Annual line testing | Annual line testing |  | UST Currently In Use: 3; UST Temp Close: 0; AST Currently In Use: 0; AST Temp Closed: 0 | 3 | 0 | 0 | 25265-073-014653 | LGWS/CROSS AMERICA PARTNERS
11400 | Permanently Closed | 1992-06-17 06:00 | 1980-01-01 06:00 | 1992-06-17 06:00 | Petroleum | Kerosene | Kerosene |  | Steel | Steel |  | Painted or None | Other, BLACK IRON |  | 1901-01-01 06:00 | [12 empty] | Annual line testing | Annual line testing |  | UST Currently In Use: 0; UST Temp Close: 0; AST Currently In Use: 0; AST Temp Closed: 0 | 0 | 0 | 6 | 11761-097-008501 | EXXON CO USA/ATTN JESSE CRITTLE
11401 | Permanently Closed | 1992-06-17 06:00 | 1980-01-01 06:00 | 1992-06-17 06:00 | Petroleum | Kerosene | Kerosene |  | Steel | Steel |  | Painted or None | Other, BLACK IRON |  | 1901-01-01 06:00 | [12 empty] | Annual line testing | Annual line testing |  | UST Currently In Use: 0; UST Temp Close: 0; AST Currently In Use: 0; AST Temp Closed: 0 | 0 | 0 | 6 | 11761-097-008501 | EXXON CO USA/ATTN JESSE CRITTLE
11402 | Permanently Closed | 1992-06-17 06:00 | 1980-01-01 06:00 | 1992-06-17 06:00 | Petroleum | Unleaded gasoline | Unleaded gasoline |  |  |  |  | Painted or None | Steel |  | 1901-01-01 06:00 | [12 empty] | Annual line testing | Annual line testing |  | UST Currently In Use: 0; UST Temp Close: 0; AST Currently In Use: 0; AST Temp Closed: 0 | 0 | 0 | 6 | 11761-097-008501 | EXXON CO USA/ATTN JESSE CRITTLE
11403 | Permanently Closed | 1992-06-17 06:00 | 1987-01-01 06:00 | 1992-06-17 06:00 | Petroleum | Kerosene | Kerosene |  | Fiberglass reinforced plastic | Fiberglass reinforced plastic |  |  | Steel |  | 1901-01-01 06:00 | [12 empty] | Annual line testing | Annual line testing |  | UST Currently In Use: 0; UST Temp Close: 0; AST Currently In Use: 0; AST Temp Closed: 0 | 0 | 0 | 6 | 11761-097-008501 | EXXON CO USA/ATTN JESSE CRITTLE
11404 | Permanently Closed | 1992-06-17 06:00 | 1987-01-01 06:00 | 1992-06-17 06:00 | Petroleum | Kerosene | Kerosene |  | Fiberglass reinforced plastic | Fiberglass reinforced plastic |  |  | Steel |  | 1901-01-01 06:00 | [12 empty] | Annual line testing | Annual line testing |  | UST Currently In Use: 0; UST Temp Close: 0; AST Currently In Use: 0; AST Temp Closed: 0 | 0 | 0 | 6 | 11761-097-008501 | EXXON CO USA/ATTN JESSE CRITTLE
11405 | Permanently Closed | 1992-06-17 06:00 | 1987-01-01 06:00 | 1992-06-17 06:00 | Petroleum | Kerosene | Kerosene |  | Fiberglass reinforced plastic | Fiberglass reinforced plastic |  |  | Steel |  | 1901-01-01 06:00 | [12 empty] | Annual line testing | Annual line testing |  | UST Currently In Use: 0; UST Temp Close: 0; AST Currently In Use: 0; AST Temp Closed: 0 | 0 | 0 | 6 | 11761-097-008501 | EXXON CO USA/ATTN JESSE CRITTLE
11406 | Permanently Closed | 1994-01-01 06:00 | 1983-01-01 06:00 | 1994-11-15 06:00 | Petroleum | Used oil | Used oil |  | Fiberglass reinforced plastic | Fiberglass reinforced plastic |  |  | Fiberglass reinforced plastic |  | 1901-01-01 06:00 | None | [14 empty] | UST Currently In Use: 0; UST Temp Close: 0; AST Currently In Use: 0; AST Temp Closed: 0 | 0 | 0 | 1 | 11765-101-002999 | EXXON CO USA/ATTN JESSE CRITTLE
11407 | Currently in Use |  | 1985-01-01 06:00 |  | Petroleum | Unleaded gasoline | Unleaded gasoline | Retail | Fiberglass reinforced plastic | Fiberglass reinforced plastic |  |  | Double Wall, Fiberglass reinforced plastic |  | 2014-10-01 06:00 | None | Catchment Basin, Single walled catchment basin | Flow Rest 90% Full | Flow Rest 90% Full |  |  | Continuous Automatic Tank Gauge |  | Automatic shutoff device (AELLD) | Automatic shutoff device (AELLD) | Interstitial Monitoring within Secondary Containment | SENSOR TO ATG | Continuous alarm system | Continuous alarm system |  | UST Currently In Use: 2; UST Temp Close: 0; AST Currently In Use: 0; AST Temp Closed: 0 | 2 | 0 | 1 | 22376-101-002999 | SUN STATE OIL CO INC
11410 | Permanently Closed | 1992-12-09 06:00 | 1968-01-01 06:00 | 1992-12-09 06:00 | Petroleum | Unleaded gasoline | Unleaded gasoline |  | Steel | Steel | Coated & cathodic protection (sti-P3) |  | Steel |  | 1901-01-01 06:00 | Field installed cathodic protection | [11 empty] | Annual line testing | Annual line testing |  | UST Currently In Use: 2; UST Temp Close: 0; AST Currently In Use: 0; AST Temp Closed: 0 | 2 | 0 | 3 | 23593-101-003000 | MANAV LLC
11411 | Permanently Closed | 1992-12-09 06:00 | 1968-01-01 06:00 | 1992-12-09 06:00 | Petroleum | Unleaded gasoline | Unleaded gasoline |  | Steel | Steel | Coated & cathodic protection (sti-P3) |  | Steel |  | 1901-01-01 06:00 | Field installed cathodic protection | [11 empty] | Annual line testing | Annual line testing |  | UST Currently In Use: 2; UST Temp Close: 0; AST Currently In Use: 0; AST Temp Closed: 0 | 2 | 0 | 3 | 23593-101-003000 | MANAV LLC
11412 | Permanently Closed | 1992-12-09 06:00 | 1968-01-01 06:00 | 1992-12-09 06:00 | Petroleum | Unleaded gasoline | Unleaded gasoline |  | Steel | Steel | Coated & cathodic protection (sti-P3) |  | Steel |  | 1901-01-01 06:00 | Field installed cathodic protection | [11 empty] | Annual line testing | Annual line testing |  | UST Currently In Use: 2; UST Temp Close: 0; AST Currently In Use: 0; AST Temp Closed: 0 | 2 | 0 | 3 | 23593-101-003000 | MANAV LLC
11413 | Permanently Closed | 2018-02-22 06:00 | 1983-01-01 06:00 | 2018-12-09 06:00 | Petroleum | Unleaded gasoline | Unleaded gasoline | Retail | Fiberglass reinforced plastic | Fiberglass reinforced plastic |  |  | Fiberglass reinforced plastic |  | 1901-01-01 06:00 | None | Catchment Basin, Single walled catchment basin | Automatic shutoff device At 95% full | Automatic shutoff device At 95% full |  |  | Continuous Automatic Tank Gauge |  | Automatic flow restrictor (MLLD) | Automatic flow restrictor (MLLD) |  |  | Annual line testing | Annual line testing |  | UST Currently In Use: 2; UST Temp Close: 0; AST Currently In Use: 0; AST Temp Closed: 0 | 2 | 0 | 4 | 22888-101-003001 | PREM PROPERTIES LLC
11414 | Permanently Closed | 2018-02-22 06:00 | 1983-01-01 06:00 | 2018-12-09 06:00 | Petroleum | Unleaded gasoline | Unleaded gasoline | Retail | Fiberglass reinforced plastic | Fiberglass reinforced plastic |  |  | Fiberglass reinforced plastic |  | 1901-01-01 06:00 | None | Catchment Basin, Single walled catchment basin | Automatic shutoff device At 95% full | Automatic shutoff device At 95% full |  |  | Continuous Automatic Tank Gauge |  | Other, MANIFOLDED | Other |  |  | Other, MANIFOLDED | Other |  | UST Currently In Use: 2; UST Temp Close: 0; AST Currently In Use: 0; AST Temp Closed: 0 | 2 | 0 | 4 | 22888-101-003001 | PREM PROPERTIES LLC
11415 | Permanently Closed | 2018-02-22 06:00 | 1983-01-01 06:00 | 2018-12-09 06:00 | Petroleum | Premium gasoline | Premium gasoline | Retail | Fiberglass reinforced plastic | Fiberglass reinforced plastic |  |  | Fiberglass reinforced plastic |  | 1901-01-01 06:00 | None | Catchment Basin, Single walled catchment basin | Automatic shutoff device At 95% full | Automatic shutoff device At 95% full |  |  | Continuous Automatic Tank Gauge |  | Automatic flow restrictor (MLLD) | Automatic flow restrictor (MLLD) |  |  | Annual line testing | Annual line testing |  | UST Currently In Use: 2; UST Temp Close: 0; AST Currently In Use: 0; AST Temp Closed: 0 | 2 | 0 | 4 | 22888-101-003001 | PREM PROPERTIES LLC
11416 | Permanently Closed | 2018-10-22 06:00 | 1983-01-01 06:00 | 2018-12-09 06:00 | Petroleum | On road diesel | On road diesel | Retail | Fiberglass reinforced plastic | Fiberglass reinforced plastic |  |  | Fiberglass reinforced plastic |  | 1901-01-01 06:00 | None | Catchment Basin, Single walled catchment basin | Automatic shutoff device At 95% full | Automatic shutoff device At 95% full |  |  | Continuous Automatic Tank Gauge |  | Automatic flow restrictor (MLLD) | Automatic flow restrictor (MLLD) |  |  | Annual line testing | Annual line testing |  | UST Currently In Use: 2; UST Temp Close: 0; AST Currently In Use: 0; AST Temp Closed: 0 | 2 | 0 | 4 | 22888-101-003001 | PREM PROPERTIES LLC
11417 | Permanently Closed | 1989-05-01 06:00 | 1967-01-01 06:00 | 1989-05-01 06:00 | Petroleum | Unleaded gasoline | Unleaded gasoline |  | Steel | Steel | Coated & cathodic protection (sti-P3) |  | Steel |  | 1901-01-01 06:00 | Field installed cathodic protection | [14 empty] | UST Currently In Use: 0; UST Temp Close: 0; AST Currently In Use: 0; AST Temp Closed: 0 | 0 | 0 | 7 | 25961-101-003002 | PREM SUN NEIL LLC
11418 | Permanently Closed | 1989-05-01 06:00 | 1967-01-01 06:00 | 1989-05-01 06:00 | Petroleum | Unleaded gasoline | Unleaded gasoline |  | Steel | Steel | Coated & cathodic protection (sti-P3) |  | Steel |  | 1901-01-01 06:00 | Field installed cathodic protection | [14 empty] | UST Currently In Use: 0; UST Temp Close: 0; AST Currently In Use: 0; AST Temp Closed: 0 | 0 | 0 | 7 | 25961-101-003002 | PREM SUN NEIL LLC
11419 | Permanently Closed | 1989-05-01 06:00 | 1967-01-01 06:00 | 1989-05-01 06:00 | Petroleum | Unleaded gasoline | Unleaded gasoline |  | Steel | Steel | Coated & cathodic protection (sti-P3) |  | Steel |  | 1901-01-01 06:00 | Field installed cathodic protection | [14 empty] | UST Currently In Use: 0; UST Temp Close: 0; AST Currently In Use: 0; AST Temp Closed: 0 | 0 | 0 | 7 | 25961-101-003002 | PREM SUN NEIL LLC
11420 | Permanently Closed | 1989-05-01 06:00 | 1967-01-01 06:00 | 1989-05-01 06:00 | Petroleum | Other, OTHER | Other |  | Steel | Steel | Coated & cathodic protection (sti-P3) |  | Steel |  | 1901-01-01 06:00 | Field installed cathodic protection | [14 empty] | UST Currently In Use: 0; UST Temp Close: 0; AST Currently In Use: 0; AST Temp Closed: 0 | 0 | 0 | 7 | 25961-101-003002 | PREM SUN NEIL LLC
11421 | Permanently Closed | 2019-03-20 06:00 | 1989-05-01 06:00 | 2021-09-02 06:00 | Petroleum | Unleaded gasoline | Unleaded gasoline | Retail | Fiberglass reinforced plastic | Fiberglass reinforced plastic |  |  | Fiberglass reinforced plastic |  | 1901-01-01 06:00 |  | Catchment Basin, Single walled catchment basin | Automatic shutoff device At 95% full | Automatic shutoff device At 95% full |  |  | Continuous Automatic Tank Gauge |  | Automatic flow restrictor (MLLD) | Automatic flow restrictor (MLLD) |  |  | Annual line testing | Annual line testing |  | UST Currently In Use: 0; UST Temp Close: 0; AST Currently In Use: 0; AST Temp Closed: 0 | 0 | 0 | 7 | 25961-101-003002 | PREM SUN NEIL LLC
11422 | Permanently Closed | 2019-03-20 06:00 | 1989-05-01 06:00 | 2021-09-02 06:00 | Petroleum | Mid-grade gasoline | Mid-grade gasoline | Retail | Fiberglass reinforced plastic | Fiberglass reinforced plastic |  |  | Fiberglass reinforced plastic |  | 1901-01-01 06:00 |  | Catchment Basin, Single walled catchment basin | Automatic shutoff device At 95% full | Automatic shutoff device At 95% full |  |  | Continuous Automatic Tank Gauge |  | Automatic flow restrictor (MLLD) | Automatic flow restrictor (MLLD) |  |  | Annual line testing | Annual line testing |  | UST Currently In Use: 0; UST Temp Close: 0; AST Currently In Use: 0; AST Temp Closed: 0 | 0 | 0 | 7 | 25961-101-003002 | PREM SUN NEIL LLC
11423 | Permanently Closed | 2019-03-20 06:00 | 1989-05-01 06:00 | 2021-09-02 06:00 | Petroleum | Premium gasoline | Premium gasoline | Retail | Fiberglass reinforced plastic | Fiberglass reinforced plastic |  |  | Fiberglass reinforced plastic |  | 1901-01-01 06:00 |  | Catchment Basin, Single walled catchment basin | Automatic shutoff device At 95% full | Automatic shutoff device At 95% full |  |  | Continuous Automatic Tank Gauge |  | Automatic flow restrictor (MLLD) | Automatic flow restrictor (MLLD) |  |  | Annual line testing | Annual line testing |  | UST Currently In Use: 0; UST Temp Close: 0; AST Currently In Use: 0; AST Temp Closed: 0 | 0 | 0 | 7 | 25961-101-003002 | PREM SUN NEIL LLC
11424 | Permanently Closed | 1990-07-27 06:00 | 1966-01-01 06:00 | 1990-07-27 06:00 | Petroleum | Used oil | Used oil |  | Steel | Steel | Coated & cathodic protection (sti-P3) |  | Steel |  | 1901-01-01 06:00 | Field installed cathodic protection | [14 empty] | UST Currently In Use: 0; UST Temp Close: 0; AST Currently In Use: 0; AST Temp Closed: 0 | 0 | 0 | 5 | 11765-101-003019 | EXXON CO USA/ATTN JESSE CRITTLE
11425 | Permanently Closed | 1991-05-01 06:00 | 1966-01-01 06:00 | 1991-05-01 06:00 | Petroleum | Unleaded gasoline | Unleaded gasoline |  | Steel | Steel | Coated & cathodic protection (sti-P3), Interior lined (not allowed as a standalone method of corrosion protection) |  | Steel |  | 1901-01-01 06:00 | Field installed cathodic protection | [11 empty] | Annual line testing | Annual line testing |  | UST Currently In Use: 0; UST Temp Close: 0; AST Currently In Use: 0; AST Temp Closed: 0 | 0 | 0 | 5 | 11765-101-003019 | EXXON CO USA/ATTN JESSE CRITTLE
11426 | Permanently Closed | 1991-05-01 06:00 | 1966-01-01 06:00 | 1991-05-01 06:00 | Petroleum | Unleaded gasoline | Unleaded gasoline |  | Steel | Steel | Coated & cathodic protection (sti-P3) |  | Steel |  | 1901-01-01 06:00 | Field installed cathodic protection | [11 empty] | Annual line testing | Annual line testing |  | UST Currently In Use: 0; UST Temp Close: 0; AST Currently In Use: 0; AST Temp Closed: 0 | 0 | 0 | 5 | 11765-101-003019 | EXXON CO USA/ATTN JESSE CRITTLE
11427 | Permanently Closed | 1991-05-01 06:00 | 1966-01-01 06:00 | 1991-05-01 06:00 | Petroleum | Unleaded gasoline | Unleaded gasoline |  | Steel | Steel | Coated & cathodic protection (sti-P3) |  | Steel |  | 1901-01-01 06:00 | Field installed cathodic protection | [11 empty] | Annual line testing | Annual line testing |  | UST Currently In Use: 0; UST Temp Close: 0; AST Currently In Use: 0; AST Temp Closed: 0 | 0 | 0 | 5 | 11765-101-003019 | EXXON CO USA/ATTN JESSE CRITTLE
11428 | Permanently Closed | 1991-05-01 06:00 | 1966-01-01 06:00 | 1991-05-01 06:00 | Petroleum | Unleaded gasoline | Unleaded gasoline |  | Steel | Steel | Coated & cathodic protection (sti-P3) |  | Steel |  | 1901-01-01 06:00 | Field installed cathodic protection | [11 empty] | Annual line testing | Annual line testing |  | UST Currently In Use: 0; UST Temp Close: 0; AST Currently In Use: 0; AST Temp Closed: 0 | 0 | 0 | 5 | 11765-101-003019 | EXXON CO USA/ATTN JESSE CRITTLE
11429 | Permanently Closed | 1991-01-25 06:00 | 1980-01-01 06:00 | 1991-01-25 06:00 | Petroleum | Used oil | Used oil |  | Fiberglass reinforced plastic | Fiberglass reinforced plastic |  |  | Steel |  | 1901-01-01 06:00 | [15 empty] | UST Currently In Use: 0; UST Temp Close: 0; AST Currently In Use: 0; AST Temp Closed: 0 | 0 | 0 | 4 | 11765-101-003020 | EXXON CO USA/ATTN JESSE CRITTLE
11430 | Permanently Closed | 1991-01-25 06:00 | 1967-01-01 06:00 | 1991-01-25 06:00 | Petroleum | Unleaded gasoline | Unleaded gasoline |  | Steel | Steel | Interior lined (not allowed as a standalone method of corrosion protection) | Painted or None | Steel |  | 1901-01-01 06:00 | [15 empty] | UST Currently In Use: 0; UST Temp Close: 0; AST Currently In Use: 0; AST Temp Closed: 0 | 0 | 0 | 4 | 11765-101-003020 | EXXON CO USA/ATTN JESSE CRITTLE
11431 | Permanently Closed | 1991-01-25 06:00 | 1967-01-01 06:00 | 1991-01-25 06:00 | Petroleum | Unleaded gasoline | Unleaded gasoline |  | Steel | Steel | Interior lined (not allowed as a standalone method of corrosion protection) | Painted or None | Steel |  | 1901-01-01 06:00 | [15 empty] | UST Currently In Use: 0; UST Temp Close: 0; AST Currently In Use: 0; AST Temp Closed: 0 | 0 | 0 | 4 | 11765-101-003020 | EXXON CO USA/ATTN JESSE CRITTLE
11432 | Permanently Closed | 1991-01-25 06:00 | 1967-01-01 06:00 | 1991-01-25 06:00 | Petroleum | Unleaded gasoline | Unleaded gasoline |  | Steel | Steel | Interior lined (not allowed as a standalone method of corrosion protection) | Painted or None | Steel |  | 1901-01-01 06:00 | [15 empty] | UST Currently In Use: 0; UST Temp Close: 0; AST Currently In Use: 0; AST Temp Closed: 0 | 0 | 0 | 4 | 11765-101-003020 | EXXON CO USA/ATTN JESSE CRITTLE
11433 | Permanently Closed | 1993-02-05 06:00 | 1966-01-01 06:00 | 1993-02-05 06:00 | Petroleum | Used oil | Used oil |  | Steel | Steel | Coated & cathodic protection (sti-P3) |  | Steel |  | 1901-01-01 06:00 | Field installed cathodic protection | [14 empty] | UST Currently In Use: 0; UST Temp Close: 0; AST Currently In Use: 0; AST Temp Closed: 0 | 0 | 0 | 4 | 11765-101-003023 | EXXON CO USA/ATTN JESSE CRITTLE
11434 | Permanently Closed | 1993-02-05 06:00 | 1966-01-01 06:00 | 1993-02-05 06:00 | Petroleum | Unleaded gasoline | Unleaded gasoline |  | Steel | Steel | Coated & cathodic protection (sti-P3) |  | Steel |  | 1901-01-01 06:00 | Field installed cathodic protection | [11 empty] | Annual line testing | Annual line testing |  | UST Currently In Use: 0; UST Temp Close: 0; AST Currently In Use: 0; AST Temp Closed: 0 | 0 | 0 | 4 | 11765-101-003023 | EXXON CO USA/ATTN JESSE CRITTLE
11435 | Permanently Closed | 1993-02-05 06:00 | 1966-01-01 06:00 | 1993-02-05 06:00 | Petroleum | Unleaded gasoline | Unleaded gasoline |  | Steel | Steel | Coated & cathodic protection (sti-P3) |  | Steel |  | 1901-01-01 06:00 | Field installed cathodic protection | [11 empty] | Annual line testing | Annual line testing |  | UST Currently In Use: 0; UST Temp Close: 0; AST Currently In Use: 0; AST Temp Closed: 0 | 0 | 0 | 4 | 11765-101-003023 | EXXON CO USA/ATTN JESSE CRITTLE
11436 | Permanently Closed | 1993-02-05 06:00 | 1966-01-01 06:00 | 1993-02-05 06:00 | Petroleum | Unleaded gasoline | Unleaded gasoline |  | Steel | Steel | Coated & cathodic protection (sti-P3) |  | Steel |  | 1901-01-01 06:00 | Field installed cathodic protection | [11 empty] | Annual line testing | Annual line testing |  | UST Currently In Use: 0; UST Temp Close: 0; AST Currently In Use: 0; AST Temp Closed: 0 | 0 | 0 | 4 | 11765-101-003023 | EXXON CO USA/ATTN JESSE CRITTLE
11437 | Permanently Closed | 1991-10-29 06:00 | 1967-01-01 06:00 | 1991-10-29 06:00 | Petroleum | Used oil | Used oil |  | Steel | Steel | Coated & cathodic protection (sti-P3) |  | Steel |  | 1901-01-01 06:00 | Field installed cathodic protection | [14 empty] | UST Currently In Use: 0; UST Temp Close: 0; AST Currently In Use: 0; AST Temp Closed: 0 | 0 | 0 | 4 | 11765-101-005788 | EXXON CO USA/ATTN JESSE CRITTLE
11438 | Permanently Closed | 1991-10-29 06:00 | 1967-01-01 06:00 | 1991-10-29 06:00 | Petroleum | Unleaded gasoline | Unleaded gasoline |  | Steel | Steel | Coated & cathodic protection (sti-P3) |  | Steel |  | 1901-01-01 06:00 | Field installed cathodic protection | [11 empty] | Annual line testing | Annual line testing |  | UST Currently In Use: 0; UST Temp Close: 0; AST Currently In Use: 0; AST Temp Closed: 0 | 0 | 0 | 4 | 11765-101-005788 | EXXON CO USA/ATTN JESSE CRITTLE
11439 | Permanently Closed | 1991-10-29 06:00 | 1967-01-01 06:00 | 1991-10-29 06:00 | Petroleum | Unleaded gasoline | Unleaded gasoline |  | Steel | Steel | Coated & cathodic protection (sti-P3) |  | Steel |  | 1901-01-01 06:00 | Field installed cathodic protection | [11 empty] | Annual line testing | Annual line testing |  | UST Currently In Use: 0; UST Temp Close: 0; AST Currently In Use: 0; AST Temp Closed: 0 | 0 | 0 | 4 | 11765-101-005788 | EXXON CO USA/ATTN JESSE CRITTLE
11440 | Permanently Closed | 1991-10-29 06:00 | 1967-01-01 06:00 | 1991-10-29 06:00 | Petroleum | Unleaded gasoline | Unleaded gasoline |  | Steel | Steel | Coated & cathodic protection (sti-P3) |  | Steel |  | 1901-01-01 06:00 | Field installed cathodic protection | [11 empty] | Annual line testing | Annual line testing |  | UST Currently In Use: 0; UST Temp Close: 0; AST Currently In Use: 0; AST Temp Closed: 0 | 0 | 0 | 4 | 11765-101-005788 | EXXON CO USA/ATTN JESSE CRITTLE
11441 | Permanently Closed | 1987-08-01 06:00 | 1966-01-01 06:00 | 1988-11-07 06:00 | Petroleum | Used oil | Used oil |  | Steel | Steel | Coated & cathodic protection (sti-P3) |  | Steel |  | 1901-01-01 06:00 | Field installed cathodic protection | [14 empty] | UST Currently In Use: 1; UST Temp Close: 0; AST Currently In Use: 0; AST Temp Closed: 0 | 1 | 0 | 8 | 22359-101-005789 | PREM INVESTMENTS OF AL LLC
11442 | Permanently Closed | 1987-08-01 06:00 | 1966-01-01 06:00 | 1988-11-07 06:00 | Petroleum | Unleaded gasoline | Unleaded gasoline |  | Steel | Steel | Coated & cathodic protection (sti-P3) |  | Steel |  | 1901-01-01 06:00 | Field installed cathodic protection | [14 empty] | UST Currently In Use: 1; UST Temp Close: 0; AST Currently In Use: 0; AST Temp Closed: 0 | 1 | 0 | 8 | 22359-101-005789 | PREM INVESTMENTS OF AL LLC
11443 | Permanently Closed | 1987-08-01 06:00 | 1966-01-01 06:00 | 1988-11-07 06:00 | Petroleum | Unleaded gasoline | Unleaded gasoline |  | Steel | Steel | Coated & cathodic protection (sti-P3) |  | Steel |  | 1901-01-01 06:00 | Field installed cathodic protection | [14 empty] | UST Currently In Use: 1; UST Temp Close: 0; AST Currently In Use: 0; AST Temp Closed: 0 | 1 | 0 | 8 | 22359-101-005789 | PREM INVESTMENTS OF AL LLC
11444 | Permanently Closed | 1987-08-01 06:00 | 1966-01-01 06:00 | 1988-11-07 06:00 | Petroleum | Unleaded gasoline | Unleaded gasoline |  | Steel | Steel | Coated & cathodic protection (sti-P3) |  | Steel |  | 1901-01-01 06:00 | Field installed cathodic protection | [14 empty] | UST Currently In Use: 1; UST Temp Close: 0; AST Currently In Use: 0; AST Temp Closed: 0 | 1 | 0 | 8 | 22359-101-005789 | PREM INVESTMENTS OF AL LLC
11445 | Permanently Closed | 1989-01-23 06:00 | 1967-01-01 06:00 | 1989-01-23 06:00 | Petroleum | Used oil | Used oil |  | Steel | Steel | Coated & cathodic protection (sti-P3) |  | Steel |  | 1901-01-01 06:00 | Field installed cathodic protection | [14 empty] | UST Currently In Use: 3; UST Temp Close: 0; AST Currently In Use: 0; AST Temp Closed: 0 | 3 | 0 | 5 | 13526-115-003016 | MOORE OIL COMPANY, INC.
11446 | Permanently Closed | 1989-01-23 06:00 | 1967-01-01 06:00 | 1989-01-23 06:00 | Petroleum | Unleaded gasoline | Unleaded gasoline |  | Steel | Steel | Coated & cathodic protection (sti-P3) |  | Steel |  | 1901-01-01 06:00 | Field installed cathodic protection | [14 empty] | UST Currently In Use: 3; UST Temp Close: 0; AST Currently In Use: 0; AST Temp Closed: 0 | 3 | 0 | 5 | 13526-115-003016 | MOORE OIL COMPANY, INC.
11447 | Permanently Closed | 1989-01-23 06:00 | 1967-01-01 06:00 | 1989-01-23 06:00 | Petroleum | Unleaded gasoline | Unleaded gasoline |  | Steel | Steel | Coated & cathodic protection (sti-P3) |  | Steel |  | 1901-01-01 06:00 | Field installed cathodic protection | [14 empty] | UST Currently In Use: 3; UST Temp Close: 0; AST Currently In Use: 0; AST Temp Closed: 0 | 3 | 0 | 5 | 13526-115-003016 | MOORE OIL COMPANY, INC.
11448 | Permanently Closed | 1989-01-23 06:00 | 1967-01-01 06:00 | 1989-01-23 06:00 | Petroleum | Unleaded gasoline | Unleaded gasoline |  | Steel | Steel | Coated & cathodic protection (sti-P3) |  | Steel |  | 1901-01-01 06:00 | Field installed cathodic protection | [14 empty] | UST Currently In Use: 3; UST Temp Close: 0; AST Currently In Use: 0; AST Temp Closed: 0 | 3 | 0 | 5 | 13526-115-003016 | MOORE OIL COMPANY, INC.
11449 | Currently in Use |  | 1988-01-01 06:00 |  | Petroleum | Unleaded gasoline | Unleaded gasoline | Retail | Double Wall, Fiberglass reinforced plastic | Fiberglass reinforced plastic |  |  | Fiberglass reinforced plastic, Single Wall |  | 1901-01-01 06:00 | None | Catchment Basin, Single walled catchment basin | Automatic shutoff device At 95% full | Automatic shutoff device At 95% full |  |  | Continuous Automatic Tank Gauge |  | Automatic shutoff device (AELLD) | Automatic shutoff device (AELLD) | [5 empty] | UST Currently In Use: 3; UST Temp Close: 0; AST Currently In Use: 0; AST Temp Closed: 0 | 3 | 0 | 5 | 13526-115-003016 | MOORE OIL COMPANY, INC.
11450 | Currently in Use |  | 1988-01-01 06:00 |  | Petroleum | Unleaded gasoline | Unleaded gasoline | Retail | Fiberglass reinforced plastic, Single Wall | Single Wall |  |  | Fiberglass reinforced plastic, Single Wall |  | 1901-01-01 06:00 | None | Catchment Basin, Single walled catchment basin | Automatic shutoff device At 95% full | Automatic shutoff device At 95% full |  |  | Continuous Automatic Tank Gauge |  | Automatic shutoff device (AELLD) | Automatic shutoff device (AELLD) | [5 empty] | UST Currently In Use: 3; UST Temp Close: 0; AST Currently In Use: 0; AST Temp Closed: 0 | 3 | 0 | 5 | 13526-115-003016 | MOORE OIL COMPANY, INC.
11451 | Currently in Use |  | 1988-01-01 06:00 |  | Petroleum | Premium gasoline | Premium gasoline | Retail | Fiberglass reinforced plastic, Single Wall | Single Wall |  |  | Fiberglass reinforced plastic, Single Wall |  | 1901-01-01 06:00 | None | Catchment Basin, Single walled catchment basin | Automatic shutoff device At 95% full | Automatic shutoff device At 95% full |  |  | Continuous Automatic Tank Gauge |  | Automatic shutoff device (AELLD) | Automatic shutoff device (AELLD) | [5 empty] | UST Currently In Use: 3; UST Temp Close: 0; AST Currently In Use: 0; AST Temp Closed: 0 | 3 | 0 | 5 | 13526-115-003016 | MOORE OIL COMPANY, INC.
11452 | Permanently Closed | 1989-08-01 06:00 | 1988-01-01 06:00 | 1989-08-01 06:00 | Petroleum | Used oil | Used oil |  | Fiberglass reinforced plastic | Fiberglass reinforced plastic |  |  | Fiberglass reinforced plastic |  | 1901-01-01 06:00 | [15 empty] | UST Currently In Use: 3; UST Temp Close: 0; AST Currently In Use: 0; AST Temp Closed: 0 | 3 | 0 | 5 | 13526-115-003016 | MOORE OIL COMPANY, INC.
11453 | Permanently Closed | 1901-01-01 06:00 | 1976-01-01 06:00 | 1988-01-01 06:00 | Petroleum | Used oil | Used oil |  | Fiberglass reinforced plastic | Fiberglass reinforced plastic |  |  | Fiberglass reinforced plastic |  | 1901-01-01 06:00 | Field installed cathodic protection | [14 empty] | UST Currently In Use: 0; UST Temp Close: 0; AST Currently In Use: 0; AST Temp Closed: 0 | 0 | 0 | 4 | 11765-125-002992 | EXXON CO USA/ATTN JESSE CRITTLE
11454 | Permanently Closed | 1901-01-01 06:00 | 1962-01-01 06:00 | 1988-01-01 06:00 | Petroleum | Unleaded gasoline | Unleaded gasoline |  | Steel | Steel | Coated & cathodic protection (sti-P3), Interior lined (not allowed as a standalone method of corrosion protection) |  | Steel |  | 1901-01-01 06:00 | Field installed cathodic protection | [14 empty] | UST Currently In Use: 0; UST Temp Close: 0; AST Currently In Use: 0; AST Temp Closed: 0 | 0 | 0 | 4 | 11765-125-002992 | EXXON CO USA/ATTN JESSE CRITTLE
11455 | Permanently Closed | 1901-01-01 06:00 | 1962-01-01 06:00 | 1988-01-01 06:00 | Petroleum | Unleaded gasoline | Unleaded gasoline |  | Steel | Steel | Coated & cathodic protection (sti-P3), Interior lined (not allowed as a standalone method of corrosion protection) |  | Steel |  | 1901-01-01 06:00 | Field installed cathodic protection | [14 empty] | UST Currently In Use: 0; UST Temp Close: 0; AST Currently In Use: 0; AST Temp Closed: 0 | 0 | 0 | 4 | 11765-125-002992 | EXXON CO USA/ATTN JESSE CRITTLE
11456 | Permanently Closed | 1901-01-01 06:00 | 1962-01-01 06:00 | 1988-01-01 06:00 | Petroleum | Unleaded gasoline | Unleaded gasoline |  | Steel | Steel | Coated & cathodic protection (sti-P3), Interior lined (not allowed as a standalone method of corrosion protection) |  | Steel |  | 1901-01-01 06:00 | Field installed cathodic protection | [14 empty] | UST Currently In Use: 0; UST Temp Close: 0; AST Currently In Use: 0; AST Temp Closed: 0 | 0 | 0 | 4 | 11765-125-002992 | EXXON CO USA/ATTN JESSE CRITTLE
11457 | Permanently Closed | 1987-12-01 06:00 | 1967-01-01 06:00 | 1988-01-01 06:00 | Petroleum | Used oil | Used oil |  | Steel | Steel | Coated & cathodic protection (sti-P3) |  | Steel |  | 1901-01-01 06:00 | Field installed cathodic protection | [14 empty] | UST Currently In Use: 0; UST Temp Close: 0; AST Currently In Use: 0; AST Temp Closed: 0 | 0 | 0 | 4 | 11765-125-002993 | EXXON CO USA/ATTN JESSE CRITTLE
11458 | Permanently Closed | 1987-12-01 06:00 | 1967-01-01 06:00 | 1988-01-01 06:00 | Petroleum | Unleaded gasoline | Unleaded gasoline |  | Steel | Steel | Coated & cathodic protection (sti-P3), Interior lined (not allowed as a standalone method of corrosion protection) |  | Steel |  | 1901-01-01 06:00 | Field installed cathodic protection | [14 empty] | UST Currently In Use: 0; UST Temp Close: 0; AST Currently In Use: 0; AST Temp Closed: 0 | 0 | 0 | 4 | 11765-125-002993 | EXXON CO USA/ATTN JESSE CRITTLE
11459 | Permanently Closed | 1987-12-01 06:00 | 1967-01-01 06:00 | 1988-01-01 06:00 | Petroleum | Unleaded gasoline | Unleaded gasoline |  | Steel | Steel | Coated & cathodic protection (sti-P3), Interior lined (not allowed as a standalone method of corrosion protection) |  | Steel |  | 1901-01-01 06:00 | Field installed cathodic protection | [14 empty] | UST Currently In Use: 0; UST Temp Close: 0; AST Currently In Use: 0; AST Temp Closed: 0 | 0 | 0 | 4 | 11765-125-002993 | EXXON CO USA/ATTN JESSE CRITTLE
11460 | Permanently Closed | 1987-12-01 06:00 | 1967-01-01 06:00 | 1988-01-01 06:00 | Petroleum | Unleaded gasoline | Unleaded gasoline |  | Steel | Steel | Coated & cathodic protection (sti-P3), Interior lined (not allowed as a standalone method of corrosion protection) |  | Steel |  | 1901-01-01 06:00 | Field installed cathodic protection | [14 empty] | UST Currently In Use: 0; UST Temp Close: 0; AST Currently In Use: 0; AST Temp Closed: 0 | 0 | 0 | 4 | 11765-125-002993 | EXXON CO USA/ATTN JESSE CRITTLE
11461 | Permanently Closed | 1992-02-18 06:00 | 1967-01-01 06:00 | 1992-02-18 06:00 | Petroleum | Used oil | Used oil |  | Steel | Steel | Coated & cathodic protection (sti-P3) |  | Steel |  | 1901-01-01 06:00 | Field installed cathodic protection | [14 empty] | UST Currently In Use: 0; UST Temp Close: 0; AST Currently In Use: 0; AST Temp Closed: 0 | 0 | 0 | 4 | 11765-125-002994 | EXXON CO USA/ATTN JESSE CRITTLE
11462 | Permanently Closed | 1992-02-18 06:00 | 1981-01-01 06:00 | 1992-02-18 06:00 | Petroleum | Unleaded gasoline | Unleaded gasoline |  | Fiberglass reinforced plastic | Fiberglass reinforced plastic |  |  | Fiberglass reinforced plastic |  | 1901-01-01 06:00 | None | [11 empty] | Annual line testing | Annual line testing |  | UST Currently In Use: 0; UST Temp Close: 0; AST Currently In Use: 0; AST Temp Closed: 0 | 0 | 0 | 4 | 11765-125-002994 | EXXON CO USA/ATTN JESSE CRITTLE
11463 | Permanently Closed | 1992-02-18 06:00 | 1981-01-01 06:00 | 1992-02-18 06:00 | Petroleum | Unleaded gasoline | Unleaded gasoline |  | Fiberglass reinforced plastic | Fiberglass reinforced plastic |  |  | Fiberglass reinforced plastic |  | 1901-01-01 06:00 | None | [11 empty] | Annual line testing | Annual line testing |  | UST Currently In Use: 0; UST Temp Close: 0; AST Currently In Use: 0; AST Temp Closed: 0 | 0 | 0 | 4 | 11765-125-002994 | EXXON CO USA/ATTN JESSE CRITTLE
11464 | Permanently Closed | 1992-02-18 06:00 | 1981-01-01 06:00 | 1992-02-18 06:00 | Petroleum | Unleaded gasoline | Unleaded gasoline |  | Fiberglass reinforced plastic | Fiberglass reinforced plastic |  |  | Fiberglass reinforced plastic |  | 1901-01-01 06:00 | None | [11 empty] | Annual line testing | Annual line testing |  | UST Currently In Use: 0; UST Temp Close: 0; AST Currently In Use: 0; AST Temp Closed: 0 | 0 | 0 | 4 | 11765-125-002994 | EXXON CO USA/ATTN JESSE CRITTLE
11465 | Permanently Closed | 1992-08-01 06:00 | 1967-01-01 06:00 | 1992-08-01 06:00 | Petroleum | Used oil | Used oil |  | Steel | Steel | Coated & cathodic protection (sti-P3) |  | Steel |  | 1901-01-01 06:00 | Field installed cathodic protection | [14 empty] | UST Currently In Use: 3; UST Temp Close: 0; AST Currently In Use: 0; AST Temp Closed: 0 | 3 | 0 | 1 | 22176-125-002995 | Circle K Stores, Inc.
11466 | Currently in Use |  | 1984-01-01 06:00 |  | Petroleum | Premium gasoline | Premium gasoline | Retail | Fiberglass reinforced plastic | Fiberglass reinforced plastic |  |  | Fiberglass reinforced plastic |  | 1901-01-01 06:00 |  | Catchment Basin, Single walled catchment basin | Automatic shutoff device At 95% full | Automatic shutoff device At 95% full |  |  | Continuous Automatic Tank Gauge |  | Automatic flow restrictor (MLLD) | Automatic flow restrictor (MLLD) |  |  | Annual line testing | Annual line testing |  | UST Currently In Use: 3; UST Temp Close: 0; AST Currently In Use: 0; AST Temp Closed: 0 | 3 | 0 | 1 | 22176-125-002995 | Circle K Stores, Inc.
11467 | Currently in Use |  | 1984-01-01 06:00 |  | Petroleum | Mid-grade gasoline | Mid-grade gasoline | Retail | Fiberglass reinforced plastic | Fiberglass reinforced plastic |  |  | Fiberglass reinforced plastic |  | 1901-01-01 06:00 |  | Catchment Basin, Single walled catchment basin | Flow Rest 90% Full | Flow Rest 90% Full |  |  | Continuous Automatic Tank Gauge |  | Automatic flow restrictor (MLLD) | Automatic flow restrictor (MLLD) |  |  | Annual line testing | Annual line testing |  | UST Currently In Use: 3; UST Temp Close: 0; AST Currently In Use: 0; AST Temp Closed: 0 | 3 | 0 | 1 | 22176-125-002995 | Circle K Stores, Inc.
11468 | Currently in Use |  | 1984-01-01 06:00 |  | Petroleum | Unleaded gasoline | Unleaded gasoline | Retail | Fiberglass reinforced plastic | Fiberglass reinforced plastic |  |  | Fiberglass reinforced plastic |  | 1901-01-01 06:00 |  | Catchment Basin, Single walled catchment basin | Flow Rest 90% Full | Flow Rest 90% Full |  |  | Continuous Automatic Tank Gauge |  | Automatic flow restrictor (MLLD) | Automatic flow restrictor (MLLD) |  |  | Annual line testing | Annual line testing |  | UST Currently In Use: 3; UST Temp Close: 0; AST Currently In Use: 0; AST Temp Closed: 0 | 3 | 0 | 1 | 22176-125-002995 | Circle K Stores, Inc.
11469 | Permanently Closed |  | 1984-01-01 06:00 | 2024-10-15 06:00 | Petroleum | Unleaded gasoline | Unleaded gasoline | Retail | Fiberglass reinforced plastic | Fiberglass reinforced plastic |  |  | Fiberglass reinforced plastic |  | 1901-01-01 06:00 |  | Catchment Basin, Single walled catchment basin | Flow Rest 90% Full | Flow Rest 90% Full |  |  | Continuous Automatic Tank Gauge |  | Automatic flow restrictor (MLLD) | Automatic flow restrictor (MLLD) |  |  | Annual line testing | Annual line testing |  | UST Currently In Use: 0; UST Temp Close: 0; AST Currently In Use: 0; AST Temp Closed: 0 | 0 | 0 | 4 | 22176-125-002996 | Circle K Stores, Inc.
11470 | Permanently Closed |  | 1984-01-01 06:00 | 2024-10-15 06:00 | Petroleum | Mid-grade gasoline | Mid-grade gasoline | Retail | Fiberglass reinforced plastic | Fiberglass reinforced plastic |  |  | Fiberglass reinforced plastic |  | 1901-01-01 06:00 |  | Catchment Basin, Single walled catchment basin | Automatic shutoff device At 95% full | Automatic shutoff device At 95% full |  |  | Continuous Automatic Tank Gauge |  | Automatic flow restrictor (MLLD) | Automatic flow restrictor (MLLD) |  |  | Annual line testing | Annual line testing |  | UST Currently In Use: 0; UST Temp Close: 0; AST Currently In Use: 0; AST Temp Closed: 0 | 0 | 0 | 4 | 22176-125-002996 | Circle K Stores, Inc.
11471 | Permanently Closed | 2024-07-04 06:00 | 1984-01-01 06:00 | 2024-10-15 06:00 | Petroleum | Premium gasoline | Premium gasoline | Retail | Fiberglass reinforced plastic | Fiberglass reinforced plastic |  |  | Fiberglass reinforced plastic |  | 1901-01-01 06:00 |  | Catchment Basin, Single walled catchment basin | Automatic shutoff device At 95% full | Automatic shutoff device At 95% full |  |  | Continuous Automatic Tank Gauge |  | Automatic flow restrictor (MLLD) | Automatic flow restrictor (MLLD) |  |  | Annual line testing | Annual line testing |  | UST Currently In Use: 0; UST Temp Close: 0; AST Currently In Use: 0; AST Temp Closed: 0 | 0 | 0 | 4 | 22176-125-002996 | Circle K Stores, Inc.
11472 | Currently in Use |  | 1981-01-01 06:00 |  | Petroleum | Unleaded gasoline | Unleaded gasoline | Retail | Fiberglass reinforced plastic | Fiberglass reinforced plastic |  |  | Double Wall, Fiberglass reinforced plastic |  | 1901-01-01 06:00 |  | Catchment Basin, Single walled catchment basin | Automatic shutoff device At 95% full | Automatic shutoff device At 95% full |  |  | Automatic Tank Gauge |  | Automatic flow restrictor (MLLD) | Automatic flow restrictor (MLLD) | Interstitial Monitoring within Secondary Containment | SENSOR TO ATG | Annual line testing, Continuous alarm system | Continuous alarm system |  | UST Currently In Use: 3; UST Temp Close: 1; AST Currently In Use: 0; AST Temp Closed: 0 | 3 | 1 | 0 | 22176-125-002997 | Circle K Stores, Inc.
11473 | Currently in Use |  | 1981-01-01 06:00 |  | Petroleum | On road diesel | On road diesel | Retail | Fiberglass reinforced plastic | Fiberglass reinforced plastic |  |  | Double Wall, Fiberglass reinforced plastic |  | 1901-01-01 06:00 |  | Catchment Basin, Single walled catchment basin | Automatic shutoff device At 95% full | Automatic shutoff device At 95% full |  |  | Automatic Tank Gauge |  | Automatic flow restrictor (MLLD) | Automatic flow restrictor (MLLD) | Interstitial Monitoring within Secondary Containment | SENSOR TO ATG | Annual line testing, Continuous alarm system | Continuous alarm system |  | UST Currently In Use: 3; UST Temp Close: 1; AST Currently In Use: 0; AST Temp Closed: 0 | 3 | 1 | 0 | 22176-125-002997 | Circle K Stores, Inc.
11474 | Currently in Use |  | 1981-01-01 06:00 |  | Petroleum | Mid-grade gasoline | Mid-grade gasoline | Retail | Fiberglass reinforced plastic | Fiberglass reinforced plastic |  |  | Double Wall, Fiberglass reinforced plastic |  | 1901-01-01 06:00 |  | Catchment Basin, Single walled catchment basin | Automatic shutoff device At 95% full | Automatic shutoff device At 95% full |  |  | Automatic Tank Gauge |  | Automatic flow restrictor (MLLD) | Automatic flow restrictor (MLLD) | Interstitial Monitoring within Secondary Containment | SENSOR TO ATG | Annual line testing, Continuous alarm system | Continuous alarm system |  | UST Currently In Use: 3; UST Temp Close: 1; AST Currently In Use: 0; AST Temp Closed: 0 | 3 | 1 | 0 | 22176-125-002997 | Circle K Stores, Inc.
11475 | Temporary Closed | 2024-06-19 06:00 | 1981-01-01 06:00 |  | Petroleum | Premium gasoline | Premium gasoline | Retail | Fiberglass reinforced plastic | Fiberglass reinforced plastic |  |  | Double Wall, Fiberglass reinforced plastic |  | 1901-01-01 06:00 |  | Catchment Basin, Single walled catchment basin | Automatic shutoff device At 95% full | Automatic shutoff device At 95% full |  |  | Automatic Tank Gauge |  | Automatic flow restrictor (MLLD) | Automatic flow restrictor (MLLD) | Interstitial Monitoring within Secondary Containment | SENSOR TO ATG | Annual line testing, Continuous alarm system | Continuous alarm system |  | UST Currently In Use: 3; UST Temp Close: 1; AST Currently In Use: 0; AST Temp Closed: 0 | 3 | 1 | 0 | 22176-125-002997 | Circle K Stores, Inc.
11476 | Permanently Closed | 1986-10-01 06:00 | 1969-01-01 06:00 | 1988-01-01 06:00 | Petroleum | On road diesel | On road diesel |  | Steel | Steel |  | Painted or None | Steel |  | 1901-01-01 06:00 | [15 empty] | UST Currently In Use: 2; UST Temp Close: 0; AST Currently In Use: 0; AST Temp Closed: 0 | 2 | 0 | 1 | 24114-073-000651 | CALLAHAN EYE HOSPITAL HEALTH CARE AU
11477 | Currently in Use |  | 1983-01-01 06:00 |  | Petroleum | On road diesel | On road diesel | Emergency Power Generator, Industrial | Fiberglass coated steel, Single Wall | Single Wall |  |  | Single Wall, Steel |  | 1901-01-01 06:00 | Field installed cathodic protection, GALVANIC | Catchment Basin, Single walled catchment basin | Audible high level alarm At 90% full, Automatic shutoff device At 95% full | Automatic shutoff device At 95% full |  |  | Continuous Automatic Tank Gauge |  | Other, EXEMPT | Other |  |  | Other, THIS TANK | Other |  | UST Currently In Use: 2; UST Temp Close: 0; AST Currently In Use: 0; AST Temp Closed: 0 | 2 | 0 | 1 | 24114-073-000651 | CALLAHAN EYE HOSPITAL HEALTH CARE AU
11478 | Currently in Use |  | 1983-01-01 06:00 |  | Petroleum | On road diesel | On road diesel | Emergency Power Generator, Industrial | Fiberglass coated steel, Single Wall | Single Wall |  |  | Single Wall, Steel |  | 1901-01-01 06:00 | Field installed cathodic protection, GALVANIC | Catchment Basin, Single walled catchment basin | Audible high level alarm At 90% full, Automatic shutoff device At 95% full | Automatic shutoff device At 95% full |  |  | Continuous Automatic Tank Gauge |  | Other, EXEMPT | Other |  |  | Other, UNKNOWN | Other |  | UST Currently In Use: 2; UST Temp Close: 0; AST Currently In Use: 0; AST Temp Closed: 0 | 2 | 0 | 1 | 24114-073-000651 | CALLAHAN EYE HOSPITAL HEALTH CARE AU
11479 | Permanently Closed | 1991-07-22 06:00 | 1968-01-01 06:00 | 1991-07-22 06:00 | Petroleum | Unleaded gasoline | Unleaded gasoline |  | Steel | Steel |  | Painted or None | Steel |  | 1901-01-01 06:00 | [15 empty] | UST Currently In Use: 0; UST Temp Close: 0; AST Currently In Use: 0; AST Temp Closed: 0 | 0 | 0 | 3 | 11770-035-010152 | EZELL CASTLEBERRY
11480 | Permanently Closed | 1991-07-22 06:00 | 1968-01-01 06:00 | 1991-07-22 06:00 | Petroleum | On road diesel | On road diesel |  | Steel | Steel |  | Painted or None | Steel |  | 1901-01-01 06:00 | [15 empty] | UST Currently In Use: 0; UST Temp Close: 0; AST Currently In Use: 0; AST Temp Closed: 0 | 0 | 0 | 3 | 11770-035-010152 | EZELL CASTLEBERRY
11481 | Permanently Closed | 1991-07-22 06:00 | 1968-01-01 06:00 | 1991-07-22 06:00 | Petroleum | On road diesel | On road diesel |  | Steel | Steel |  | Painted or None | Steel |  | 1901-01-01 06:00 | [15 empty] | UST Currently In Use: 0; UST Temp Close: 0; AST Currently In Use: 0; AST Temp Closed: 0 | 0 | 0 | 3 | 11770-035-010152 | EZELL CASTLEBERRY
11482 | Permanently Closed | 1901-01-01 06:00 | 1977-01-01 06:00 | 1990-10-10 06:00 | Petroleum | Unleaded gasoline | Unleaded gasoline |  | Steel | Steel |  |  |  |  | 1901-01-01 06:00 | [15 empty] | UST Currently In Use: 0; UST Temp Close: 0; AST Currently In Use: 0; AST Temp Closed: 0 | 0 | 0 | 1 | 11771-015-002706 | F & M ENTERPRISES INC
11483 | Permanently Closed | 1988-12-01 06:00 | 1979-01-01 06:00 | 1988-12-02 06:00 | Petroleum | Unleaded gasoline | Unleaded gasoline |  | Steel | Steel |  | Painted or None | Steel |  | 1901-01-01 06:00 | [15 empty] | UST Currently In Use: 0; UST Temp Close: 0; AST Currently In Use: 0; AST Temp Closed: 0 | 0 | 0 | 2 | 11772-003-004633 | F E LITTLE SONS INC
11484 | Permanently Closed | 1990-01-01 06:00 | 1976-01-01 06:00 | 1990-01-01 06:00 | Petroleum | On road diesel | On road diesel |  | Steel | Steel |  | Painted or None | Steel |  | 1901-01-01 06:00 | [15 empty] | UST Currently In Use: 0; UST Temp Close: 0; AST Currently In Use: 0; AST Temp Closed: 0 | 0 | 0 | 2 | 11772-003-004633 | F E LITTLE SONS INC
11485 | Permanently Closed | 1994-08-17 06:00 | 1979-01-01 06:00 | 1994-08-17 06:00 | Petroleum | Unleaded gasoline | Unleaded gasoline |  | Steel | Steel |  | Painted or None | Steel |  | 1901-01-01 06:00 | [6 empty] | Statistical Inventory Reconciliation (SIR) | [8 empty] | UST Currently In Use: 2; UST Temp Close: 0; AST Currently In Use: 0; AST Temp Closed: 0 | 2 | 0 | 3 | 25265-009-006825 | LGWS/CROSS AMERICA PARTNERS
11486 | Permanently Closed | 1994-08-17 06:00 | 1972-01-01 06:00 | 1994-08-17 06:00 | Petroleum | Unleaded gasoline | Unleaded gasoline |  | Steel | Steel |  | Painted or None | Steel |  | 1901-01-01 06:00 | [6 empty] | Statistical Inventory Reconciliation (SIR) | [8 empty] | UST Currently In Use: 2; UST Temp Close: 0; AST Currently In Use: 0; AST Temp Closed: 0 | 2 | 0 | 3 | 25265-009-006825 | LGWS/CROSS AMERICA PARTNERS
11487 | Permanently Closed | 1994-08-17 06:00 | 1972-01-01 06:00 | 1994-08-17 06:00 | Petroleum | Unleaded gasoline | Unleaded gasoline |  | Steel | Steel |  | Painted or None | Steel |  | 1901-01-01 06:00 | [6 empty] | Statistical Inventory Reconciliation (SIR) | [8 empty] | UST Currently In Use: 2; UST Temp Close: 0; AST Currently In Use: 0; AST Temp Closed: 0 | 2 | 0 | 3 | 25265-009-006825 | LGWS/CROSS AMERICA PARTNERS
11488 | Permanently Closed | 2008-10-01 06:00 | 1983-12-05 06:00 | 2010-07-15 06:00 | Petroleum | Unleaded gasoline | Unleaded gasoline | Retail | Single Wall, Steel | Steel | Field installed cathodic protection |  | Single Wall, Steel |  |  | Field installed cathodic protection | Catchment Basin, Single walled catchment basin | Automatic shutoff device At 95% full | Automatic shutoff device At 95% full |  |  | Statistical Inventory Reconciliation (SIR) | [8 empty] | UST Currently In Use: 0; UST Temp Close: 0; AST Currently In Use: 0; AST Temp Closed: 0 | 0 | 0 | 3 | 17612-009-006826 | ROBERTSON ENTERPRISES, INC.
11489 | Permanently Closed | 2008-10-01 06:00 | 1983-12-05 06:00 | 2010-07-15 06:00 | Petroleum | Premium gasoline | Premium gasoline | Retail | Single Wall, Steel | Steel | Field installed cathodic protection |  | Single Wall, Steel |  |  | Field installed cathodic protection | Catchment Basin, Single walled catchment basin | Automatic shutoff device At 95% full | Automatic shutoff device At 95% full |  |  | Statistical Inventory Reconciliation (SIR) | [8 empty] | UST Currently In Use: 0; UST Temp Close: 0; AST Currently In Use: 0; AST Temp Closed: 0 | 0 | 0 | 3 | 17612-009-006826 | ROBERTSON ENTERPRISES, INC.
11490 | Permanently Closed | 2008-10-01 06:00 | 1983-12-05 06:00 | 2010-07-15 06:00 | Petroleum | On road diesel | On road diesel | Retail | Single Wall, Steel | Steel | Field installed cathodic protection |  | Single Wall, Steel |  |  | Field installed cathodic protection | Catchment Basin, Single walled catchment basin | Automatic shutoff device At 95% full | Automatic shutoff device At 95% full |  |  | Statistical Inventory Reconciliation (SIR) | [8 empty] | UST Currently In Use: 0; UST Temp Close: 0; AST Currently In Use: 0; AST Temp Closed: 0 | 0 | 0 | 3 | 17612-009-006826 | ROBERTSON ENTERPRISES, INC.
11491 | Permanently Closed | 1988-12-06 06:00 | 1901-01-01 06:00 |  | Petroleum | Unleaded gasoline | Unleaded gasoline | [7 empty] | 1901-01-01 06:00 | [15 empty] | UST Currently In Use: 0; UST Temp Close: 0; AST Currently In Use: 0; AST Temp Closed: 0 | 0 | 0 | 1 | 11775-065-012988 | F M BOOZER
11492 | Permanently Closed | 1972-01-01 06:00 | 1964-01-01 06:00 |  | Petroleum | Unleaded gasoline | Unleaded gasoline | [7 empty] | 1901-01-01 06:00 | [15 empty] | UST Currently In Use: 0; UST Temp Close: 0; AST Currently In Use: 0; AST Temp Closed: 0 | 0 | 0 | 6 | 11776-097-007050 | F W HINSON
11493 | Permanently Closed | 1972-01-01 06:00 | 1964-01-01 06:00 |  | Petroleum | Unleaded gasoline | Unleaded gasoline | [7 empty] | 1901-01-01 06:00 | [15 empty] | UST Currently In Use: 0; UST Temp Close: 0; AST Currently In Use: 0; AST Temp Closed: 0 | 0 | 0 | 6 | 11776-097-007050 | F W HINSON
11494 | Permanently Closed | 1972-01-01 06:00 | 1964-01-01 06:00 |  | Petroleum | Unleaded gasoline | Unleaded gasoline | [7 empty] | 1901-01-01 06:00 | [15 empty] | UST Currently In Use: 0; UST Temp Close: 0; AST Currently In Use: 0; AST Temp Closed: 0 | 0 | 0 | 6 | 11776-097-007050 | F W HINSON
11495 | Permanently Closed | 1979-09-01 06:00 | 1969-01-01 06:00 |  | Petroleum | Unleaded gasoline | Unleaded gasoline | [7 empty] | 1901-01-01 06:00 | [15 empty] | UST Currently In Use: 0; UST Temp Close: 0; AST Currently In Use: 0; AST Temp Closed: 0 | 0 | 0 | 6 | 11776-097-007050 | F W HINSON
11496 | Permanently Closed | 1979-09-01 06:00 | 1969-01-01 06:00 |  | Petroleum | Unleaded gasoline | Unleaded gasoline | [7 empty] | 1901-01-01 06:00 | [15 empty] | UST Currently In Use: 0; UST Temp Close: 0; AST Currently In Use: 0; AST Temp Closed: 0 | 0 | 0 | 6 | 11776-097-007050 | F W HINSON
11497 | Permanently Closed | 1972-01-01 06:00 | 1964-01-01 06:00 |  | Petroleum | Used oil | Used oil | [7 empty] | 1901-01-01 06:00 | [15 empty] | UST Currently In Use: 0; UST Temp Close: 0; AST Currently In Use: 0; AST Temp Closed: 0 | 0 | 0 | 6 | 11776-097-007050 | F W HINSON
11500 | Retired | 1988-08-08 06:00 | 1968-01-01 06:00 |  | Petroleum | Unleaded gasoline | Unleaded gasoline |  | Steel | Steel |  | Painted or None | Steel |  | 1901-01-01 06:00 | [15 empty] | UST Currently In Use: 0; UST Temp Close: 0; AST Currently In Use: 0; AST Temp Closed: 0 | 0 | 0 | 0 | 11778-039-004931 | FAIRFIELD GROCERY
11501 | Retired | 1988-08-08 06:00 | 1968-01-01 06:00 |  | Petroleum | Unleaded gasoline | Unleaded gasoline |  | Steel | Steel |  | Painted or None | Steel |  | 1901-01-01 06:00 | [15 empty] | UST Currently In Use: 0; UST Temp Close: 0; AST Currently In Use: 0; AST Temp Closed: 0 | 0 | 0 | 0 | 11778-039-004931 | FAIRFIELD GROCERY
11502 | Retired | 1988-08-08 06:00 | 1968-01-01 06:00 |  | Petroleum | Unleaded gasoline | Unleaded gasoline |  | Steel | Steel |  | Painted or None | Steel |  | 1901-01-01 06:00 | [15 empty] | UST Currently In Use: 0; UST Temp Close: 0; AST Currently In Use: 0; AST Temp Closed: 0 | 0 | 0 | 0 | 11778-039-004931 | FAIRFIELD GROCERY
11503 | Permanently Closed | 1996-08-29 06:00 | 1969-01-01 06:00 | 1996-08-29 06:00 | Petroleum | Kerosene | Kerosene |  | Steel | Steel |  | Painted or None | Steel |  | 1901-01-01 06:00 | [15 empty] | UST Currently In Use: 0; UST Temp Close: 0; AST Currently In Use: 0; AST Temp Closed: 0 | 0 | 0 | 3 | 11779-003-001773 | CITY OF FAIRHOPE
11504 | Permanently Closed | 1996-08-29 06:00 | 1979-01-01 06:00 | 1996-08-29 06:00 | Petroleum | Unleaded gasoline | Unleaded gasoline |  | Steel | Steel |  | Painted or None | Steel |  | 1901-01-01 06:00 | [15 empty] | UST Currently In Use: 0; UST Temp Close: 0; AST Currently In Use: 0; AST Temp Closed: 0 | 0 | 0 | 3 | 11779-003-001773 | CITY OF FAIRHOPE
11505 | Permanently Closed | 1996-08-29 06:00 | 1969-01-01 06:00 | 1996-08-29 06:00 | Petroleum | Unleaded gasoline | Unleaded gasoline |  | Steel | Steel |  | Painted or None | Steel |  | 1901-01-01 06:00 | [15 empty] | UST Currently In Use: 0; UST Temp Close: 0; AST Currently In Use: 0; AST Temp Closed: 0 | 0 | 0 | 3 | 11779-003-001773 | CITY OF FAIRHOPE
11506 | Permanently Closed | 2000-02-28 06:00 | 1981-01-01 06:00 | 2000-02-20 06:00 | Petroleum | Other, STODDARDS | Other |  | Steel | Steel |  | Painted or None | Steel |  | 1901-01-01 06:00 | [6 empty] | Statistical Inventory Reconciliation (SIR) | [8 empty] | UST Currently In Use: 0; UST Temp Close: 0; AST Currently In Use: 0; AST Temp Closed: 0 | 0 | 0 | 1 | 11780-003-011913 | FAIRHOPE LAUNDRY AND CLEANERS INC
11507 | Cannot Locate or abandoned | 1995-09-30 06:00 | 1956-01-01 06:00 |  | Petroleum | Unleaded gasoline | Unleaded gasoline |  | Steel | Steel |  |  |  |  | 1901-01-01 06:00 | [15 empty] | UST Currently In Use: 0; UST Temp Close: 0; AST Currently In Use: 0; AST Temp Closed: 0 | 0 | 0 | 0 | 11781-021-009787 | FAIRVIEW GROCERY MELANIE STROUD
11508 | Cannot Locate or abandoned | 1995-09-30 06:00 | 1956-01-01 06:00 |  | Petroleum | Unleaded gasoline | Unleaded gasoline |  | Steel | Steel |  |  |  |  | 1901-01-01 06:00 | [15 empty] | UST Currently In Use: 0; UST Temp Close: 0; AST Currently In Use: 0; AST Temp Closed: 0 | 0 | 0 | 0 | 11781-021-009787 | FAIRVIEW GROCERY MELANIE STROUD
11509 | Cannot Locate or abandoned | 1995-09-30 06:00 | 1956-01-01 06:00 |  | Petroleum | Kerosene | Kerosene |  | Steel | Steel |  |  |  |  | 1901-01-01 06:00 | [15 empty] | UST Currently In Use: 0; UST Temp Close: 0; AST Currently In Use: 0; AST Temp Closed: 0 | 0 | 0 | 0 | 11781-021-009787 | FAIRVIEW GROCERY MELANIE STROUD
11510 | Currently in Use |  | 1988-07-20 06:00 |  | Petroleum | Unleaded gasoline | Unleaded gasoline | Retail | Steel | Steel | Coated & cathodic protection (sti-P3) |  | Fiberglass reinforced plastic |  |  |  | Catchment Basin, Single walled catchment basin | Automatic shutoff device At 95% full, Flow Rest 90% Full | Flow Rest 90% Full |  |  | Continuous Automatic Tank Gauge |  | Automatic flow restrictor (MLLD), Containment Sump | Containment Sump |  |  | Annual line testing, Continuous alarm system | Continuous alarm system |  | UST Currently In Use: 4; UST Temp Close: 0; AST Currently In Use: 0; AST Temp Closed: 0 | 4 | 0 | 0 | 18078-113-000783 | WHATLEY OIL & AUTO PARTS
11511 | Currently in Use |  | 1988-07-20 06:00 |  | Petroleum | Unleaded gasoline | Unleaded gasoline | Retail | Steel | Steel | Coated & cathodic protection (sti-P3) |  | Fiberglass reinforced plastic |  |  |  | Catchment Basin, Single walled catchment basin | Automatic shutoff device At 95% full, Flow Rest 90% Full | Flow Rest 90% Full |  |  | Continuous Automatic Tank Gauge |  | Automatic flow restrictor (MLLD), Containment Sump | Containment Sump |  |  | Annual line testing | Annual line testing |  | UST Currently In Use: 4; UST Temp Close: 0; AST Currently In Use: 0; AST Temp Closed: 0 | 4 | 0 | 0 | 18078-113-000783 | WHATLEY OIL & AUTO PARTS
11512 | Currently in Use |  | 1988-07-20 06:00 |  | Petroleum | Premium gasoline | Premium gasoline | Retail | Steel | Steel | Coated & cathodic protection (sti-P3) |  | Fiberglass reinforced plastic |  |  |  | Catchment Basin, Single walled catchment basin | Automatic shutoff device At 95% full, Flow Rest 90% Full | Flow Rest 90% Full |  |  | Continuous Automatic Tank Gauge |  | Automatic flow restrictor (MLLD), Containment Sump | Containment Sump |  |  | Annual line testing | Annual line testing |  | UST Currently In Use: 4; UST Temp Close: 0; AST Currently In Use: 0; AST Temp Closed: 0 | 4 | 0 | 0 | 18078-113-000783 | WHATLEY OIL & AUTO PARTS
11513 | Currently in Use |  | 1988-07-20 06:00 |  | Petroleum | On road diesel | On road diesel | Retail | Steel | Steel | Coated & cathodic protection (sti-P3) |  | Fiberglass reinforced plastic |  |  |  | Catchment Basin, Single walled catchment basin | Automatic shutoff device At 95% full, Flow Rest 90% Full | Flow Rest 90% Full |  |  | Continuous Automatic Tank Gauge |  | Automatic flow restrictor (MLLD), Containment Sump | Containment Sump | Interstitial Monitoring within Secondary Containment |  | Annual line testing, Continuous alarm system | Continuous alarm system |  | UST Currently In Use: 4; UST Temp Close: 0; AST Currently In Use: 0; AST Temp Closed: 0 | 4 | 0 | 0 | 18078-113-000783 | WHATLEY OIL & AUTO PARTS
11515 | Permanently Closed | 1901-01-01 06:00 | 1974-01-01 06:00 |  | Petroleum | Unleaded gasoline | Unleaded gasoline |  | Steel | Steel |  | Painted or None | Steel |  | 1901-01-01 06:00 | [15 empty] | UST Currently In Use: 0; UST Temp Close: 0; AST Currently In Use: 0; AST Temp Closed: 0 | 0 | 0 | 5 | 11782-113-014071 | O Y FAISON
11516 | Permanently Closed | 1901-01-01 06:00 | 1974-01-01 06:00 |  | Petroleum | Unleaded gasoline | Unleaded gasoline |  | Steel | Steel |  | Painted or None | Steel |  | 1901-01-01 06:00 | [15 empty] | UST Currently In Use: 0; UST Temp Close: 0; AST Currently In Use: 0; AST Temp Closed: 0 | 0 | 0 | 5 | 11782-113-014071 | O Y FAISON
11517 | Permanently Closed | 1901-01-01 06:00 | 1974-01-01 06:00 |  | Petroleum | Unleaded gasoline | Unleaded gasoline |  | Steel | Steel |  | Painted or None | Steel |  | 1901-01-01 06:00 | [15 empty] | UST Currently In Use: 0; UST Temp Close: 0; AST Currently In Use: 0; AST Temp Closed: 0 | 0 | 0 | 5 | 11782-113-014071 | O Y FAISON
11518 | Permanently Closed | 1901-01-01 06:00 | 1977-01-01 06:00 |  | Petroleum | Unleaded gasoline | Unleaded gasoline |  | Steel | Steel |  | Painted or None | Steel |  | 1901-01-01 06:00 | [15 empty] | UST Currently In Use: 0; UST Temp Close: 0; AST Currently In Use: 0; AST Temp Closed: 0 | 0 | 0 | 5 | 11782-113-014071 | O Y FAISON
11519 | Permanently Closed | 1995-02-01 06:00 | 1974-01-01 06:00 | 1995-02-25 06:00 | Petroleum | Used oil | Used oil | Retail | Steel | Steel |  | Painted or None | Steel |  | 1901-01-01 06:00 | [15 empty] | UST Currently In Use: 0; UST Temp Close: 0; AST Currently In Use: 0; AST Temp Closed: 0 | 0 | 0 | 5 | 11782-113-014071 | O Y FAISON
11520 | Permanently Closed | 1989-09-05 06:00 | 1961-01-01 06:00 |  | Petroleum | Unleaded gasoline | Unleaded gasoline |  |  |  |  | Painted or None | Steel |  | 1901-01-01 06:00 | [15 empty] | UST Currently In Use: 0; UST Temp Close: 0; AST Currently In Use: 0; AST Temp Closed: 0 | 0 | 0 | 2 | 11783-127-000259 | FANNIE MAE MASON
11521 | Permanently Closed | 1980-03-01 06:00 | 1961-01-01 06:00 |  | Petroleum | Other, OTHER | Other |  |  |  |  | Painted or None | Steel |  | 1901-01-01 06:00 | [15 empty] | UST Currently In Use: 0; UST Temp Close: 0; AST Currently In Use: 0; AST Temp Closed: 0 | 0 | 0 | 2 | 11783-127-000259 | FANNIE MAE MASON
11522 | Temporary Closed | 2007-11-30 06:00 | 1968-01-01 06:00 |  | Petroleum | Unleaded gasoline | Unleaded gasoline | Retail | Steel | Steel | Field installed cathodic protection |  | Fiberglass reinforced plastic |  | 1901-01-01 06:00 |  | Catchment Basin, Single walled catchment basin | Automatic shutoff device At 95% full | Automatic shutoff device At 95% full |  |  | Statistical Inventory Reconciliation (SIR) |  | Automatic flow restrictor (MLLD) | Automatic flow restrictor (MLLD) |  |  | Statistical inventory reconciliation (SIR) | Statistical inventory reconciliation (SIR) |  | UST Currently In Use: 0; UST Temp Close: 3; AST Currently In Use: 0; AST Temp Closed: 0 | 0 | 3 | 0 | 22094-097-010752 | TRUC MAI
11524 | Temporary Closed | 2007-11-30 06:00 | 1968-01-01 06:00 |  | Petroleum | Premium gasoline | Premium gasoline | Retail | Steel | Steel | Field installed cathodic protection |  | Fiberglass reinforced plastic |  | 1901-01-01 06:00 |  | Catchment Basin, Single walled catchment basin | Automatic shutoff device At 95% full | Automatic shutoff device At 95% full |  |  | Statistical Inventory Reconciliation (SIR) |  | Automatic flow restrictor (MLLD) | Automatic flow restrictor (MLLD) |  |  | Statistical inventory reconciliation (SIR) | Statistical inventory reconciliation (SIR) |  | UST Currently In Use: 0; UST Temp Close: 3; AST Currently In Use: 0; AST Temp Closed: 0 | 0 | 3 | 0 | 22094-097-010752 | TRUC MAI
11525 | Temporary Closed | 2007-11-30 06:00 | 1968-01-01 06:00 |  | Petroleum | On road diesel | On road diesel | Retail | Steel | Steel | Field installed cathodic protection |  | Fiberglass reinforced plastic |  | 1901-01-01 06:00 |  | Catchment Basin, Single walled catchment basin | Automatic shutoff device At 95% full | Automatic shutoff device At 95% full |  |  | Statistical Inventory Reconciliation (SIR) |  | Automatic flow restrictor (MLLD) | Automatic flow restrictor (MLLD) |  |  | Statistical inventory reconciliation (SIR) | Statistical inventory reconciliation (SIR) |  | UST Currently In Use: 0; UST Temp Close: 3; AST Currently In Use: 0; AST Temp Closed: 0 | 0 | 3 | 0 | 22094-097-010752 | TRUC MAI
11526 | Permanently Closed | 1991-11-15 06:00 | 1976-01-01 06:00 | 1991-11-15 06:00 | Petroleum | On road diesel | On road diesel |  | Steel | Steel |  |  | Steel |  | 1901-01-01 06:00 | [15 empty] | UST Currently In Use: 0; UST Temp Close: 0; AST Currently In Use: 0; AST Temp Closed: 0 | 0 | 0 | 1 | 11785-001-011862 | FARM AIR INC
11527 | Permanently Closed | 1991-11-14 06:00 | 1901-01-01 06:00 | 1991-11-14 06:00 | Petroleum | On road diesel | On road diesel |  | Steel | Steel |  |  | Steel |  | 1901-01-01 06:00 | [15 empty] | UST Currently In Use: 0; UST Temp Close: 0; AST Currently In Use: 0; AST Temp Closed: 0 | 0 | 0 | 1 | 11785-047-011864 | FARM AIR INC
11528 | Permanently Closed | 1901-01-01 06:00 | 1973-01-01 06:00 | 2011-11-11 06:00 | Petroleum | On road diesel | On road diesel |  | Steel | Steel |  | Painted or None | Steel |  | 1901-01-01 06:00 | [15 empty] | UST Currently In Use: 0; UST Temp Close: 0; AST Currently In Use: 0; AST Temp Closed: 0 | 0 | 0 | 4 | 11786-081-010065 | FARMERS ALLIANCE WAREHOUSE
11529 | Permanently Closed | 1980-10-01 06:00 | 1973-01-01 06:00 | 2011-11-11 06:00 | Petroleum | Other, OTHER | Other |  | Steel | Steel |  | Painted or None | Steel |  | 1901-01-01 06:00 | [15 empty] | UST Currently In Use: 0; UST Temp Close: 0; AST Currently In Use: 0; AST Temp Closed: 0 | 0 | 0 | 4 | 11786-081-010065 | FARMERS ALLIANCE WAREHOUSE
11530 | Permanently Closed | 1980-10-01 06:00 | 1973-01-01 06:00 | 2011-11-11 06:00 | Petroleum | Other, OTHER | Other |  | Steel | Steel |  | Painted or None | Steel |  | 1901-01-01 06:00 | [15 empty] | UST Currently In Use: 0; UST Temp Close: 0; AST Currently In Use: 0; AST Temp Closed: 0 | 0 | 0 | 4 | 11786-081-010065 | FARMERS ALLIANCE WAREHOUSE
11533 | Permanently Closed | 1997-07-21 06:00 | 1975-01-01 06:00 | 1997-07-21 06:00 | Petroleum | Unleaded gasoline | Unleaded gasoline |  | Steel | Steel |  | Painted or None | Steel |  | 1901-01-01 06:00 | [6 empty] | Automatic Tank Gauge | [5 empty] | Annual line testing | Annual line testing |  | UST Currently In Use: 2; UST Temp Close: 0; AST Currently In Use: 0; AST Temp Closed: 0 | 2 | 0 | 3 | 11788-049-000833 | FARMERS TELEPHONE COOP
11534 | Permanently Closed | 1997-07-21 06:00 | 1976-01-01 06:00 | 1997-07-21 06:00 | Petroleum | On road diesel | On road diesel |  | Steel | Steel |  | Painted or None | Steel |  | 1901-01-01 06:00 | [6 empty] | Automatic Tank Gauge | [5 empty] | Annual line testing | Annual line testing |  | UST Currently In Use: 2; UST Temp Close: 0; AST Currently In Use: 0; AST Temp Closed: 0 | 2 | 0 | 3 | 11788-049-000833 | FARMERS TELEPHONE COOP
11535 | Permanently Closed | 2019-02-04 06:00 | 1986-01-01 06:00 | 2019-03-11 06:00 | Petroleum | On road diesel | On road diesel | Emergency Power Generator, Industrial | Single Wall, Steel | Steel | Coated & cathodic protection (sti-P3) |  | Other, CU W/I PVC |  | 1901-01-01 06:00 | Isolated or Above Ground | Catchment Basin, Single walled catchment basin | Automatic shutoff device At 95% full | Automatic shutoff device At 95% full |  |  | Automatic Tank Gauge | [8 empty] | UST Currently In Use: 2; UST Temp Close: 0; AST Currently In Use: 0; AST Temp Closed: 0 | 2 | 0 | 3 | 11788-049-000833 | FARMERS TELEPHONE COOP
11536 | Permanently Closed | 2019-04-01 06:00 | 1987-01-01 06:00 | 2020-03-16 06:00 | Petroleum | On road diesel | On road diesel | Emergency Power Generator, Industrial | Steel | Steel | Coated & cathodic protection (sti-P3) |  | Steel, INSIDE PVC |  | 1901-01-01 06:00 | Isolated or Above Ground | Catchment Basin, Single walled catchment basin | Automatic shutoff device At 95% full | Automatic shutoff device At 95% full | [11 empty] | UST Currently In Use: 0; UST Temp Close: 0; AST Currently In Use: 0; AST Temp Closed: 0 | 0 | 0 | 1 | 11788-049-013941 | FARMERS TELEPHONE COOP
11537 | Permanently Closed | 1999-07-20 06:00 | 1987-01-01 06:00 | 1999-07-20 06:00 | Petroleum | On road diesel | On road diesel |  | Steel | Steel | Other, STI-P3 |  | Steel |  | 1901-01-01 06:00 | Field installed cathodic protection | [14 empty] | UST Currently In Use: 0; UST Temp Close: 0; AST Currently In Use: 0; AST Temp Closed: 0 | 0 | 0 | 2 | 11788-071-013622 | FARMERS TELEPHONE COOP
11538 | Currently in Use |  | 1971-06-01 06:00 |  | Petroleum | Unleaded gasoline | Unleaded gasoline | Retail | Single Wall, Steel | Steel | Field installed cathodic protection |  | Flexible, Single Wall |  | 2001-03-01 06:00 |  | Catchment Basin, Single walled catchment basin | Automatic shutoff device At 95% full | Automatic shutoff device At 95% full |  |  | Automatic Tank Gauge | [8 empty] | UST Currently In Use: 2; UST Temp Close: 0; AST Currently In Use: 0; AST Temp Closed: 0 | 2 | 0 | 0 | 23033-073-009974 | DINESH R. PATEL
11539 | Currently in Use |  | 1971-06-01 06:00 |  | Petroleum | Premium gasoline | Premium gasoline | Retail | Single Wall, Steel | Steel | Field installed cathodic protection |  | Flexible, Single Wall |  | 2001-03-01 06:00 |  | Catchment Basin, Single walled catchment basin | Automatic shutoff device At 95% full | Automatic shutoff device At 95% full |  |  | Automatic Tank Gauge | [8 empty] | UST Currently In Use: 2; UST Temp Close: 0; AST Currently In Use: 0; AST Temp Closed: 0 | 2 | 0 | 0 | 23033-073-009974 | DINESH R. PATEL
11540 | Permanently Closed | 1901-01-01 06:00 | 1958-01-01 06:00 | 1988-06-01 06:00 | Petroleum | Unleaded gasoline | Unleaded gasoline |  | Steel | Steel |  | Painted or None | Steel |  | 1901-01-01 06:00 | [15 empty] | UST Currently In Use: 0; UST Temp Close: 0; AST Currently In Use: 0; AST Temp Closed: 0 | 0 | 0 | 1 | 11790-121-011106 | FARR METAL SHOP INC
11541 | Permanently Closed | 1997-08-01 06:00 | 1974-01-01 06:00 | 1997-09-02 06:00 | Petroleum | On road diesel | On road diesel | Bulk facility, Emergency Power Generator | Steel | Steel |  |  | Other, COPPER |  | 1901-01-01 06:00 | [15 empty] | UST Currently In Use: 0; UST Temp Close: 0; AST Currently In Use: 0; AST Temp Closed: 0 | 0 | 0 | 1 | 11791-101-000776 | FATHER WALTER MEMORIAL CENTER
11542 | Permanently Closed | 1901-01-01 06:00 | 1972-01-01 06:00 | 1988-01-01 06:00 | Petroleum | On road diesel | On road diesel |  | Steel | Steel |  | Painted or None | Steel |  | 1901-01-01 06:00 | [15 empty] | UST Currently In Use: 0; UST Temp Close: 0; AST Currently In Use: 0; AST Temp Closed: 0 | 0 | 0 | 2 | 22495-097-000956 | FORTERRA PIPE & PRECAST, LLC
11543 | Permanently Closed | 1901-01-01 06:00 | 1974-01-01 06:00 | 1988-01-01 06:00 | Petroleum | On road diesel | On road diesel |  | Steel | Steel |  | Painted or None | Steel |  | 1901-01-01 06:00 | [15 empty] | UST Currently In Use: 0; UST Temp Close: 0; AST Currently In Use: 0; AST Temp Closed: 0 | 0 | 0 | 2 | 22495-097-000956 | FORTERRA PIPE & PRECAST, LLC
11544 | Permanently Closed | 1988-11-15 06:00 | 1979-01-01 06:00 | 1988-11-15 06:00 | Petroleum | Unleaded gasoline | Unleaded gasoline |  | Steel | Steel |  | Painted or None | Steel |  | 1901-01-01 06:00 | [15 empty] | UST Currently In Use: 0; UST Temp Close: 0; AST Currently In Use: 0; AST Temp Closed: 0 | 0 | 0 | 1 | 11793-069-009773 | FAULKNER CONSTRUCTION CO INC
11545 | Permanently Closed | 1991-08-19 06:00 | 1970-01-01 06:00 | 1991-08-19 06:00 | Petroleum | Unleaded gasoline | Unleaded gasoline | State/federal government | Steel | Steel |  |  | Steel |  | 1901-01-01 06:00 | [15 empty] | UST Currently In Use: 0; UST Temp Close: 0; AST Currently In Use: 0; AST Temp Closed: 0 | 0 | 0 | 2 | 11794-003-010375 | FAULKNER STATE JUNIOR COLLEGE
11546 | Permanently Closed | 1991-08-19 06:00 | 1989-01-01 06:00 | 1991-08-19 06:00 | Petroleum | Unleaded gasoline | Unleaded gasoline | State/federal government | Steel | Steel |  | Painted or None | Steel |  | 1901-01-01 06:00 | [15 empty] | UST Currently In Use: 0; UST Temp Close: 0; AST Currently In Use: 0; AST Temp Closed: 0 | 0 | 0 | 2 | 11794-003-010375 | FAULKNER STATE JUNIOR COLLEGE
11547 | Currently in Use |  | 1981-01-01 06:00 |  | Petroleum | Unleaded gasoline | Unleaded gasoline | Retail | Fiberglass reinforced plastic, Single Wall | Single Wall |  |  | Double Wall, Fiberglass reinforced plastic |  | 2014-10-16 06:00 |  | Catchment Basin, Single walled catchment basin | Automatic shutoff device At 95% full | Automatic shutoff device At 95% full |  |  | Automatic Tank Gauge |  | Automatic flow restrictor (MLLD), Containment Sump | Containment Sump | Interstitial Monitoring within Secondary Containment |  | Continuous alarm system | Continuous alarm system |  | UST Currently In Use: 3; UST Temp Close: 0; AST Currently In Use: 0; AST Temp Closed: 0 | 3 | 0 | 1 | 20611-025-005305 | BUMPERS OIL CO LLC
11548 | Currently in Use |  | 1981-01-01 06:00 |  | Petroleum | Premium gasoline | Premium gasoline | Retail | Fiberglass reinforced plastic, Single Wall | Single Wall |  |  | Double Wall, Fiberglass reinforced plastic |  | 2014-10-16 06:00 |  | Catchment Basin, Single walled catchment basin | Automatic shutoff device At 95% full | Automatic shutoff device At 95% full |  |  | Automatic Tank Gauge |  | Automatic flow restrictor (MLLD), Containment Sump | Containment Sump | Interstitial Monitoring within Secondary Containment |  | Continuous alarm system | Continuous alarm system |  | UST Currently In Use: 3; UST Temp Close: 0; AST Currently In Use: 0; AST Temp Closed: 0 | 3 | 0 | 1 | 20611-025-005305 | BUMPERS OIL CO LLC
11549 | Currently in Use |  | 1981-01-01 06:00 |  | Petroleum | On road diesel | On road diesel | Retail | Fiberglass reinforced plastic, Single Wall | Single Wall |  |  | Double Wall, Fiberglass reinforced plastic |  | 2014-10-16 06:00 |  | Catchment Basin, Single walled catchment basin | Flow Rest 90% Full | Flow Rest 90% Full |  |  | Automatic Tank Gauge |  | Automatic flow restrictor (MLLD), Containment Sump | Containment Sump | Interstitial Monitoring within Secondary Containment |  | Continuous alarm system | Continuous alarm system |  | UST Currently In Use: 3; UST Temp Close: 0; AST Currently In Use: 0; AST Temp Closed: 0 | 3 | 0 | 1 | 20611-025-005305 | BUMPERS OIL CO LLC
11550 | Permanently Closed | 1998-04-30 06:00 | 1981-01-01 06:00 | 1998-04-30 06:00 | Petroleum | Used oil | Used oil |  | Fiberglass reinforced plastic | Fiberglass reinforced plastic |  |  | Fiberglass reinforced plastic |  | 1901-01-01 06:00 | [15 empty] | UST Currently In Use: 3; UST Temp Close: 0; AST Currently In Use: 0; AST Temp Closed: 0 | 3 | 0 | 1 | 20611-025-005305 | BUMPERS OIL CO LLC
11551 | Permanently Closed | 1990-12-13 06:00 | 1983-01-01 06:00 | 1990-12-13 06:00 | Petroleum | Unleaded gasoline | Unleaded gasoline |  | Steel | Steel | Coated & cathodic protection (sti-P3) |  | Steel |  | 1901-01-01 06:00 | [15 empty] | UST Currently In Use: 0; UST Temp Close: 0; AST Currently In Use: 2; AST Temp Closed: 0 | 0 | 0 | 2 | 11795-025-007234 | FAUST OIL CO INC
11552 | Permanently Closed | 1990-12-13 06:00 | 1983-01-01 06:00 | 1990-12-13 06:00 | Petroleum | On road diesel | On road diesel |  | Steel | Steel | Coated & cathodic protection (sti-P3) |  | Steel |  | 1901-01-01 06:00 | [15 empty] | UST Currently In Use: 0; UST Temp Close: 0; AST Currently In Use: 2; AST Temp Closed: 0 | 0 | 0 | 2 | 11795-025-007234 | FAUST OIL CO INC
11553 | Permanently Closed | 1981-10-01 06:00 | 1959-01-01 06:00 | 1988-12-01 06:00 | Petroleum | Unleaded gasoline | Unleaded gasoline |  | Steel | Steel |  | Painted or None | Steel |  | 1901-01-01 06:00 | [15 empty] | UST Currently In Use: 0; UST Temp Close: 0; AST Currently In Use: 0; AST Temp Closed: 0 | 0 | 0 | 2 | 11795-025-007237 | FAUST OIL CO INC
11554 | Permanently Closed | 1981-10-01 06:00 | 1959-01-01 06:00 | 1988-12-01 06:00 | Petroleum | Unleaded gasoline | Unleaded gasoline |  | Steel | Steel |  | Painted or None | Steel |  | 1901-01-01 06:00 | [15 empty] | UST Currently In Use: 0; UST Temp Close: 0; AST Currently In Use: 0; AST Temp Closed: 0 | 0 | 0 | 2 | 11795-025-007237 | FAUST OIL CO INC
11555 | Permanently Closed | 1901-01-01 06:00 | 1976-01-01 06:00 | 2011-11-11 06:00 | Petroleum | Unleaded gasoline | Unleaded gasoline |  | Steel | Steel |  | Painted or None | Steel |  | 1901-01-01 06:00 | [15 empty] | UST Currently In Use: 0; UST Temp Close: 0; AST Currently In Use: 0; AST Temp Closed: 0 | 0 | 0 | 2 | 11795-025-007238 | FAUST OIL CO INC
11556 | Permanently Closed | 1985-01-01 06:00 | 1969-01-01 06:00 | 2011-11-11 06:00 | Petroleum | Other, OTHER | Other |  | Steel | Steel |  | Painted or None | Steel |  | 1901-01-01 06:00 | [15 empty] | UST Currently In Use: 0; UST Temp Close: 0; AST Currently In Use: 0; AST Temp Closed: 0 | 0 | 0 | 2 | 11795-025-007238 | FAUST OIL CO INC
11557 | Permanently Closed | 1991-06-17 06:00 | 1974-01-01 06:00 | 1991-06-17 06:00 | Petroleum | Unleaded gasoline | Unleaded gasoline |  | Steel | Steel |  | Painted or None | Steel |  | 1901-01-01 06:00 | [15 empty] | UST Currently In Use: 0; UST Temp Close: 0; AST Currently In Use: 0; AST Temp Closed: 0 | 0 | 0 | 3 | 11795-025-007239 | FAUST OIL CO INC
11558 | Permanently Closed | 1991-06-17 06:00 | 1959-01-01 06:00 | 1991-06-17 06:00 | Petroleum | Unleaded gasoline | Unleaded gasoline |  | Steel | Steel |  | Painted or None | Steel |  | 1901-01-01 06:00 | [15 empty] | UST Currently In Use: 0; UST Temp Close: 0; AST Currently In Use: 0; AST Temp Closed: 0 | 0 | 0 | 3 | 11795-025-007239 | FAUST OIL CO INC
11559 | Permanently Closed | 1991-06-17 06:00 | 1959-01-01 06:00 | 1991-06-17 06:00 | Petroleum | Unleaded gasoline | Unleaded gasoline |  | Steel | Steel |  | Painted or None | Steel |  | 1901-01-01 06:00 | [15 empty] | UST Currently In Use: 0; UST Temp Close: 0; AST Currently In Use: 0; AST Temp Closed: 0 | 0 | 0 | 3 | 11795-025-007239 | FAUST OIL CO INC
11560 | Permanently Closed | 1998-12-19 06:00 | 1979-01-01 06:00 | 1999-11-04 06:00 | Petroleum | Unleaded gasoline | Unleaded gasoline |  | Steel | Steel |  | Painted or None | Steel |  | 1901-01-01 06:00 | [12 empty] | Annual line testing | Annual line testing |  | UST Currently In Use: 0; UST Temp Close: 0; AST Currently In Use: 0; AST Temp Closed: 0 | 0 | 0 | 3 | 20611-025-007241 | BUMPERS OIL CO LLC
11561 | Permanently Closed | 1998-12-19 06:00 | 1979-01-01 06:00 | 1999-11-04 06:00 | Petroleum | Unleaded gasoline | Unleaded gasoline |  | Steel | Steel |  | Painted or None | Steel |  | 1901-01-01 06:00 | [12 empty] | Annual line testing | Annual line testing |  | UST Currently In Use: 0; UST Temp Close: 0; AST Currently In Use: 0; AST Temp Closed: 0 | 0 | 0 | 3 | 20611-025-007241 | BUMPERS OIL CO LLC
11562 | Permanently Closed | 1998-12-19 06:00 | 1979-01-01 06:00 | 1999-11-04 06:00 | Petroleum | Unleaded gasoline | Unleaded gasoline |  | Steel | Steel |  | Painted or None | Steel |  | 1901-01-01 06:00 | [15 empty] | UST Currently In Use: 0; UST Temp Close: 0; AST Currently In Use: 0; AST Temp Closed: 0 | 0 | 0 | 3 | 20611-025-007241 | BUMPERS OIL CO LLC
11563 | Permanently Closed | 1901-01-01 06:00 | 1964-01-01 06:00 | 2011-11-11 06:00 | Petroleum | Unleaded gasoline | Unleaded gasoline |  | Steel | Steel |  | Painted or None | Steel |  | 1901-01-01 06:00 | [15 empty] | UST Currently In Use: 0; UST Temp Close: 0; AST Currently In Use: 0; AST Temp Closed: 0 | 0 | 0 | 7 | 11795-025-007242 | FAUST OIL CO INC
11564 | Permanently Closed | 1901-01-01 06:00 | 1964-01-01 06:00 | 2011-11-11 06:00 | Petroleum | Unleaded gasoline | Unleaded gasoline |  | Steel | Steel |  | Painted or None | Steel |  | 1901-01-01 06:00 | [15 empty] | UST Currently In Use: 0; UST Temp Close: 0; AST Currently In Use: 0; AST Temp Closed: 0 | 0 | 0 | 7 | 11795-025-007242 | FAUST OIL CO INC
11565 | Permanently Closed | 1901-01-01 06:00 | 1964-01-01 06:00 | 2011-11-11 06:00 | Petroleum | Unleaded gasoline | Unleaded gasoline |  | Steel | Steel |  | Painted or None | Steel |  | 1901-01-01 06:00 | [15 empty] | UST Currently In Use: 0; UST Temp Close: 0; AST Currently In Use: 0; AST Temp Closed: 0 | 0 | 0 | 7 | 11795-025-007242 | FAUST OIL CO INC
11566 | Permanently Closed | 1901-01-01 06:00 | 1964-01-01 06:00 | 2011-11-11 06:00 | Petroleum | Unleaded gasoline | Unleaded gasoline |  | Steel | Steel |  | Painted or None | Steel |  | 1901-01-01 06:00 | [15 empty] | UST Currently In Use: 0; UST Temp Close: 0; AST Currently In Use: 0; AST Temp Closed: 0 | 0 | 0 | 7 | 11795-025-007242 | FAUST OIL CO INC
11567 | Permanently Closed | 1901-01-01 06:00 | 1964-01-01 06:00 | 2011-11-11 06:00 | Petroleum | Unleaded gasoline | Unleaded gasoline |  | Steel | Steel |  | Painted or None | Steel |  | 1901-01-01 06:00 | [15 empty] | UST Currently In Use: 0; UST Temp Close: 0; AST Currently In Use: 0; AST Temp Closed: 0 | 0 | 0 | 7 | 11795-025-007242 | FAUST OIL CO INC
11568 | Permanently Closed | 1901-01-01 06:00 | 1983-01-01 06:00 | 2011-11-11 06:00 | Petroleum | On road diesel | On road diesel |  | Steel | Steel |  | Painted or None | Steel |  | 1901-01-01 06:00 | [15 empty] | UST Currently In Use: 0; UST Temp Close: 0; AST Currently In Use: 0; AST Temp Closed: 0 | 0 | 0 | 7 | 11795-025-007242 | FAUST OIL CO INC
11569 | Permanently Closed | 1901-01-01 06:00 | 1964-01-01 06:00 | 2011-11-11 06:00 | Petroleum | Used oil | Used oil |  | Steel | Steel |  | Painted or None | Steel |  | 1901-01-01 06:00 | [15 empty] | UST Currently In Use: 0; UST Temp Close: 0; AST Currently In Use: 0; AST Temp Closed: 0 | 0 | 0 | 7 | 11795-025-007242 | FAUST OIL CO INC
11570 | Permanently Closed | 2006-03-22 06:00 | 1974-01-01 06:00 | 2006-03-22 06:00 | Petroleum | Unleaded gasoline | Unleaded gasoline | Retail | Fiberglass reinforced plastic | Fiberglass reinforced plastic |  |  | Steel |  | 1901-01-01 06:00 | Field installed cathodic protection | Catchment Basin, Single walled catchment basin | Automatic shutoff device At 95% full | Automatic shutoff device At 95% full |  |  | Automatic Tank Gauge, Statistical Inventory Reconciliation (SIR) | [8 empty] | UST Currently In Use: 3; UST Temp Close: 0; AST Currently In Use: 0; AST Temp Closed: 0 | 3 | 0 | 3 | 20611-025-007243 | BUMPERS OIL CO LLC
11571 | Permanently Closed | 2006-03-22 06:00 | 1974-01-01 06:00 | 2006-03-22 06:00 | Petroleum | Mid-grade gasoline | Mid-grade gasoline | Retail | Fiberglass reinforced plastic | Fiberglass reinforced plastic |  |  | Steel |  | 1901-01-01 06:00 | Field installed cathodic protection | Catchment Basin, Single walled catchment basin | Automatic shutoff device At 95% full | Automatic shutoff device At 95% full |  |  | Automatic Tank Gauge, Statistical Inventory Reconciliation (SIR) | [8 empty] | UST Currently In Use: 3; UST Temp Close: 0; AST Currently In Use: 0; AST Temp Closed: 0 | 3 | 0 | 3 | 20611-025-007243 | BUMPERS OIL CO LLC
11572 | Permanently Closed | 2006-03-22 06:00 | 1983-01-01 06:00 | 2006-03-22 06:00 | Petroleum | Premium gasoline | Premium gasoline | Retail | Fiberglass coated steel | Fiberglass coated steel |  |  | Steel |  | 1901-01-01 06:00 | Field installed cathodic protection | Catchment Basin, Single walled catchment basin | Automatic shutoff device At 95% full | Automatic shutoff device At 95% full |  |  | Automatic Tank Gauge, Statistical Inventory Reconciliation (SIR) | [8 empty] | UST Currently In Use: 3; UST Temp Close: 0; AST Currently In Use: 0; AST Temp Closed: 0 | 3 | 0 | 3 | 20611-025-007243 | BUMPERS OIL CO LLC
11573 | Permanently Closed | 1996-09-19 06:00 | 1971-01-01 06:00 | 1996-09-19 06:00 | Petroleum | Unleaded gasoline | Unleaded gasoline | State/federal government | Steel | Steel |  | Painted or None | Steel |  | 1901-01-01 06:00 | [15 empty] | UST Currently In Use: 0; UST Temp Close: 0; AST Currently In Use: 0; AST Temp Closed: 0 | 0 | 0 | 1 | 14587-025-009698 | AL ST MILITARY DEPT - CFMO ENV. OFF.
11574 | Permanently Closed | 1994-03-25 06:00 | 1969-01-01 06:00 | 1994-03-25 06:00 | Petroleum | Unleaded gasoline | Unleaded gasoline |  | Steel | Steel |  | Painted or None | Steel |  | 1901-01-01 06:00 | [15 empty] | UST Currently In Use: 0; UST Temp Close: 0; AST Currently In Use: 0; AST Temp Closed: 0 | 0 | 0 | 3 | 11795-129-007235 | FAUST OIL CO INC
11575 | Permanently Closed | 1994-03-25 06:00 | 1969-01-01 06:00 | 1994-03-25 06:00 | Petroleum | On road diesel | On road diesel |  | Steel | Steel |  | Painted or None | Steel |  | 1901-01-01 06:00 | [15 empty] | UST Currently In Use: 0; UST Temp Close: 0; AST Currently In Use: 0; AST Temp Closed: 0 | 0 | 0 | 3 | 11795-129-007235 | FAUST OIL CO INC
11576 | Permanently Closed | 1901-01-01 06:00 | 1964-01-01 06:00 | 1994-03-25 06:00 | Petroleum | On road diesel | On road diesel |  | Steel | Steel |  | Painted or None | Steel |  | 1901-01-01 06:00 | [15 empty] | UST Currently In Use: 0; UST Temp Close: 0; AST Currently In Use: 0; AST Temp Closed: 0 | 0 | 0 | 3 | 11795-129-007235 | FAUST OIL CO INC
11577 | Permanently Closed | 1901-01-01 06:00 | 1969-01-01 06:00 | 1987-12-01 06:00 | Petroleum | On road diesel | On road diesel |  | Steel | Steel |  | Painted or None | Steel |  | 1901-01-01 06:00 | [15 empty] | UST Currently In Use: 0; UST Temp Close: 0; AST Currently In Use: 0; AST Temp Closed: 0 | 0 | 0 | 1 | 11795-129-007236 | FAUST OIL CO INC
11578 | Permanently Closed | 1990-04-01 06:00 | 1964-01-01 06:00 | 1990-04-01 06:00 | Petroleum | Unleaded gasoline | Unleaded gasoline |  | Steel | Steel |  | Painted or None | Steel |  | 1901-01-01 06:00 | [15 empty] | UST Currently In Use: 0; UST Temp Close: 0; AST Currently In Use: 4; AST Temp Closed: 0 | 0 | 0 | 4 | 20611-129-007240 | BUMPERS OIL CO LLC
11579 | Permanently Closed | 1990-04-01 06:00 | 1964-01-01 06:00 | 1990-04-01 06:00 | Petroleum | Unleaded gasoline | Unleaded gasoline |  | Steel | Steel |  | Painted or None | Steel |  | 1901-01-01 06:00 | [15 empty] | UST Currently In Use: 0; UST Temp Close: 0; AST Currently In Use: 4; AST Temp Closed: 0 | 0 | 0 | 4 | 20611-129-007240 | BUMPERS OIL CO LLC
11580 | Permanently Closed | 1990-04-01 06:00 | 1964-01-01 06:00 | 1990-04-01 06:00 | Petroleum | Unleaded gasoline | Unleaded gasoline |  | Steel | Steel |  | Painted or None | Steel |  | 1901-01-01 06:00 | [15 empty] | UST Currently In Use: 0; UST Temp Close: 0; AST Currently In Use: 4; AST Temp Closed: 0 | 0 | 0 | 4 | 20611-129-007240 | BUMPERS OIL CO LLC
11581 | Permanently Closed | 1901-01-01 06:00 | 1964-01-01 06:00 | 2011-11-11 06:00 | Petroleum | Used oil | Used oil |  | Steel | Steel |  | Painted or None | Steel |  | 1901-01-01 06:00 | [15 empty] | UST Currently In Use: 0; UST Temp Close: 0; AST Currently In Use: 4; AST Temp Closed: 0 | 0 | 0 | 4 | 20611-129-007240 | BUMPERS OIL CO LLC
11582 | Permanently Closed | 1901-01-01 06:00 | 1963-01-01 06:00 | 1988-11-09 06:00 | Petroleum | On road diesel | On road diesel |  | Steel | Steel |  | Painted or None | Steel |  | 1901-01-01 06:00 | [15 empty] | UST Currently In Use: 0; UST Temp Close: 0; AST Currently In Use: 0; AST Temp Closed: 0 | 0 | 0 | 2 | 11796-127-010295 | FAYE S TANNER
11583 | Permanently Closed | 1901-01-01 06:00 | 1963-01-01 06:00 | 1988-11-09 06:00 | Petroleum | On road diesel | On road diesel |  | Steel | Steel |  | Painted or None | Steel |  | 1901-01-01 06:00 | [15 empty] | UST Currently In Use: 0; UST Temp Close: 0; AST Currently In Use: 0; AST Temp Closed: 0 | 0 | 0 | 2 | 11796-127-010295 | FAYE S TANNER
11584 | Permanently Closed | 1977-09-01 06:00 | 1960-01-01 06:00 | 1993-02-18 06:00 | Petroleum | On road diesel | On road diesel | Local government | Steel | Steel |  | Painted or None | Steel |  | 1901-01-01 06:00 | [15 empty] | UST Currently In Use: 0; UST Temp Close: 0; AST Currently In Use: 1; AST Temp Closed: 0 | 0 | 0 | 2 | 11797-057-013366 | FAYETTE CO HOSPITAL & NURSING HOME
11585 | Permanently Closed | 1991-10-01 06:00 | 1967-01-01 06:00 | 1993-02-18 06:00 | Petroleum | Unleaded gasoline | Unleaded gasoline | Local government | Steel | Steel |  | Painted or None | Steel |  | 1901-01-01 06:00 | [15 empty] | UST Currently In Use: 0; UST Temp Close: 0; AST Currently In Use: 1; AST Temp Closed: 0 | 0 | 0 | 2 | 11797-057-013366 | FAYETTE CO HOSPITAL & NURSING HOME
11586 | Permanently Closed | 1992-05-20 06:00 | 1968-01-01 06:00 | 1992-05-20 06:00 | Petroleum | Unleaded gasoline | Unleaded gasoline | Local government | Steel | Steel |  | Painted or None | Steel |  | 1901-01-01 06:00 | [15 empty] | UST Currently In Use: 0; UST Temp Close: 0; AST Currently In Use: 0; AST Temp Closed: 0 | 0 | 0 | 1 | 11798-057-011086 | FAYETTE COUNTY BOARD OF EDUCATIONPO
11587 | Permanently Closed | 1992-05-20 06:00 | 1968-01-01 06:00 | 1992-05-20 06:00 | Petroleum | Unleaded gasoline | Unleaded gasoline | Local government | Steel | Steel |  | Painted or None | Steel |  | 1901-01-01 06:00 | [15 empty] | UST Currently In Use: 0; UST Temp Close: 0; AST Currently In Use: 0; AST Temp Closed: 0 | 0 | 0 | 1 | 11798-057-011087 | FAYETTE COUNTY BOARD OF EDUCATIONPO
11588 | Permanently Closed | 1991-12-06 06:00 | 1968-01-01 06:00 | 1991-12-06 06:00 | Petroleum | Unleaded gasoline | Unleaded gasoline | Local government | Steel | Steel |  | Painted or None | Steel |  | 1901-01-01 06:00 | [15 empty] | UST Currently In Use: 0; UST Temp Close: 0; AST Currently In Use: 0; AST Temp Closed: 0 | 0 | 0 | 4 | 11798-057-011088 | FAYETTE COUNTY BOARD OF EDUCATIONPO
11589 | Permanently Closed | 1991-12-06 06:00 | 1968-01-01 06:00 | 1991-12-06 06:00 | Petroleum | Unleaded gasoline | Unleaded gasoline | Local government | Steel | Steel |  | Painted or None | Steel |  | 1901-01-01 06:00 | [15 empty] | UST Currently In Use: 0; UST Temp Close: 0; AST Currently In Use: 0; AST Temp Closed: 0 | 0 | 0 | 4 | 11798-057-011088 | FAYETTE COUNTY BOARD OF EDUCATIONPO
11590 | Permanently Closed | 1991-12-06 06:00 | 1968-01-01 06:00 | 1991-12-06 06:00 | Petroleum | Unleaded gasoline | Unleaded gasoline | Local government | Steel | Steel |  | Painted or None | Steel |  | 1901-01-01 06:00 | [15 empty] | UST Currently In Use: 0; UST Temp Close: 0; AST Currently In Use: 0; AST Temp Closed: 0 | 0 | 0 | 4 | 11798-057-011088 | FAYETTE COUNTY BOARD OF EDUCATIONPO
11591 | Permanently Closed | 1991-12-06 06:00 | 1968-01-01 06:00 | 1991-12-06 06:00 | Petroleum | Unleaded gasoline | Unleaded gasoline | Local government | Steel | Steel |  | Painted or None | Steel |  | 1901-01-01 06:00 | [15 empty] | UST Currently In Use: 0; UST Temp Close: 0; AST Currently In Use: 0; AST Temp Closed: 0 | 0 | 0 | 4 | 11798-057-011088 | FAYETTE COUNTY BOARD OF EDUCATIONPO
11592 | Permanently Closed | 1989-01-01 06:00 | 1975-01-01 06:00 | 1989-11-01 06:00 | Petroleum | Unleaded gasoline | Unleaded gasoline | Local government | Steel | Steel |  |  | Steel |  | 1901-01-01 06:00 | [15 empty] | UST Currently In Use: 0; UST Temp Close: 0; AST Currently In Use: 0; AST Temp Closed: 0 | 0 | 0 | 2 | 11799-057-006315 | FAYETTE COUNTY COMMISSION
11593 | Permanently Closed | 1989-01-01 06:00 | 1975-01-01 06:00 | 1989-11-01 06:00 | Petroleum | Unleaded gasoline | Unleaded gasoline | Local government | Steel | Steel |  |  | Steel |  | 1901-01-01 06:00 | [15 empty] | UST Currently In Use: 0; UST Temp Close: 0; AST Currently In Use: 0; AST Temp Closed: 0 | 0 | 0 | 2 | 11799-057-006315 | FAYETTE COUNTY COMMISSION
11594 | Permanently Closed | 1993-11-01 06:00 | 1976-01-01 06:00 | 1995-07-27 06:00 | Petroleum | On road diesel | On road diesel | Local government | Steel | Steel |  |  | Steel |  | 1901-01-01 06:00 | [15 empty] | UST Currently In Use: 0; UST Temp Close: 0; AST Currently In Use: 0; AST Temp Closed: 0 | 0 | 0 | 2 | 11799-057-007126 | FAYETTE COUNTY COMMISSION
11595 | Permanently Closed | 1993-11-01 06:00 | 1976-01-01 06:00 | 1995-07-27 06:00 | Petroleum | Unleaded gasoline | Unleaded gasoline | Local government | Steel | Steel |  |  | Steel |  | 1901-01-01 06:00 | [15 empty] | UST Currently In Use: 0; UST Temp Close: 0; AST Currently In Use: 0; AST Temp Closed: 0 | 0 | 0 | 2 | 11799-057-007126 | FAYETTE COUNTY COMMISSION
11596 | Permanently Closed | 1993-11-01 06:00 | 1981-01-01 06:00 | 1995-07-27 06:00 | Petroleum | On road diesel | On road diesel | Local government | Steel | Steel |  |  | Steel |  | 1901-01-01 06:00 | [15 empty] | UST Currently In Use: 0; UST Temp Close: 0; AST Currently In Use: 0; AST Temp Closed: 0 | 0 | 0 | 2 | 11799-057-007127 | FAYETTE COUNTY COMMISSION
11597 | Permanently Closed | 1993-11-01 06:00 | 1981-01-01 06:00 | 1995-07-27 06:00 | Petroleum | Unleaded gasoline | Unleaded gasoline | Local government | Steel | Steel |  |  | Steel |  | 1901-01-01 06:00 | [15 empty] | UST Currently In Use: 0; UST Temp Close: 0; AST Currently In Use: 0; AST Temp Closed: 0 | 0 | 0 | 2 | 11799-057-007127 | FAYETTE COUNTY COMMISSION
11598 | Permanently Closed | 1993-11-01 06:00 | 1975-01-01 06:00 | 1995-07-27 06:00 | Petroleum | On road diesel | On road diesel | Local government | Steel | Steel |  |  | Steel |  | 1901-01-01 06:00 | [15 empty] | UST Currently In Use: 0; UST Temp Close: 0; AST Currently In Use: 0; AST Temp Closed: 0 | 0 | 0 | 2 | 11799-057-007128 | FAYETTE COUNTY COMMISSION
11599 | Permanently Closed | 1993-11-01 06:00 | 1975-01-01 06:00 | 1995-07-27 06:00 | Petroleum | Unleaded gasoline | Unleaded gasoline | Local government | Steel | Steel |  |  | Steel |  | 1901-01-01 06:00 | [15 empty] | UST Currently In Use: 0; UST Temp Close: 0; AST Currently In Use: 0; AST Temp Closed: 0 | 0 | 0 | 2 | 11799-057-007128 | FAYETTE COUNTY COMMISSION
11600 | Permanently Closed | 1993-11-01 06:00 | 1981-01-01 06:00 | 1995-07-27 06:00 | Petroleum | On road diesel | On road diesel | Local government | Steel | Steel |  |  | Steel |  | 1901-01-01 06:00 | [15 empty] | UST Currently In Use: 0; UST Temp Close: 0; AST Currently In Use: 0; AST Temp Closed: 0 | 0 | 0 | 2 | 11799-057-007129 | FAYETTE COUNTY COMMISSION
11601 | Permanently Closed | 1993-11-01 06:00 | 1981-01-01 06:00 | 1995-07-27 06:00 | Petroleum | Unleaded gasoline | Unleaded gasoline | Local government | Steel | Steel |  |  | Steel |  | 1901-01-01 06:00 | [15 empty] | UST Currently In Use: 0; UST Temp Close: 0; AST Currently In Use: 0; AST Temp Closed: 0 | 0 | 0 | 2 | 11799-057-007129 | FAYETTE COUNTY COMMISSION
11602 | Permanently Closed | 1991-12-16 06:00 | 1971-01-01 06:00 | 1991-12-16 06:00 | Petroleum | On road diesel | On road diesel | Local government | Steel | Steel |  |  | Steel |  | 1901-01-01 06:00 | [15 empty] | UST Currently In Use: 0; UST Temp Close: 0; AST Currently In Use: 4; AST Temp Closed: 0 | 0 | 0 | 2 | 11799-057-007130 | FAYETTE COUNTY COMMISSION
11603 | Permanently Closed | 1991-12-16 06:00 | 1971-01-01 06:00 | 1991-12-16 06:00 | Petroleum | Unleaded gasoline | Unleaded gasoline | Local government | Steel | Steel |  |  | Steel |  | 1901-01-01 06:00 | [15 empty] | UST Currently In Use: 0; UST Temp Close: 0; AST Currently In Use: 4; AST Temp Closed: 0 | 0 | 0 | 2 | 11799-057-007130 | FAYETTE COUNTY COMMISSION
11604 | Permanently Closed | 2000-09-11 06:00 | 1979-02-09 06:00 | 2000-09-11 06:00 | Petroleum | Used oil | Used oil | Bulk facility | Steel | Steel |  |  | Steel |  | 1901-01-01 06:00 |  | Other, EXEMPT | Other, EXEMPT | Other |  |  | Manual Tank Gauging (only tanks 1000 gal. or less and 48” or 64” in diameter) | [8 empty] | UST Currently In Use: 0; UST Temp Close: 0; AST Currently In Use: 0; AST Temp Closed: 0 | 0 | 0 | 1 | 19729-057-000358 | THIGPEN FORD MERCURY INC
11605 | Permanently Closed | 2014-07-01 06:00 | 1968-01-01 06:00 | 2014-07-21 06:00 | Petroleum | Unleaded gasoline | Unleaded gasoline | Retail | Steel | Steel | Field installed cathodic protection |  | Steel |  |  | Field installed cathodic protection | Catchment Basin, Single walled catchment basin | Automatic shutoff device At 95% full | Automatic shutoff device At 95% full |  |  | Statistical Inventory Reconciliation (SIR) | [5 empty] | Statistical inventory reconciliation (SIR) | Statistical inventory reconciliation (SIR) |  | UST Currently In Use: 4; UST Temp Close: 0; AST Currently In Use: 0; AST Temp Closed: 0 | 4 | 0 | 3 | 21090-087-011171 | LOVES COUNTRY STORES
11606 | Permanently Closed | 2014-07-01 06:00 | 1968-01-01 06:00 | 2014-07-21 06:00 | Petroleum | Premium gasoline | Premium gasoline | Retail | Steel | Steel | Field installed cathodic protection |  | Steel |  |  | Field installed cathodic protection | Catchment Basin, Single walled catchment basin | Automatic shutoff device At 95% full | Automatic shutoff device At 95% full |  |  | Statistical Inventory Reconciliation (SIR) | [5 empty] | Statistical inventory reconciliation (SIR) | Statistical inventory reconciliation (SIR) |  | UST Currently In Use: 4; UST Temp Close: 0; AST Currently In Use: 0; AST Temp Closed: 0 | 4 | 0 | 3 | 21090-087-011171 | LOVES COUNTRY STORES
11607 | Permanently Closed | 2014-07-01 06:00 | 1968-01-01 06:00 | 2014-07-21 06:00 | Petroleum | On road diesel | On road diesel | Retail | Steel | Steel | Field installed cathodic protection |  | Steel |  |  | Field installed cathodic protection | Catchment Basin, Single walled catchment basin | Automatic shutoff device At 95% full | Automatic shutoff device At 95% full |  |  | Statistical Inventory Reconciliation (SIR) | [5 empty] | Statistical inventory reconciliation (SIR) | Statistical inventory reconciliation (SIR) |  | UST Currently In Use: 4; UST Temp Close: 0; AST Currently In Use: 0; AST Temp Closed: 0 | 4 | 0 | 3 | 21090-087-011171 | LOVES COUNTRY STORES
11608 | Permanently Closed | 1999-03-24 06:00 | 1981-01-01 06:00 | 1999-11-09 06:00 | Petroleum | Unleaded gasoline | Unleaded gasoline |  | Steel | Steel |  | Painted or None | Steel |  | 1901-01-01 06:00 | [12 empty] | Annual line testing | Annual line testing |  | UST Currently In Use: 0; UST Temp Close: 0; AST Currently In Use: 0; AST Temp Closed: 0 | 0 | 0 | 3 | 11804-025-003751 | FEASTER OIL COMPANY
11609 | Permanently Closed | 1999-03-24 06:00 | 1981-01-01 06:00 | 1999-11-09 06:00 | Petroleum | Unleaded gasoline | Unleaded gasoline |  | Steel | Steel |  | Painted or None | Steel |  | 1901-01-01 06:00 | [12 empty] | Annual line testing | Annual line testing |  | UST Currently In Use: 0; UST Temp Close: 0; AST Currently In Use: 0; AST Temp Closed: 0 | 0 | 0 | 3 | 11804-025-003751 | FEASTER OIL COMPANY
11610 | Permanently Closed | 1999-03-24 06:00 | 1981-01-01 06:00 | 1999-11-09 06:00 | Petroleum | On road diesel | On road diesel |  | Steel | Steel |  | Painted or None | Steel |  | 1901-01-01 06:00 | [12 empty] | Annual line testing | Annual line testing |  | UST Currently In Use: 0; UST Temp Close: 0; AST Currently In Use: 0; AST Temp Closed: 0 | 0 | 0 | 3 | 11804-025-003751 | FEASTER OIL COMPANY
11611 | Temporary Closed | 2008-07-29 06:00 | 1981-01-01 06:00 |  | Petroleum | Unleaded gasoline | Unleaded gasoline | Retail | Steel | Steel | Field installed cathodic protection |  | Steel |  |  | Field installed cathodic protection | Catchment Basin, Single walled catchment basin | Automatic shutoff device At 95% full | Automatic shutoff device At 95% full |  |  | Statistical Inventory Reconciliation (SIR) | [8 empty] | UST Currently In Use: 0; UST Temp Close: 3; AST Currently In Use: 0; AST Temp Closed: 0 | 0 | 3 | 0 | 11804-025-003752 | FEASTER OIL COMPANY
11612 | Temporary Closed | 2008-07-29 06:00 | 1981-01-01 06:00 |  | Petroleum | Mid-grade gasoline | Mid-grade gasoline | Retail | Steel | Steel | Field installed cathodic protection |  | Steel |  |  | Field installed cathodic protection | Catchment Basin, Single walled catchment basin | Automatic shutoff device At 95% full | Automatic shutoff device At 95% full |  |  | Statistical Inventory Reconciliation (SIR) | [8 empty] | UST Currently In Use: 0; UST Temp Close: 3; AST Currently In Use: 0; AST Temp Closed: 0 | 0 | 3 | 0 | 11804-025-003752 | FEASTER OIL COMPANY
11613 | Temporary Closed | 2008-07-29 06:00 | 1981-01-01 06:00 |  | Petroleum | On road diesel | On road diesel | Retail | Steel | Steel | Field installed cathodic protection |  | Steel |  |  | Field installed cathodic protection | Catchment Basin, Single walled catchment basin | Automatic shutoff device At 95% full | Automatic shutoff device At 95% full |  |  | Statistical Inventory Reconciliation (SIR) |  | Automatic flow restrictor (MLLD) | Automatic flow restrictor (MLLD) |  |  | Statistical inventory reconciliation (SIR) | Statistical inventory reconciliation (SIR) |  | UST Currently In Use: 0; UST Temp Close: 3; AST Currently In Use: 0; AST Temp Closed: 0 | 0 | 3 | 0 | 11804-025-003752 | FEASTER OIL COMPANY
11614 | Permanently Closed | 2000-01-13 06:00 | 1975-01-01 06:00 | 2007-05-03 06:00 | Petroleum | Unleaded gasoline | Unleaded gasoline |  | Steel | Steel |  | Painted or None | Steel |  | 1901-01-01 06:00 | [12 empty] | Annual line testing | Annual line testing |  | UST Currently In Use: 0; UST Temp Close: 0; AST Currently In Use: 0; AST Temp Closed: 0 | 0 | 0 | 3 | 20710-025-003777 | THOMASVILLE MART LLC
11615 | Permanently Closed | 2000-01-13 06:00 | 1975-01-01 06:00 | 2007-05-03 06:00 | Petroleum | Unleaded gasoline | Unleaded gasoline |  | Steel | Steel |  | Painted or None | Steel |  | 1901-01-01 06:00 | [12 empty] | Annual line testing | Annual line testing |  | UST Currently In Use: 0; UST Temp Close: 0; AST Currently In Use: 0; AST Temp Closed: 0 | 0 | 0 | 3 | 20710-025-003777 | THOMASVILLE MART LLC
11616 | Permanently Closed | 2000-01-13 06:00 | 1975-01-01 06:00 | 2007-05-03 06:00 | Petroleum | On road diesel | On road diesel |  | Steel | Steel |  | Painted or None | Steel |  | 1901-01-01 06:00 | [12 empty] | Annual line testing | Annual line testing |  | UST Currently In Use: 0; UST Temp Close: 0; AST Currently In Use: 0; AST Temp Closed: 0 | 0 | 0 | 3 | 20710-025-003777 | THOMASVILLE MART LLC
11617 | Currently in Use |  | 1986-01-01 06:00 |  | Petroleum | Unleaded gasoline | Unleaded gasoline | Retail | Steel | Steel | Coated & cathodic protection (sti-P3) |  | Flexible |  |  |  | Catchment Basin, Single walled catchment basin | Automatic shutoff device At 95% full | Automatic shutoff device At 95% full |  |  | Automatic Tank Gauge, Statistical Inventory Reconciliation (SIR) |  | Automatic flow restrictor (MLLD), Containment Sump | Containment Sump |  |  | Annual line testing, Statistical inventory reconciliation (SIR) | Statistical inventory reconciliation (SIR) |  | UST Currently In Use: 4; UST Temp Close: 0; AST Currently In Use: 0; AST Temp Closed: 0 | 4 | 0 | 0 | 20611-025-011920 | BUMPERS OIL CO LLC
11618 | Currently in Use |  | 1986-01-01 06:00 |  | Petroleum | Premium gasoline | Premium gasoline | Retail | Steel | Steel | Coated & cathodic protection (sti-P3) |  | Flexible |  |  |  | Catchment Basin, Single walled catchment basin | Automatic shutoff device At 95% full | Automatic shutoff device At 95% full |  |  | Automatic Tank Gauge, Statistical Inventory Reconciliation (SIR) |  | Automatic flow restrictor (MLLD), Containment Sump | Containment Sump |  |  | Annual line testing, Statistical inventory reconciliation (SIR) | Statistical inventory reconciliation (SIR) |  | UST Currently In Use: 4; UST Temp Close: 0; AST Currently In Use: 0; AST Temp Closed: 0 | 4 | 0 | 0 | 20611-025-011920 | BUMPERS OIL CO LLC
11619 | Currently in Use |  | 1986-01-01 06:00 |  | Petroleum | On road diesel | On road diesel | Retail | Steel | Steel | Coated & cathodic protection (sti-P3) |  | Flexible |  |  |  | Catchment Basin, Single walled catchment basin | Automatic shutoff device At 95% full | Automatic shutoff device At 95% full |  |  | Automatic Tank Gauge, Statistical Inventory Reconciliation (SIR) |  | Automatic flow restrictor (MLLD), Containment Sump | Containment Sump |  |  | Annual line testing, Statistical inventory reconciliation (SIR) | Statistical inventory reconciliation (SIR) |  | UST Currently In Use: 4; UST Temp Close: 0; AST Currently In Use: 0; AST Temp Closed: 0 | 4 | 0 | 0 | 20611-025-011920 | BUMPERS OIL CO LLC
11620 | Currently in Use |  | 1986-01-01 06:00 |  | Petroleum | On road diesel | On road diesel | Retail | Steel | Steel | Coated & cathodic protection (sti-P3) |  | Flexible |  |  |  | Catchment Basin, Single walled catchment basin | Automatic shutoff device At 95% full | Automatic shutoff device At 95% full |  |  | Automatic Tank Gauge, Statistical Inventory Reconciliation (SIR) |  | Automatic flow restrictor (MLLD), Containment Sump | Containment Sump |  |  | Annual line testing, Statistical inventory reconciliation (SIR) | Statistical inventory reconciliation (SIR) |  | UST Currently In Use: 4; UST Temp Close: 0; AST Currently In Use: 0; AST Temp Closed: 0 | 4 | 0 | 0 | 20611-025-011920 | BUMPERS OIL CO LLC
11621 | Temporary Closed | 2008-09-22 06:00 | 1985-01-01 06:00 |  | Petroleum | Unleaded gasoline | Unleaded gasoline | Retail | Steel | Steel | Field installed cathodic protection |  | Steel |  | 1901-01-01 06:00 | Field installed cathodic protection | Catchment Basin, Single walled catchment basin | Automatic shutoff device At 95% full | Automatic shutoff device At 95% full |  |  | Statistical Inventory Reconciliation (SIR) |  | Automatic flow restrictor (MLLD) | Automatic flow restrictor (MLLD) |  |  | Statistical inventory reconciliation (SIR) | Statistical inventory reconciliation (SIR) |  | UST Currently In Use: 0; UST Temp Close: 3; AST Currently In Use: 0; AST Temp Closed: 0 | 0 | 3 | 0 | 11804-035-012821 | FEASTER OIL COMPANY
11623 | Temporary Closed | 2008-09-22 06:00 | 1984-01-01 06:00 |  | Petroleum | On road diesel | On road diesel | Retail | Steel | Steel | Field installed cathodic protection |  | Steel |  | 1901-01-01 06:00 | Field installed cathodic protection | Catchment Basin, Single walled catchment basin | Automatic shutoff device At 95% full | Automatic shutoff device At 95% full |  |  | Statistical Inventory Reconciliation (SIR) |  | Automatic flow restrictor (MLLD) | Automatic flow restrictor (MLLD) |  |  | Statistical inventory reconciliation (SIR) | Statistical inventory reconciliation (SIR) |  | UST Currently In Use: 0; UST Temp Close: 3; AST Currently In Use: 0; AST Temp Closed: 0 | 0 | 3 | 0 | 11804-035-012821 | FEASTER OIL COMPANY
11624 | Temporary Closed | 2004-10-20 06:00 | 1984-01-01 06:00 |  | Petroleum | Premium gasoline | Premium gasoline | Retail | Steel | Steel | Field installed cathodic protection |  | Steel |  | 1901-01-01 06:00 | Field installed cathodic protection | Catchment Basin, Single walled catchment basin | Flow Rest 90% Full | Flow Rest 90% Full |  |  | Statistical Inventory Reconciliation (SIR) |  | Automatic flow restrictor (MLLD) | Automatic flow restrictor (MLLD) |  |  | Statistical inventory reconciliation (SIR) | Statistical inventory reconciliation (SIR) |  | UST Currently In Use: 0; UST Temp Close: 3; AST Currently In Use: 0; AST Temp Closed: 0 | 0 | 3 | 0 | 11804-035-012821 | FEASTER OIL COMPANY
11625 | Temporary Closed | 2012-02-23 06:00 | 1988-01-01 06:00 |  | Petroleum | Unleaded gasoline | Unleaded gasoline | Retail | Steel | Steel | Coated & cathodic protection (sti-P3) |  | Fiberglass reinforced plastic |  |  |  | Catchment Basin, Single walled catchment basin | Automatic shutoff device At 95% full | Automatic shutoff device At 95% full |  |  | Automatic Tank Gauge |  | Automatic flow restrictor (MLLD) | Automatic flow restrictor (MLLD) |  |  | Annual line testing | Annual line testing |  | UST Currently In Use: 0; UST Temp Close: 4; AST Currently In Use: 0; AST Temp Closed: 0 | 0 | 4 | 0 | 11453-035-014332 | DIAMOND GASOLINE STATIONS, INC.
11626 | Temporary Closed | 2012-02-23 06:00 | 1988-01-01 06:00 |  | Petroleum | Mid-grade gasoline | Mid-grade gasoline | Retail | Steel | Steel | Coated & cathodic protection (sti-P3) |  | Fiberglass reinforced plastic |  |  |  | Catchment Basin, Single walled catchment basin | Automatic shutoff device At 95% full | Automatic shutoff device At 95% full |  |  | Automatic Tank Gauge |  | Automatic flow restrictor (MLLD) | Automatic flow restrictor (MLLD) |  |  | Annual line testing | Annual line testing |  | UST Currently In Use: 0; UST Temp Close: 4; AST Currently In Use: 0; AST Temp Closed: 0 | 0 | 4 | 0 | 11453-035-014332 | DIAMOND GASOLINE STATIONS, INC.
11627 | Temporary Closed | 2012-02-23 06:00 | 1988-01-01 06:00 |  | Petroleum | Premium gasoline | Premium gasoline | Retail | Steel | Steel | Coated & cathodic protection (sti-P3) |  | Fiberglass reinforced plastic |  |  |  | Catchment Basin, Single walled catchment basin | Automatic shutoff device At 95% full | Automatic shutoff device At 95% full |  |  | Automatic Tank Gauge |  | Automatic flow restrictor (MLLD) | Automatic flow restrictor (MLLD) |  |  | Annual line testing | Annual line testing |  | UST Currently In Use: 0; UST Temp Close: 4; AST Currently In Use: 0; AST Temp Closed: 0 | 0 | 4 | 0 | 11453-035-014332 | DIAMOND GASOLINE STATIONS, INC.
11628 | Temporary Closed | 2012-02-23 06:00 | 1988-01-01 06:00 |  | Petroleum | On road diesel | On road diesel | Retail | Steel | Steel | Coated & cathodic protection (sti-P3) |  | Fiberglass reinforced plastic |  |  |  | Catchment Basin, Single walled catchment basin | Flow Rest 90% Full | Flow Rest 90% Full |  |  | Automatic Tank Gauge |  | Automatic flow restrictor (MLLD) | Automatic flow restrictor (MLLD) |  |  | Annual line testing | Annual line testing |  | UST Currently In Use: 0; UST Temp Close: 4; AST Currently In Use: 0; AST Temp Closed: 0 | 0 | 4 | 0 | 11453-035-014332 | DIAMOND GASOLINE STATIONS, INC.
11629 | Permanently Closed | 1901-01-01 06:00 | 1964-01-01 06:00 | 1988-01-01 06:00 | Petroleum | Unleaded gasoline | Unleaded gasoline |  | Steel | Steel |  | Painted or None | Steel |  | 1901-01-01 06:00 | [15 empty] | UST Currently In Use: 0; UST Temp Close: 0; AST Currently In Use: 0; AST Temp Closed: 0 | 0 | 0 | 3 | 11804-099-003753 | FEASTER OIL COMPANY
11630 | Permanently Closed | 1901-01-01 06:00 | 1964-01-01 06:00 | 1988-01-01 06:00 | Petroleum | Unleaded gasoline | Unleaded gasoline |  | Steel | Steel |  | Painted or None | Steel |  | 1901-01-01 06:00 | [15 empty] | UST Currently In Use: 0; UST Temp Close: 0; AST Currently In Use: 0; AST Temp Closed: 0 | 0 | 0 | 3 | 11804-099-003753 | FEASTER OIL COMPANY
11631 | Permanently Closed | 1901-01-01 06:00 | 1964-01-01 06:00 | 1988-01-01 06:00 | Petroleum | Unleaded gasoline | Unleaded gasoline |  | Steel | Steel |  | Painted or None | Steel |  | 1901-01-01 06:00 | [15 empty] | UST Currently In Use: 0; UST Temp Close: 0; AST Currently In Use: 0; AST Temp Closed: 0 | 0 | 0 | 3 | 11804-099-003753 | FEASTER OIL COMPANY
11632 | Temporary Closed | 2008-02-01 06:00 | 1984-01-01 06:00 |  | Petroleum | Unleaded gasoline | Unleaded gasoline | Retail | Steel | Steel | Field installed cathodic protection |  | Flexible |  |  |  | Catchment Basin, Single walled catchment basin | Automatic shutoff device At 95% full | Automatic shutoff device At 95% full |  |  | Statistical Inventory Reconciliation (SIR) |  | Automatic flow restrictor (MLLD), Containment Sump | Containment Sump |  |  | Statistical inventory reconciliation (SIR) | Statistical inventory reconciliation (SIR) |  | UST Currently In Use: 0; UST Temp Close: 4; AST Currently In Use: 0; AST Temp Closed: 0 | 0 | 4 | 0 | 24468-099-003756 | KEEP THE FORK INVESTMENTS
11633 | Temporary Closed | 2008-02-01 06:00 | 1983-01-01 06:00 |  | Petroleum | Mid-grade gasoline | Mid-grade gasoline | Retail | Steel | Steel | Field installed cathodic protection |  | Flexible |  |  |  | Catchment Basin, Single walled catchment basin | Automatic shutoff device At 95% full | Automatic shutoff device At 95% full |  |  | Statistical Inventory Reconciliation (SIR) |  | Automatic flow restrictor (MLLD), Containment Sump | Containment Sump |  |  | Statistical inventory reconciliation (SIR) | Statistical inventory reconciliation (SIR) |  | UST Currently In Use: 0; UST Temp Close: 4; AST Currently In Use: 0; AST Temp Closed: 0 | 0 | 4 | 0 | 24468-099-003756 | KEEP THE FORK INVESTMENTS
11634 | Temporary Closed | 2008-02-01 06:00 | 1983-01-01 06:00 |  | Petroleum | Premium gasoline | Premium gasoline | Retail | Steel | Steel | Field installed cathodic protection |  | Fiberglass reinforced plastic |  |  |  | Catchment Basin, Single walled catchment basin | Automatic shutoff device At 95% full | Automatic shutoff device At 95% full |  |  | Statistical Inventory Reconciliation (SIR) |  | Automatic flow restrictor (MLLD), Containment Sump | Containment Sump |  |  | Statistical inventory reconciliation (SIR) | Statistical inventory reconciliation (SIR) |  | UST Currently In Use: 0; UST Temp Close: 4; AST Currently In Use: 0; AST Temp Closed: 0 | 0 | 4 | 0 | 24468-099-003756 | KEEP THE FORK INVESTMENTS
11635 | Temporary Closed | 2008-02-01 06:00 | 1983-01-01 06:00 |  | Petroleum | On road diesel | On road diesel | Retail | Steel | Steel | Field installed cathodic protection |  | Flexible |  |  |  | Catchment Basin, Single walled catchment basin | Automatic shutoff device At 95% full | Automatic shutoff device At 95% full |  |  | Statistical Inventory Reconciliation (SIR) |  | Automatic flow restrictor (MLLD), Containment Sump | Containment Sump |  |  | Statistical inventory reconciliation (SIR) | Statistical inventory reconciliation (SIR) |  | UST Currently In Use: 0; UST Temp Close: 4; AST Currently In Use: 0; AST Temp Closed: 0 | 0 | 4 | 0 | 24468-099-003756 | KEEP THE FORK INVESTMENTS
11636 | Permanently Closed | 1988-09-01 06:00 | 1980-01-01 06:00 | 1988-09-01 06:00 | Petroleum | Unleaded gasoline | Unleaded gasoline |  | Steel | Steel |  | Painted or None | Steel |  | 1901-01-01 06:00 | [15 empty] | UST Currently In Use: 0; UST Temp Close: 0; AST Currently In Use: 0; AST Temp Closed: 0 | 0 | 0 | 2 | 11804-099-003759 | FEASTER OIL COMPANY
11637 | Permanently Closed | 1988-09-01 06:00 | 1980-01-01 06:00 | 1988-09-01 06:00 | Petroleum | Unleaded gasoline | Unleaded gasoline |  | Steel | Steel |  | Painted or None | Steel |  | 1901-01-01 06:00 | [15 empty] | UST Currently In Use: 0; UST Temp Close: 0; AST Currently In Use: 0; AST Temp Closed: 0 | 0 | 0 | 2 | 11804-099-003759 | FEASTER OIL COMPANY
11638 | Currently in Use |  | 1983-01-01 06:00 |  | Petroleum | Unleaded gasoline | Unleaded gasoline | Retail | Steel | Steel | Coated & cathodic protection (sti-P3) |  | Fiberglass reinforced plastic |  | 1901-01-01 06:00 | Other, FLXS ISOLA | Catchment Basin, Single walled catchment basin | Flow Rest 90% Full | Flow Rest 90% Full |  |  | Statistical Inventory Reconciliation (SIR) |  | Automatic flow restrictor (MLLD) | Automatic flow restrictor (MLLD) |  |  | Annual line testing, Statistical inventory reconciliation (SIR) | Statistical inventory reconciliation (SIR) |  | UST Currently In Use: 4; UST Temp Close: 0; AST Currently In Use: 0; AST Temp Closed: 0 | 4 | 0 | 0 | 23884-099-003765 | LOWES QUICK STOP, LLC
11639 | Currently in Use |  | 1983-01-01 06:00 |  | Petroleum | Unleaded gasoline | Unleaded gasoline | Retail | Steel | Steel | Coated & cathodic protection (sti-P3) |  | Fiberglass reinforced plastic |  | 1901-01-01 06:00 | Other, FLXS ISOLA | Catchment Basin, Single walled catchment basin | Flow Rest 90% Full | Flow Rest 90% Full |  |  | Statistical Inventory Reconciliation (SIR) |  | Automatic flow restrictor (MLLD) | Automatic flow restrictor (MLLD) |  |  | Annual line testing, Statistical inventory reconciliation (SIR) | Statistical inventory reconciliation (SIR) |  | UST Currently In Use: 4; UST Temp Close: 0; AST Currently In Use: 0; AST Temp Closed: 0 | 4 | 0 | 0 | 23884-099-003765 | LOWES QUICK STOP, LLC
11640 | Currently in Use |  | 1983-01-01 06:00 |  | Petroleum | Premium gasoline | Premium gasoline | Retail | Steel | Steel | Coated & cathodic protection (sti-P3) |  | Fiberglass reinforced plastic |  | 1901-01-01 06:00 | Other, FLXS ISOLA | Catchment Basin, Single walled catchment basin | Automatic shutoff device At 95% full | Automatic shutoff device At 95% full |  |  | Statistical Inventory Reconciliation (SIR) |  | Automatic flow restrictor (MLLD) | Automatic flow restrictor (MLLD) |  |  | Annual line testing, Statistical inventory reconciliation (SIR) | Statistical inventory reconciliation (SIR) |  | UST Currently In Use: 4; UST Temp Close: 0; AST Currently In Use: 0; AST Temp Closed: 0 | 4 | 0 | 0 | 23884-099-003765 | LOWES QUICK STOP, LLC
11641 | Permanently Closed | 1901-01-01 06:00 | 1963-01-01 06:00 | 1988-01-01 06:00 | Petroleum | Unleaded gasoline | Unleaded gasoline |  | Steel | Steel | Coated & cathodic protection (sti-P3) |  | Steel |  | 1901-01-01 06:00 | [15 empty] | UST Currently In Use: 3; UST Temp Close: 0; AST Currently In Use: 0; AST Temp Closed: 0 | 3 | 0 | 3 | 25717-099-003774 | ABDULLAH MOHAMED
11642 | Permanently Closed | 1901-01-01 06:00 | 1981-01-01 06:00 | 1988-01-01 06:00 | Petroleum | Unleaded gasoline | Unleaded gasoline |  | Steel | Steel | Coated & cathodic protection (sti-P3) |  | Steel |  | 1901-01-01 06:00 | [15 empty] | UST Currently In Use: 3; UST Temp Close: 0; AST Currently In Use: 0; AST Temp Closed: 0 | 3 | 0 | 3 | 25717-099-003774 | ABDULLAH MOHAMED
11643 | Permanently Closed | 1980-04-01 06:00 | 1968-01-01 06:00 | 1988-01-01 06:00 | Petroleum | Unleaded gasoline | Unleaded gasoline |  | Steel | Steel | Coated & cathodic protection (sti-P3) |  | Steel |  | 1901-01-01 06:00 | [15 empty] | UST Currently In Use: 3; UST Temp Close: 0; AST Currently In Use: 0; AST Temp Closed: 0 | 3 | 0 | 3 | 25717-099-003774 | ABDULLAH MOHAMED
11644 | Currently in Use |  | 1987-01-01 06:00 |  | Petroleum | Unleaded gasoline | Unleaded gasoline | Retail | Steel | Steel | Coated & cathodic protection (sti-P3) |  | Flexible |  | 1901-01-01 06:00 |  | Catchment Basin, Single walled catchment basin | Flow Rest 90% Full | Flow Rest 90% Full |  |  | Statistical Inventory Reconciliation (SIR) |  | Automatic flow restrictor (MLLD), Containment Sump | Containment Sump |  |  | Statistical inventory reconciliation (SIR) | Statistical inventory reconciliation (SIR) |  | UST Currently In Use: 3; UST Temp Close: 0; AST Currently In Use: 0; AST Temp Closed: 0 | 3 | 0 | 3 | 25717-099-003774 | ABDULLAH MOHAMED
11645 | Currently in Use |  | 1987-01-01 06:00 |  | Petroleum | Unleaded gasoline | Unleaded gasoline | Retail | Steel | Steel | Coated & cathodic protection (sti-P3) |  | Flexible |  | 1901-01-01 06:00 |  | Catchment Basin, Single walled catchment basin | Flow Rest 90% Full | Flow Rest 90% Full |  |  | Statistical Inventory Reconciliation (SIR) |  | Automatic flow restrictor (MLLD), Containment Sump | Containment Sump |  |  | Statistical inventory reconciliation (SIR) | Statistical inventory reconciliation (SIR) |  | UST Currently In Use: 3; UST Temp Close: 0; AST Currently In Use: 0; AST Temp Closed: 0 | 3 | 0 | 3 | 25717-099-003774 | ABDULLAH MOHAMED
11646 | Currently in Use |  | 1987-01-01 06:00 |  | Petroleum | Premium gasoline | Premium gasoline | Retail | Steel | Steel | Coated & cathodic protection (sti-P3) |  | Flexible |  | 1901-01-01 06:00 |  | Catchment Basin, Single walled catchment basin | Automatic shutoff device At 95% full | Automatic shutoff device At 95% full |  |  | Statistical Inventory Reconciliation (SIR) |  | Automatic flow restrictor (MLLD), Containment Sump | Containment Sump |  |  | Statistical inventory reconciliation (SIR) | Statistical inventory reconciliation (SIR) |  | UST Currently In Use: 3; UST Temp Close: 0; AST Currently In Use: 0; AST Temp Closed: 0 | 3 | 0 | 3 | 25717-099-003774 | ABDULLAH MOHAMED
11647 | Permanently Closed | 2009-11-23 06:00 | 1982-01-01 06:00 | 2014-09-10 06:00 | Petroleum | Unleaded gasoline | Unleaded gasoline | Retail | Fiberglass coated steel | Fiberglass coated steel |  |  | Fiberglass reinforced plastic |  |  |  | Catchment Basin, Single walled catchment basin | Automatic shutoff device At 95% full | Automatic shutoff device At 95% full |  |  | Statistical Inventory Reconciliation (SIR) | [5 empty] | Statistical inventory reconciliation (SIR) | Statistical inventory reconciliation (SIR) |  | UST Currently In Use: 2; UST Temp Close: 0; AST Currently In Use: 0; AST Temp Closed: 0 | 2 | 0 | 4 | 25566-099-003775 | MOUNTAIN EXPRESS OIL CO
11648 | Permanently Closed | 2009-11-23 06:00 | 1982-01-01 06:00 | 2014-09-10 06:00 | Petroleum | Unleaded gasoline | Unleaded gasoline | Retail | Fiberglass coated steel | Fiberglass coated steel |  |  | Fiberglass reinforced plastic |  |  |  | Catchment Basin, Single walled catchment basin | Automatic shutoff device At 95% full | Automatic shutoff device At 95% full |  |  | Statistical Inventory Reconciliation (SIR) |  | Other, MANIFOLDED | Other |  |  | Other, Statistical inventory reconciliation (SIR), MANIFOLDED | Statistical inventory reconciliation (SIR) |  | UST Currently In Use: 2; UST Temp Close: 0; AST Currently In Use: 0; AST Temp Closed: 0 | 2 | 0 | 4 | 25566-099-003775 | MOUNTAIN EXPRESS OIL CO
11649 | Permanently Closed | 2009-11-23 06:00 | 1982-01-01 06:00 | 2014-09-10 06:00 | Petroleum | Premium gasoline | Premium gasoline | Retail | Steel | Steel | Field installed cathodic protection |  | Fiberglass reinforced plastic |  |  |  | Catchment Basin, Single walled catchment basin | Automatic shutoff device At 95% full | Automatic shutoff device At 95% full |  |  | Statistical Inventory Reconciliation (SIR) | [5 empty] | Statistical inventory reconciliation (SIR) | Statistical inventory reconciliation (SIR) |  | UST Currently In Use: 2; UST Temp Close: 0; AST Currently In Use: 0; AST Temp Closed: 0 | 2 | 0 | 4 | 25566-099-003775 | MOUNTAIN EXPRESS OIL CO
11650 | Permanently Closed | 2009-11-23 06:00 | 1982-01-01 06:00 | 2014-09-10 06:00 | Petroleum | On road diesel | On road diesel | Retail | Fiberglass coated steel | Fiberglass coated steel |  |  | Flexible |  |  |  | Catchment Basin, Single walled catchment basin | Automatic shutoff device At 95% full | Automatic shutoff device At 95% full |  |  | Statistical Inventory Reconciliation (SIR) | [5 empty] | Statistical inventory reconciliation (SIR) | Statistical inventory reconciliation (SIR) |  | UST Currently In Use: 2; UST Temp Close: 0; AST Currently In Use: 0; AST Temp Closed: 0 | 2 | 0 | 4 | 25566-099-003775 | MOUNTAIN EXPRESS OIL CO
11651 | Currently in Use |  | 1976-01-01 06:00 |  | Petroleum | On road diesel | On road diesel | Retail | Steel | Steel | Field installed cathodic protection |  | Flexible | ENVIRON | 1901-01-01 06:00 |  | Catchment Basin, Single walled catchment basin | Automatic shutoff device At 95% full | Automatic shutoff device At 95% full |  |  | Continuous Automatic Tank Gauge |  | Automatic flow restrictor (MLLD), Containment Sump | Containment Sump |  |  | Annual line testing | Annual line testing |  | UST Currently In Use: 4; UST Temp Close: 0; AST Currently In Use: 0; AST Temp Closed: 0 | 4 | 0 | 0 | 23751-099-003776 | GOTHEL ENTERPRISES, LLC
11652 | Currently in Use |  | 1976-01-01 06:00 |  | Petroleum | On road diesel | On road diesel | Retail | Steel | Steel | Field installed cathodic protection |  | Flexible | APT | 1901-01-01 06:00 |  | Catchment Basin, Single walled catchment basin | Automatic shutoff device At 95% full | Automatic shutoff device At 95% full |  |  | Continuous Automatic Tank Gauge |  | Automatic flow restrictor (MLLD), Containment Sump | Containment Sump |  |  | Annual line testing | Annual line testing |  | UST Currently In Use: 4; UST Temp Close: 0; AST Currently In Use: 0; AST Temp Closed: 0 | 4 | 0 | 0 | 23751-099-003776 | GOTHEL ENTERPRISES, LLC
11653 | Currently in Use |  | 1976-01-01 06:00 |  | Petroleum | Premium gasoline | Premium gasoline | Retail | Steel | Steel | Field installed cathodic protection |  | Flexible |  | 1901-01-01 06:00 |  | Catchment Basin, Single walled catchment basin | Automatic shutoff device At 95% full | Automatic shutoff device At 95% full |  |  | Continuous Automatic Tank Gauge |  | Automatic flow restrictor (MLLD), Containment Sump | Containment Sump |  |  | Annual line testing | Annual line testing |  | UST Currently In Use: 4; UST Temp Close: 0; AST Currently In Use: 0; AST Temp Closed: 0 | 4 | 0 | 0 | 23751-099-003776 | GOTHEL ENTERPRISES, LLC
11654 | Currently in Use |  | 1976-01-01 06:00 |  | Petroleum | Unleaded gasoline | Unleaded gasoline | Retail | Fiberglass reinforced plastic | Fiberglass reinforced plastic |  |  | Flexible |  | 1901-01-01 06:00 |  | Catchment Basin, Single walled catchment basin | Automatic shutoff device At 95% full | Automatic shutoff device At 95% full |  |  | Continuous Automatic Tank Gauge |  | Automatic flow restrictor (MLLD), Containment Sump | Containment Sump |  |  | Annual line testing | Annual line testing |  | UST Currently In Use: 4; UST Temp Close: 0; AST Currently In Use: 0; AST Temp Closed: 0 | 4 | 0 | 0 | 23751-099-003776 | GOTHEL ENTERPRISES, LLC
11655 | Permanently Closed | 1998-01-01 06:00 | 1953-01-01 06:00 | 1998-02-10 06:00 | Petroleum | Unleaded gasoline | Unleaded gasoline | State/federal government | Steel | Steel |  | Painted or None | Steel |  | 1901-01-01 06:00 | [15 empty] | UST Currently In Use: 0; UST Temp Close: 0; AST Currently In Use: 0; AST Temp Closed: 0 | 0 | 0 | 2 | 14587-099-008490 | AL ST MILITARY DEPT - CFMO ENV. OFF.
11656 | Permanently Closed | 1988-01-01 06:00 | 1953-01-01 06:00 | 1988-01-01 06:00 | Petroleum | Unleaded gasoline | Unleaded gasoline | State/federal government | Steel | Steel |  | Painted or None | Steel |  | 1901-01-01 06:00 | [15 empty] | UST Currently In Use: 0; UST Temp Close: 0; AST Currently In Use: 0; AST Temp Closed: 0 | 0 | 0 | 2 | 14587-099-008490 | AL ST MILITARY DEPT - CFMO ENV. OFF.
11657 | Permanently Closed | 1987-10-01 06:00 | 1965-01-01 06:00 | 1987-10-10 06:00 | Petroleum | Unleaded gasoline | Unleaded gasoline |  | Steel | Steel |  | Painted or None | Steel |  | 1901-01-01 06:00 | [12 empty] | Annual line testing | Annual line testing |  | UST Currently In Use: 3; UST Temp Close: 0; AST Currently In Use: 0; AST Temp Closed: 0 | 3 | 0 | 5 | 24243-099-010311 | RAYMOND WARD & KEN WARD
11658 | Permanently Closed | 1987-10-01 06:00 | 1965-01-01 06:00 | 1987-10-10 06:00 | Petroleum | Unleaded gasoline | Unleaded gasoline |  | Steel | Steel |  | Painted or None | Steel |  | 1901-01-01 06:00 | [12 empty] | Annual line testing | Annual line testing |  | UST Currently In Use: 3; UST Temp Close: 0; AST Currently In Use: 0; AST Temp Closed: 0 | 3 | 0 | 5 | 24243-099-010311 | RAYMOND WARD & KEN WARD
11659 | Permanently Closed | 1987-10-01 06:00 | 1965-01-01 06:00 | 1987-10-10 06:00 | Petroleum | Unleaded gasoline | Unleaded gasoline |  | Steel | Steel |  | Painted or None | Steel |  | 1901-01-01 06:00 | [12 empty] | Annual line testing | Annual line testing |  | UST Currently In Use: 3; UST Temp Close: 0; AST Currently In Use: 0; AST Temp Closed: 0 | 3 | 0 | 5 | 24243-099-010311 | RAYMOND WARD & KEN WARD
11660 | Permanently Closed | 1987-10-01 06:00 | 1979-01-01 06:00 | 1987-10-10 06:00 | Petroleum | On road diesel | On road diesel |  | Steel | Steel |  | Painted or None | Steel |  | 1901-01-01 06:00 | [12 empty] | Annual line testing | Annual line testing |  | UST Currently In Use: 3; UST Temp Close: 0; AST Currently In Use: 0; AST Temp Closed: 0 | 3 | 0 | 5 | 24243-099-010311 | RAYMOND WARD & KEN WARD
11661 | Permanently Closed | 1986-05-01 06:00 | 1979-01-01 06:00 | 1987-10-10 06:00 | Petroleum | Other, OTHER | Other |  | Steel | Steel |  | Painted or None | Steel |  | 1901-01-01 06:00 | [15 empty] | UST Currently In Use: 3; UST Temp Close: 0; AST Currently In Use: 0; AST Temp Closed: 0 | 3 | 0 | 5 | 24243-099-010311 | RAYMOND WARD & KEN WARD
11662 | Currently in Use |  | 1987-01-01 06:00 |  | Petroleum | Unleaded gasoline | Unleaded gasoline | Retail | Steel | Steel | Coated & cathodic protection (sti-P3), Field installed cathodic protection |  | Flexible |  |  |  | Catchment Basin, Single walled catchment basin | Automatic shutoff device At 95% full | Automatic shutoff device At 95% full |  |  | Statistical Inventory Reconciliation (SIR) |  | Automatic flow restrictor (MLLD), Containment Sump | Containment Sump |  |  | Annual line testing, Statistical inventory reconciliation (SIR) | Statistical inventory reconciliation (SIR) |  | UST Currently In Use: 3; UST Temp Close: 0; AST Currently In Use: 0; AST Temp Closed: 0 | 3 | 0 | 5 | 24243-099-010311 | RAYMOND WARD & KEN WARD
11663 | Currently in Use |  | 1987-01-01 06:00 |  | Petroleum | Premium gasoline | Premium gasoline | Retail | Steel | Steel | Coated & cathodic protection (sti-P3), Field installed cathodic protection |  | Flexible |  |  |  | Catchment Basin, Single walled catchment basin | Automatic shutoff device At 95% full | Automatic shutoff device At 95% full |  |  | Statistical Inventory Reconciliation (SIR) |  | Automatic flow restrictor (MLLD), Containment Sump | Containment Sump |  |  | Annual line testing, Statistical inventory reconciliation (SIR) | Statistical inventory reconciliation (SIR) |  | UST Currently In Use: 3; UST Temp Close: 0; AST Currently In Use: 0; AST Temp Closed: 0 | 3 | 0 | 5 | 24243-099-010311 | RAYMOND WARD & KEN WARD
11664 | Currently in Use |  | 1987-01-01 06:00 |  | Petroleum | On road diesel | On road diesel | Retail | Steel | Steel | Coated & cathodic protection (sti-P3), Field installed cathodic protection |  | Flexible |  |  |  | Catchment Basin, Single walled catchment basin | Automatic shutoff device At 95% full | Automatic shutoff device At 95% full |  |  | Statistical Inventory Reconciliation (SIR) |  | Automatic flow restrictor (MLLD), Containment Sump | Containment Sump |  |  | Annual line testing, Statistical inventory reconciliation (SIR) | Statistical inventory reconciliation (SIR) |  | UST Currently In Use: 3; UST Temp Close: 0; AST Currently In Use: 0; AST Temp Closed: 0 | 3 | 0 | 5 | 24243-099-010311 | RAYMOND WARD & KEN WARD
11665 |  | 2009-09-25 06:00 | 1987-01-01 06:00 |  | Petroleum | On road diesel | On road diesel | Retail | Steel | Steel | Coated & cathodic protection (sti-P3), Field installed cathodic protection |  | Steel |  |  | Field installed cathodic protection | Catchment Basin, Single walled catchment basin | Automatic shutoff device At 95% full | Automatic shutoff device At 95% full |  |  | Statistical Inventory Reconciliation (SIR) | [5 empty] | Statistical inventory reconciliation (SIR) | Statistical inventory reconciliation (SIR) |  | UST Currently In Use: 3; UST Temp Close: 0; AST Currently In Use: 0; AST Temp Closed: 0 | 3 | 0 | 5 | 24243-099-010311 | RAYMOND WARD & KEN WARD
11666 | Permanently Closed | 1987-03-01 06:00 | 1974-01-01 06:00 | 1987-03-21 06:00 | Petroleum | Kerosene | Kerosene |  | Steel | Steel |  | Painted or None | Steel |  | 1901-01-01 06:00 | [12 empty] | Annual line testing | Annual line testing |  | UST Currently In Use: 0; UST Temp Close: 2; AST Currently In Use: 0; AST Temp Closed: 0 | 0 | 2 | 3 | 11804-099-011122 | FEASTER OIL COMPANY
11667 | Permanently Closed | 1987-03-01 06:00 | 1974-01-01 06:00 | 1987-03-21 06:00 | Petroleum | Kerosene | Kerosene |  | Steel | Steel |  | Painted or None | Steel |  | 1901-01-01 06:00 | [12 empty] | Annual line testing | Annual line testing |  | UST Currently In Use: 0; UST Temp Close: 2; AST Currently In Use: 0; AST Temp Closed: 0 | 0 | 2 | 3 | 11804-099-011122 | FEASTER OIL COMPANY
11668 | Permanently Closed | 1987-03-01 06:00 | 1974-01-01 06:00 | 1987-03-21 06:00 | Petroleum | Kerosene | Kerosene |  | Steel | Steel |  | Painted or None | Steel |  | 1901-01-01 06:00 | [12 empty] | Annual line testing | Annual line testing |  | UST Currently In Use: 0; UST Temp Close: 2; AST Currently In Use: 0; AST Temp Closed: 0 | 0 | 2 | 3 | 11804-099-011122 | FEASTER OIL COMPANY
11669 | Temporary Closed | 2009-06-20 06:00 | 1987-03-21 06:00 |  | Petroleum | Unleaded gasoline | Unleaded gasoline | Retail | Steel | Steel | Coated & cathodic protection (sti-P3) |  | Flexible |  | 1901-01-01 06:00 |  | Catchment Basin, Single walled catchment basin | Automatic shutoff device At 95% full | Automatic shutoff device At 95% full |  |  | Statistical Inventory Reconciliation (SIR) |  | Automatic flow restrictor (MLLD) | Automatic flow restrictor (MLLD) |  |  | Statistical inventory reconciliation (SIR) | Statistical inventory reconciliation (SIR) |  | UST Currently In Use: 0; UST Temp Close: 2; AST Currently In Use: 0; AST Temp Closed: 0 | 0 | 2 | 3 | 11804-099-011122 | FEASTER OIL COMPANY
11670 | Temporary Closed | 2009-06-20 06:00 | 1987-03-21 06:00 |  | Petroleum | Premium gasoline | Premium gasoline | Retail | Steel | Steel | Coated & cathodic protection (sti-P3) |  | Flexible |  | 1901-01-01 06:00 |  | Catchment Basin, Single walled catchment basin | Automatic shutoff device At 95% full | Automatic shutoff device At 95% full |  |  | Statistical Inventory Reconciliation (SIR) |  | Automatic flow restrictor (MLLD) | Automatic flow restrictor (MLLD) |  |  | Statistical inventory reconciliation (SIR) | Statistical inventory reconciliation (SIR) |  | UST Currently In Use: 0; UST Temp Close: 2; AST Currently In Use: 0; AST Temp Closed: 0 | 0 | 2 | 3 | 11804-099-011122 | FEASTER OIL COMPANY
11671 | Permanently Closed | 1988-09-01 06:00 | 1978-01-01 06:00 | 1988-09-01 06:00 | Petroleum | Unleaded gasoline | Unleaded gasoline |  | Steel | Steel |  | Painted or None | Steel |  | 1901-01-01 06:00 | [15 empty] | UST Currently In Use: 0; UST Temp Close: 0; AST Currently In Use: 0; AST Temp Closed: 0 | 0 | 0 | 2 | 11804-099-011174 | FEASTER OIL COMPANY
11672 | Permanently Closed | 1988-09-01 06:00 | 1978-01-01 06:00 | 1988-09-01 06:00 | Petroleum | Unleaded gasoline | Unleaded gasoline |  | Steel | Steel |  | Painted or None | Steel |  | 1901-01-01 06:00 | [15 empty] | UST Currently In Use: 0; UST Temp Close: 0; AST Currently In Use: 0; AST Temp Closed: 0 | 0 | 0 | 2 | 11804-099-011174 | FEASTER OIL COMPANY
11673 | Temporary Closed | 2008-07-31 06:00 | 1987-04-12 06:00 |  | Petroleum | Unleaded gasoline | Unleaded gasoline | Retail | Steel | Steel | Coated & cathodic protection (sti-P3) |  | Flexible |  | 1901-01-01 06:00 |  | Catchment Basin, Single walled catchment basin | Automatic shutoff device At 95% full | Automatic shutoff device At 95% full |  |  | Statistical Inventory Reconciliation (SIR) |  | Automatic flow restrictor (MLLD) | Automatic flow restrictor (MLLD) |  |  | Statistical inventory reconciliation (SIR) | Statistical inventory reconciliation (SIR) |  | UST Currently In Use: 0; UST Temp Close: 3; AST Currently In Use: 0; AST Temp Closed: 0 | 0 | 3 | 0 | 11804-099-012866 | FEASTER OIL COMPANY
11674 | Temporary Closed | 2008-07-31 06:00 | 1987-04-12 06:00 |  | Petroleum | Mid-grade gasoline | Mid-grade gasoline | Retail | Steel | Steel | Coated & cathodic protection (sti-P3) |  | Flexible |  | 1901-01-01 06:00 |  | Catchment Basin, Single walled catchment basin | Automatic shutoff device At 95% full | Automatic shutoff device At 95% full |  |  | Statistical Inventory Reconciliation (SIR) |  | Automatic flow restrictor (MLLD) | Automatic flow restrictor (MLLD) |  |  | Statistical inventory reconciliation (SIR) | Statistical inventory reconciliation (SIR) |  | UST Currently In Use: 0; UST Temp Close: 3; AST Currently In Use: 0; AST Temp Closed: 0 | 0 | 3 | 0 | 11804-099-012866 | FEASTER OIL COMPANY
11675 | Temporary Closed | 2008-07-31 06:00 | 1987-04-12 06:00 |  | Petroleum | On road diesel | On road diesel | Retail | Steel | Steel | Coated & cathodic protection (sti-P3) |  | Flexible |  | 1901-01-01 06:00 |  | Catchment Basin, Single walled catchment basin | Automatic shutoff device At 95% full | Automatic shutoff device At 95% full |  |  | Statistical Inventory Reconciliation (SIR) |  | Automatic flow restrictor (MLLD) | Automatic flow restrictor (MLLD) |  |  | Statistical inventory reconciliation (SIR) | Statistical inventory reconciliation (SIR) |  | UST Currently In Use: 0; UST Temp Close: 3; AST Currently In Use: 0; AST Temp Closed: 0 | 0 | 3 | 0 | 11804-099-012866 | FEASTER OIL COMPANY
11676 | Temporary Closed | 2002-01-01 06:00 | 1987-01-01 06:00 |  | Petroleum | Unleaded gasoline | Unleaded gasoline | Retail | Steel | Steel | Coated & cathodic protection (sti-P3) |  | Fiberglass reinforced plastic |  | 1901-01-01 06:00 |  | Catchment Basin, Single walled catchment basin | Automatic shutoff device At 95% full, Flow Rest 90% Full | Flow Rest 90% Full |  |  |  |  | Automatic flow restrictor (MLLD) | Automatic flow restrictor (MLLD) |  |  | Annual line testing | Annual line testing |  | UST Currently In Use: 0; UST Temp Close: 3; AST Currently In Use: 0; AST Temp Closed: 0 | 0 | 3 | 0 | 23655-099-014331 | A&M PAWN LLC
11677 | Temporary Closed | 2002-01-01 06:00 | 1987-01-01 06:00 |  | Petroleum | Mid-grade gasoline | Mid-grade gasoline | Retail | Steel | Steel | Coated & cathodic protection (sti-P3) |  | Fiberglass reinforced plastic |  | 1901-01-01 06:00 |  | Catchment Basin, Single walled catchment basin | Flow Rest 90% Full | Flow Rest 90% Full |  |  |  |  | Automatic flow restrictor (MLLD) | Automatic flow restrictor (MLLD) |  |  | Annual line testing | Annual line testing |  | UST Currently In Use: 0; UST Temp Close: 3; AST Currently In Use: 0; AST Temp Closed: 0 | 0 | 3 | 0 | 23655-099-014331 | A&M PAWN LLC
11678 | Temporary Closed | 2002-01-01 06:00 | 1987-01-01 06:00 |  | Petroleum | Premium gasoline | Premium gasoline | Retail | Steel | Steel | Coated & cathodic protection (sti-P3) |  | Fiberglass reinforced plastic |  | 1901-01-01 06:00 |  | Catchment Basin, Single walled catchment basin | Flow Rest 90% Full | Flow Rest 90% Full |  |  |  |  | Automatic flow restrictor (MLLD) | Automatic flow restrictor (MLLD) |  |  | Annual line testing | Annual line testing |  | UST Currently In Use: 0; UST Temp Close: 3; AST Currently In Use: 0; AST Temp Closed: 0 | 0 | 3 | 0 | 23655-099-014331 | A&M PAWN LLC
11679 | Currently in Use |  | 1990-04-29 06:00 |  | Petroleum | Unleaded gasoline | Unleaded gasoline | Retail | Steel | Steel | Coated & cathodic protection (sti-P3) |  | Fiberglass reinforced plastic |  |  |  | Catchment Basin, Single walled catchment basin | Automatic shutoff device At 95% full | Automatic shutoff device At 95% full |  |  | Continuous Automatic Tank Gauge |  | Automatic flow restrictor (MLLD) | Automatic flow restrictor (MLLD) |  |  | Annual line testing | Annual line testing |  | UST Currently In Use: 2; UST Temp Close: 1; AST Currently In Use: 0; AST Temp Closed: 0 | 2 | 1 | 0 | 25798-099-015250 | URIAH FOOD MART INC
11680 | Temporary Closed | 2020-07-01 06:00 | 1990-04-29 06:00 |  | Petroleum | Other, CONV | Other | Retail | Steel | Steel | Coated & cathodic protection (sti-P3) |  | Fiberglass reinforced plastic |  |  |  | Catchment Basin, Single walled catchment basin | Automatic shutoff device At 95% full | Automatic shutoff device At 95% full |  |  | Continuous Automatic Tank Gauge |  | Automatic flow restrictor (MLLD) | Automatic flow restrictor (MLLD) |  |  | Annual line testing | Annual line testing |  | UST Currently In Use: 2; UST Temp Close: 1; AST Currently In Use: 0; AST Temp Closed: 0 | 2 | 1 | 0 | 25798-099-015250 | URIAH FOOD MART INC
11681 | Currently in Use |  | 1990-04-29 06:00 |  | Petroleum | On road diesel | On road diesel | Retail | Steel | Steel | Coated & cathodic protection (sti-P3) |  | Fiberglass reinforced plastic |  |  |  | Catchment Basin, Single walled catchment basin | Automatic shutoff device At 95% full | Automatic shutoff device At 95% full |  |  | Continuous Automatic Tank Gauge |  | Automatic flow restrictor (MLLD) | Automatic flow restrictor (MLLD) |  |  | Annual line testing | Annual line testing |  | UST Currently In Use: 2; UST Temp Close: 1; AST Currently In Use: 0; AST Temp Closed: 0 | 2 | 1 | 0 | 25798-099-015250 | URIAH FOOD MART INC
11682 | Currently in Use |  | 1981-01-01 06:00 |  | Petroleum | Unleaded gasoline | Unleaded gasoline | Retail | Steel | Steel | Field installed cathodic protection |  | Flexible |  | 1901-01-01 06:00 |  | Catchment Basin, Single walled catchment basin | Automatic shutoff device At 95% full | Automatic shutoff device At 95% full |  |  | Statistical Inventory Reconciliation (SIR) |  | Automatic flow restrictor (MLLD), Containment Sump | Containment Sump |  |  | Statistical inventory reconciliation (SIR) | Statistical inventory reconciliation (SIR) |  | UST Currently In Use: 4; UST Temp Close: 0; AST Currently In Use: 0; AST Temp Closed: 0 | 4 | 0 | 0 | 25327-131-003754 | REGINALD W SOUTHALL
11683 | Currently in Use |  | 1981-01-01 06:00 |  | Petroleum | Premium gasoline | Premium gasoline | Retail | Steel | Steel | Field installed cathodic protection |  | Flexible |  | 1901-01-01 06:00 |  | Catchment Basin, Single walled catchment basin | Automatic shutoff device At 95% full | Automatic shutoff device At 95% full |  |  | Statistical Inventory Reconciliation (SIR) |  | Automatic flow restrictor (MLLD), Containment Sump | Containment Sump |  |  | Annual line testing, Statistical inventory reconciliation (SIR) | Statistical inventory reconciliation (SIR) |  | UST Currently In Use: 4; UST Temp Close: 0; AST Currently In Use: 0; AST Temp Closed: 0 | 4 | 0 | 0 | 25327-131-003754 | REGINALD W SOUTHALL
11684 | Currently in Use |  | 1981-01-01 06:00 |  | Petroleum | On road diesel | On road diesel | Retail | Steel | Steel | Field installed cathodic protection |  | Flexible |  | 1901-01-01 06:00 |  | Catchment Basin, Single walled catchment basin | Automatic shutoff device At 95% full | Automatic shutoff device At 95% full |  |  | Statistical Inventory Reconciliation (SIR) |  | Automatic flow restrictor (MLLD), Containment Sump | Containment Sump |  |  | Annual line testing, Statistical inventory reconciliation (SIR) | Statistical inventory reconciliation (SIR) |  | UST Currently In Use: 4; UST Temp Close: 0; AST Currently In Use: 0; AST Temp Closed: 0 | 4 | 0 | 0 | 25327-131-003754 | REGINALD W SOUTHALL
11685 | Currently in Use |  | 1981-01-01 06:00 |  | Petroleum | On road diesel | On road diesel | Retail | Steel | Steel | Field installed cathodic protection |  | Flexible |  | 1901-01-01 06:00 |  | Catchment Basin, Single walled catchment basin | Automatic shutoff device At 95% full | Automatic shutoff device At 95% full |  |  | Statistical Inventory Reconciliation (SIR) |  | Automatic flow restrictor (MLLD), Containment Sump | Containment Sump |  |  | Annual line testing, Statistical inventory reconciliation (SIR) | Statistical inventory reconciliation (SIR) |  | UST Currently In Use: 4; UST Temp Close: 0; AST Currently In Use: 0; AST Temp Closed: 0 | 4 | 0 | 0 | 25327-131-003754 | REGINALD W SOUTHALL
11686 | Permanently Closed | 1995-01-01 06:00 | 1978-01-01 06:00 | 1995-12-14 06:00 | Petroleum | On road diesel | On road diesel | Emergency Power Generator, State/Federal Government | Steel | Steel |  | Painted or None | Steel |  | 1901-01-01 06:00 | [8 empty] | Other, EXEMPT | Other |  |  | Other, EXEMPT | Other |  | UST Currently In Use: 0; UST Temp Close: 0; AST Currently In Use: 0; AST Temp Closed: 0 | 0 | 0 | 1 | 11510-059-003791 | DOT FEDERAL AVIATION FAA
11687 | Permanently Closed | 1998-02-05 06:00 | 1977-01-01 06:00 | 1998-02-05 06:00 | Petroleum | On road diesel | On road diesel | State/federal government | Steel | Steel |  | Painted or None | Steel |  | 1901-01-01 06:00 | [15 empty] | UST Currently In Use: 0; UST Temp Close: 0; AST Currently In Use: 1; AST Temp Closed: 0 | 0 | 0 | 1 | 11510-097-004981 | DOT FEDERAL AVIATION FAA
11688 | Permanently Closed | 1992-01-09 06:00 | 1960-01-01 06:00 | 1992-01-09 06:00 | Petroleum | Unleaded gasoline | Unleaded gasoline | State/federal government | Steel | Steel |  | Painted or None | Steel |  | 1901-01-01 06:00 | [15 empty] | UST Currently In Use: 0; UST Temp Close: 0; AST Currently In Use: 0; AST Temp Closed: 0 | 0 | 0 | 1 | 11510-097-004975 | DOT FEDERAL AVIATION FAA
11689 | Permanently Closed | 1994-05-24 06:00 | 1968-01-01 06:00 | 1994-05-24 06:00 | Petroleum | On road diesel | On road diesel | State/federal government | Steel | Steel |  | Painted or None | Steel |  | 1901-01-01 06:00 | [15 empty] | UST Currently In Use: 0; UST Temp Close: 0; AST Currently In Use: 1; AST Temp Closed: 0 | 0 | 0 | 1 | 11510-097-004979 | DOT FEDERAL AVIATION FAA
11690 | Permanently Closed | 1995-09-06 06:00 | 1968-01-01 06:00 | 1995-09-06 06:00 | Petroleum | On road diesel | On road diesel | State/federal government | Steel | Steel |  | Painted or None | Steel |  | 1901-01-01 06:00 | [15 empty] | UST Currently In Use: 0; UST Temp Close: 0; AST Currently In Use: 0; AST Temp Closed: 0 | 0 | 0 | 1 | 11510-097-004980 | DOT FEDERAL AVIATION FAA
11691 | Permanently Closed | 1998-04-01 06:00 | 1966-01-01 06:00 | 1998-04-21 06:00 | Petroleum | On road diesel | On road diesel | State/federal government | Steel | Steel |  | Painted or None | Steel |  | 1901-01-01 06:00 | [15 empty] | UST Currently In Use: 0; UST Temp Close: 0; AST Currently In Use: 0; AST Temp Closed: 0 | 0 | 0 | 1 | 11510-099-004976 | DOT FEDERAL AVIATION FAA
11692 | Permanently Closed | 1992-01-08 06:00 | 1982-01-01 06:00 | 1992-01-08 06:00 | Petroleum | Unleaded gasoline | Unleaded gasoline | State/federal government | Fiberglass coated steel | Fiberglass coated steel |  |  | Steel |  | 1901-01-01 06:00 | [15 empty] | UST Currently In Use: 0; UST Temp Close: 0; AST Currently In Use: 0; AST Temp Closed: 0 | 0 | 0 | 1 | 11510-097-004977 | DOT FEDERAL AVIATION FAA
11693 | Permanently Closed | 1992-01-07 06:00 | 1981-01-01 06:00 | 1992-01-07 06:00 | Petroleum | Unleaded gasoline | Unleaded gasoline | State/federal government | Steel | Steel |  | Painted or None | Steel |  | 1901-01-01 06:00 | [15 empty] | UST Currently In Use: 0; UST Temp Close: 0; AST Currently In Use: 0; AST Temp Closed: 0 | 0 | 0 | 1 | 11510-097-004978 | DOT FEDERAL AVIATION FAA
11694 | Permanently Closed | 1996-12-17 06:00 | 1982-01-01 06:00 | 1998-12-17 06:00 | Petroleum | On road diesel | On road diesel | State/federal government | Steel | Steel |  |  | Steel |  | 1901-01-01 06:00 | [15 empty] | UST Currently In Use: 0; UST Temp Close: 0; AST Currently In Use: 0; AST Temp Closed: 0 | 0 | 0 | 1 | 19774-039-011895 | FEMA SYLVIA WARREN
11695 | Permanently Closed | 1998-12-21 06:00 | 1985-01-01 06:00 | 1999-06-27 06:00 | Petroleum | Unleaded gasoline | Unleaded gasoline |  | Steel | Steel |  |  |  |  | 1901-01-01 06:00 | [15 empty] | UST Currently In Use: 0; UST Temp Close: 0; AST Currently In Use: 0; AST Temp Closed: 0 | 0 | 0 | 1 | 11819-073-008948 | FEDERAL EXPRESS ENVIRON MGMT GRP
11696 | Permanently Closed | 1991-05-06 06:00 | 1985-01-01 06:00 | 1991-05-06 06:00 | Petroleum | Unleaded gasoline | Unleaded gasoline |  | Fiberglass reinforced plastic | Fiberglass reinforced plastic |  |  | Steel |  | 1901-01-01 06:00 | [15 empty] | UST Currently In Use: 0; UST Temp Close: 0; AST Currently In Use: 0; AST Temp Closed: 0 | 0 | 0 | 1 | 11819-089-008777 | FEDERAL EXPRESS ENVIRON MGMT GRP
11697 | Permanently Closed | 2017-08-01 06:00 | 1976-01-01 06:00 | 2017-08-01 06:00 | Petroleum | On road diesel | On road diesel | Industrial | Fiberglass reinforced plastic | Fiberglass reinforced plastic |  |  | Fiberglass reinforced plastic |  | 1901-01-01 06:00 |  | Catchment Basin, Single walled catchment basin | Flow Rest 90% Full | Flow Rest 90% Full |  |  | Automatic Tank Gauge |  | Automatic shutoff device (AELLD), Containment Sump | Containment Sump | [5 empty] | UST Currently In Use: 0; UST Temp Close: 0; AST Currently In Use: 0; AST Temp Closed: 0 | 0 | 0 | 2 | 11819-097-008950 | FEDERAL EXPRESS ENVIRON MGMT GRP
11698 | Permanently Closed | 1999-04-27 06:00 | 1964-01-01 06:00 | 1999-04-28 06:00 | Petroleum | On road diesel | On road diesel |  | Steel | Steel |  | Painted or None | Steel |  | 1901-01-01 06:00 | [12 empty] | Annual line testing | Annual line testing |  | UST Currently In Use: 0; UST Temp Close: 0; AST Currently In Use: 0; AST Temp Closed: 0 | 0 | 0 | 2 | 24636-073-003670 | FR BHAM LLC
11699 | Permanently Closed | 1993-01-06 06:00 | 1969-01-01 06:00 | 1993-01-06 06:00 | Petroleum | Unleaded gasoline | Unleaded gasoline |  | Steel | Steel |  | Painted or None | Steel |  | 1901-01-01 06:00 | [12 empty] | Annual line testing | Annual line testing |  | UST Currently In Use: 0; UST Temp Close: 0; AST Currently In Use: 0; AST Temp Closed: 0 | 0 | 0 | 3 | 11823-025-001789 | FFP OPERATING PARTNERS L P
11700 | Permanently Closed | 1993-01-06 06:00 | 1969-01-01 06:00 | 1993-01-06 06:00 | Petroleum | Unleaded gasoline | Unleaded gasoline |  | Steel | Steel |  | Painted or None | Steel |  | 1901-01-01 06:00 | [12 empty] | Annual line testing | Annual line testing |  | UST Currently In Use: 0; UST Temp Close: 0; AST Currently In Use: 0; AST Temp Closed: 0 | 0 | 0 | 3 | 11823-025-001789 | FFP OPERATING PARTNERS L P
11701 | Permanently Closed | 1993-01-06 06:00 | 1980-01-01 06:00 | 1993-01-06 06:00 | Petroleum | Unleaded gasoline | Unleaded gasoline |  | Steel | Steel |  | Painted or None | Steel |  | 1901-01-01 06:00 | [12 empty] | Annual line testing | Annual line testing |  | UST Currently In Use: 0; UST Temp Close: 0; AST Currently In Use: 0; AST Temp Closed: 0 | 0 | 0 | 3 | 11823-025-001789 | FFP OPERATING PARTNERS L P
11702 | Permanently Closed | 2001-12-01 06:00 | 1964-01-01 06:00 | 2006-01-23 06:00 | Petroleum | Unleaded gasoline | Unleaded gasoline | Retail | Steel | Steel | Field installed cathodic protection | Painted or None | Steel |  | 1901-01-01 06:00 | Field installed cathodic protection | Catchment Basin, Single walled catchment basin | Automatic shutoff device At 95% full | Automatic shutoff device At 95% full |  |  | Statistical Inventory Reconciliation (SIR) | [8 empty] | UST Currently In Use: 0; UST Temp Close: 0; AST Currently In Use: 0; AST Temp Closed: 0 | 0 | 0 | 5 | 12345-069-001790 | HERNDON OIL CORP
11703 | Permanently Closed | 2001-12-01 06:00 | 1964-01-01 06:00 | 2006-01-23 06:00 | Petroleum | Unleaded gasoline | Unleaded gasoline | Retail | Steel | Steel | Field installed cathodic protection |  | Steel |  | 1901-01-01 06:00 | Field installed cathodic protection | Catchment Basin, Single walled catchment basin | Automatic shutoff device At 95% full | Automatic shutoff device At 95% full |  |  | Statistical Inventory Reconciliation (SIR) | [8 empty] | UST Currently In Use: 0; UST Temp Close: 0; AST Currently In Use: 0; AST Temp Closed: 0 | 0 | 0 | 5 | 12345-069-001790 | HERNDON OIL CORP
11704 | Permanently Closed | 2001-12-01 06:00 | 1964-01-01 06:00 | 2006-01-23 06:00 | Petroleum | Unleaded gasoline | Unleaded gasoline | Retail | Steel | Steel | Field installed cathodic protection | Painted or None | Steel |  | 1901-01-01 06:00 | Field installed cathodic protection | Catchment Basin, Single walled catchment basin | Automatic shutoff device At 95% full | Automatic shutoff device At 95% full |  |  | Statistical Inventory Reconciliation (SIR) | [8 empty] | UST Currently In Use: 0; UST Temp Close: 0; AST Currently In Use: 0; AST Temp Closed: 0 | 0 | 0 | 5 | 12345-069-001790 | HERNDON OIL CORP
11705 | Permanently Closed | 2001-12-01 06:00 | 1974-01-01 06:00 | 2006-01-23 06:00 | Petroleum | Unleaded gasoline | Unleaded gasoline | Retail | Steel | Steel | Field installed cathodic protection |  | Steel |  | 1901-01-01 06:00 | Field installed cathodic protection | Catchment Basin, Single walled catchment basin | Automatic shutoff device At 95% full | Automatic shutoff device At 95% full |  |  | Statistical Inventory Reconciliation (SIR) | [5 empty] | Statistical inventory reconciliation (SIR) | Statistical inventory reconciliation (SIR) |  | UST Currently In Use: 0; UST Temp Close: 0; AST Currently In Use: 0; AST Temp Closed: 0 | 0 | 0 | 5 | 12345-069-001790 | HERNDON OIL CORP
11706 | Permanently Closed | 2001-12-01 06:00 | 1974-01-01 06:00 | 2006-01-23 06:00 | Petroleum | Unleaded gasoline | Unleaded gasoline | Retail | Steel | Steel | Field installed cathodic protection | Painted or None | Steel |  | 1901-01-01 06:00 | Field installed cathodic protection | Catchment Basin, Single walled catchment basin | Automatic shutoff device At 95% full | Automatic shutoff device At 95% full |  |  | Statistical Inventory Reconciliation (SIR) | [5 empty] | Statistical inventory reconciliation (SIR) | Statistical inventory reconciliation (SIR) |  | UST Currently In Use: 0; UST Temp Close: 0; AST Currently In Use: 0; AST Temp Closed: 0 | 0 | 0 | 5 | 12345-069-001790 | HERNDON OIL CORP
11707 | Permanently Closed | 1990-05-03 06:00 | 1972-01-01 06:00 | 1990-05-03 06:00 | Petroleum | Unleaded gasoline | Unleaded gasoline |  | Steel | Steel |  |  |  |  | 1901-01-01 06:00 | [15 empty] | UST Currently In Use: 0; UST Temp Close: 0; AST Currently In Use: 0; AST Temp Closed: 0 | 0 | 0 | 1 | 11824-071-003535 | FIELDCREST CANNON INC
11708 | Permanently Closed | 1992-07-21 06:00 | 1972-01-01 06:00 | 1992-07-21 06:00 | Petroleum | On road diesel | On road diesel |  | Steel | Steel |  | Painted or None | Steel |  | 1901-01-01 06:00 | [15 empty] | UST Currently In Use: 0; UST Temp Close: 0; AST Currently In Use: 0; AST Temp Closed: 0 | 0 | 0 | 2 | 11824-113-003534 | FIELDCREST CANNON INC
11709 | Permanently Closed | 1992-07-21 06:00 | 1972-01-01 06:00 | 1992-07-01 06:00 | Petroleum | On road diesel | On road diesel |  | Steel | Steel |  | Painted or None | Steel |  | 1901-01-01 06:00 | [15 empty] | UST Currently In Use: 0; UST Temp Close: 0; AST Currently In Use: 0; AST Temp Closed: 0 | 0 | 0 | 2 | 11824-113-003534 | FIELDCREST CANNON INC
11710 | Permanently Closed | 1991-10-19 06:00 | 1981-01-01 06:00 | 1991-10-19 06:00 | Petroleum | Used oil | Used oil |  | Steel | Steel |  | Painted or None | Steel |  | 1901-01-01 06:00 | [15 empty] | UST Currently In Use: 0; UST Temp Close: 0; AST Currently In Use: 0; AST Temp Closed: 0 | 0 | 0 | 1 | 11825-093-012392 | FIKES CHEV-BUICK INC
11711 | Permanently Closed | 2009-12-09 06:00 | 1980-01-01 06:00 | 1998-12-09 06:00 | Petroleum | Unleaded gasoline | Unleaded gasoline | Industrial | Steel | Steel |  | Painted or None | Steel |  | 1901-01-01 06:00 | [15 empty] | UST Currently In Use: 0; UST Temp Close: 0; AST Currently In Use: 0; AST Temp Closed: 0 | 0 | 0 | 3 | 11828-093-008819 | FINCHER FARM SUPPLY
11712 | Permanently Closed | 2009-12-09 06:00 | 1980-01-01 06:00 | 1998-12-09 06:00 | Petroleum | Unleaded gasoline | Unleaded gasoline | Industrial | Steel | Steel |  | Painted or None | Steel |  | 1901-01-01 06:00 | [15 empty] | UST Currently In Use: 0; UST Temp Close: 0; AST Currently In Use: 0; AST Temp Closed: 0 | 0 | 0 | 3 | 11828-093-008819 | FINCHER FARM SUPPLY
11713 | Permanently Closed | 2009-12-09 06:00 | 1980-01-01 06:00 | 1998-12-09 06:00 | Petroleum | On road diesel | On road diesel | Industrial | Steel | Steel |  | Painted or None | Steel |  | 1901-01-01 06:00 | [15 empty] | UST Currently In Use: 0; UST Temp Close: 0; AST Currently In Use: 0; AST Temp Closed: 0 | 0 | 0 | 3 | 11828-093-008819 | FINCHER FARM SUPPLY
11714 | Permanently Closed | 2000-03-13 06:00 | 1976-01-01 06:00 | 2000-03-13 06:00 | Petroleum | On road diesel | On road diesel | Retail | Steel | Steel |  | Painted or None | Steel |  | 1901-01-01 06:00 | [15 empty] | UST Currently In Use: 0; UST Temp Close: 0; AST Currently In Use: 0; AST Temp Closed: 0 | 0 | 0 | 1 | 11829-031-002686 | FINES FARM AND GARDEN CENTER
11715 | Permanently Closed | 1992-08-06 06:00 | 1983-01-01 06:00 | 1992-08-06 06:00 | Petroleum | Used oil | Used oil |  | Steel | Steel |  |  | Steel |  | 1901-01-01 06:00 | [15 empty] | UST Currently In Use: 0; UST Temp Close: 0; AST Currently In Use: 0; AST Temp Closed: 0 | 0 | 0 | 1 | 11831-073-012824 | FIRESTONE REAL ESTATE LEASING CO
11716 | Permanently Closed | 1992-08-04 06:00 | 1972-01-01 06:00 | 1992-08-04 06:00 | Petroleum | Used oil | Used oil |  | Steel | Steel |  | Painted or None | Steel |  | 1901-01-01 06:00 | [15 empty] | UST Currently In Use: 0; UST Temp Close: 0; AST Currently In Use: 0; AST Temp Closed: 0 | 0 | 0 | 1 | 11831-073-012840 | FIRESTONE REAL ESTATE LEASING CO
11717 | Permanently Closed | 1992-08-01 06:00 | 1981-01-01 06:00 | 1992-08-01 06:00 | Petroleum | Used oil | Used oil |  | Fiberglass reinforced plastic | Fiberglass reinforced plastic |  |  |  |  | 1901-01-01 06:00 | [15 empty] | UST Currently In Use: 0; UST Temp Close: 0; AST Currently In Use: 0; AST Temp Closed: 0 | 0 | 0 | 1 | 11831-089-012353 | FIRESTONE REAL ESTATE LEASING CO
11718 | Permanently Closed | 1992-09-16 06:00 | 1964-01-01 06:00 | 1992-09-16 06:00 | Petroleum | Used oil | Used oil |  | Steel | Steel | Interior lined (not allowed as a standalone method of corrosion protection) | Painted or None | Steel |  | 1901-01-01 06:00 | [15 empty] | UST Currently In Use: 0; UST Temp Close: 0; AST Currently In Use: 0; AST Temp Closed: 0 | 0 | 0 | 1 | 11831-097-013002 | FIRESTONE REAL ESTATE LEASING CO
11719 | Permanently Closed | 1991-12-20 06:00 | 1981-01-01 06:00 | 1991-12-20 06:00 | Petroleum | Used oil | Used oil |  | Steel | Steel |  | Painted or None | Steel |  | 1901-01-01 06:00 | [15 empty] | UST Currently In Use: 0; UST Temp Close: 0; AST Currently In Use: 0; AST Temp Closed: 0 | 0 | 0 | 1 | 11832-055-013037 | FIRESTONE TIRE & RUBBER CO
11720 | Permanently Closed | 1992-08-19 06:00 | 1982-01-01 06:00 | 1992-08-19 06:00 | Petroleum | Used oil | Used oil |  | Steel | Steel |  |  | Steel |  | 1901-01-01 06:00 | [15 empty] | UST Currently In Use: 0; UST Temp Close: 0; AST Currently In Use: 0; AST Temp Closed: 0 | 0 | 0 | 1 | 11833-015-013043 | FIRESTONE TIRE & RUBBER CO
11721 | Permanently Closed | 1992-11-12 06:00 | 1981-01-01 06:00 | 1992-11-12 06:00 | Petroleum | Used oil | Used oil |  | Steel | Steel |  | Painted or None | Steel |  | 1901-01-01 06:00 | [15 empty] | UST Currently In Use: 0; UST Temp Close: 0; AST Currently In Use: 0; AST Temp Closed: 0 | 0 | 0 | 1 | 11833-031-013049 | FIRESTONE TIRE & RUBBER CO
11722 | Permanently Closed | 1993-02-08 06:00 | 1966-01-01 06:00 | 1993-02-08 06:00 | Petroleum | Used oil | Used oil |  | Steel | Steel |  | Painted or None | Steel |  | 1901-01-01 06:00 | [15 empty] | UST Currently In Use: 0; UST Temp Close: 0; AST Currently In Use: 0; AST Temp Closed: 0 | 0 | 0 | 1 | 11833-043-012825 | FIRESTONE TIRE & RUBBER CO
11723 | Permanently Closed | 1992-08-25 06:00 | 1970-01-01 06:00 | 1992-08-25 06:00 | Petroleum | Used oil | Used oil |  | Steel | Steel |  |  |  |  | 1901-01-01 06:00 | [15 empty] | UST Currently In Use: 0; UST Temp Close: 0; AST Currently In Use: 0; AST Temp Closed: 0 | 0 | 0 | 1 | 11833-073-013039 | FIRESTONE TIRE & RUBBER CO
11725 | Permanently Closed | 1987-01-01 06:00 | 1937-01-01 06:00 |  | Petroleum | Unleaded gasoline | Unleaded gasoline |  | Steel | Steel |  | Painted or None | Steel |  | 1901-01-01 06:00 | [15 empty] | UST Currently In Use: 0; UST Temp Close: 0; AST Currently In Use: 0; AST Temp Closed: 0 | 0 | 0 | 3 | 11833-097-013047 | FIRESTONE TIRE & RUBBER CO
11726 | Permanently Closed | 1987-01-01 06:00 | 1937-01-01 06:00 |  | Petroleum | Unleaded gasoline | Unleaded gasoline |  | Steel | Steel |  | Painted or None | Steel |  | 1901-01-01 06:00 | [15 empty] | UST Currently In Use: 0; UST Temp Close: 0; AST Currently In Use: 0; AST Temp Closed: 0 | 0 | 0 | 3 | 11833-097-013047 | FIRESTONE TIRE & RUBBER CO
11727 | Permanently Closed | 1987-01-01 06:00 | 1927-01-01 06:00 |  | Petroleum | Unleaded gasoline | Unleaded gasoline |  | Steel | Steel |  | Painted or None | Steel |  | 1901-01-01 06:00 | [15 empty] | UST Currently In Use: 0; UST Temp Close: 0; AST Currently In Use: 0; AST Temp Closed: 0 | 0 | 0 | 3 | 11833-097-013047 | FIRESTONE TIRE & RUBBER CO
11728 | Cannot Locate or abandoned | 1991-12-10 06:00 | 1968-01-01 06:00 |  | Petroleum | Unleaded gasoline | Unleaded gasoline |  | Steel | Steel |  | Painted or None | Steel |  | 1901-01-01 06:00 | [15 empty] | UST Currently In Use: 0; UST Temp Close: 0; AST Currently In Use: 0; AST Temp Closed: 0 | 0 | 0 | 0 | 11834-039-009888 | FIRESTONE'S GROCERY
11729 | Cannot Locate or abandoned | 1991-12-10 06:00 | 1968-01-01 06:00 |  | Petroleum | Unleaded gasoline | Unleaded gasoline |  | Steel | Steel |  | Painted or None | Steel |  | 1901-01-01 06:00 | [15 empty] | UST Currently In Use: 0; UST Temp Close: 0; AST Currently In Use: 0; AST Temp Closed: 0 | 0 | 0 | 0 | 11834-039-009888 | FIRESTONE'S GROCERY
11730 | Cannot Locate or abandoned | 1991-12-10 06:00 | 1968-01-01 06:00 |  | Petroleum | Unleaded gasoline | Unleaded gasoline |  | Steel | Steel |  | Painted or None | Steel |  | 1901-01-01 06:00 | [15 empty] | UST Currently In Use: 0; UST Temp Close: 0; AST Currently In Use: 0; AST Temp Closed: 0 | 0 | 0 | 0 | 11834-039-009888 | FIRESTONE'S GROCERY
11731 | Cannot Locate or abandoned | 1991-12-10 06:00 | 1968-01-01 06:00 |  | Petroleum | Kerosene | Kerosene |  | Steel | Steel |  | Painted or None | Steel |  | 1901-01-01 06:00 | [15 empty] | UST Currently In Use: 0; UST Temp Close: 0; AST Currently In Use: 0; AST Temp Closed: 0 | 0 | 0 | 0 | 11834-039-009888 | FIRESTONE'S GROCERY
11732 | Permanently Closed | 1988-03-01 06:00 | 1969-01-01 06:00 | 1988-03-01 06:00 | Petroleum | Unleaded gasoline | Unleaded gasoline |  | Steel | Steel |  |  |  |  | 1901-01-01 06:00 | [15 empty] | UST Currently In Use: 0; UST Temp Close: 0; AST Currently In Use: 0; AST Temp Closed: 0 | 0 | 0 | 4 | 11835-011-009457 | FIRST BAPTIST CHURCH
11733 | Permanently Closed | 1988-03-01 06:00 | 1964-01-01 06:00 | 1988-03-01 06:00 | Petroleum | Unleaded gasoline | Unleaded gasoline |  | Steel | Steel |  |  |  |  | 1901-01-01 06:00 | [15 empty] | UST Currently In Use: 0; UST Temp Close: 0; AST Currently In Use: 0; AST Temp Closed: 0 | 0 | 0 | 4 | 11835-011-009457 | FIRST BAPTIST CHURCH
11734 | Permanently Closed | 1988-03-01 06:00 | 1964-01-01 06:00 | 1988-03-01 06:00 | Petroleum | Unleaded gasoline | Unleaded gasoline |  | Steel | Steel |  |  |  |  | 1901-01-01 06:00 | [15 empty] | UST Currently In Use: 0; UST Temp Close: 0; AST Currently In Use: 0; AST Temp Closed: 0 | 0 | 0 | 4 | 11835-011-009457 | FIRST BAPTIST CHURCH
11735 | Permanently Closed | 1988-03-01 06:00 | 1964-01-01 06:00 | 1988-03-01 06:00 | Petroleum | Unleaded gasoline | Unleaded gasoline |  | Steel | Steel |  |  |  |  | 1901-01-01 06:00 | [15 empty] | UST Currently In Use: 0; UST Temp Close: 0; AST Currently In Use: 0; AST Temp Closed: 0 | 0 | 0 | 4 | 11835-011-009457 | FIRST BAPTIST CHURCH
11736 | Permanently Closed | 1988-01-01 06:00 | 1977-01-01 06:00 | 1988-01-01 06:00 | Petroleum | Unleaded gasoline | Unleaded gasoline |  | Steel | Steel |  | Painted or None | Steel |  | 1901-01-01 06:00 | [15 empty] | UST Currently In Use: 0; UST Temp Close: 0; AST Currently In Use: 0; AST Temp Closed: 0 | 0 | 0 | 2 | 11836-081-012855 | FIRST BAPTIST CHURCH
11737 | Permanently Closed | 1988-01-01 06:00 | 1977-01-01 06:00 | 1988-01-01 06:00 | Petroleum | Unleaded gasoline | Unleaded gasoline |  | Steel | Steel |  | Painted or None | Steel |  | 1901-01-01 06:00 | [15 empty] | UST Currently In Use: 0; UST Temp Close: 0; AST Currently In Use: 0; AST Temp Closed: 0 | 0 | 0 | 2 | 11836-081-012855 | FIRST BAPTIST CHURCH
11738 | Permanently Closed | 1985-01-01 06:00 | 1962-01-01 06:00 | 1988-04-08 06:00 | Petroleum | Other, OTHER | Other |  | Steel | Steel |  | Painted or None | Steel |  | 1901-01-01 06:00 | [15 empty] | UST Currently In Use: 0; UST Temp Close: 0; AST Currently In Use: 0; AST Temp Closed: 0 | 0 | 0 | 6 | 11837-097-010897 | FIRST NATIONAL BANK OF MOBILE AL
11739 | Permanently Closed | 1985-01-01 06:00 | 1962-01-01 06:00 | 1988-04-08 06:00 | Petroleum | Other, OTHER | Other |  | Steel | Steel |  | Painted or None | Steel |  | 1901-01-01 06:00 | [15 empty] | UST Currently In Use: 0; UST Temp Close: 0; AST Currently In Use: 0; AST Temp Closed: 0 | 0 | 0 | 6 | 11837-097-010897 | FIRST NATIONAL BANK OF MOBILE AL
11740 | Permanently Closed | 1985-01-01 06:00 | 1962-01-01 06:00 | 1988-04-08 06:00 | Petroleum | Other, OTHER | Other |  | Steel | Steel |  | Painted or None | Steel |  | 1901-01-01 06:00 | [15 empty] | UST Currently In Use: 0; UST Temp Close: 0; AST Currently In Use: 0; AST Temp Closed: 0 | 0 | 0 | 6 | 11837-097-010897 | FIRST NATIONAL BANK OF MOBILE AL
11741 | Permanently Closed | 1985-01-01 06:00 | 1962-01-01 06:00 | 1988-04-08 06:00 | Petroleum | Other, OTHER | Other |  | Steel | Steel |  | Painted or None | Steel |  | 1901-01-01 06:00 | [15 empty] | UST Currently In Use: 0; UST Temp Close: 0; AST Currently In Use: 0; AST Temp Closed: 0 | 0 | 0 | 6 | 11837-097-010897 | FIRST NATIONAL BANK OF MOBILE AL
11742 | Permanently Closed | 1985-01-01 06:00 | 1962-01-01 06:00 | 1988-04-08 06:00 | Petroleum | Other, OTHER | Other |  | Steel | Steel |  | Painted or None | Steel |  | 1901-01-01 06:00 | [15 empty] | UST Currently In Use: 0; UST Temp Close: 0; AST Currently In Use: 0; AST Temp Closed: 0 | 0 | 0 | 6 | 11837-097-010897 | FIRST NATIONAL BANK OF MOBILE AL
11743 | Permanently Closed | 1985-01-01 06:00 | 1962-01-01 06:00 | 1988-04-08 06:00 | Petroleum | Other, OTHER | Other |  | Steel | Steel |  | Painted or None | Steel |  | 1901-01-01 06:00 | [15 empty] | UST Currently In Use: 0; UST Temp Close: 0; AST Currently In Use: 0; AST Temp Closed: 0 | 0 | 0 | 6 | 11837-097-010897 | FIRST NATIONAL BANK OF MOBILE AL
11744 | Permanently Closed | 1992-02-01 06:00 | 1968-01-01 06:00 | 2001-11-28 06:00 | Petroleum | Unleaded gasoline | Unleaded gasoline |  | Steel | Steel |  | Painted or None | Steel |  | 1901-01-01 06:00 | [15 empty] | UST Currently In Use: 0; UST Temp Close: 0; AST Currently In Use: 0; AST Temp Closed: 0 | 0 | 0 | 4 | 11839-073-011300 | FISCA OIL CO INC
11745 | Permanently Closed | 1992-02-01 06:00 | 1968-01-01 06:00 | 2001-11-28 06:00 | Petroleum | Unleaded gasoline | Unleaded gasoline |  | Steel | Steel |  | Painted or None | Steel |  | 1901-01-01 06:00 | [15 empty] | UST Currently In Use: 0; UST Temp Close: 0; AST Currently In Use: 0; AST Temp Closed: 0 | 0 | 0 | 4 | 11839-073-011300 | FISCA OIL CO INC
11746 | Permanently Closed | 1992-02-01 06:00 | 1968-01-01 06:00 | 2001-11-28 06:00 | Petroleum | Unleaded gasoline | Unleaded gasoline |  | Steel | Steel |  | Painted or None | Steel |  | 1901-01-01 06:00 | [15 empty] | UST Currently In Use: 0; UST Temp Close: 0; AST Currently In Use: 0; AST Temp Closed: 0 | 0 | 0 | 4 | 11839-073-011300 | FISCA OIL CO INC
11747 | Permanently Closed | 1992-02-01 06:00 | 1968-01-01 06:00 | 2001-11-28 06:00 | Petroleum | Unleaded gasoline | Unleaded gasoline |  | Steel | Steel |  | Painted or None | Steel |  | 1901-01-01 06:00 | [15 empty] | UST Currently In Use: 0; UST Temp Close: 0; AST Currently In Use: 0; AST Temp Closed: 0 | 0 | 0 | 4 | 11839-073-011300 | FISCA OIL CO INC
11748 | Permanently Closed | 2020-07-31 06:00 | 1972-03-01 06:00 | 2020-08-06 06:00 | Petroleum | Unleaded gasoline | Unleaded gasoline | Retail | Steel | Steel | Field installed cathodic protection, Interior lined (not allowed as a standalone method of corrosion protection) |  | Fiberglass reinforced plastic |  |  |  | Catchment Basin, Single walled catchment basin | Flow Rest 90% Full | Flow Rest 90% Full |  |  | Continuous Automatic Tank Gauge |  | Automatic flow restrictor (MLLD), Containment Sump | Containment Sump | [5 empty] | UST Currently In Use: 0; UST Temp Close: 0; AST Currently In Use: 0; AST Temp Closed: 0 | 0 | 0 | 3 | 17690-097-011299 | MERRITT AND WALDING PROPERTIES
11749 | Permanently Closed | 2020-07-31 06:00 | 1972-03-01 06:00 | 2020-08-06 06:00 | Petroleum | Premium gasoline | Premium gasoline | Retail | Steel | Steel | Field installed cathodic protection, Interior lined (not allowed as a standalone method of corrosion protection) |  | Fiberglass reinforced plastic |  |  |  | Catchment Basin, Single walled catchment basin | Flow Rest 90% Full | Flow Rest 90% Full |  |  | Continuous Automatic Tank Gauge |  | Automatic shutoff device (AELLD), Containment Sump | Containment Sump | [5 empty] | UST Currently In Use: 0; UST Temp Close: 0; AST Currently In Use: 0; AST Temp Closed: 0 | 0 | 0 | 3 | 17690-097-011299 | MERRITT AND WALDING PROPERTIES
11750 | Permanently Closed | 2020-07-31 06:00 | 1987-09-01 06:00 | 2020-08-06 06:00 | Petroleum | On road diesel | On road diesel | Retail | Steel | Steel | Coated & cathodic protection (sti-P3), Field installed cathodic protection |  | Fiberglass reinforced plastic |  |  |  | Catchment Basin, Single walled catchment basin | Flow Rest 90% Full | Flow Rest 90% Full |  |  | Continuous Automatic Tank Gauge |  | Automatic shutoff device (AELLD), Containment Sump | Containment Sump | [5 empty] | UST Currently In Use: 0; UST Temp Close: 0; AST Currently In Use: 0; AST Temp Closed: 0 | 0 | 0 | 3 | 17690-097-011299 | MERRITT AND WALDING PROPERTIES
11751 | Permanently Closed | 1985-01-01 06:00 | 1959-01-01 06:00 | 1985-01-01 06:00 | Petroleum | On road diesel | On road diesel |  | Steel | Steel |  | Painted or None | Steel |  | 1901-01-01 06:00 | [15 empty] | UST Currently In Use: 0; UST Temp Close: 0; AST Currently In Use: 0; AST Temp Closed: 0 | 0 | 0 | 4 | 11840-097-002359 | FLACO CORP
11752 | Permanently Closed | 1985-01-01 06:00 | 1959-01-01 06:00 | 1985-01-01 06:00 | Petroleum | Unleaded gasoline | Unleaded gasoline |  | Steel | Steel |  | Painted or None | Steel |  | 1901-01-01 06:00 | [15 empty] | UST Currently In Use: 0; UST Temp Close: 0; AST Currently In Use: 0; AST Temp Closed: 0 | 0 | 0 | 4 | 11840-097-002359 | FLACO CORP
11753 | Permanently Closed | 1985-01-01 06:00 | 1969-01-01 06:00 | 1985-01-01 06:00 | Petroleum | Unleaded gasoline | Unleaded gasoline |  | Steel | Steel |  | Painted or None | Steel |  | 1901-01-01 06:00 | [15 empty] | UST Currently In Use: 0; UST Temp Close: 0; AST Currently In Use: 0; AST Temp Closed: 0 | 0 | 0 | 4 | 11840-097-002359 | FLACO CORP
11754 | Permanently Closed | 1985-01-01 06:00 | 1969-01-01 06:00 | 1985-01-01 06:00 | Petroleum | Used oil | Used oil |  | Steel | Steel |  | Painted or None | Steel |  | 1901-01-01 06:00 | [15 empty] | UST Currently In Use: 0; UST Temp Close: 0; AST Currently In Use: 0; AST Temp Closed: 0 | 0 | 0 | 4 | 11840-097-002359 | FLACO CORP
11755 | Permanently Closed | 1992-12-30 06:00 | 1977-01-01 06:00 | 1992-12-30 06:00 | Petroleum | On road diesel | On road diesel |  | Steel | Steel |  | Painted or None | Steel |  | 1901-01-01 06:00 | [15 empty] | UST Currently In Use: 0; UST Temp Close: 0; AST Currently In Use: 0; AST Temp Closed: 0 | 0 | 0 | 2 | 11841-073-002066 | FLANAGANS EXCAVATING CO INC
11756 | Permanently Closed | 1992-12-30 06:00 | 1977-01-01 06:00 | 1992-12-30 06:00 | Petroleum | On road diesel | On road diesel |  | Steel | Steel |  | Painted or None | Steel |  | 1901-01-01 06:00 | [15 empty] | UST Currently In Use: 0; UST Temp Close: 0; AST Currently In Use: 0; AST Temp Closed: 0 | 0 | 0 | 2 | 11841-073-002066 | FLANAGANS EXCAVATING CO INC
11757 | Permanently Closed | 1996-08-01 06:00 | 1964-01-01 06:00 | 1996-08-15 06:00 | Petroleum | Unleaded gasoline | Unleaded gasoline |  | Steel | Steel |  | Painted or None | Steel |  | 1901-01-01 06:00 | [12 empty] | Annual line testing | Annual line testing |  | UST Currently In Use: 0; UST Temp Close: 0; AST Currently In Use: 0; AST Temp Closed: 0 | 0 | 0 | 4 | 11842-073-002372 | FLASH OIL CORP
11758 | Permanently Closed | 1996-08-01 06:00 | 1964-01-01 06:00 | 1996-08-15 06:00 | Petroleum | Unleaded gasoline | Unleaded gasoline |  | Steel | Steel |  | Painted or None | Steel |  | 1901-01-01 06:00 | [12 empty] | Annual line testing | Annual line testing |  | UST Currently In Use: 0; UST Temp Close: 0; AST Currently In Use: 0; AST Temp Closed: 0 | 0 | 0 | 4 | 11842-073-002372 | FLASH OIL CORP
11759 | Permanently Closed | 1996-08-01 06:00 | 1964-01-01 06:00 | 1996-08-15 06:00 | Petroleum | Unleaded gasoline | Unleaded gasoline |  | Steel | Steel |  | Painted or None | Steel |  | 1901-01-01 06:00 | [12 empty] | Annual line testing | Annual line testing |  | UST Currently In Use: 0; UST Temp Close: 0; AST Currently In Use: 0; AST Temp Closed: 0 | 0 | 0 | 4 | 11842-073-002372 | FLASH OIL CORP
11760 | Permanently Closed | 1996-08-01 06:00 | 1964-01-01 06:00 | 1996-08-15 06:00 | Petroleum | On road diesel | On road diesel |  | Steel | Steel |  | Painted or None | Steel |  | 1901-01-01 06:00 | [12 empty] | Annual line testing | Annual line testing |  | UST Currently In Use: 0; UST Temp Close: 0; AST Currently In Use: 0; AST Temp Closed: 0 | 0 | 0 | 4 | 11842-073-002372 | FLASH OIL CORP
11761 | Temporary Closed | 2005-05-29 06:00 | 1964-01-01 06:00 |  | Petroleum | Unleaded gasoline | Unleaded gasoline | Retail | Steel | Steel | Field installed cathodic protection |  | Steel |  | 1901-01-01 06:00 | Field installed cathodic protection | Catchment Basin, Single walled catchment basin | Automatic shutoff device At 95% full | Automatic shutoff device At 95% full |  |  |  |  | Automatic flow restrictor (MLLD) | Automatic flow restrictor (MLLD) |  |  | Annual line testing | Annual line testing |  | UST Currently In Use: 0; UST Temp Close: 3; AST Currently In Use: 0; AST Temp Closed: 0 | 0 | 3 | 0 | 10442-097-002373 | KRUPP OIL CO INC C/O CLINTON HARRIS
11762 | Temporary Closed | 2005-05-29 06:00 | 1964-01-01 06:00 |  | Petroleum | Mid-grade gasoline | Mid-grade gasoline | Retail | Steel | Steel | Field installed cathodic protection |  | Steel |  | 1901-01-01 06:00 | Field installed cathodic protection | Catchment Basin, Single walled catchment basin | Automatic shutoff device At 95% full | Automatic shutoff device At 95% full |  |  |  |  | Automatic flow restrictor (MLLD) | Automatic flow restrictor (MLLD) |  |  | Annual line testing | Annual line testing |  | UST Currently In Use: 0; UST Temp Close: 3; AST Currently In Use: 0; AST Temp Closed: 0 | 0 | 3 | 0 | 10442-097-002373 | KRUPP OIL CO INC C/O CLINTON HARRIS
11763 | Temporary Closed | 2005-05-29 06:00 | 1964-01-01 06:00 |  | Petroleum | Premium gasoline | Premium gasoline | Retail | Steel | Steel | Field installed cathodic protection |  | Steel |  | 1901-01-01 06:00 | Field installed cathodic protection | Catchment Basin, Single walled catchment basin | Automatic shutoff device At 95% full | Automatic shutoff device At 95% full |  |  |  |  | Automatic flow restrictor (MLLD) | Automatic flow restrictor (MLLD) |  |  | Annual line testing | Annual line testing |  | UST Currently In Use: 0; UST Temp Close: 3; AST Currently In Use: 0; AST Temp Closed: 0 | 0 | 3 | 0 | 10442-097-002373 | KRUPP OIL CO INC C/O CLINTON HARRIS
11765 | Permanently Closed | 1990-01-01 06:00 | 1958-01-01 06:00 | 1990-01-01 06:00 | Petroleum | Unleaded gasoline | Unleaded gasoline | [7 empty] | 1901-01-01 06:00 | [15 empty] | UST Currently In Use: 0; UST Temp Close: 0; AST Currently In Use: 0; AST Temp Closed: 0 | 0 | 0 | 1 | 11844-077-011338 | FLAV O RICH INC
11766 | Permanently Closed | 1992-04-13 06:00 | 1968-01-01 06:00 | 1992-04-13 06:00 | Petroleum | On road diesel | On road diesel |  | Steel | Steel |  |  | Steel |  | 1901-01-01 06:00 | [15 empty] | UST Currently In Use: 0; UST Temp Close: 0; AST Currently In Use: 0; AST Temp Closed: 0 | 0 | 0 | 1 | 11844-095-011339 | FLAV O RICH INC
11767 | Permanently Closed | 1987-01-01 06:00 | 1953-01-01 06:00 | 1991-04-02 06:00 | Petroleum | Unleaded gasoline | Unleaded gasoline |  | Steel | Steel |  |  | Steel |  | 1901-01-01 06:00 | [15 empty] | UST Currently In Use: 0; UST Temp Close: 0; AST Currently In Use: 0; AST Temp Closed: 0 | 0 | 0 | 2 | 17322-103-011341 | DASI PRODUCTS INC
11768 | Permanently Closed | 1987-01-01 06:00 | 1953-01-01 06:00 | 1991-04-02 06:00 | Petroleum | On road diesel | On road diesel |  | Steel | Steel |  |  | Steel |  | 1901-01-01 06:00 | [15 empty] | UST Currently In Use: 0; UST Temp Close: 0; AST Currently In Use: 0; AST Temp Closed: 0 | 0 | 0 | 2 | 17322-103-011341 | DASI PRODUCTS INC
11769 | Permanently Closed | 1990-02-01 06:00 | 1959-01-01 06:00 | 1990-02-21 06:00 | Petroleum | Other, EMPTY | Other |  | Steel | Steel |  | Painted or None |  |  | 1901-01-01 06:00 | [15 empty] | UST Currently In Use: 0; UST Temp Close: 0; AST Currently In Use: 0; AST Temp Closed: 0 | 0 | 0 | 1 | 11844-013-001996 | FLAV O RICH INC
11770 | Permanently Closed | 1989-11-26 06:00 | 1964-01-01 06:00 | 1989-11-27 06:00 | Petroleum | Unleaded gasoline | Unleaded gasoline |  | Steel | Steel |  | Painted or None | Steel |  | 1901-01-01 06:00 | [15 empty] | UST Currently In Use: 0; UST Temp Close: 0; AST Currently In Use: 0; AST Temp Closed: 0 | 0 | 0 | 1 | 11844-047-001997 | FLAV O RICH INC
11771 | Permanently Closed | 1991-12-31 06:00 | 1970-01-01 06:00 | 1991-12-31 06:00 | Petroleum | Unleaded gasoline | Unleaded gasoline |  | Steel | Steel |  |  | Steel |  | 1901-01-01 06:00 | [15 empty] | UST Currently In Use: 0; UST Temp Close: 0; AST Currently In Use: 0; AST Temp Closed: 0 | 0 | 0 | 3 | 11844-069-001995 | FLAV O RICH INC
11772 | Permanently Closed | 1991-12-31 06:00 | 1969-01-01 06:00 | 1991-12-31 06:00 | Petroleum | Unleaded gasoline | Unleaded gasoline |  | Steel | Steel |  |  | Steel |  | 1901-01-01 06:00 | [15 empty] | UST Currently In Use: 0; UST Temp Close: 0; AST Currently In Use: 0; AST Temp Closed: 0 | 0 | 0 | 3 | 11844-069-001995 | FLAV O RICH INC
11773 | Permanently Closed | 1991-12-31 06:00 | 1981-01-01 06:00 | 1991-12-31 06:00 | Petroleum | On road diesel | On road diesel |  | Steel | Steel |  |  | Steel |  | 1901-01-01 06:00 | [15 empty] | UST Currently In Use: 0; UST Temp Close: 0; AST Currently In Use: 0; AST Temp Closed: 0 | 0 | 0 | 3 | 11844-069-001995 | FLAV O RICH INC
11774 | Permanently Closed | 1995-01-24 06:00 | 1982-01-01 06:00 | 1995-01-24 06:00 | Petroleum | Unleaded gasoline | Unleaded gasoline |  | Steel | Steel |  | Painted or None | Steel |  | 1901-01-01 06:00 | [15 empty] | UST Currently In Use: 0; UST Temp Close: 0; AST Currently In Use: 0; AST Temp Closed: 0 | 0 | 0 | 1 | 11844-097-001994 | FLAV O RICH INC
11775 | Permanently Closed | 1990-02-10 06:00 | 1959-01-01 06:00 | 1990-02-21 06:00 | Petroleum | Unleaded gasoline | Unleaded gasoline |  | Steel | Steel |  |  |  |  | 1901-01-01 06:00 | [12 empty] | Annual line testing | Annual line testing |  | UST Currently In Use: 0; UST Temp Close: 0; AST Currently In Use: 0; AST Temp Closed: 0 | 0 | 0 | 4 | 20003-101-001993 | 950 WEST SOUTH BOULEVARD LLC
11776 | Permanently Closed | 1990-02-10 06:00 | 1964-01-01 06:00 | 1990-02-21 06:00 | Petroleum | On road diesel | On road diesel |  | Steel | Steel |  |  |  |  | 1901-01-01 06:00 | [15 empty] | UST Currently In Use: 0; UST Temp Close: 0; AST Currently In Use: 0; AST Temp Closed: 0 | 0 | 0 | 4 | 20003-101-001993 | 950 WEST SOUTH BOULEVARD LLC
11777 | Permanently Closed | 1995-01-01 06:00 | 1969-01-01 06:00 | 1996-11-07 06:00 | Petroleum | On road diesel | On road diesel | Bulk facility | Steel | Steel |  |  | Steel |  | 1901-01-01 06:00 | [12 empty] | Annual line testing | Annual line testing |  | UST Currently In Use: 0; UST Temp Close: 0; AST Currently In Use: 0; AST Temp Closed: 0 | 0 | 0 | 4 | 20003-101-001993 | 950 WEST SOUTH BOULEVARD LLC
11780 | Permanently Closed | 1991-12-06 06:00 | 1959-01-01 06:00 |  | Petroleum | Used oil | Used oil |  | Steel | Steel |  |  |  |  | 1901-01-01 06:00 | [15 empty] | UST Currently In Use: 0; UST Temp Close: 0; AST Currently In Use: 0; AST Temp Closed: 0 | 0 | 0 | 4 | 20003-101-001993 | 950 WEST SOUTH BOULEVARD LLC
11781 | Permanently Closed | 1990-02-01 06:00 | 1954-01-01 06:00 | 1990-02-21 06:00 | Petroleum | Other, OTHER | Other |  | Steel | Steel |  |  | Steel |  | 1901-01-01 06:00 | [15 empty] | UST Currently In Use: 0; UST Temp Close: 0; AST Currently In Use: 0; AST Temp Closed: 0 | 0 | 0 | 1 | 11844-123-001998 | FLAV O RICH INC
11783 | Permanently Closed | 1991-08-22 06:00 | 1901-01-01 06:00 | 1991-08-22 06:00 | Petroleum | On road diesel | On road diesel |  | Steel | Steel |  |  |  |  | 1901-01-01 06:00 | [15 empty] | UST Currently In Use: 0; UST Temp Close: 0; AST Currently In Use: 0; AST Temp Closed: 0 | 0 | 0 | 2 | 11846-073-011056 | FLEET TRANSPORT CO
11784 | Permanently Closed | 1991-08-22 06:00 | 1901-01-01 06:00 | 1991-08-22 06:00 | Petroleum | On road diesel | On road diesel |  | Steel | Steel |  |  |  |  | 1901-01-01 06:00 | [15 empty] | UST Currently In Use: 0; UST Temp Close: 0; AST Currently In Use: 0; AST Temp Closed: 0 | 0 | 0 | 2 | 11846-073-011056 | FLEET TRANSPORT CO
11785 | Permanently Closed | 1996-11-12 06:00 | 1901-01-01 06:00 | 1996-11-12 06:00 | Petroleum | On road diesel | On road diesel |  | Steel | Steel |  |  |  |  | 1901-01-01 06:00 | [6 empty] | Statistical Inventory Reconciliation (SIR) | [5 empty] | Annual line testing | Annual line testing |  | UST Currently In Use: 0; UST Temp Close: 0; AST Currently In Use: 0; AST Temp Closed: 0 | 0 | 0 | 2 | 11847-103-011054 | FLEET TRANSPORT CO
11786 | Permanently Closed | 1994-02-01 06:00 | 1977-01-06 06:00 | 1996-11-12 06:00 | Petroleum | On road diesel | On road diesel | Bulk facility | Steel | Steel |  |  |  |  | 1901-01-01 06:00 | None | [5 empty] | Statistical Inventory Reconciliation (SIR) | [5 empty] | Annual line testing | Annual line testing |  | UST Currently In Use: 0; UST Temp Close: 0; AST Currently In Use: 0; AST Temp Closed: 0 | 0 | 0 | 2 | 11847-103-011054 | FLEET TRANSPORT CO
11787 | Permanently Closed | 1999-12-20 06:00 | 1976-01-01 06:00 | 1999-12-20 06:00 | Petroleum | On road diesel | On road diesel |  | Steel | Steel | Interior lined (not allowed as a standalone method of corrosion protection) | Painted or None | Fiberglass reinforced plastic |  | 1901-01-01 06:00 | None | Catchment Basin, Single walled catchment basin | [13 empty] | UST Currently In Use: 0; UST Temp Close: 0; AST Currently In Use: 0; AST Temp Closed: 0 | 0 | 0 | 2 | 11848-101-002444 | FLEET TRANSPORTATION CO INC
11788 | Permanently Closed | 1999-12-20 06:00 | 1976-01-01 06:00 | 1999-12-20 06:00 | Petroleum | On road diesel | On road diesel |  | Steel | Steel | Interior lined (not allowed as a standalone method of corrosion protection) | Painted or None | Fiberglass reinforced plastic |  | 1901-01-01 06:00 | None | Catchment Basin, Single walled catchment basin | [13 empty] | UST Currently In Use: 0; UST Temp Close: 0; AST Currently In Use: 0; AST Temp Closed: 0 | 0 | 0 | 2 | 11848-101-002444 | FLEET TRANSPORTATION CO INC
11789 | Permanently Closed | 1984-09-01 06:00 | 1961-01-01 06:00 | 1989-08-31 06:00 | Petroleum | On road diesel | On road diesel |  | Steel | Steel |  |  | Steel |  | 1901-01-01 06:00 | [15 empty] | UST Currently In Use: 0; UST Temp Close: 0; AST Currently In Use: 0; AST Temp Closed: 0 | 0 | 0 | 1 | 11849-101-007572 | FLEISCHMANN'S YEAST INC
11790 | Permanently Closed | 1990-10-10 06:00 | 1974-01-01 06:00 | 1990-10-10 06:00 | Petroleum | Unleaded gasoline | Unleaded gasoline |  | Steel | Steel |  | Painted or None | Steel |  | 1901-01-01 06:00 | [15 empty] | UST Currently In Use: 0; UST Temp Close: 0; AST Currently In Use: 0; AST Temp Closed: 0 | 0 | 0 | 8 | 11850-061-002809 | FLEMING FOOD OF AL INC
11791 | Permanently Closed | 1990-10-10 06:00 | 1974-01-01 06:00 | 1990-10-10 06:00 | Petroleum | Unleaded gasoline | Unleaded gasoline |  | Steel | Steel |  | Painted or None | Steel |  | 1901-01-01 06:00 | [15 empty] | UST Currently In Use: 0; UST Temp Close: 0; AST Currently In Use: 0; AST Temp Closed: 0 | 0 | 0 | 8 | 11850-061-002809 | FLEMING FOOD OF AL INC
11792 | Permanently Closed | 1990-10-10 06:00 | 1974-01-01 06:00 | 1990-10-10 06:00 | Petroleum | Unleaded gasoline | Unleaded gasoline |  | Steel | Steel |  | Painted or None | Steel |  | 1901-01-01 06:00 | [15 empty] | UST Currently In Use: 0; UST Temp Close: 0; AST Currently In Use: 0; AST Temp Closed: 0 | 0 | 0 | 8 | 11850-061-002809 | FLEMING FOOD OF AL INC
11793 | Permanently Closed | 1990-10-10 06:00 | 1980-01-01 06:00 | 1990-10-10 06:00 | Petroleum | Unleaded gasoline | Unleaded gasoline |  | Steel | Steel |  | Painted or None | Steel |  | 1901-01-01 06:00 | [15 empty] | UST Currently In Use: 0; UST Temp Close: 0; AST Currently In Use: 0; AST Temp Closed: 0 | 0 | 0 | 8 | 11850-061-002809 | FLEMING FOOD OF AL INC
11794 | Permanently Closed | 1990-10-10 06:00 | 1980-01-01 06:00 | 1990-10-10 06:00 | Petroleum | Unleaded gasoline | Unleaded gasoline |  | Steel | Steel |  | Painted or None | Steel |  | 1901-01-01 06:00 | [15 empty] | UST Currently In Use: 0; UST Temp Close: 0; AST Currently In Use: 0; AST Temp Closed: 0 | 0 | 0 | 8 | 11850-061-002809 | FLEMING FOOD OF AL INC
11795 | Permanently Closed | 1990-10-10 06:00 | 1974-01-01 06:00 | 1990-10-10 06:00 | Petroleum | Unleaded gasoline | Unleaded gasoline |  | Steel | Steel |  | Painted or None | Steel |  | 1901-01-01 06:00 | [15 empty] | UST Currently In Use: 0; UST Temp Close: 0; AST Currently In Use: 0; AST Temp Closed: 0 | 0 | 0 | 8 | 11850-061-002809 | FLEMING FOOD OF AL INC
11796 | Permanently Closed | 1990-10-10 06:00 | 1974-01-01 06:00 | 1990-10-10 06:00 | Petroleum | Unleaded gasoline | Unleaded gasoline |  | Steel | Steel |  | Painted or None | Steel |  | 1901-01-01 06:00 | [15 empty] | UST Currently In Use: 0; UST Temp Close: 0; AST Currently In Use: 0; AST Temp Closed: 0 | 0 | 0 | 8 | 11850-061-002809 | FLEMING FOOD OF AL INC
11797 | Permanently Closed | 1990-10-10 06:00 | 1978-01-01 06:00 | 1990-10-10 06:00 | Petroleum | Unleaded gasoline | Unleaded gasoline |  | Steel | Steel |  | Painted or None | Steel |  | 1901-01-01 06:00 | [15 empty] | UST Currently In Use: 0; UST Temp Close: 0; AST Currently In Use: 0; AST Temp Closed: 0 | 0 | 0 | 8 | 11850-061-002809 | FLEMING FOOD OF AL INC
11798 | Permanently Closed | 1997-09-01 06:00 | 1986-01-01 06:00 | 1998-01-27 06:00 | Petroleum | On road diesel | On road diesel | Bulk facility | Fiberglass reinforced plastic | Fiberglass reinforced plastic |  |  | Fiberglass reinforced plastic |  | 1901-01-01 06:00 | None | [11 empty] | Annual line testing | Annual line testing |  | UST Currently In Use: 0; UST Temp Close: 0; AST Currently In Use: 0; AST Temp Closed: 0 | 0 | 0 | 8 | 11850-061-013915 | FLEMING FOOD OF AL INC
11799 | Permanently Closed | 1997-09-01 06:00 | 1986-01-01 06:00 | 1998-01-27 06:00 | Petroleum | On road diesel | On road diesel | Bulk facility | Fiberglass reinforced plastic | Fiberglass reinforced plastic |  |  | Fiberglass reinforced plastic |  | 1901-01-01 06:00 | None | [11 empty] | Annual line testing | Annual line testing |  | UST Currently In Use: 0; UST Temp Close: 0; AST Currently In Use: 0; AST Temp Closed: 0 | 0 | 0 | 8 | 11850-061-013915 | FLEMING FOOD OF AL INC
11800 | Permanently Closed | 1997-09-01 06:00 | 1986-01-01 06:00 | 1998-01-27 06:00 | Petroleum | On road diesel | On road diesel | Bulk facility | Fiberglass reinforced plastic | Fiberglass reinforced plastic |  |  | Fiberglass reinforced plastic |  | 1901-01-01 06:00 | None | [11 empty] | Annual line testing | Annual line testing |  | UST Currently In Use: 0; UST Temp Close: 0; AST Currently In Use: 0; AST Temp Closed: 0 | 0 | 0 | 8 | 11850-061-013915 | FLEMING FOOD OF AL INC
11801 | Permanently Closed | 1997-09-01 06:00 | 1986-01-01 06:00 | 1998-01-27 06:00 | Petroleum | On road diesel | On road diesel | Bulk facility | Fiberglass reinforced plastic | Fiberglass reinforced plastic |  |  | Fiberglass reinforced plastic |  | 1901-01-01 06:00 | None | [11 empty] | Annual line testing | Annual line testing |  | UST Currently In Use: 0; UST Temp Close: 0; AST Currently In Use: 0; AST Temp Closed: 0 | 0 | 0 | 8 | 11850-061-013915 | FLEMING FOOD OF AL INC
11802 | Permanently Closed | 1997-09-01 06:00 | 1986-01-01 06:00 | 1998-01-27 06:00 | Petroleum | On road diesel | On road diesel | Retail | Fiberglass reinforced plastic | Fiberglass reinforced plastic |  |  | Fiberglass reinforced plastic |  | 1901-01-01 06:00 | None | [11 empty] | Annual line testing | Annual line testing |  | UST Currently In Use: 0; UST Temp Close: 0; AST Currently In Use: 0; AST Temp Closed: 0 | 0 | 0 | 8 | 11850-061-013915 | FLEMING FOOD OF AL INC
11803 | Permanently Closed | 1997-09-01 06:00 | 1986-01-01 06:00 | 1998-01-27 06:00 | Petroleum | On road diesel | On road diesel | Bulk facility | Fiberglass reinforced plastic | Fiberglass reinforced plastic |  |  | Fiberglass reinforced plastic |  | 1901-01-01 06:00 | None | [11 empty] | Annual line testing | Annual line testing |  | UST Currently In Use: 0; UST Temp Close: 0; AST Currently In Use: 0; AST Temp Closed: 0 | 0 | 0 | 8 | 11850-061-013915 | FLEMING FOOD OF AL INC
11804 | Permanently Closed | 1997-09-01 06:00 | 1986-01-01 06:00 | 1998-01-20 06:00 | Petroleum | Used oil | Used oil |  | Fiberglass reinforced plastic | Fiberglass reinforced plastic |  |  | Fiberglass reinforced plastic |  | 1901-01-01 06:00 | [15 empty] | UST Currently In Use: 0; UST Temp Close: 0; AST Currently In Use: 0; AST Temp Closed: 0 | 0 | 0 | 8 | 11850-061-013915 | FLEMING FOOD OF AL INC
11805 | Permanently Closed | 1997-09-01 06:00 | 1986-01-01 06:00 | 1998-01-16 06:00 | Petroleum | Used oil | Used oil |  | Fiberglass reinforced plastic | Fiberglass reinforced plastic |  |  | Fiberglass reinforced plastic |  | 1901-01-01 06:00 | [15 empty] | UST Currently In Use: 0; UST Temp Close: 0; AST Currently In Use: 0; AST Temp Closed: 0 | 0 | 0 | 8 | 11850-061-013915 | FLEMING FOOD OF AL INC
11806 | Permanently Closed | 1988-10-10 06:00 | 1965-01-01 06:00 | 1988-10-10 06:00 | Petroleum | Unleaded gasoline | Unleaded gasoline |  | Steel | Steel |  | Painted or None | Steel |  | 1901-01-01 06:00 | [15 empty] | UST Currently In Use: 0; UST Temp Close: 0; AST Currently In Use: 0; AST Temp Closed: 0 | 0 | 0 | 2 | 11852-097-009679 | FLETCHER SMITH OIL CO CORP
11807 | Permanently Closed | 1988-10-10 06:00 | 1965-01-01 06:00 | 1988-10-10 06:00 | Petroleum | Unleaded gasoline | Unleaded gasoline |  | Steel | Steel |  | Painted or None | Steel |  | 1901-01-01 06:00 | [15 empty] | UST Currently In Use: 0; UST Temp Close: 0; AST Currently In Use: 0; AST Temp Closed: 0 | 0 | 0 | 2 | 11852-097-009679 | FLETCHER SMITH OIL CO CORP
11808 | Permanently Closed | 1901-01-01 06:00 | 1960-01-01 06:00 | 1986-08-01 06:00 | Petroleum | Other, OTHER | Other |  | Steel | Steel |  | Painted or None | Steel |  | 1901-01-01 06:00 | [15 empty] | UST Currently In Use: 6; UST Temp Close: 2; AST Currently In Use: 0; AST Temp Closed: 0 | 6 | 2 | 10 | 18027-097-010423 | FLETCHER SMITH SERVICE STATION
11809 | Permanently Closed | 1901-01-01 06:00 | 1958-01-01 06:00 | 1986-08-01 06:00 | Petroleum | Other, OTHER | Other |  | Steel | Steel |  | Painted or None | Steel |  | 1901-01-01 06:00 | [15 empty] | UST Currently In Use: 6; UST Temp Close: 2; AST Currently In Use: 0; AST Temp Closed: 0 | 6 | 2 | 10 | 18027-097-010423 | FLETCHER SMITH SERVICE STATION
11810 | Permanently Closed | 1985-01-01 06:00 | 1958-01-01 06:00 | 1986-08-01 06:00 | Petroleum | Other, OTHER | Other |  | Steel | Steel |  | Painted or None | Steel |  | 1901-01-01 06:00 | [15 empty] | UST Currently In Use: 6; UST Temp Close: 2; AST Currently In Use: 0; AST Temp Closed: 0 | 6 | 2 | 10 | 18027-097-010423 | FLETCHER SMITH SERVICE STATION
11811 | Permanently Closed | 1992-11-17 06:00 | 1982-01-01 06:00 | 1992-11-17 06:00 | Petroleum | On road diesel | On road diesel |  | Steel | Steel | Coated & cathodic protection (sti-P3) |  | Fiberglass reinforced plastic |  | 1901-01-01 06:00 | Field installed cathodic protection | [14 empty] | UST Currently In Use: 6; UST Temp Close: 2; AST Currently In Use: 0; AST Temp Closed: 0 | 6 | 2 | 10 | 18027-097-010423 | FLETCHER SMITH SERVICE STATION
11812 | Permanently Closed | 1992-11-17 06:00 | 1982-01-01 06:00 | 1992-11-17 06:00 | Petroleum | On road diesel | On road diesel |  | Steel | Steel | Coated & cathodic protection (sti-P3) |  | Fiberglass reinforced plastic |  | 1901-01-01 06:00 | Field installed cathodic protection | [14 empty] | UST Currently In Use: 6; UST Temp Close: 2; AST Currently In Use: 0; AST Temp Closed: 0 | 6 | 2 | 10 | 18027-097-010423 | FLETCHER SMITH SERVICE STATION
11813 | Permanently Closed | 1992-11-17 06:00 | 1982-01-01 06:00 | 1992-11-17 06:00 | Petroleum | On road diesel | On road diesel |  | Steel | Steel | Coated & cathodic protection (sti-P3) |  | Fiberglass reinforced plastic |  | 1901-01-01 06:00 | Field installed cathodic protection | [14 empty] | UST Currently In Use: 6; UST Temp Close: 2; AST Currently In Use: 0; AST Temp Closed: 0 | 6 | 2 | 10 | 18027-097-010423 | FLETCHER SMITH SERVICE STATION
11814 | Temporary Closed | 2009-11-18 06:00 | 1982-01-01 06:00 |  | Petroleum | On road diesel | On road diesel | Retail | Steel | Steel | Coated & cathodic protection (sti-P3) |  | Fiberglass reinforced plastic |  |  |  | Catchment Basin, Single walled catchment basin | Flow Rest 90% Full | Flow Rest 90% Full |  |  | Automatic Tank Gauge | [8 empty] | UST Currently In Use: 6; UST Temp Close: 2; AST Currently In Use: 0; AST Temp Closed: 0 | 6 | 2 | 10 | 18027-097-010423 | FLETCHER SMITH SERVICE STATION
11815 | Permanently Closed | 1993-02-02 06:00 | 1980-01-01 06:00 | 1993-02-02 06:00 | Petroleum | Unleaded gasoline | Unleaded gasoline |  | Steel | Steel |  | Painted or None | Steel |  | 1901-01-01 06:00 |  |  | Flow Rest 90% Full | Flow Rest 90% Full | [11 empty] | UST Currently In Use: 6; UST Temp Close: 2; AST Currently In Use: 0; AST Temp Closed: 0 | 6 | 2 | 10 | 18027-097-010423 | FLETCHER SMITH SERVICE STATION
11816 | Permanently Closed | 1993-02-02 06:00 | 1974-01-01 06:00 | 1993-02-02 06:00 | Petroleum | Unleaded gasoline | Unleaded gasoline |  | Steel | Steel |  | Painted or None | Steel |  | 1901-01-01 06:00 |  |  | Flow Rest 90% Full | Flow Rest 90% Full | [11 empty] | UST Currently In Use: 6; UST Temp Close: 2; AST Currently In Use: 0; AST Temp Closed: 0 | 6 | 2 | 10 | 18027-097-010423 | FLETCHER SMITH SERVICE STATION
11817 | Currently in Use |  | 1980-01-01 06:00 |  | Petroleum | Premium gasoline | Premium gasoline | Retail | Steel | Steel | Coated & cathodic protection (sti-P3) |  | Fiberglass reinforced plastic |  |  |  | Catchment Basin, Single walled catchment basin | Flow Rest 90% Full | Flow Rest 90% Full |  |  | Automatic Tank Gauge |  | Automatic flow restrictor (MLLD), Containment Sump | Containment Sump | Interstitial Monitoring within Secondary Containment | MANUAL/VISUAL CHECK | Annual line testing | Annual line testing |  | UST Currently In Use: 6; UST Temp Close: 2; AST Currently In Use: 0; AST Temp Closed: 0 | 6 | 2 | 10 | 18027-097-010423 | FLETCHER SMITH SERVICE STATION
11818 | Permanently Closed | 1993-02-02 06:00 | 1974-01-01 06:00 | 1993-02-02 06:00 | Petroleum | Unleaded gasoline | Unleaded gasoline |  | Steel | Steel |  | Painted or None | Steel |  | 1901-01-01 06:00 | [15 empty] | UST Currently In Use: 6; UST Temp Close: 2; AST Currently In Use: 0; AST Temp Closed: 0 | 6 | 2 | 10 | 18027-097-010423 | FLETCHER SMITH SERVICE STATION
11819 | Currently in Use |  | 1980-01-01 06:00 |  | Petroleum | On road diesel | On road diesel | Retail | Steel | Steel | Coated & cathodic protection (sti-P3) |  | Fiberglass reinforced plastic |  |  |  | Catchment Basin, Single walled catchment basin | Flow Rest 90% Full | Flow Rest 90% Full |  |  | Automatic Tank Gauge |  | Automatic flow restrictor (MLLD), Containment Sump | Containment Sump | Interstitial Monitoring within Secondary Containment | MANUAL/VISUAL CHECK | Annual line testing | Annual line testing |  | UST Currently In Use: 6; UST Temp Close: 2; AST Currently In Use: 0; AST Temp Closed: 0 | 6 | 2 | 10 | 18027-097-010423 | FLETCHER SMITH SERVICE STATION
11820 | Permanently Closed | 1987-02-01 06:00 | 1966-01-01 06:00 | 1987-03-01 06:00 | Petroleum | On road diesel | On road diesel |  | Steel | Steel |  | Painted or None | Steel |  | 1901-01-01 06:00 | [15 empty] | UST Currently In Use: 6; UST Temp Close: 2; AST Currently In Use: 0; AST Temp Closed: 0 | 6 | 2 | 10 | 18027-097-010423 | FLETCHER SMITH SERVICE STATION
11821 | Currently in Use |  | 1985-01-01 06:00 |  | Petroleum | Mid-grade gasoline | Mid-grade gasoline | Retail | Steel | Steel | Coated & cathodic protection (sti-P3), Interior lined (not allowed as a standalone method of corrosion protection) |  | Fiberglass reinforced plastic |  |  | Field installed cathodic protection | Catchment Basin, Single walled catchment basin | Flow Rest 90% Full | Flow Rest 90% Full |  |  | Automatic Tank Gauge |  | Automatic flow restrictor (MLLD), Containment Sump | Containment Sump | Interstitial Monitoring within Secondary Containment | MANUAL/VISUAL CHECK | Annual line testing | Annual line testing |  | UST Currently In Use: 6; UST Temp Close: 2; AST Currently In Use: 0; AST Temp Closed: 0 | 6 | 2 | 10 | 18027-097-010423 | FLETCHER SMITH SERVICE STATION
11822 | Temporary Closed | 2013-01-20 06:00 | 1985-01-01 06:00 |  | Petroleum | On road diesel | On road diesel | Retail | Steel | Steel | Coated & cathodic protection (sti-P3) |  | Fiberglass reinforced plastic |  |  |  | Catchment Basin, Single walled catchment basin | Flow Rest 90% Full | Flow Rest 90% Full |  |  | Automatic Tank Gauge | [8 empty] | UST Currently In Use: 6; UST Temp Close: 2; AST Currently In Use: 0; AST Temp Closed: 0 | 6 | 2 | 10 | 18027-097-010423 | FLETCHER SMITH SERVICE STATION
11823 | Permanently Closed | 1992-07-01 06:00 | 1971-01-01 06:00 | 1992-07-01 06:00 | Petroleum | Unleaded gasoline | Unleaded gasoline |  | Steel | Steel |  | Painted or None | Steel |  | 1901-01-01 06:00 | [15 empty] | UST Currently In Use: 0; UST Temp Close: 0; AST Currently In Use: 0; AST Temp Closed: 0 | 0 | 0 | 1 | 11852-097-010424 | FLETCHER SMITH OIL CO CORP
11824 | Permanently Closed | 1988-10-10 06:00 | 1971-01-01 06:00 | 1988-10-10 06:00 | Petroleum | Unleaded gasoline | Unleaded gasoline |  | Steel | Steel |  | Painted or None | Steel |  | 1901-01-01 06:00 | [15 empty] | UST Currently In Use: 0; UST Temp Close: 0; AST Currently In Use: 0; AST Temp Closed: 0 | 0 | 0 | 2 | 11852-097-010425 | FLETCHER SMITH OIL CO CORP
11825 | Permanently Closed | 1988-10-10 06:00 | 1971-01-01 06:00 | 1988-10-10 06:00 | Petroleum | Unleaded gasoline | Unleaded gasoline |  | Steel | Steel |  | Painted or None | Steel |  | 1901-01-01 06:00 | [15 empty] | UST Currently In Use: 0; UST Temp Close: 0; AST Currently In Use: 0; AST Temp Closed: 0 | 0 | 0 | 2 | 11852-097-010425 | FLETCHER SMITH OIL CO CORP
11826 | Permanently Closed | 1901-01-01 06:00 | 1972-01-01 06:00 | 1988-01-01 06:00 | Petroleum | Unleaded gasoline | Unleaded gasoline |  | Steel | Steel |  | Painted or None | Steel |  | 1901-01-01 06:00 | [12 empty] | Annual line testing | Annual line testing |  | UST Currently In Use: 0; UST Temp Close: 0; AST Currently In Use: 0; AST Temp Closed: 0 | 0 | 0 | 6 | 20564-097-010426 | DOTTIE BOOTHE
11827 | Permanently Closed | 1901-01-01 06:00 | 1972-01-01 06:00 | 1988-01-01 06:00 | Petroleum | Unleaded gasoline | Unleaded gasoline |  | Steel | Steel |  | Painted or None | Steel |  | 1901-01-01 06:00 | [12 empty] | Annual line testing | Annual line testing |  | UST Currently In Use: 0; UST Temp Close: 0; AST Currently In Use: 0; AST Temp Closed: 0 | 0 | 0 | 6 | 20564-097-010426 | DOTTIE BOOTHE
11828 | Permanently Closed | 1901-01-01 06:00 | 1972-01-01 06:00 | 1988-01-01 06:00 | Petroleum | Unleaded gasoline | Unleaded gasoline |  | Steel | Steel |  | Painted or None | Steel |  | 1901-01-01 06:00 | [12 empty] | Annual line testing | Annual line testing |  | UST Currently In Use: 0; UST Temp Close: 0; AST Currently In Use: 0; AST Temp Closed: 0 | 0 | 0 | 6 | 20564-097-010426 | DOTTIE BOOTHE
11829 | Permanently Closed | 2012-02-16 06:00 | 1987-01-01 06:00 | 2014-04-02 06:00 | Petroleum | Unleaded gasoline | Unleaded gasoline | Retail | Steel | Steel | Coated & cathodic protection (sti-P3) |  | Fiberglass reinforced plastic |  |  | Other, FLXS ISOLA | Catchment Basin, Single walled catchment basin | Flow Rest 90% Full | Flow Rest 90% Full |  |  | Statistical Inventory Reconciliation (SIR) | [8 empty] | UST Currently In Use: 0; UST Temp Close: 0; AST Currently In Use: 0; AST Temp Closed: 0 | 0 | 0 | 6 | 20564-097-010426 | DOTTIE BOOTHE
11830 | Permanently Closed | 2012-02-16 06:00 | 1987-01-01 06:00 | 2014-04-02 06:00 | Petroleum | Unleaded gasoline | Unleaded gasoline | Retail | Steel | Steel | Coated & cathodic protection (sti-P3) |  | Fiberglass reinforced plastic |  |  | Other, FLXS ISOLA | Catchment Basin, Single walled catchment basin | Flow Rest 90% Full | Flow Rest 90% Full |  |  | Statistical Inventory Reconciliation (SIR) | [8 empty] | UST Currently In Use: 0; UST Temp Close: 0; AST Currently In Use: 0; AST Temp Closed: 0 | 0 | 0 | 6 | 20564-097-010426 | DOTTIE BOOTHE
11831 | Permanently Closed | 2008-04-01 06:00 | 1987-01-01 06:00 | 2014-04-02 06:00 | Petroleum | Mid-grade gasoline | Mid-grade gasoline | Retail | Steel | Steel | Coated & cathodic protection (sti-P3) |  | Fiberglass reinforced plastic |  |  | Other, FLXS ISOLA | Catchment Basin, Single walled catchment basin | Flow Rest 90% Full | Flow Rest 90% Full |  |  | Statistical Inventory Reconciliation (SIR) | [8 empty] | UST Currently In Use: 0; UST Temp Close: 0; AST Currently In Use: 0; AST Temp Closed: 0 | 0 | 0 | 6 | 20564-097-010426 | DOTTIE BOOTHE
11832 | Permanently Closed | 1992-03-27 06:00 | 1968-01-01 06:00 | 1992-03-27 06:00 | Petroleum | Unleaded gasoline | Unleaded gasoline |  | Steel | Steel |  | Painted or None | Steel |  | 1901-01-01 06:00 | [15 empty] | UST Currently In Use: 1; UST Temp Close: 0; AST Currently In Use: 0; AST Temp Closed: 0 | 1 | 0 | 3 | 25704-097-010427 | CHRISTINE HOLLAND
11833 | Permanently Closed | 1992-03-27 06:00 | 1973-01-01 06:00 | 1992-03-27 06:00 | Petroleum | Unleaded gasoline | Unleaded gasoline |  | Steel | Steel |  | Painted or None | Steel |  | 1901-01-01 06:00 | [15 empty] | UST Currently In Use: 1; UST Temp Close: 0; AST Currently In Use: 0; AST Temp Closed: 0 | 1 | 0 | 3 | 25704-097-010427 | CHRISTINE HOLLAND
11834 | Permanently Closed | 1992-03-27 06:00 | 1975-01-01 06:00 | 1992-03-27 06:00 | Petroleum | Unleaded gasoline | Unleaded gasoline |  | Steel | Steel |  | Painted or None | Steel |  | 1901-01-01 06:00 | [15 empty] | UST Currently In Use: 1; UST Temp Close: 0; AST Currently In Use: 0; AST Temp Closed: 0 | 1 | 0 | 3 | 25704-097-010427 | CHRISTINE HOLLAND
11835 | Permanently Closed | 1991-11-27 06:00 | 1976-01-01 06:00 | 1991-11-27 06:00 | Petroleum | Unleaded gasoline | Unleaded gasoline |  | Steel | Steel |  | Painted or None | Steel |  | 1901-01-01 06:00 | [15 empty] | UST Currently In Use: 5; UST Temp Close: 0; AST Currently In Use: 0; AST Temp Closed: 0 | 5 | 0 | 5 | 25315-097-010429 | NEZAM RAMDEEN
11836 | Permanently Closed | 1991-11-27 06:00 | 1976-01-01 06:00 | 1991-11-27 06:00 | Petroleum | Unleaded gasoline | Unleaded gasoline |  | Steel | Steel |  | Painted or None | Steel |  | 1901-01-01 06:00 | [15 empty] | UST Currently In Use: 5; UST Temp Close: 0; AST Currently In Use: 0; AST Temp Closed: 0 | 5 | 0 | 5 | 25315-097-010429 | NEZAM RAMDEEN
11837 | Permanently Closed | 1991-11-27 06:00 | 1979-01-01 06:00 | 1991-11-27 06:00 | Petroleum | Unleaded gasoline | Unleaded gasoline |  | Steel | Steel |  | Painted or None | Steel |  | 1901-01-01 06:00 | [15 empty] | UST Currently In Use: 5; UST Temp Close: 0; AST Currently In Use: 0; AST Temp Closed: 0 | 5 | 0 | 5 | 25315-097-010429 | NEZAM RAMDEEN
11838 | Permanently Closed | 1991-11-27 06:00 | 1979-01-01 06:00 | 1991-11-27 06:00 | Petroleum | On road diesel | On road diesel |  | Steel | Steel |  | Painted or None | Steel |  | 1901-01-01 06:00 | [15 empty] | UST Currently In Use: 5; UST Temp Close: 0; AST Currently In Use: 0; AST Temp Closed: 0 | 5 | 0 | 5 | 25315-097-010429 | NEZAM RAMDEEN
11839 | Permanently Closed | 1901-01-01 06:00 | 1979-01-01 06:00 | 1988-10-24 06:00 | Petroleum | Kerosene | Kerosene |  | Steel | Steel |  | Painted or None | Steel |  | 1901-01-01 06:00 | [15 empty] | UST Currently In Use: 5; UST Temp Close: 0; AST Currently In Use: 0; AST Temp Closed: 0 | 5 | 0 | 5 | 25315-097-010429 | NEZAM RAMDEEN
11840 | Permanently Closed | 1998-04-01 06:00 | 1980-01-01 06:00 | 1998-04-02 06:00 | Petroleum | Unleaded gasoline | Unleaded gasoline |  | Steel | Steel |  | Painted or None | Steel |  | 1901-01-01 06:00 | [15 empty] | UST Currently In Use: 0; UST Temp Close: 0; AST Currently In Use: 0; AST Temp Closed: 0 | 0 | 0 | 4 | 10050-129-010428 | ABSTON PETROLEUM INC
11841 | Permanently Closed | 1998-04-02 06:00 | 1975-01-01 06:00 | 1998-04-06 06:00 | Petroleum | Unleaded gasoline | Unleaded gasoline |  | Steel | Steel |  | Painted or None | Steel |  | 1901-01-01 06:00 | [15 empty] | UST Currently In Use: 0; UST Temp Close: 0; AST Currently In Use: 0; AST Temp Closed: 0 | 0 | 0 | 4 | 10050-129-010428 | ABSTON PETROLEUM INC
11842 | Permanently Closed | 1998-04-02 06:00 | 1975-01-01 06:00 | 1998-04-06 06:00 | Petroleum | On road diesel | On road diesel |  | Steel | Steel |  | Painted or None | Steel |  | 1901-01-01 06:00 | [15 empty] | UST Currently In Use: 0; UST Temp Close: 0; AST Currently In Use: 0; AST Temp Closed: 0 | 0 | 0 | 4 | 10050-129-010428 | ABSTON PETROLEUM INC
11843 | Permanently Closed | 1901-01-01 06:00 | 1965-01-01 06:00 | 1988-10-25 06:00 | Petroleum | Unleaded gasoline | Unleaded gasoline |  | Steel | Steel |  | Painted or None | Steel |  | 1901-01-01 06:00 | [15 empty] | UST Currently In Use: 0; UST Temp Close: 0; AST Currently In Use: 0; AST Temp Closed: 0 | 0 | 0 | 4 | 10050-129-010428 | ABSTON PETROLEUM INC
11844 | Currently in Use |  | 1969-02-05 06:00 |  | Petroleum | Unleaded gasoline | Unleaded gasoline | Retail | Steel | Steel | Field installed cathodic protection |  | Fiberglass reinforced plastic |  |  |  | Catchment Basin, Single walled catchment basin | Flow Rest 90% Full | Flow Rest 90% Full |  |  | Statistical Inventory Reconciliation (SIR) |  | Automatic flow restrictor (MLLD) | Automatic flow restrictor (MLLD) |  |  | Statistical inventory reconciliation (SIR) | Statistical inventory reconciliation (SIR) |  | UST Currently In Use: 3; UST Temp Close: 0; AST Currently In Use: 0; AST Temp Closed: 0 | 3 | 0 | 1 | 25948-113-008080 | ORNY LLC
11845 | Currently in Use |  | 1969-02-05 06:00 |  | Petroleum | Mid-grade gasoline | Mid-grade gasoline | Retail | Steel | Steel | Field installed cathodic protection |  | Fiberglass reinforced plastic |  |  |  | Catchment Basin, Single walled catchment basin | Flow Rest 90% Full | Flow Rest 90% Full |  |  | Statistical Inventory Reconciliation (SIR) |  | Automatic flow restrictor (MLLD) | Automatic flow restrictor (MLLD) |  |  | Annual line testing, Statistical inventory reconciliation (SIR) | Statistical inventory reconciliation (SIR) |  | UST Currently In Use: 3; UST Temp Close: 0; AST Currently In Use: 0; AST Temp Closed: 0 | 3 | 0 | 1 | 25948-113-008080 | ORNY LLC
11846 | Currently in Use |  | 1969-02-05 06:00 |  | Petroleum | Premium gasoline | Premium gasoline | Retail | Steel | Steel | Field installed cathodic protection |  | Fiberglass reinforced plastic |  |  |  | Catchment Basin, Single walled catchment basin | Flow Rest 90% Full | Flow Rest 90% Full |  |  | Statistical Inventory Reconciliation (SIR) |  | Automatic flow restrictor (MLLD) | Automatic flow restrictor (MLLD) |  |  | Annual line testing | Annual line testing |  | UST Currently In Use: 3; UST Temp Close: 0; AST Currently In Use: 0; AST Temp Closed: 0 | 3 | 0 | 1 | 25948-113-008080 | ORNY LLC
11847 | Permanently Closed | 1901-01-01 06:00 | 1966-01-01 06:00 | 1988-09-01 06:00 | Petroleum | Used oil | Used oil |  | Steel | Steel |  | Painted or None | Steel |  | 1901-01-01 06:00 | [15 empty] | UST Currently In Use: 3; UST Temp Close: 0; AST Currently In Use: 0; AST Temp Closed: 0 | 3 | 0 | 1 | 25948-113-008080 | ORNY LLC
11848 | Permanently Closed | 1990-05-24 06:00 | 1978-01-01 06:00 | 1990-05-25 06:00 | Petroleum | Kerosene | Kerosene |  | Steel | Steel |  | Painted or None | Steel |  | 1901-01-01 06:00 | [15 empty] | UST Currently In Use: 0; UST Temp Close: 0; AST Currently In Use: 0; AST Temp Closed: 0 | 0 | 0 | 4 | 11854-113-012990 | FLETCHER OIL CO.
11849 | Permanently Closed | 1901-01-01 06:00 | 1978-01-01 06:00 | 2011-11-11 06:00 | Petroleum | Unleaded gasoline | Unleaded gasoline |  | Steel | Steel |  | Painted or None | Steel |  | 1901-01-01 06:00 | [15 empty] | UST Currently In Use: 0; UST Temp Close: 0; AST Currently In Use: 0; AST Temp Closed: 0 | 0 | 0 | 4 | 11854-113-012990 | FLETCHER OIL CO.
11850 | Permanently Closed | 1901-01-01 06:00 | 1978-01-01 06:00 | 2011-11-11 06:00 | Petroleum | Unleaded gasoline | Unleaded gasoline |  | Steel | Steel |  | Painted or None | Steel |  | 1901-01-01 06:00 | [15 empty] | UST Currently In Use: 0; UST Temp Close: 0; AST Currently In Use: 0; AST Temp Closed: 0 | 0 | 0 | 4 | 11854-113-012990 | FLETCHER OIL CO.
11851 | Permanently Closed | 1901-01-01 06:00 | 1985-01-01 06:00 | 2011-11-11 06:00 | Petroleum | Unleaded gasoline | Unleaded gasoline |  | Steel | Steel |  | Painted or None | Steel |  | 1901-01-01 06:00 | [15 empty] | UST Currently In Use: 0; UST Temp Close: 0; AST Currently In Use: 0; AST Temp Closed: 0 | 0 | 0 | 4 | 11854-113-012990 | FLETCHER OIL CO.
11852 | Currently in Use |  | 1990-06-27 06:00 |  | Petroleum | Unleaded gasoline | Unleaded gasoline | Retail | Steel | Steel | Coated & cathodic protection (sti-P3) |  | Fiberglass reinforced plastic |  |  | Other, FLXS ISOLA | Catchment Basin, Single walled catchment basin | Automatic shutoff device At 95% full, Flow Rest 90% Full | Flow Rest 90% Full |  |  | Automatic Tank Gauge, Statistical Inventory Reconciliation (SIR) |  | Automatic flow restrictor (MLLD) | Automatic flow restrictor (MLLD) |  |  | Annual line testing | Annual line testing |  | UST Currently In Use: 3; UST Temp Close: 0; AST Currently In Use: 0; AST Temp Closed: 0 | 3 | 0 | 0 | 19898-113-015216 | PETRO SOUTH INC
11853 | Currently in Use |  | 1990-06-27 06:00 |  | Petroleum | Premium gasoline | Premium gasoline | Retail | Steel | Steel | Coated & cathodic protection (sti-P3) |  | Fiberglass reinforced plastic |  |  | Other, FLXS ISOLA | Catchment Basin, Single walled catchment basin | Flow Rest 90% Full | Flow Rest 90% Full |  |  | Automatic Tank Gauge, Statistical Inventory Reconciliation (SIR) |  | Automatic flow restrictor (MLLD) | Automatic flow restrictor (MLLD) |  |  | Annual line testing | Annual line testing |  | UST Currently In Use: 3; UST Temp Close: 0; AST Currently In Use: 0; AST Temp Closed: 0 | 3 | 0 | 0 | 19898-113-015216 | PETRO SOUTH INC
11854 | Currently in Use |  | 1990-06-27 06:00 |  | Petroleum | On road diesel | On road diesel | Retail | Steel | Steel | Coated & cathodic protection (sti-P3) |  | Fiberglass reinforced plastic |  |  | Other, FLXS ISOLA | Catchment Basin, Single walled catchment basin | Automatic shutoff device At 95% full, Flow Rest 90% Full | Flow Rest 90% Full |  |  | Automatic Tank Gauge, Statistical Inventory Reconciliation (SIR) |  | Automatic flow restrictor (MLLD) | Automatic flow restrictor (MLLD) |  |  | Annual line testing | Annual line testing |  | UST Currently In Use: 3; UST Temp Close: 0; AST Currently In Use: 0; AST Temp Closed: 0 | 3 | 0 | 0 | 19898-113-015216 | PETRO SOUTH INC
11855 | Currently in Use |  | 1968-01-01 06:00 |  | Petroleum | On road diesel | On road diesel | Retail | Steel | Steel | Field installed cathodic protection |  | Steel |  |  | Field installed cathodic protection | Catchment Basin, Single walled catchment basin | Automatic shutoff device At 95% full | Automatic shutoff device At 95% full |  |  | Statistical Inventory Reconciliation (SIR) | [8 empty] | UST Currently In Use: 4; UST Temp Close: 0; AST Currently In Use: 0; AST Temp Closed: 0 | 4 | 0 | 0 | 21248-021-004418 | DONALD E MIMS
11856 | Currently in Use |  | 1968-01-01 06:00 |  | Petroleum | Mid-grade gasoline | Mid-grade gasoline | Retail | Steel | Steel | Field installed cathodic protection |  | Steel |  |  | Field installed cathodic protection | Catchment Basin, Single walled catchment basin | Automatic shutoff device At 95% full | Automatic shutoff device At 95% full |  |  | Statistical Inventory Reconciliation (SIR) | [8 empty] | UST Currently In Use: 4; UST Temp Close: 0; AST Currently In Use: 0; AST Temp Closed: 0 | 4 | 0 | 0 | 21248-021-004418 | DONALD E MIMS
11857 | Currently in Use |  | 1968-01-01 06:00 |  | Petroleum | Unleaded gasoline | Unleaded gasoline | Retail | Steel | Steel | Field installed cathodic protection |  | Steel |  |  | Field installed cathodic protection | Catchment Basin, Single walled catchment basin | Automatic shutoff device At 95% full | Automatic shutoff device At 95% full |  |  | Statistical Inventory Reconciliation (SIR) | [8 empty] | UST Currently In Use: 4; UST Temp Close: 0; AST Currently In Use: 0; AST Temp Closed: 0 | 4 | 0 | 0 | 21248-021-004418 | DONALD E MIMS
11859 | Currently in Use |  | 1968-01-01 06:00 |  | Petroleum | Premium gasoline | Premium gasoline | Retail | Steel | Steel | Field installed cathodic protection |  | Steel |  |  | Field installed cathodic protection | Catchment Basin, Single walled catchment basin | Automatic shutoff device At 95% full | Automatic shutoff device At 95% full |  |  | Statistical Inventory Reconciliation (SIR) | [8 empty] | UST Currently In Use: 4; UST Temp Close: 0; AST Currently In Use: 0; AST Temp Closed: 0 | 4 | 0 | 0 | 21248-021-004418 | DONALD E MIMS
11860 | Permanently Closed | 1991-07-31 06:00 | 1973-01-01 06:00 | 1991-07-31 06:00 | Petroleum | Unleaded gasoline | Unleaded gasoline | Local government | Steel | Steel |  | Painted or None | Steel |  | 1901-01-01 06:00 | [15 empty] | UST Currently In Use: 0; UST Temp Close: 0; AST Currently In Use: 0; AST Temp Closed: 0 | 0 | 0 | 1 | 11856-077-001151 | FLORENCE BOARD OF EDUCATION
11861 | Permanently Closed | 1989-11-29 06:00 | 1969-01-01 06:00 | 1989-11-29 06:00 | Petroleum | Unleaded gasoline | Unleaded gasoline |  | Steel | Steel |  | Painted or None | Steel |  | 1901-01-01 06:00 | [15 empty] | UST Currently In Use: 0; UST Temp Close: 0; AST Currently In Use: 0; AST Temp Closed: 0 | 0 | 0 | 3 | 11857-077-001122 | COCA COLA BOTTLING CO OF FLORENCE
11862 | Permanently Closed | 1989-11-29 06:00 | 1969-01-01 06:00 | 1989-11-29 06:00 | Petroleum | Unleaded gasoline | Unleaded gasoline |  | Steel | Steel |  | Painted or None | Steel |  | 1901-01-01 06:00 | [15 empty] | UST Currently In Use: 0; UST Temp Close: 0; AST Currently In Use: 0; AST Temp Closed: 0 | 0 | 0 | 3 | 11857-077-001122 | COCA COLA BOTTLING CO OF FLORENCE
11863 | Permanently Closed | 1989-11-29 06:00 | 1956-01-01 06:00 | 1989-11-29 06:00 | Petroleum | On road diesel | On road diesel |  | Steel | Steel |  |  | Steel |  | 1901-01-01 06:00 | [15 empty] | UST Currently In Use: 0; UST Temp Close: 0; AST Currently In Use: 0; AST Temp Closed: 0 | 0 | 0 | 3 | 11857-077-001122 | COCA COLA BOTTLING CO OF FLORENCE
11864 | Permanently Closed | 2021-05-06 06:00 | 1979-01-01 06:00 | 2021-06-12 06:00 | Petroleum | Premium gasoline | Premium gasoline | Industrial | Single Wall, Steel | Steel | Field installed cathodic protection |  | Fiberglass reinforced plastic, Single Wall |  |  |  | Catchment Basin, Single walled catchment basin | Automatic shutoff device At 95% full | Automatic shutoff device At 95% full |  |  | Continuous Automatic Tank Gauge | Direct Bury submersible pump | Automatic shutoff device (AELLD) | Automatic shutoff device (AELLD) | [5 empty] | UST Currently In Use: 0; UST Temp Close: 0; AST Currently In Use: 1; AST Temp Closed: 0 | 0 | 0 | 3 | 11858-077-003467 | FLORENCE ELECTRICITY DEPARTMENT
11865 | Permanently Closed | 2021-05-06 06:00 | 1979-01-01 06:00 | 2021-06-12 06:00 | Petroleum | Premium gasoline | Premium gasoline | Industrial | Single Wall, Steel | Steel | Field installed cathodic protection |  | Fiberglass reinforced plastic, Single Wall |  |  |  | Catchment Basin, Single walled catchment basin | Automatic shutoff device At 95% full | Automatic shutoff device At 95% full |  |  | Continuous Automatic Tank Gauge | Direct Bury submersible pump | Automatic shutoff device (AELLD) | Automatic shutoff device (AELLD) | [5 empty] | UST Currently In Use: 0; UST Temp Close: 0; AST Currently In Use: 1; AST Temp Closed: 0 | 0 | 0 | 3 | 11858-077-003467 | FLORENCE ELECTRICITY DEPARTMENT
11866 | Permanently Closed | 1995-05-01 06:00 | 1959-01-01 06:00 | 1995-06-23 06:00 | Petroleum | Used oil | Used oil |  | Steel | Steel |  | Painted or None | Single Wall, Steel |  | 1901-01-01 06:00 | [15 empty] | UST Currently In Use: 0; UST Temp Close: 0; AST Currently In Use: 1; AST Temp Closed: 0 | 0 | 0 | 3 | 11858-077-003467 | FLORENCE ELECTRICITY DEPARTMENT
11867 | Permanently Closed | 1901-01-01 06:00 | 1959-01-01 06:00 | 1987-10-15 06:00 | Petroleum | Unleaded gasoline | Unleaded gasoline |  | Steel | Steel | Interior lined (not allowed as a standalone method of corrosion protection) | Painted or None |  |  | 1901-01-01 06:00 | Field installed cathodic protection | [14 empty] | UST Currently In Use: 0; UST Temp Close: 0; AST Currently In Use: 1; AST Temp Closed: 0 | 0 | 0 | 3 | 11859-097-003644 | FLORIDA GAS TRANSMISSION CO
11868 | Permanently Closed | 1901-01-01 06:00 | 1959-01-01 06:00 | 1987-10-15 06:00 | Petroleum | Other, VARSOL | Other |  | Steel | Steel | Interior lined (not allowed as a standalone method of corrosion protection) | Painted or None |  |  | 1901-01-01 06:00 | Field installed cathodic protection | [14 empty] | UST Currently In Use: 0; UST Temp Close: 0; AST Currently In Use: 1; AST Temp Closed: 0 | 0 | 0 | 3 | 11859-097-003644 | FLORIDA GAS TRANSMISSION CO
11869 | Permanently Closed | 1975-12-01 06:00 | 1959-01-01 06:00 | 1987-10-15 06:00 | Petroleum | Used oil | Used oil |  | Steel | Steel | Interior lined (not allowed as a standalone method of corrosion protection) | Painted or None |  |  | 1901-01-01 06:00 | Field installed cathodic protection | [14 empty] | UST Currently In Use: 0; UST Temp Close: 0; AST Currently In Use: 1; AST Temp Closed: 0 | 0 | 0 | 3 | 11859-097-003644 | FLORIDA GAS TRANSMISSION CO
11870 | Permanently Closed | 1992-02-17 06:00 | 1980-01-01 06:00 | 1992-02-17 06:00 | Petroleum | Unleaded gasoline | Unleaded gasoline |  | Fiberglass reinforced plastic | Fiberglass reinforced plastic |  |  | Steel |  | 1901-01-01 06:00 | [15 empty] | UST Currently In Use: 0; UST Temp Close: 0; AST Currently In Use: 0; AST Temp Closed: 0 | 0 | 0 | 1 | 11860-089-005927 | SOUTHERN PRESTRESSED, INC
11871 | Permanently Closed | 1989-11-01 06:00 | 1973-01-01 06:00 | 1989-11-01 06:00 | Petroleum | On road diesel | On road diesel |  | Steel | Steel |  |  |  |  | 1901-01-01 06:00 | [15 empty] | UST Currently In Use: 0; UST Temp Close: 0; AST Currently In Use: 0; AST Temp Closed: 0 | 0 | 0 | 4 | 11860-101-005962 | SOUTHERN PRESTRESSED, INC
11872 | Permanently Closed | 1989-11-01 06:00 | 1963-01-01 06:00 | 1989-11-01 06:00 | Petroleum | On road diesel | On road diesel |  | Steel | Steel |  |  |  |  | 1901-01-01 06:00 | [15 empty] | UST Currently In Use: 0; UST Temp Close: 0; AST Currently In Use: 0; AST Temp Closed: 0 | 0 | 0 | 4 | 11860-101-005962 | SOUTHERN PRESTRESSED, INC
11873 | Permanently Closed | 1989-11-01 06:00 | 1963-01-01 06:00 | 1989-11-01 06:00 | Petroleum | Unleaded gasoline | Unleaded gasoline |  | Steel | Steel |  |  |  |  | 1901-01-01 06:00 | [15 empty] | UST Currently In Use: 0; UST Temp Close: 0; AST Currently In Use: 0; AST Temp Closed: 0 | 0 | 0 | 4 | 11860-101-005962 | SOUTHERN PRESTRESSED, INC
11874 | Permanently Closed | 1983-05-01 06:00 | 1973-01-01 06:00 | 1989-05-01 06:00 | Petroleum | On road diesel | On road diesel |  | Steel | Steel |  |  |  |  | 1901-01-01 06:00 | [15 empty] | UST Currently In Use: 0; UST Temp Close: 0; AST Currently In Use: 0; AST Temp Closed: 0 | 0 | 0 | 4 | 11860-101-005962 | SOUTHERN PRESTRESSED, INC
11875 | Permanently Closed | 1990-04-01 06:00 | 1979-01-01 06:00 | 1991-04-26 06:00 | Petroleum | On road diesel | On road diesel |  | Steel | Steel |  | Painted or None | Steel |  | 1901-01-01 06:00 | [15 empty] | UST Currently In Use: 0; UST Temp Close: 0; AST Currently In Use: 0; AST Temp Closed: 0 | 0 | 0 | 1 | 11862-101-005504 | FLORIDA'S FAVORITE FERT CO INC
11876 | Retired | 1986-02-01 06:00 | 1966-01-01 06:00 |  | Petroleum | Unleaded gasoline | Unleaded gasoline |  | Steel | Steel |  |  |  |  | 1901-01-01 06:00 | [15 empty] | UST Currently In Use: 0; UST Temp Close: 0; AST Currently In Use: 0; AST Temp Closed: 0 | 0 | 0 | 0 | 11863-073-000461 | FLOURESCENT MAINTENANCE & SIGN CO
11877 | Permanently Closed | 1989-12-15 06:00 | 1983-01-01 06:00 | 1989-12-15 06:00 | Petroleum | Unleaded gasoline | Unleaded gasoline |  | Steel | Steel | Interior lined (not allowed as a standalone method of corrosion protection) | Painted or None | Steel |  | 1901-01-01 06:00 | [15 empty] | UST Currently In Use: 0; UST Temp Close: 0; AST Currently In Use: 0; AST Temp Closed: 0 | 0 | 0 | 5 | 11864-003-011425 | FLOWER WOOD NURSERY
11878 | Permanently Closed | 1989-12-15 06:00 | 1983-01-01 06:00 | 1989-12-15 06:00 | Petroleum | Unleaded gasoline | Unleaded gasoline |  | Steel | Steel | Interior lined (not allowed as a standalone method of corrosion protection) | Painted or None | Steel |  | 1901-01-01 06:00 | [15 empty] | UST Currently In Use: 0; UST Temp Close: 0; AST Currently In Use: 0; AST Temp Closed: 0 | 0 | 0 | 5 | 11864-003-011425 | FLOWER WOOD NURSERY
11879 | Permanently Closed | 1989-12-15 06:00 | 1973-01-01 06:00 | 1989-12-15 06:00 | Petroleum | Unleaded gasoline | Unleaded gasoline |  | Steel | Steel |  | Painted or None | Steel |  | 1901-01-01 06:00 | [15 empty] | UST Currently In Use: 0; UST Temp Close: 0; AST Currently In Use: 0; AST Temp Closed: 0 | 0 | 0 | 5 | 11864-003-011425 | FLOWER WOOD NURSERY
11880 | Permanently Closed | 1989-12-15 06:00 | 1973-01-01 06:00 | 1989-12-15 06:00 | Petroleum | On road diesel | On road diesel |  | Steel | Steel |  | Painted or None | Steel |  | 1901-01-01 06:00 | [15 empty] | UST Currently In Use: 0; UST Temp Close: 0; AST Currently In Use: 0; AST Temp Closed: 0 | 0 | 0 | 5 | 11864-003-011425 | FLOWER WOOD NURSERY
11881 | Permanently Closed | 1983-09-01 06:00 | 1963-01-01 06:00 | 1989-12-15 06:00 | Petroleum | Other, OTHER | Other |  | Steel | Steel |  | Painted or None | Steel |  | 1901-01-01 06:00 | [15 empty] | UST Currently In Use: 0; UST Temp Close: 0; AST Currently In Use: 0; AST Temp Closed: 0 | 0 | 0 | 5 | 11864-003-011425 | FLOWER WOOD NURSERY
11883 | Permanently Closed | 1989-12-12 06:00 | 1964-01-01 06:00 | 1989-12-12 06:00 | Petroleum | On road diesel | On road diesel |  | Steel | Steel |  | Painted or None | Steel |  | 1901-01-01 06:00 | [15 empty] | UST Currently In Use: 0; UST Temp Close: 0; AST Currently In Use: 0; AST Temp Closed: 0 | 0 | 0 | 1 | 11865-097-003082 | FLOWER WOOD NURSERY
11884 | Permanently Closed | 1989-11-30 06:00 | 1964-01-01 06:00 | 1989-11-30 06:00 | Petroleum | Unleaded gasoline | Unleaded gasoline |  | Steel | Steel |  | Painted or None | Steel |  | 1901-01-01 06:00 | [15 empty] | UST Currently In Use: 0; UST Temp Close: 0; AST Currently In Use: 0; AST Temp Closed: 0 | 0 | 0 | 3 | 11865-097-007776 | FLOWER WOOD NURSERY
11885 | Permanently Closed | 1989-11-30 06:00 | 1964-01-01 06:00 | 1989-11-30 06:00 | Petroleum | Unleaded gasoline | Unleaded gasoline |  | Steel | Steel |  | Painted or None | Steel |  | 1901-01-01 06:00 | [15 empty] | UST Currently In Use: 0; UST Temp Close: 0; AST Currently In Use: 0; AST Temp Closed: 0 | 0 | 0 | 3 | 11865-097-007776 | FLOWER WOOD NURSERY
11886 | Permanently Closed | 1989-11-30 06:00 | 1964-01-01 06:00 | 1989-11-30 06:00 | Petroleum | On road diesel | On road diesel |  | Steel | Steel |  | Painted or None | Steel |  | 1901-01-01 06:00 | [15 empty] | UST Currently In Use: 0; UST Temp Close: 0; AST Currently In Use: 0; AST Temp Closed: 0 | 0 | 0 | 3 | 11865-097-007776 | FLOWER WOOD NURSERY
11887 | Permanently Closed | 1901-01-01 06:00 | 1982-01-01 06:00 | 1990-09-27 06:00 | Petroleum | Unleaded gasoline | Unleaded gasoline |  | Steel | Steel |  | Painted or None | Steel |  | 1901-01-01 06:00 | [15 empty] | UST Currently In Use: 0; UST Temp Close: 0; AST Currently In Use: 0; AST Temp Closed: 0 | 0 | 0 | 2 | 11866-081-000768 | FLOWERS BAKING CO OF OPELIKA
11888 | Permanently Closed | 1901-01-01 06:00 | 1982-01-01 06:00 | 1990-09-27 06:00 | Petroleum | Unleaded gasoline | Unleaded gasoline |  | Steel | Steel |  | Painted or None | Steel |  | 1901-01-01 06:00 | [15 empty] | UST Currently In Use: 0; UST Temp Close: 0; AST Currently In Use: 0; AST Temp Closed: 0 | 0 | 0 | 2 | 11866-081-000768 | FLOWERS BAKING CO OF OPELIKA
11889 | Permanently Closed | 1901-01-01 06:00 | 1964-01-01 06:00 | 1990-09-13 06:00 | Petroleum | On road diesel | On road diesel |  | Steel | Steel |  |  | Steel |  | 1901-01-01 06:00 | [15 empty] | UST Currently In Use: 0; UST Temp Close: 0; AST Currently In Use: 1; AST Temp Closed: 0 | 0 | 0 | 1 | 25532-081-000769 | SNL DISTRIBUTION SERVICES
11890 | Permanently Closed | 1981-10-01 06:00 | 1974-01-01 06:00 | 1988-12-01 06:00 | Petroleum | Unleaded gasoline | Unleaded gasoline | [7 empty] | 1901-01-01 06:00 | [15 empty] | UST Currently In Use: 0; UST Temp Close: 0; AST Currently In Use: 0; AST Temp Closed: 0 | 0 | 0 | 1 | 11867-015-002814 | FLOWERS BAKING CO OF GADSDEN INC
11891 | Permanently Closed | 1901-01-01 06:00 | 1974-01-01 06:00 | 1986-08-29 06:00 | Petroleum | Unleaded gasoline | Unleaded gasoline |  | Steel | Steel |  | Painted or None | Steel |  | 1901-01-01 06:00 | [15 empty] | UST Currently In Use: 0; UST Temp Close: 0; AST Currently In Use: 0; AST Temp Closed: 0 | 0 | 0 | 3 | 11867-055-006705 | FLOWERS BAKING CO OF GADSDEN INC
11892 | Permanently Closed | 1901-01-01 06:00 | 1974-01-01 06:00 | 1986-08-29 06:00 | Petroleum | On road diesel | On road diesel |  | Steel | Steel |  | Painted or None | Steel |  | 1901-01-01 06:00 | [15 empty] | UST Currently In Use: 0; UST Temp Close: 0; AST Currently In Use: 0; AST Temp Closed: 0 | 0 | 0 | 3 | 11867-055-006705 | FLOWERS BAKING CO OF GADSDEN INC
11893 | Permanently Closed | 1974-06-01 06:00 | 1949-01-01 06:00 | 1986-04-03 06:00 | Petroleum | Unleaded gasoline | Unleaded gasoline | [7 empty] | 1901-01-01 06:00 | [15 empty] | UST Currently In Use: 0; UST Temp Close: 0; AST Currently In Use: 0; AST Temp Closed: 0 | 0 | 0 | 3 | 11867-055-006705 | FLOWERS BAKING CO OF GADSDEN INC
11894 | Permanently Closed | 1983-06-01 06:00 | 1960-01-01 06:00 |  | Petroleum | Unleaded gasoline | Unleaded gasoline |  | Steel | Steel |  |  | Steel |  | 1901-01-01 06:00 | [15 empty] | UST Currently In Use: 0; UST Temp Close: 0; AST Currently In Use: 0; AST Temp Closed: 0 | 0 | 0 | 1 | 11869-045-002456 | FLOWERS BAKING CO THOMASVILLE INC
11895 | Permanently Closed | 1983-06-01 06:00 | 1960-01-01 06:00 |  | Petroleum | Other, OTHER | Other |  | Steel | Steel |  |  | Steel, WATER |  | 1901-01-01 06:00 | [15 empty] | UST Currently In Use: 0; UST Temp Close: 0; AST Currently In Use: 0; AST Temp Closed: 0 | 0 | 0 | 1 | 11869-069-002455 | FLOWERS BAKING CO THOMASVILLE INC
11896 | Retired | 1983-06-18 06:00 | 1975-01-01 06:00 |  | Petroleum | On road diesel | On road diesel |  | Steel | Steel |  | Painted or None | Steel |  | 1901-01-01 06:00 | [15 empty] | UST Currently In Use: 0; UST Temp Close: 0; AST Currently In Use: 0; AST Temp Closed: 0 | 0 | 0 | 0 | 11871-069-007803 | FLOWERS HOSPITAL
11897 | Retired | 1983-06-18 06:00 | 1965-01-01 06:00 |  | Petroleum | Unleaded gasoline | Unleaded gasoline |  | Steel | Steel |  | Painted or None |  |  | 1901-01-01 06:00 | [15 empty] | UST Currently In Use: 0; UST Temp Close: 0; AST Currently In Use: 0; AST Temp Closed: 0 | 0 | 0 | 0 | 11871-069-007803 | FLOWERS HOSPITAL
11898 | Retired | 1983-06-18 06:00 | 1958-01-01 06:00 |  | Petroleum | Unleaded gasoline | Unleaded gasoline |  | Steel | Steel |  | Painted or None |  |  | 1901-01-01 06:00 | [15 empty] | UST Currently In Use: 0; UST Temp Close: 0; AST Currently In Use: 0; AST Temp Closed: 0 | 0 | 0 | 0 | 11871-069-007803 | FLOWERS HOSPITAL
11899 | Permanently Closed | 1989-11-22 06:00 | 1980-01-01 06:00 | 1989-11-22 06:00 | Petroleum | On road diesel | On road diesel |  | Steel | Steel |  | Painted or None | Steel |  | 1901-01-01 06:00 | [15 empty] | UST Currently In Use: 0; UST Temp Close: 0; AST Currently In Use: 0; AST Temp Closed: 0 | 0 | 0 | 2 | 21744-069-007804 | TRIAD OF ALABAMA LLC
11900 | Permanently Closed | 1991-08-22 06:00 | 1962-01-01 06:00 | 1991-08-22 06:00 | Petroleum | On road diesel | On road diesel |  | Steel | Steel |  | Painted or None | Steel |  | 1901-01-01 06:00 | [15 empty] | UST Currently In Use: 0; UST Temp Close: 0; AST Currently In Use: 0; AST Temp Closed: 0 | 0 | 0 | 2 | 11872-073-000024 | FLOYD AND BEASLEY TRANSFER CO
11901 | Permanently Closed | 1991-08-22 06:00 | 1962-01-01 06:00 | 1991-08-22 06:00 | Petroleum | Unleaded gasoline | Unleaded gasoline |  | Steel | Steel |  | Painted or None | Steel |  | 1901-01-01 06:00 | [15 empty] | UST Currently In Use: 0; UST Temp Close: 0; AST Currently In Use: 0; AST Temp Closed: 0 | 0 | 0 | 2 | 11872-073-000024 | FLOYD AND BEASLEY TRANSFER CO
11902 | Permanently Closed | 2011-01-13 06:00 | 1976-06-07 06:00 | 2011-11-29 06:00 | Petroleum | On road diesel | On road diesel | Industrial | Single Wall, Steel | Steel | Field installed cathodic protection |  | Single Wall, Steel |  |  | Field installed cathodic protection | Catchment Basin, Single walled catchment basin | Automatic shutoff device At 95% full | Automatic shutoff device At 95% full |  |  | Statistical Inventory Reconciliation (SIR) | [5 empty] | Annual line testing, Statistical inventory reconciliation (SIR) | Statistical inventory reconciliation (SIR) |  | UST Currently In Use: 0; UST Temp Close: 0; AST Currently In Use: 0; AST Temp Closed: 0 | 0 | 0 | 4 | 23839-121-000025 | JONES & HALL INVESTMENTS LLC
11903 | Permanently Closed | 2011-01-13 06:00 | 1976-06-07 06:00 | 2011-11-29 06:00 | Petroleum | On road diesel | On road diesel | Industrial | Single Wall, Steel | Steel | Field installed cathodic protection |  | Single Wall, Steel |  |  | Field installed cathodic protection | Catchment Basin, Single walled catchment basin | Automatic shutoff device At 95% full | Automatic shutoff device At 95% full |  |  | Statistical Inventory Reconciliation (SIR) | [8 empty] | UST Currently In Use: 0; UST Temp Close: 0; AST Currently In Use: 0; AST Temp Closed: 0 | 0 | 0 | 4 | 23839-121-000025 | JONES & HALL INVESTMENTS LLC
11904 | Permanently Closed | 1993-08-24 06:00 | 1957-01-01 06:00 |  | Petroleum | Other, NEW OIL | Other | Retail | Steel | Steel |  | Painted or None | Steel |  | 1901-01-01 06:00 | None | [14 empty] | UST Currently In Use: 0; UST Temp Close: 0; AST Currently In Use: 0; AST Temp Closed: 0 | 0 | 0 | 4 | 23839-121-000025 | JONES & HALL INVESTMENTS LLC
11905 | Permanently Closed | 1993-08-24 06:00 | 1957-01-01 06:00 |  | Petroleum | Used oil | Used oil | Retail | Steel | Steel |  | Painted or None | Steel |  | 1901-01-01 06:00 | None | [14 empty] | UST Currently In Use: 0; UST Temp Close: 0; AST Currently In Use: 0; AST Temp Closed: 0 | 0 | 0 | 4 | 23839-121-000025 | JONES & HALL INVESTMENTS LLC
11908 | Retired | 1985-12-01 06:00 | 1967-01-01 06:00 |  | Petroleum | Unleaded gasoline | Unleaded gasoline |  | Steel | Steel |  | Painted or None | Steel |  | 1901-01-01 06:00 | [15 empty] | UST Currently In Use: 0; UST Temp Close: 0; AST Currently In Use: 0; AST Temp Closed: 0 | 0 | 0 | 0 | 11875-067-009505 | FLOYD STARLING
11909 | Retired | 1985-12-01 06:00 | 1967-01-01 06:00 |  | Petroleum | Unleaded gasoline | Unleaded gasoline |  | Steel | Steel |  | Painted or None | Steel |  | 1901-01-01 06:00 | [15 empty] | UST Currently In Use: 0; UST Temp Close: 0; AST Currently In Use: 0; AST Temp Closed: 0 | 0 | 0 | 0 | 11875-067-009505 | FLOYD STARLING
11910 | Permanently Closed | 1991-01-29 06:00 | 1973-01-01 06:00 | 1991-01-29 06:00 | Petroleum | Unleaded gasoline | Unleaded gasoline |  | Steel | Steel |  | Painted or None | Steel |  | 1901-01-01 06:00 | [15 empty] | UST Currently In Use: 0; UST Temp Close: 0; AST Currently In Use: 0; AST Temp Closed: 0 | 0 | 0 | 3 | 11876-095-001182 | FLUOROCARBON REEVES RUBBER DIVISION
11911 | Permanently Closed | 1991-01-29 06:00 | 1974-01-01 06:00 | 1991-01-29 06:00 | Hazardous Substance |  |  |  | Steel | Steel |  | Painted or None | Steel |  | 1901-01-01 06:00 | [15 empty] | UST Currently In Use: 0; UST Temp Close: 0; AST Currently In Use: 0; AST Temp Closed: 0 | 0 | 0 | 3 | 11876-095-001182 | FLUOROCARBON REEVES RUBBER DIVISION
11912 | Permanently Closed | 1991-01-29 06:00 | 1977-01-01 06:00 | 1991-01-29 06:00 | Petroleum | Unleaded gasoline | Unleaded gasoline |  | Steel | Steel |  | Painted or None | Steel |  | 1901-01-01 06:00 | [15 empty] | UST Currently In Use: 0; UST Temp Close: 0; AST Currently In Use: 0; AST Temp Closed: 0 | 0 | 0 | 3 | 11876-095-001182 | FLUOROCARBON REEVES RUBBER DIVISION
11913 | Permanently Closed | 1990-11-13 06:00 | 1974-01-01 06:00 |  | Petroleum | On road diesel | On road diesel |  | Steel | Steel |  |  |  |  | 1901-01-01 06:00 | [15 empty] | UST Currently In Use: 0; UST Temp Close: 0; AST Currently In Use: 0; AST Temp Closed: 0 | 0 | 0 | 6 | 11877-003-000646 | FLYING K TRUCK PLAZA
11914 | Permanently Closed | 1990-11-13 06:00 | 1974-01-01 06:00 | 1990-11-13 06:00 | Petroleum | On road diesel | On road diesel |  | Steel | Steel |  |  |  |  | 1901-01-01 06:00 | [15 empty] | UST Currently In Use: 0; UST Temp Close: 0; AST Currently In Use: 0; AST Temp Closed: 0 | 0 | 0 | 6 | 11877-003-000646 | FLYING K TRUCK PLAZA
11915 | Permanently Closed | 1990-11-13 06:00 | 1974-01-01 06:00 | 1990-11-13 06:00 | Petroleum | Unleaded gasoline | Unleaded gasoline |  | Steel | Steel |  |  |  |  | 1901-01-01 06:00 | [15 empty] | UST Currently In Use: 0; UST Temp Close: 0; AST Currently In Use: 0; AST Temp Closed: 0 | 0 | 0 | 6 | 11877-003-000646 | FLYING K TRUCK PLAZA
11916 | Permanently Closed | 1990-11-13 06:00 | 1974-01-01 06:00 | 1990-11-13 06:00 | Petroleum | Unleaded gasoline | Unleaded gasoline |  | Steel | Steel |  |  |  |  | 1901-01-01 06:00 | [15 empty] | UST Currently In Use: 0; UST Temp Close: 0; AST Currently In Use: 0; AST Temp Closed: 0 | 0 | 0 | 6 | 11877-003-000646 | FLYING K TRUCK PLAZA
11917 | Permanently Closed | 1986-11-01 06:00 | 1974-01-01 06:00 | 1989-09-15 06:00 | Petroleum | Unleaded gasoline | Unleaded gasoline |  | Steel | Steel |  |  |  |  | 1901-01-01 06:00 | [15 empty] | UST Currently In Use: 0; UST Temp Close: 0; AST Currently In Use: 0; AST Temp Closed: 0 | 0 | 0 | 6 | 11877-003-000646 | FLYING K TRUCK PLAZA
11918 | Permanently Closed | 1986-11-01 06:00 | 1980-01-01 06:00 | 1989-09-15 06:00 | Petroleum | Unleaded gasoline | Unleaded gasoline |  | Steel | Steel |  |  |  |  | 1901-01-01 06:00 | [15 empty] | UST Currently In Use: 0; UST Temp Close: 0; AST Currently In Use: 0; AST Temp Closed: 0 | 0 | 0 | 6 | 11877-003-000646 | FLYING K TRUCK PLAZA
11919 | Permanently Closed | 1901-01-01 06:00 | 1974-01-01 06:00 | 1990-12-19 06:00 | Petroleum | Unleaded gasoline | Unleaded gasoline |  | Steel | Steel |  | Painted or None | Steel |  | 1901-01-01 06:00 | [15 empty] | UST Currently In Use: 0; UST Temp Close: 0; AST Currently In Use: 4; AST Temp Closed: 0 | 0 | 0 | 6 | 11878-015-006649 | FMC CORP
11920 | Permanently Closed | 1901-01-01 06:00 | 1978-01-01 06:00 | 1990-12-19 06:00 | Petroleum | On road diesel | On road diesel |  | Steel | Steel |  | Painted or None | Steel |  | 1901-01-01 06:00 | [15 empty] | UST Currently In Use: 0; UST Temp Close: 0; AST Currently In Use: 4; AST Temp Closed: 0 | 0 | 0 | 6 | 11878-015-006649 | FMC CORP
11921 | Permanently Closed | 1901-01-01 06:00 | 1978-01-01 06:00 | 1990-12-19 06:00 | Petroleum | On road diesel | On road diesel |  | Steel | Steel |  | Painted or None | Steel |  | 1901-01-01 06:00 | [15 empty] | UST Currently In Use: 0; UST Temp Close: 0; AST Currently In Use: 4; AST Temp Closed: 0 | 0 | 0 | 6 | 11878-015-006649 | FMC CORP
11924 | Permanently Closed | 1901-01-01 06:00 | 1979-01-01 06:00 | 1990-12-19 06:00 | Petroleum | On road diesel | On road diesel |  | Steel | Steel |  | Painted or None | Steel |  | 1901-01-01 06:00 | [15 empty] | UST Currently In Use: 0; UST Temp Close: 0; AST Currently In Use: 4; AST Temp Closed: 0 | 0 | 0 | 6 | 11878-015-006649 | FMC CORP
11925 | Permanently Closed | 1901-01-01 06:00 | 1979-01-01 06:00 | 1990-12-19 06:00 | Petroleum | Unleaded gasoline | Unleaded gasoline |  | Steel | Steel |  | Painted or None | Steel |  | 1901-01-01 06:00 | [15 empty] | UST Currently In Use: 0; UST Temp Close: 0; AST Currently In Use: 4; AST Temp Closed: 0 | 0 | 0 | 6 | 11878-015-006649 | FMC CORP
11926 | Permanently Closed | 1901-01-01 06:00 | 1979-01-01 06:00 | 1990-12-19 06:00 | Petroleum | Kerosene | Kerosene |  | Steel | Steel |  | Painted or None | Steel |  | 1901-01-01 06:00 | [15 empty] | UST Currently In Use: 0; UST Temp Close: 0; AST Currently In Use: 4; AST Temp Closed: 0 | 0 | 0 | 6 | 11878-015-006649 | FMC CORP
11927 | Permanently Closed | 1989-11-13 06:00 | 1978-01-01 06:00 | 1989-11-13 06:00 | Petroleum | Unleaded gasoline | Unleaded gasoline |  | Steel | Steel |  | Painted or None | Steel |  | 1901-01-01 06:00 | [15 empty] | UST Currently In Use: 0; UST Temp Close: 0; AST Currently In Use: 5; AST Temp Closed: 0 | 0 | 0 | 2 | 11879-003-000500 | FOLEY IMPLEMENT CO INC
11928 | Permanently Closed | 1989-11-13 06:00 | 1978-01-01 06:00 | 1989-11-13 06:00 | Petroleum | Used oil | Used oil |  | Steel | Steel |  | Painted or None | Steel |  | 1901-01-01 06:00 | [15 empty] | UST Currently In Use: 0; UST Temp Close: 0; AST Currently In Use: 5; AST Temp Closed: 0 | 0 | 0 | 2 | 11879-003-000500 | FOLEY IMPLEMENT CO INC
11929 | Permanently Closed | 1993-12-17 06:00 | 1983-01-01 06:00 | 1996-03-29 06:00 | Petroleum | Kerosene | Kerosene |  | Fiberglass reinforced plastic | Fiberglass reinforced plastic |  |  | Steel |  | 1901-01-01 06:00 | [12 empty] | Annual line testing | Annual line testing |  | UST Currently In Use: 0; UST Temp Close: 0; AST Currently In Use: 0; AST Temp Closed: 0 | 0 | 0 | 1 | 11880-101-002088 | FOLMAR & ASSOCIATES
11930 | Permanently Closed | 1990-04-17 06:00 | 1968-01-01 06:00 | 1990-04-17 06:00 | Petroleum | Used oil | Used oil | [7 empty] | 1901-01-01 06:00 | [15 empty] | UST Currently In Use: 0; UST Temp Close: 0; AST Currently In Use: 0; AST Temp Closed: 0 | 0 | 0 | 1 | 11881-033-010403 | FORD LEASING DEVELOPMENT CO
11931 | Permanently Closed | 1901-01-01 06:00 | 1979-01-01 06:00 | 1988-08-01 06:00 | Petroleum | Used oil | Used oil | [7 empty] | 1901-01-01 06:00 | [15 empty] | UST Currently In Use: 0; UST Temp Close: 0; AST Currently In Use: 0; AST Temp Closed: 0 | 0 | 0 | 1 | 11881-073-003779 | FORD LEASING DEVELOPMENT CO
11932 | Permanently Closed | 1989-10-29 06:00 | 1968-01-01 06:00 | 1989-10-29 06:00 | Petroleum | Used oil | Used oil | [7 empty] | 1901-01-01 06:00 | [15 empty] | UST Currently In Use: 0; UST Temp Close: 0; AST Currently In Use: 0; AST Temp Closed: 0 | 0 | 0 | 2 | 11881-101-010404 | FORD LEASING DEVELOPMENT CO
11933 | Permanently Closed | 1989-10-26 06:00 | 1972-01-01 06:00 | 1989-10-26 06:00 | Petroleum | Used oil | Used oil |  | Steel | Steel |  |  |  |  | 1901-01-01 06:00 | [15 empty] | UST Currently In Use: 0; UST Temp Close: 0; AST Currently In Use: 0; AST Temp Closed: 0 | 0 | 0 | 2 | 11881-101-010404 | FORD LEASING DEVELOPMENT CO
11934 | Permanently Closed | 1993-08-06 06:00 | 1982-01-01 06:00 | 1993-08-06 06:00 | Petroleum | On road diesel | On road diesel |  | Steel | Steel |  | Painted or None | Steel |  | 1901-01-01 06:00 | [15 empty] | UST Currently In Use: 0; UST Temp Close: 0; AST Currently In Use: 0; AST Temp Closed: 0 | 0 | 0 | 5 | 11882-023-004774 | YANTLEY MINI MART
11935 | Permanently Closed | 1988-11-29 06:00 | 1971-01-01 06:00 | 1988-11-29 06:00 | Petroleum | Unleaded gasoline | Unleaded gasoline |  | Steel | Steel |  | Painted or None | Steel |  | 1901-01-01 06:00 | [15 empty] | UST Currently In Use: 0; UST Temp Close: 0; AST Currently In Use: 0; AST Temp Closed: 0 | 0 | 0 | 5 | 11882-023-004774 | YANTLEY MINI MART
11936 | Permanently Closed | 1993-08-06 06:00 | 1974-01-01 06:00 | 1993-08-06 06:00 | Petroleum | Unleaded gasoline | Unleaded gasoline |  | Steel | Steel |  | Painted or None | Steel |  | 1901-01-01 06:00 | [15 empty] | UST Currently In Use: 0; UST Temp Close: 0; AST Currently In Use: 0; AST Temp Closed: 0 | 0 | 0 | 5 | 11882-023-004774 | YANTLEY MINI MART
11937 | Permanently Closed | 1988-11-29 06:00 | 1982-01-01 06:00 | 1988-11-29 06:00 | Petroleum | Unleaded gasoline | Unleaded gasoline |  | Steel | Steel |  | Painted or None | Steel |  | 1901-01-01 06:00 | [15 empty] | UST Currently In Use: 0; UST Temp Close: 0; AST Currently In Use: 0; AST Temp Closed: 0 | 0 | 0 | 5 | 11882-023-004774 | YANTLEY MINI MART
11938 | Permanently Closed | 1993-08-06 06:00 | 1982-01-01 06:00 | 1993-08-06 06:00 | Petroleum | Unleaded gasoline | Unleaded gasoline |  | Steel | Steel |  | Painted or None | Steel |  | 1901-01-01 06:00 | [15 empty] | UST Currently In Use: 0; UST Temp Close: 0; AST Currently In Use: 0; AST Temp Closed: 0 | 0 | 0 | 5 | 11882-023-004774 | YANTLEY MINI MART
11939 | Permanently Closed | 1988-08-01 06:00 | 1970-01-01 06:00 | 1988-08-01 06:00 | Petroleum | On road diesel | On road diesel |  | Steel | Steel |  | Painted or None | Steel |  | 1901-01-01 06:00 | [15 empty] | UST Currently In Use: 0; UST Temp Close: 0; AST Currently In Use: 2; AST Temp Closed: 0 | 0 | 0 | 3 | 11883-053-008403 | FORE DIXIE DEVELOPMENT CO INC
11940 | Permanently Closed | 1988-08-01 06:00 | 1970-01-01 06:00 | 1988-08-01 06:00 | Petroleum | On road diesel | On road diesel |  | Steel | Steel |  | Painted or None | Steel |  | 1901-01-01 06:00 | [15 empty] | UST Currently In Use: 0; UST Temp Close: 0; AST Currently In Use: 2; AST Temp Closed: 0 | 0 | 0 | 3 | 11883-053-008403 | FORE DIXIE DEVELOPMENT CO INC
11941 | Permanently Closed | 1988-08-01 06:00 | 1970-01-01 06:00 | 1988-08-01 06:00 | Petroleum | Unleaded gasoline | Unleaded gasoline |  | Steel | Steel |  | Painted or None | Steel |  | 1901-01-01 06:00 | [15 empty] | UST Currently In Use: 0; UST Temp Close: 0; AST Currently In Use: 2; AST Temp Closed: 0 | 0 | 0 | 3 | 11883-053-008403 | FORE DIXIE DEVELOPMENT CO INC
11942 | Permanently Closed | 1991-07-26 06:00 | 1968-01-01 06:00 | 1991-07-26 06:00 | Petroleum | Unleaded gasoline | Unleaded gasoline |  | Steel | Steel |  |  | Steel |  | 1901-01-01 06:00 | [15 empty] | UST Currently In Use: 0; UST Temp Close: 0; AST Currently In Use: 0; AST Temp Closed: 0 | 0 | 0 | 1 | 11884-097-008931 | FORESTRY EQUIPMENT CO
11943 | Permanently Closed | 1990-12-26 06:00 | 1979-01-01 06:00 | 1990-12-26 06:00 | Petroleum | Unleaded gasoline | Unleaded gasoline |  | Steel | Steel |  | Painted or None | Steel |  | 1901-01-01 06:00 | [15 empty] | UST Currently In Use: 0; UST Temp Close: 0; AST Currently In Use: 0; AST Temp Closed: 0 | 0 | 0 | 1 | 11885-033-001605 | PATRICK MEDIA GROUP
11944 | Permanently Closed | 1990-12-20 06:00 | 1980-01-01 06:00 | 1990-12-20 06:00 | Petroleum | Unleaded gasoline | Unleaded gasoline |  | Steel | Steel |  | Painted or None | Steel |  | 1901-01-01 06:00 | [15 empty] | UST Currently In Use: 0; UST Temp Close: 0; AST Currently In Use: 0; AST Temp Closed: 0 | 0 | 0 | 3 | 11885-073-015192 | PATRICK MEDIA GROUP
11945 | Permanently Closed | 1990-12-20 06:00 | 1966-01-01 06:00 | 1990-12-20 06:00 | Petroleum | Unleaded gasoline | Unleaded gasoline |  | Steel | Steel |  | Painted or None | Steel |  | 1901-01-01 06:00 | [15 empty] | UST Currently In Use: 0; UST Temp Close: 0; AST Currently In Use: 0; AST Temp Closed: 0 | 0 | 0 | 3 | 11885-073-015192 | PATRICK MEDIA GROUP
11946 | Permanently Closed | 1990-12-20 06:00 | 1946-01-01 06:00 | 1990-12-20 06:00 | Petroleum | Other, MNRLSPIRIT | Other |  | Steel | Steel |  | Painted or None | Steel |  | 1901-01-01 06:00 | [15 empty] | UST Currently In Use: 0; UST Temp Close: 0; AST Currently In Use: 0; AST Temp Closed: 0 | 0 | 0 | 3 | 11885-073-015192 | PATRICK MEDIA GROUP
11947 | Permanently Closed | 1990-11-27 06:00 | 1974-01-01 06:00 | 1991-02-04 06:00 | Petroleum | Unleaded gasoline | Unleaded gasoline |  | Steel | Steel |  | Painted or None | Steel |  | 1901-01-01 06:00 | [15 empty] | UST Currently In Use: 0; UST Temp Close: 0; AST Currently In Use: 0; AST Temp Closed: 0 | 0 | 0 | 1 | 11885-089-015193 | PATRICK MEDIA GROUP
11948 | Permanently Closed | 1990-12-10 06:00 | 1975-01-01 06:00 | 1990-12-10 06:00 | Petroleum | Unleaded gasoline | Unleaded gasoline |  | Steel | Steel |  |  | Steel |  | 1901-01-01 06:00 | [15 empty] | UST Currently In Use: 0; UST Temp Close: 0; AST Currently In Use: 0; AST Temp Closed: 0 | 0 | 0 | 1 | 11885-125-014845 | PATRICK MEDIA GROUP
11949 | Permanently Closed | 1989-12-18 06:00 | 1947-01-01 06:00 | 1989-12-18 06:00 | Petroleum | On road diesel | On road diesel |  | Steel | Steel |  |  | Steel |  | 1901-01-01 06:00 | [15 empty] | UST Currently In Use: 0; UST Temp Close: 0; AST Currently In Use: 0; AST Temp Closed: 0 | 0 | 0 | 2 | 11887-115-009963 | FOUTS TRACTOR CO INC
11950 | Permanently Closed | 1989-12-19 06:00 | 1947-01-01 06:00 | 1989-12-19 06:00 | Petroleum | Unleaded gasoline | Unleaded gasoline |  | Steel | Steel |  |  | Steel |  | 1901-01-01 06:00 | [15 empty] | UST Currently In Use: 0; UST Temp Close: 0; AST Currently In Use: 0; AST Temp Closed: 0 | 0 | 0 | 2 | 11887-115-009963 | FOUTS TRACTOR CO INC
11951 | Permanently Closed | 1985-07-01 06:00 | 1980-01-01 06:00 |  | Petroleum | Unleaded gasoline | Unleaded gasoline |  | Steel | Steel |  | Painted or None | Steel |  | 1901-01-01 06:00 | [15 empty] | UST Currently In Use: 0; UST Temp Close: 0; AST Currently In Use: 0; AST Temp Closed: 0 | 0 | 0 | 1 | 11888-003-000847 | FOVIL MANUFACTURING CO INC
11952 | Permanently Closed | 1994-08-31 06:00 | 1981-01-01 06:00 | 1994-08-31 06:00 | Petroleum | Unleaded gasoline | Unleaded gasoline |  | Steel | Steel |  | Painted or None | Steel |  | 1901-01-01 06:00 | [15 empty] | UST Currently In Use: 0; UST Temp Close: 0; AST Currently In Use: 0; AST Temp Closed: 0 | 0 | 0 | 4 | 22005-057-004787 | DONALD GWIN
11953 | Permanently Closed | 1994-06-16 06:00 | 1981-01-01 06:00 | 1994-08-31 06:00 | Petroleum | Unleaded gasoline | Unleaded gasoline |  | Steel | Steel |  | Painted or None | Steel |  | 1901-01-01 06:00 | [15 empty] | UST Currently In Use: 0; UST Temp Close: 0; AST Currently In Use: 0; AST Temp Closed: 0 | 0 | 0 | 4 | 22005-057-004787 | DONALD GWIN
11954 | Permanently Closed | 1901-01-01 06:00 | 1979-01-01 06:00 | 1988-12-01 06:00 | Petroleum | On road diesel | On road diesel |  | Steel | Steel |  | Painted or None | Steel |  | 1901-01-01 06:00 | [15 empty] | UST Currently In Use: 0; UST Temp Close: 0; AST Currently In Use: 6; AST Temp Closed: 0 | 0 | 0 | 1 | 24160-057-004788 | RICHARD MAYERS
11955 | Permanently Closed | 1998-12-21 06:00 | 1973-01-01 06:00 | 1998-12-01 06:00 | Petroleum | On road diesel | On road diesel | Retail | Steel | Steel |  | Painted or None | Steel |  | 1901-01-01 06:00 | [6 empty] | Statistical Inventory Reconciliation (SIR) | [8 empty] | UST Currently In Use: 0; UST Temp Close: 0; AST Currently In Use: 0; AST Temp Closed: 0 | 0 | 0 | 5 | 11890-057-004792 | FOWLER OIL COMPANY, INC.
11956 | Permanently Closed | 1998-12-21 06:00 | 1973-01-01 06:00 | 1998-12-30 06:00 | Petroleum | Unleaded gasoline | Unleaded gasoline | Retail | Steel | Steel |  | Painted or None | Steel |  | 1901-01-01 06:00 | [6 empty] | Statistical Inventory Reconciliation (SIR) | [8 empty] | UST Currently In Use: 0; UST Temp Close: 0; AST Currently In Use: 0; AST Temp Closed: 0 | 0 | 0 | 5 | 11890-057-004792 | FOWLER OIL COMPANY, INC.
11957 | Permanently Closed | 1998-12-21 06:00 | 1979-01-01 06:00 | 1998-12-30 06:00 | Petroleum | Unleaded gasoline | Unleaded gasoline | Retail | Steel | Steel |  | Painted or None | Steel |  | 1901-01-01 06:00 | [6 empty] | Statistical Inventory Reconciliation (SIR) | [8 empty] | UST Currently In Use: 0; UST Temp Close: 0; AST Currently In Use: 0; AST Temp Closed: 0 | 0 | 0 | 5 | 11890-057-004792 | FOWLER OIL COMPANY, INC.
11958 | Permanently Closed | 1998-12-21 06:00 | 1979-01-01 06:00 | 1998-12-30 06:00 | Petroleum | Unleaded gasoline | Unleaded gasoline | Retail | Steel | Steel |  | Painted or None | Steel |  | 1901-01-01 06:00 | [6 empty] | Statistical Inventory Reconciliation (SIR) | [8 empty] | UST Currently In Use: 0; UST Temp Close: 0; AST Currently In Use: 0; AST Temp Closed: 0 | 0 | 0 | 5 | 11890-057-004792 | FOWLER OIL COMPANY, INC.
11959 | Permanently Closed | 1998-12-21 06:00 | 1979-01-01 06:00 | 1998-12-30 06:00 | Petroleum | Unleaded gasoline | Unleaded gasoline | Retail | Steel | Steel |  | Painted or None | Steel |  | 1901-01-01 06:00 | [6 empty] | Statistical Inventory Reconciliation (SIR) | [8 empty] | UST Currently In Use: 0; UST Temp Close: 0; AST Currently In Use: 0; AST Temp Closed: 0 | 0 | 0 | 5 | 11890-057-004792 | FOWLER OIL COMPANY, INC.
11960 | Permanently Closed | 1901-01-01 06:00 | 1977-01-01 06:00 | 1989-10-10 06:00 | Petroleum | Unleaded gasoline | Unleaded gasoline |  | Steel | Steel |  | Painted or None | Steel |  | 1901-01-01 06:00 | [15 empty] | UST Currently In Use: 2; UST Temp Close: 1; AST Currently In Use: 0; AST Temp Closed: 0 | 2 | 1 | 1 | 25991-057-004793 | VIKESH ROHELLA
11961 | Currently in Use |  | 1977-01-01 06:00 |  | Petroleum | Unleaded gasoline | Unleaded gasoline | Retail | Steel | Steel | Field installed cathodic protection, Interior lined (not allowed as a standalone method of corrosion protection) |  | Fiberglass reinforced plastic |  |  |  | Catchment Basin, Single walled catchment basin | Flow Rest 90% Full | Flow Rest 90% Full |  |  | Statistical Inventory Reconciliation (SIR) | [8 empty] | UST Currently In Use: 2; UST Temp Close: 1; AST Currently In Use: 0; AST Temp Closed: 0 | 2 | 1 | 1 | 25991-057-004793 | VIKESH ROHELLA
11962 | Temporary Closed | 2012-12-07 06:00 | 1981-01-01 06:00 |  | Petroleum | On road diesel | On road diesel | Retail | Steel | Steel | Coated & cathodic protection (sti-P3), Field installed cathodic protection |  | Fiberglass reinforced plastic |  |  |  | Catchment Basin, Single walled catchment basin | Flow Rest 90% Full | Flow Rest 90% Full |  |  | Statistical Inventory Reconciliation (SIR) | [8 empty] | UST Currently In Use: 2; UST Temp Close: 1; AST Currently In Use: 0; AST Temp Closed: 0 | 2 | 1 | 1 | 25991-057-004793 | VIKESH ROHELLA
11963 | Currently in Use |  | 1989-01-01 06:00 |  | Petroleum | Mid-grade gasoline | Mid-grade gasoline |  | Steel | Steel | Coated & cathodic protection (sti-P3), Field installed cathodic protection |  | Fiberglass reinforced plastic |  |  |  | Catchment Basin, Single walled catchment basin | Flow Rest 90% Full | Flow Rest 90% Full |  |  | Statistical Inventory Reconciliation (SIR) | [8 empty] | UST Currently In Use: 2; UST Temp Close: 1; AST Currently In Use: 0; AST Temp Closed: 0 | 2 | 1 | 1 | 25991-057-004793 | VIKESH ROHELLA
11964 | Permanently Closed | 1997-12-21 06:00 | 1978-01-01 06:00 | 1999-10-01 06:00 | Petroleum | Unleaded gasoline | Unleaded gasoline | Retail | Steel | Steel |  | Painted or None | Steel |  | 1901-01-01 06:00 | [6 empty] | Statistical Inventory Reconciliation (SIR) | [8 empty] | UST Currently In Use: 0; UST Temp Close: 0; AST Currently In Use: 0; AST Temp Closed: 0 | 0 | 0 | 3 | 11890-057-010922 | FOWLER OIL COMPANY, INC.
11965 | Permanently Closed | 1997-12-21 06:00 | 1978-01-01 06:00 | 1999-10-01 06:00 | Petroleum | Unleaded gasoline | Unleaded gasoline | Retail | Steel | Steel |  | Painted or None | Steel |  | 1901-01-01 06:00 | [6 empty] | Statistical Inventory Reconciliation (SIR) | [8 empty] | UST Currently In Use: 0; UST Temp Close: 0; AST Currently In Use: 0; AST Temp Closed: 0 | 0 | 0 | 3 | 11890-057-010922 | FOWLER OIL COMPANY, INC.
11966 | Permanently Closed | 1997-12-21 06:00 | 1981-01-01 06:00 | 1999-10-01 06:00 | Petroleum | On road diesel | On road diesel | Retail | Steel | Steel |  | Painted or None | Steel |  | 1901-01-01 06:00 | [6 empty] | Statistical Inventory Reconciliation (SIR) | [8 empty] | UST Currently In Use: 0; UST Temp Close: 0; AST Currently In Use: 0; AST Temp Closed: 0 | 0 | 0 | 3 | 11890-057-010922 | FOWLER OIL COMPANY, INC.
11967 | Permanently Closed | 1995-05-01 06:00 | 1973-01-01 06:00 | 1995-07-06 06:00 | Petroleum | Unleaded gasoline | Unleaded gasoline | Retail | Steel | Steel |  | Painted or None | Steel |  | 1901-01-01 06:00 | [15 empty] | UST Currently In Use: 0; UST Temp Close: 0; AST Currently In Use: 0; AST Temp Closed: 0 | 0 | 0 | 3 | 11890-075-004790 | FOWLER OIL COMPANY, INC.
11968 | Permanently Closed | 1995-05-01 06:00 | 1973-01-01 06:00 | 1995-07-06 06:00 | Petroleum | Unleaded gasoline | Unleaded gasoline | Retail | Steel | Steel |  | Painted or None | Steel |  | 1901-01-01 06:00 | [15 empty] | UST Currently In Use: 0; UST Temp Close: 0; AST Currently In Use: 0; AST Temp Closed: 0 | 0 | 0 | 3 | 11890-075-004790 | FOWLER OIL COMPANY, INC.
11969 | Permanently Closed | 1995-05-01 06:00 | 1973-01-01 06:00 | 1995-07-06 06:00 | Petroleum | Unleaded gasoline | Unleaded gasoline | Retail | Steel | Steel |  | Painted or None | Steel |  | 1901-01-01 06:00 | [15 empty] | UST Currently In Use: 0; UST Temp Close: 0; AST Currently In Use: 0; AST Temp Closed: 0 | 0 | 0 | 3 | 11890-075-004790 | FOWLER OIL COMPANY, INC.
11970 | Currently in Use |  | 1981-01-01 06:00 |  | Petroleum | Unleaded gasoline | Unleaded gasoline | Retail | Steel | Steel | Field installed cathodic protection |  | Steel |  | 1901-01-01 06:00 | Field installed cathodic protection | Catchment Basin, Single walled catchment basin | Automatic shutoff device At 95% full | Automatic shutoff device At 95% full |  |  | Statistical Inventory Reconciliation (SIR) | [8 empty] | UST Currently In Use: 3; UST Temp Close: 0; AST Currently In Use: 0; AST Temp Closed: 0 | 3 | 0 | 0 | 24083-075-004794 | SIPSEY RIVER OIL COMPANY
11971 | Currently in Use |  | 1981-01-01 06:00 |  | Petroleum | Premium gasoline | Premium gasoline | Retail | Steel | Steel | Field installed cathodic protection |  | Steel |  | 1901-01-01 06:00 | Field installed cathodic protection | Catchment Basin, Single walled catchment basin | Automatic shutoff device At 95% full | Automatic shutoff device At 95% full |  |  | Statistical Inventory Reconciliation (SIR) | [8 empty] | UST Currently In Use: 3; UST Temp Close: 0; AST Currently In Use: 0; AST Temp Closed: 0 | 3 | 0 | 0 | 24083-075-004794 | SIPSEY RIVER OIL COMPANY
11972 | Currently in Use |  | 1981-01-01 06:00 |  | Petroleum | On road diesel | On road diesel | Retail | Steel | Steel | Field installed cathodic protection |  | Steel |  | 1901-01-01 06:00 | Field installed cathodic protection | Catchment Basin, Single walled catchment basin | Automatic shutoff device At 95% full | Automatic shutoff device At 95% full |  |  | Statistical Inventory Reconciliation (SIR) | [8 empty] | UST Currently In Use: 3; UST Temp Close: 0; AST Currently In Use: 0; AST Temp Closed: 0 | 3 | 0 | 0 | 24083-075-004794 | SIPSEY RIVER OIL COMPANY
11973 | Temporary Closed | 2009-08-14 06:00 | 1984-01-01 06:00 |  | Petroleum | Unleaded gasoline | Unleaded gasoline | Retail | Steel | Steel | Coated & cathodic protection (sti-P3) |  | Fiberglass reinforced plastic |  |  |  | Catchment Basin, Single walled catchment basin | Automatic shutoff device At 95% full, Flow Rest 90% Full | Flow Rest 90% Full |  |  | Statistical Inventory Reconciliation (SIR) | [8 empty] | UST Currently In Use: 0; UST Temp Close: 3; AST Currently In Use: 0; AST Temp Closed: 0 | 0 | 3 | 0 | 22462-075-010923 | J&M TRADING
11974 | Temporary Closed | 2003-07-02 06:00 | 1984-01-01 06:00 |  | Petroleum | Mid-grade gasoline | Mid-grade gasoline | Retail | Steel | Steel | Coated & cathodic protection (sti-P3) |  | Fiberglass reinforced plastic |  |  |  | Catchment Basin, Single walled catchment basin | Automatic shutoff device At 95% full, Flow Rest 90% Full | Flow Rest 90% Full |  |  | Statistical Inventory Reconciliation (SIR) | [8 empty] | UST Currently In Use: 0; UST Temp Close: 3; AST Currently In Use: 0; AST Temp Closed: 0 | 0 | 3 | 0 | 22462-075-010923 | J&M TRADING
11975 | Temporary Closed | 2009-08-14 06:00 | 1990-09-01 06:00 |  | Petroleum | Premium gasoline | Premium gasoline | Retail | Steel | Steel | Coated & cathodic protection (sti-P3) |  | Fiberglass reinforced plastic |  |  |  | Catchment Basin, Single walled catchment basin | Automatic shutoff device At 95% full, Flow Rest 90% Full | Flow Rest 90% Full |  |  | Statistical Inventory Reconciliation (SIR) | [8 empty] | UST Currently In Use: 0; UST Temp Close: 3; AST Currently In Use: 0; AST Temp Closed: 0 | 0 | 3 | 0 | 22462-075-010923 | J&M TRADING
11976 | Permanently Closed | 1993-05-01 06:00 | 1973-01-01 06:00 | 1994-04-14 06:00 | Petroleum | Unleaded gasoline | Unleaded gasoline |  | Steel | Steel |  | Painted or None | Steel |  | 1901-01-01 06:00 | [15 empty] | UST Currently In Use: 0; UST Temp Close: 0; AST Currently In Use: 0; AST Temp Closed: 0 | 0 | 0 | 3 | 11890-093-004789 | FOWLER OIL COMPANY, INC.
11977 | Permanently Closed | 1993-05-01 06:00 | 1973-01-01 06:00 | 1994-04-14 06:00 | Petroleum | Unleaded gasoline | Unleaded gasoline |  | Steel | Steel |  | Painted or None | Steel |  | 1901-01-01 06:00 | [15 empty] | UST Currently In Use: 0; UST Temp Close: 0; AST Currently In Use: 0; AST Temp Closed: 0 | 0 | 0 | 3 | 11890-093-004789 | FOWLER OIL COMPANY, INC.
11978 | Permanently Closed | 1993-05-01 06:00 | 1973-01-01 06:00 | 1994-04-14 06:00 | Petroleum | On road diesel | On road diesel |  | Steel | Steel |  | Painted or None | Steel |  | 1901-01-01 06:00 | [15 empty] | UST Currently In Use: 0; UST Temp Close: 0; AST Currently In Use: 0; AST Temp Closed: 0 | 0 | 0 | 3 | 11890-093-004789 | FOWLER OIL COMPANY, INC.
11979 | Permanently Closed | 1988-12-01 06:00 | 1975-01-01 06:00 | 1988-12-01 06:00 | Petroleum | Unleaded gasoline | Unleaded gasoline |  | Steel | Steel |  | Painted or None | Steel |  | 1901-01-01 06:00 | [15 empty] | UST Currently In Use: 0; UST Temp Close: 0; AST Currently In Use: 0; AST Temp Closed: 0 | 0 | 0 | 2 | 11890-093-004791 | FOWLER OIL COMPANY, INC.
11980 | Permanently Closed | 1988-12-01 06:00 | 1975-01-01 06:00 | 1988-12-01 06:00 | Petroleum | Unleaded gasoline | Unleaded gasoline |  | Steel | Steel |  | Painted or None | Steel |  | 1901-01-01 06:00 | [15 empty] | UST Currently In Use: 0; UST Temp Close: 0; AST Currently In Use: 0; AST Temp Closed: 0 | 0 | 0 | 2 | 11890-093-004791 | FOWLER OIL COMPANY, INC.
11981 | Permanently Closed | 1980-04-01 06:00 | 1958-01-01 06:00 | 1989-02-02 06:00 | Petroleum | Unleaded gasoline | Unleaded gasoline |  | Steel | Steel |  | Painted or None | Steel |  | 1901-01-01 06:00 | [15 empty] | UST Currently In Use: 0; UST Temp Close: 0; AST Currently In Use: 0; AST Temp Closed: 0 | 0 | 0 | 2 | 11891-023-011315 | FOY DEVANE
11982 | Permanently Closed | 1980-04-01 06:00 | 1958-01-01 06:00 | 1989-02-02 06:00 | Petroleum | Unleaded gasoline | Unleaded gasoline |  | Steel | Steel |  | Painted or None | Steel |  | 1901-01-01 06:00 | [15 empty] | UST Currently In Use: 0; UST Temp Close: 0; AST Currently In Use: 0; AST Temp Closed: 0 | 0 | 0 | 2 | 11891-023-011315 | FOY DEVANE
11986 | Permanently Closed | 1994-01-28 06:00 | 1901-01-01 06:00 | 1994-01-28 06:00 | Petroleum | Other, TRANSFLUID | Other |  | Steel | Steel |  |  | Steel |  | 1901-01-01 06:00 | [15 empty] | UST Currently In Use: 0; UST Temp Close: 0; AST Currently In Use: 0; AST Temp Closed: 0 | 0 | 0 | 5 | 11892-103-012462 | FRANCHISE EQUITY CORP
11987 | Permanently Closed | 1994-01-28 06:00 | 1901-01-01 06:00 | 1994-01-28 06:00 | Petroleum | Other, 30 W | Other |  | Steel | Steel |  |  | Steel |  | 1901-01-01 06:00 | [15 empty] | UST Currently In Use: 0; UST Temp Close: 0; AST Currently In Use: 0; AST Temp Closed: 0 | 0 | 0 | 5 | 11892-103-012462 | FRANCHISE EQUITY CORP
11988 | Permanently Closed | 1994-01-28 06:00 | 1901-01-01 06:00 | 1994-01-28 06:00 | Petroleum | Used oil | Used oil |  | Steel | Steel |  |  | Steel |  | 1901-01-01 06:00 | [15 empty] | UST Currently In Use: 0; UST Temp Close: 0; AST Currently In Use: 0; AST Temp Closed: 0 | 0 | 0 | 5 | 11892-103-012462 | FRANCHISE EQUITY CORP
11989 | Permanently Closed | 1994-01-28 06:00 | 1901-01-01 06:00 | 1994-01-28 06:00 | Petroleum | Used oil | Used oil |  | Steel | Steel |  |  | Steel |  | 1901-01-01 06:00 | [15 empty] | UST Currently In Use: 0; UST Temp Close: 0; AST Currently In Use: 0; AST Temp Closed: 0 | 0 | 0 | 5 | 11892-103-012462 | FRANCHISE EQUITY CORP
11990 | Permanently Closed | 1994-01-28 06:00 | 1901-01-01 06:00 | 1994-01-28 06:00 | Petroleum | Other, 10W40 | Other |  | Steel | Steel |  |  | Steel |  | 1901-01-01 06:00 | [15 empty] | UST Currently In Use: 0; UST Temp Close: 0; AST Currently In Use: 0; AST Temp Closed: 0 | 0 | 0 | 5 | 11892-103-012462 | FRANCHISE EQUITY CORP
11991 | Currently in Use |  | 1981-01-01 06:00 |  | Petroleum | Unleaded gasoline | Unleaded gasoline | Retail | Steel | Steel | Field installed cathodic protection |  | Double Wall, Fiberglass reinforced plastic |  |  | Field installed cathodic protection | Catchment Basin, Single walled catchment basin | Automatic shutoff device At 95% full, Flow Rest 90% Full | Flow Rest 90% Full |  |  | Continuous Automatic Tank Gauge |  | Automatic flow restrictor (MLLD) | Automatic flow restrictor (MLLD) |  |  | Annual line testing | Annual line testing |  | UST Currently In Use: 5; UST Temp Close: 0; AST Currently In Use: 0; AST Temp Closed: 0 | 5 | 0 | 0 | 20378-097-001976 | VIJAY PATEL
11992 | Currently in Use |  | 1981-01-01 06:00 |  | Petroleum | Unleaded gasoline | Unleaded gasoline | Retail | Steel | Steel | Field installed cathodic protection |  | Double Wall, Fiberglass reinforced plastic |  |  | Field installed cathodic protection | Catchment Basin, Single walled catchment basin | Automatic shutoff device At 95% full, Flow Rest 90% Full | Flow Rest 90% Full |  |  | Continuous Automatic Tank Gauge |  | Other, MANIFOLDED | Other |  |  | Other, MANIFOLDED | Other |  | UST Currently In Use: 5; UST Temp Close: 0; AST Currently In Use: 0; AST Temp Closed: 0 | 5 | 0 | 0 | 20378-097-001976 | VIJAY PATEL
11993 | Currently in Use |  | 1981-01-01 06:00 |  | Petroleum | Mid-grade gasoline | Mid-grade gasoline | Retail | Steel | Steel | Field installed cathodic protection |  | Double Wall, Fiberglass reinforced plastic |  |  | Field installed cathodic protection | Catchment Basin, Single walled catchment basin | Automatic shutoff device At 95% full, Flow Rest 90% Full | Flow Rest 90% Full |  |  | Continuous Automatic Tank Gauge |  | Automatic flow restrictor (MLLD) | Automatic flow restrictor (MLLD) |  |  | Annual line testing | Annual line testing |  | UST Currently In Use: 5; UST Temp Close: 0; AST Currently In Use: 0; AST Temp Closed: 0 | 5 | 0 | 0 | 20378-097-001976 | VIJAY PATEL
11994 | Currently in Use |  | 1981-01-01 06:00 |  | Petroleum | On road diesel | On road diesel | Retail | Steel | Steel | Field installed cathodic protection |  | Double Wall, Fiberglass reinforced plastic |  |  | Field installed cathodic protection | Catchment Basin, Single walled catchment basin | Automatic shutoff device At 95% full, Flow Rest 90% Full | Flow Rest 90% Full |  |  | Continuous Automatic Tank Gauge |  | Automatic flow restrictor (MLLD) | Automatic flow restrictor (MLLD) |  |  | Annual line testing | Annual line testing |  | UST Currently In Use: 5; UST Temp Close: 0; AST Currently In Use: 0; AST Temp Closed: 0 | 5 | 0 | 0 | 20378-097-001976 | VIJAY PATEL
11995 | Permanently Closed | 2010-11-12 06:00 | 1979-01-01 06:00 | 2010-11-12 06:00 | Petroleum | Unleaded gasoline | Unleaded gasoline | Retail | Steel | Steel | Field installed cathodic protection |  | Steel |  |  | Field installed cathodic protection | Catchment Basin, Single walled catchment basin | Automatic shutoff device At 95% full, Flow Rest 90% Full | Flow Rest 90% Full |  |  | Statistical Inventory Reconciliation (SIR) | [5 empty] | Statistical inventory reconciliation (SIR) | Statistical inventory reconciliation (SIR) |  | UST Currently In Use: 0; UST Temp Close: 0; AST Currently In Use: 0; AST Temp Closed: 0 | 0 | 0 | 4 | 19032-097-001977 | C JACK ENTERPRISES
11996 | Permanently Closed | 2010-11-12 06:00 | 1979-01-01 06:00 | 2010-11-12 06:00 | Petroleum | Premium gasoline | Premium gasoline | Retail | Steel | Steel | Field installed cathodic protection |  | Steel |  |  | Field installed cathodic protection | Catchment Basin, Single walled catchment basin | Automatic shutoff device At 95% full, Flow Rest 90% Full | Flow Rest 90% Full |  |  | Statistical Inventory Reconciliation (SIR) | [5 empty] | Statistical inventory reconciliation (SIR) | Statistical inventory reconciliation (SIR) |  | UST Currently In Use: 0; UST Temp Close: 0; AST Currently In Use: 0; AST Temp Closed: 0 | 0 | 0 | 4 | 19032-097-001977 | C JACK ENTERPRISES
11997 | Permanently Closed | 2010-11-12 06:00 | 1979-01-01 06:00 | 2010-11-12 06:00 | Petroleum | On road diesel | On road diesel | Retail | Steel | Steel | Field installed cathodic protection |  | Steel |  |  | Field installed cathodic protection | Catchment Basin, Single walled catchment basin | Automatic shutoff device At 95% full, Flow Rest 90% Full | Flow Rest 90% Full |  |  | Statistical Inventory Reconciliation (SIR) | [5 empty] | Statistical inventory reconciliation (SIR) | Statistical inventory reconciliation (SIR) |  | UST Currently In Use: 0; UST Temp Close: 0; AST Currently In Use: 0; AST Temp Closed: 0 | 0 | 0 | 4 | 19032-097-001977 | C JACK ENTERPRISES
11998 | Permanently Closed | 2002-01-02 06:00 | 1983-01-01 06:00 | 2002-01-02 06:00 | Petroleum | On road diesel | On road diesel | Retail | Steel | Steel | Field installed cathodic protection |  | Steel |  | 1901-01-01 06:00 | Field installed cathodic protection | Catchment Basin, Single walled catchment basin | Automatic shutoff device At 95% full, Flow Rest 90% Full | Flow Rest 90% Full |  |  | Statistical Inventory Reconciliation (SIR) | [8 empty] | UST Currently In Use: 0; UST Temp Close: 0; AST Currently In Use: 0; AST Temp Closed: 0 | 0 | 0 | 4 | 19032-097-001977 | C JACK ENTERPRISES
11999 | Permanently Closed | 1997-12-16 06:00 | 1968-01-01 06:00 | 1999-10-01 06:00 | Petroleum | Unleaded gasoline | Unleaded gasoline |  | Steel | Steel |  | Painted or None | Steel |  | 1901-01-01 06:00 | [15 empty] | UST Currently In Use: 0; UST Temp Close: 0; AST Currently In Use: 0; AST Temp Closed: 0 | 0 | 0 | 3 | 15760-031-001377 | EARLINE DELONEY
12000 | Permanently Closed | 1997-12-16 06:00 | 1968-01-01 06:00 | 1999-10-01 06:00 | Petroleum | Unleaded gasoline | Unleaded gasoline |  | Steel | Steel |  | Painted or None | Steel |  | 1901-01-01 06:00 | [15 empty] | UST Currently In Use: 0; UST Temp Close: 0; AST Currently In Use: 0; AST Temp Closed: 0 | 0 | 0 | 3 | 15760-031-001377 | EARLINE DELONEY
12001 | Permanently Closed | 1997-12-16 06:00 | 1968-01-01 06:00 | 1999-10-01 06:00 | Petroleum | Unleaded gasoline | Unleaded gasoline |  | Steel | Steel |  | Painted or None | Steel |  | 1901-01-01 06:00 | [15 empty] | UST Currently In Use: 0; UST Temp Close: 0; AST Currently In Use: 0; AST Temp Closed: 0 | 0 | 0 | 3 | 15760-031-001377 | EARLINE DELONEY
12002 | Retired | 1988-08-08 06:00 | 1953-01-01 06:00 |  | Petroleum | Other, OTHER | Other |  | Steel | Steel |  | Painted or None | Steel |  | 1901-01-01 06:00 | [15 empty] | UST Currently In Use: 0; UST Temp Close: 0; AST Currently In Use: 0; AST Temp Closed: 0 | 0 | 0 | 0 | 11896-111-008616 | FRANCIS MURPHY
12003 | Retired | 1988-08-08 06:00 | 1953-01-01 06:00 |  | Petroleum | Other, OTHER | Other |  | Steel | Steel |  | Painted or None | Steel |  | 1901-01-01 06:00 | [15 empty] | UST Currently In Use: 0; UST Temp Close: 0; AST Currently In Use: 0; AST Temp Closed: 0 | 0 | 0 | 0 | 11896-111-008616 | FRANCIS MURPHY
12004 | Permanently Closed | 1901-01-01 06:00 | 1983-01-01 06:00 | 1988-11-17 06:00 | Petroleum | Other, OTHER | Other |  | Steel | Steel |  | Painted or None | Steel |  | 1901-01-01 06:00 | [15 empty] | UST Currently In Use: 0; UST Temp Close: 0; AST Currently In Use: 0; AST Temp Closed: 0 | 0 | 0 | 3 | 11897-039-008229 | FRANK BROWN
12005 | Permanently Closed | 1901-01-01 06:00 | 1964-01-01 06:00 | 1988-11-17 06:00 | Petroleum | Other, OTHER | Other |  | Steel | Steel |  | Painted or None | Steel |  | 1901-01-01 06:00 | [15 empty] | UST Currently In Use: 0; UST Temp Close: 0; AST Currently In Use: 0; AST Temp Closed: 0 | 0 | 0 | 3 | 11897-039-008229 | FRANK BROWN
12006 | Permanently Closed | 1901-01-01 06:00 | 1964-01-01 06:00 | 1988-11-17 06:00 | Petroleum | Other, OTHER | Other |  | Steel | Steel |  | Painted or None | Steel |  | 1901-01-01 06:00 | [15 empty] | UST Currently In Use: 0; UST Temp Close: 0; AST Currently In Use: 0; AST Temp Closed: 0 | 0 | 0 | 3 | 11897-039-008229 | FRANK BROWN
12007 | Permanently Closed | 1998-12-17 06:00 | 1968-01-01 06:00 | 1999-03-02 06:00 | Petroleum | Unleaded gasoline | Unleaded gasoline |  | Steel | Steel |  | Painted or None | Steel |  | 1901-01-01 06:00 | [15 empty] | UST Currently In Use: 0; UST Temp Close: 0; AST Currently In Use: 0; AST Temp Closed: 0 | 0 | 0 | 2 | 11898-035-008624 | RICHARD KING
12008 | Permanently Closed | 1998-12-17 06:00 | 1968-01-01 06:00 | 1999-03-02 06:00 | Petroleum | Unleaded gasoline | Unleaded gasoline |  | Steel | Steel |  | Painted or None | Steel |  | 1901-01-01 06:00 | [15 empty] | UST Currently In Use: 0; UST Temp Close: 0; AST Currently In Use: 0; AST Temp Closed: 0 | 0 | 0 | 2 | 11898-035-008624 | RICHARD KING
12009 | Retired | 1988-08-08 06:00 | 1974-01-01 06:00 |  | Petroleum | Unleaded gasoline | Unleaded gasoline |  | Steel | Steel |  | Painted or None | Steel |  | 1901-01-01 06:00 | [15 empty] | UST Currently In Use: 0; UST Temp Close: 0; AST Currently In Use: 0; AST Temp Closed: 0 | 0 | 0 | 0 | 11899-117-009139 | FRANK DEFOOR
12010 | Retired | 1988-08-08 06:00 | 1974-01-01 06:00 |  | Petroleum | Unleaded gasoline | Unleaded gasoline |  | Steel | Steel |  | Painted or None | Steel |  | 1901-01-01 06:00 | [15 empty] | UST Currently In Use: 0; UST Temp Close: 0; AST Currently In Use: 0; AST Temp Closed: 0 | 0 | 0 | 0 | 11899-117-009139 | FRANK DEFOOR
12011 | Permanently Closed | 1988-01-01 06:00 | 1965-01-01 06:00 | 2005-12-15 06:00 | Petroleum | Unleaded gasoline | Unleaded gasoline |  | Steel | Steel |  |  |  |  | 1901-01-01 06:00 | [15 empty] | UST Currently In Use: 0; UST Temp Close: 0; AST Currently In Use: 0; AST Temp Closed: 0 | 0 | 0 | 4 | 11900-101-009189 | ESTATE OF FRANK E SMITH
12012 | Permanently Closed | 1988-01-01 06:00 | 1965-01-01 06:00 | 2005-12-15 06:00 | Petroleum | Unleaded gasoline | Unleaded gasoline |  | Steel | Steel |  |  |  |  | 1901-01-01 06:00 | [15 empty] | UST Currently In Use: 0; UST Temp Close: 0; AST Currently In Use: 0; AST Temp Closed: 0 | 0 | 0 | 4 | 11900-101-009189 | ESTATE OF FRANK E SMITH
12013 | Permanently Closed | 1988-01-01 06:00 | 1965-01-01 06:00 | 2005-12-15 06:00 | Petroleum | Unleaded gasoline | Unleaded gasoline |  | Steel | Steel |  |  |  |  | 1901-01-01 06:00 | [15 empty] | UST Currently In Use: 0; UST Temp Close: 0; AST Currently In Use: 0; AST Temp Closed: 0 | 0 | 0 | 4 | 11900-101-009189 | ESTATE OF FRANK E SMITH
12014 | Permanently Closed | 1988-01-01 06:00 | 1965-01-01 06:00 | 2005-12-15 06:00 | Petroleum | Unleaded gasoline | Unleaded gasoline |  | Steel | Steel |  |  |  |  | 1901-01-01 06:00 | [15 empty] | UST Currently In Use: 0; UST Temp Close: 0; AST Currently In Use: 0; AST Temp Closed: 0 | 0 | 0 | 4 | 11900-101-009189 | ESTATE OF FRANK E SMITH
12015 | Permanently Closed | 1978-01-01 06:00 | 1973-01-01 06:00 |  | Petroleum | Unleaded gasoline | Unleaded gasoline |  | Steel | Steel |  |  |  |  | 1901-01-01 06:00 | [15 empty] | UST Currently In Use: 0; UST Temp Close: 0; AST Currently In Use: 0; AST Temp Closed: 0 | 0 | 0 | 3 | 11901-073-006920 | FRANK E SWEATT
12016 | Permanently Closed | 1978-01-01 06:00 | 1973-01-01 06:00 |  | Petroleum | Kerosene | Kerosene | [7 empty] | 1901-01-01 06:00 | [15 empty] | UST Currently In Use: 0; UST Temp Close: 0; AST Currently In Use: 0; AST Temp Closed: 0 | 0 | 0 | 3 | 11901-073-006920 | FRANK E SWEATT
12017 | Permanently Closed | 1978-01-01 06:00 | 1973-01-01 06:00 |  | Petroleum | Kerosene | Kerosene | [7 empty] | 1901-01-01 06:00 | [15 empty] | UST Currently In Use: 0; UST Temp Close: 0; AST Currently In Use: 0; AST Temp Closed: 0 | 0 | 0 | 3 | 11901-073-006920 | FRANK E SWEATT
12018 | Permanently Closed | 1992-05-07 06:00 | 1968-01-01 06:00 | 1992-05-07 06:00 | Petroleum | On road diesel | On road diesel |  | Steel | Steel |  |  | Steel |  | 1901-01-01 06:00 | [15 empty] | UST Currently In Use: 0; UST Temp Close: 0; AST Currently In Use: 0; AST Temp Closed: 0 | 0 | 0 | 3 | 11902-059-005938 | GUTHERIE OIL CO INC
12019 | Permanently Closed | 1992-05-07 06:00 | 1968-01-01 06:00 | 1992-05-07 06:00 | Petroleum | Unleaded gasoline | Unleaded gasoline |  | Steel | Steel |  |  | Steel |  | 1901-01-01 06:00 | [15 empty] | UST Currently In Use: 0; UST Temp Close: 0; AST Currently In Use: 0; AST Temp Closed: 0 | 0 | 0 | 3 | 11902-059-005938 | GUTHERIE OIL CO INC
12020 | Permanently Closed | 1992-05-07 06:00 | 1968-01-01 06:00 | 1992-05-07 06:00 | Petroleum | On road diesel | On road diesel |  | Steel | Steel |  |  | Steel |  | 1901-01-01 06:00 | [15 empty] | UST Currently In Use: 0; UST Temp Close: 0; AST Currently In Use: 0; AST Temp Closed: 0 | 0 | 0 | 3 | 11902-059-005938 | GUTHERIE OIL CO INC
12021 | Permanently Closed | 1977-04-01 06:00 | 1953-01-01 06:00 |  | Petroleum | Unleaded gasoline | Unleaded gasoline |  | Steel | Steel |  |  | Steel |  | 1901-01-01 06:00 | [15 empty] | UST Currently In Use: 0; UST Temp Close: 0; AST Currently In Use: 0; AST Temp Closed: 0 | 0 | 0 | 3 | 11902-059-005939 | GUTHERIE OIL CO INC
12022 | Permanently Closed | 1977-04-01 06:00 | 1953-01-01 06:00 |  | Petroleum | Unleaded gasoline | Unleaded gasoline |  | Steel | Steel |  |  | Steel |  | 1901-01-01 06:00 | [15 empty] | UST Currently In Use: 0; UST Temp Close: 0; AST Currently In Use: 0; AST Temp Closed: 0 | 0 | 0 | 3 | 11902-059-005939 | GUTHERIE OIL CO INC
12023 | Permanently Closed | 1977-04-01 06:00 | 1953-01-01 06:00 |  | Petroleum | Unleaded gasoline | Unleaded gasoline |  | Steel | Steel |  |  | Steel |  | 1901-01-01 06:00 | [15 empty] | UST Currently In Use: 0; UST Temp Close: 0; AST Currently In Use: 0; AST Temp Closed: 0 | 0 | 0 | 3 | 11902-059-005939 | GUTHERIE OIL CO INC
12024 | Permanently Closed | 1999-07-07 06:00 | 1978-01-01 06:00 | 1997-12-16 06:00 | Petroleum | Unleaded gasoline | Unleaded gasoline |  | Steel | Steel |  | Painted or None | Steel |  | 1901-01-01 06:00 | [12 empty] | Annual line testing | Annual line testing |  | UST Currently In Use: 0; UST Temp Close: 0; AST Currently In Use: 0; AST Temp Closed: 0 | 0 | 0 | 2 | 11902-059-006591 | GUTHERIE OIL CO INC
12025 | Permanently Closed | 1999-07-07 06:00 | 1978-01-01 06:00 | 1997-12-16 06:00 | Petroleum | Unleaded gasoline | Unleaded gasoline |  | Steel | Steel |  | Painted or None | Steel |  | 1901-01-01 06:00 | [12 empty] | Annual line testing | Annual line testing |  | UST Currently In Use: 0; UST Temp Close: 0; AST Currently In Use: 0; AST Temp Closed: 0 | 0 | 0 | 2 | 11902-059-006591 | GUTHERIE OIL CO INC
12026 | Permanently Closed | 1998-12-21 06:00 | 1969-01-01 06:00 | 1999-01-21 06:00 | Petroleum | Unleaded gasoline | Unleaded gasoline |  | Steel | Steel |  |  | Steel |  | 1901-01-01 06:00 | [15 empty] | UST Currently In Use: 0; UST Temp Close: 1; AST Currently In Use: 0; AST Temp Closed: 0 | 0 | 1 | 2 | 24487-109-002824 | HARE INC
12027 | Permanently Closed | 1996-12-21 06:00 | 1969-01-01 06:00 | 1999-01-21 06:00 | Petroleum | Unleaded gasoline | Unleaded gasoline |  | Steel | Steel |  |  | Steel |  | 1901-01-01 06:00 | [15 empty] | UST Currently In Use: 0; UST Temp Close: 1; AST Currently In Use: 0; AST Temp Closed: 0 | 0 | 1 | 2 | 24487-109-002824 | HARE INC
12028 | Retired | 1982-06-01 06:00 | 1974-01-01 06:00 |  | Petroleum | Unleaded gasoline | Unleaded gasoline |  | Steel | Steel |  |  | Steel |  | 1901-01-01 06:00 | [15 empty] | UST Currently In Use: 0; UST Temp Close: 1; AST Currently In Use: 0; AST Temp Closed: 0 | 0 | 1 | 2 | 24487-109-002824 | HARE INC
12029 | Retired | 1982-06-01 06:00 | 1974-01-01 06:00 |  | Petroleum | Unleaded gasoline | Unleaded gasoline |  | Steel | Steel |  |  | Steel |  | 1901-01-01 06:00 | [15 empty] | UST Currently In Use: 0; UST Temp Close: 1; AST Currently In Use: 0; AST Temp Closed: 0 | 0 | 1 | 2 | 24487-109-002824 | HARE INC
12030 | Permanently Closed | 1901-01-01 06:00 | 1980-01-01 06:00 | 1989-05-17 06:00 | Petroleum | Unleaded gasoline | Unleaded gasoline |  | Steel | Steel |  | Painted or None | Steel |  | 1901-01-01 06:00 | [15 empty] | UST Currently In Use: 0; UST Temp Close: 0; AST Currently In Use: 0; AST Temp Closed: 0 | 0 | 0 | 5 | 11905-113-003769 | FRANK L HART
12031 | Permanently Closed | 1901-01-01 06:00 | 1980-01-01 06:00 | 1989-05-17 06:00 | Petroleum | Unleaded gasoline | Unleaded gasoline |  | Steel | Steel |  | Painted or None | Steel |  | 1901-01-01 06:00 | [15 empty] | UST Currently In Use: 0; UST Temp Close: 0; AST Currently In Use: 0; AST Temp Closed: 0 | 0 | 0 | 5 | 11905-113-003769 | FRANK L HART
12032 | Permanently Closed | 1901-01-01 06:00 | 1980-01-01 06:00 | 1989-05-17 06:00 | Petroleum | Unleaded gasoline | Unleaded gasoline |  | Steel | Steel |  | Painted or None | Steel |  | 1901-01-01 06:00 | [15 empty] | UST Currently In Use: 0; UST Temp Close: 0; AST Currently In Use: 0; AST Temp Closed: 0 | 0 | 0 | 5 | 11905-113-003769 | FRANK L HART
12033 | Permanently Closed | 1901-01-01 06:00 | 1980-01-01 06:00 | 1989-05-17 06:00 | Petroleum | Unleaded gasoline | Unleaded gasoline |  | Steel | Steel |  | Painted or None | Steel |  | 1901-01-01 06:00 | [15 empty] | UST Currently In Use: 0; UST Temp Close: 0; AST Currently In Use: 0; AST Temp Closed: 0 | 0 | 0 | 5 | 11905-113-003769 | FRANK L HART
12034 | Permanently Closed | 1901-01-01 06:00 | 1980-01-01 06:00 | 1989-05-17 06:00 | Petroleum | On road diesel | On road diesel |  | Steel | Steel |  | Painted or None | Steel |  | 1901-01-01 06:00 | [15 empty] | UST Currently In Use: 0; UST Temp Close: 0; AST Currently In Use: 0; AST Temp Closed: 0 | 0 | 0 | 5 | 11905-113-003769 | FRANK L HART
12035 | Permanently Closed | 1901-01-01 06:00 | 1968-01-01 06:00 |  | Petroleum | Unleaded gasoline | Unleaded gasoline |  | Steel | Steel |  | Painted or None | Steel |  | 1901-01-01 06:00 | [15 empty] | UST Currently In Use: 0; UST Temp Close: 0; AST Currently In Use: 0; AST Temp Closed: 0 | 0 | 0 | 3 | 11908-035-004161 | FRANK PATE
12036 | Permanently Closed | 1901-01-01 06:00 | 1968-01-01 06:00 |  | Petroleum | Unleaded gasoline | Unleaded gasoline |  | Steel | Steel |  | Painted or None | Steel |  | 1901-01-01 06:00 | [15 empty] | UST Currently In Use: 0; UST Temp Close: 0; AST Currently In Use: 0; AST Temp Closed: 0 | 0 | 0 | 3 | 11908-035-004161 | FRANK PATE
12037 | Permanently Closed | 1901-01-01 06:00 | 1968-01-01 06:00 |  | Petroleum | On road diesel | On road diesel |  | Steel | Steel |  | Painted or None | Steel |  | 1901-01-01 06:00 | [15 empty] | UST Currently In Use: 0; UST Temp Close: 0; AST Currently In Use: 0; AST Temp Closed: 0 | 0 | 0 | 3 | 11908-035-004161 | FRANK PATE
12038 | Cannot Locate or abandoned | 1999-09-08 06:00 | 1975-01-01 06:00 |  | Petroleum | Unleaded gasoline | Unleaded gasoline |  | Steel | Steel |  | Painted or None | Steel |  | 1901-01-01 06:00 | [15 empty] | UST Currently In Use: 0; UST Temp Close: 0; AST Currently In Use: 0; AST Temp Closed: 0 | 0 | 0 | 0 | 11909-093-011102 | FRANK WEST
12039 | Cannot Locate or abandoned | 1999-09-08 06:00 | 1975-01-01 06:00 |  | Petroleum | Unleaded gasoline | Unleaded gasoline | Retail | Steel | Steel |  | Painted or None | Steel |  | 1901-01-01 06:00 | [15 empty] | UST Currently In Use: 0; UST Temp Close: 0; AST Currently In Use: 0; AST Temp Closed: 0 | 0 | 0 | 0 | 11909-093-011102 | FRANK WEST
12040 | Cannot Locate or abandoned | 1999-09-08 06:00 | 1975-01-01 06:00 |  | Petroleum | Unleaded gasoline | Unleaded gasoline | Retail | Steel | Steel |  | Painted or None | Steel |  | 1901-01-01 06:00 | [15 empty] | UST Currently In Use: 0; UST Temp Close: 0; AST Currently In Use: 0; AST Temp Closed: 0 | 0 | 0 | 0 | 11909-093-011102 | FRANK WEST
12041 | Cannot Locate or abandoned | 1999-09-08 06:00 | 1982-01-01 06:00 |  | Petroleum | On road diesel | On road diesel | Retail | Steel | Steel |  | Painted or None | Steel |  | 1901-01-01 06:00 | [15 empty] | UST Currently In Use: 0; UST Temp Close: 0; AST Currently In Use: 0; AST Temp Closed: 0 | 0 | 0 | 0 | 11909-093-011102 | FRANK WEST
12042 | Permanently Closed | 1992-12-10 06:00 | 1901-01-01 06:00 | 1997-08-06 06:00 | Petroleum | Unleaded gasoline | Unleaded gasoline | Local government |  |  |  |  | Steel |  | 1901-01-01 06:00 | [15 empty] | UST Currently In Use: 0; UST Temp Close: 0; AST Currently In Use: 0; AST Temp Closed: 0 | 0 | 0 | 1 | 11910-059-007149 | FRANKLIN COUNTY BOARD OF EDUCATION
12043 | Permanently Closed | 1992-12-10 06:00 | 1986-01-01 06:00 | 1997-08-06 06:00 | Petroleum | Unleaded gasoline | Unleaded gasoline | Local government |  |  |  |  | Steel |  | 1901-01-01 06:00 | [15 empty] | UST Currently In Use: 0; UST Temp Close: 0; AST Currently In Use: 0; AST Temp Closed: 0 | 0 | 0 | 1 | 11910-059-009391 | FRANKLIN COUNTY BOARD OF EDUCATION
12044 | Permanently Closed | 1901-01-01 06:00 | 1986-01-01 06:00 | 1988-12-19 06:00 | Petroleum | Unleaded gasoline | Unleaded gasoline | Local government |  |  |  |  | Steel |  | 1901-01-01 06:00 | [15 empty] | UST Currently In Use: 0; UST Temp Close: 0; AST Currently In Use: 0; AST Temp Closed: 0 | 0 | 0 | 2 | 11910-059-009405 | FRANKLIN COUNTY BOARD OF EDUCATION
12045 | Permanently Closed | 1978-06-01 06:00 | 1976-01-01 06:00 | 1978-01-06 06:00 | Petroleum | Unleaded gasoline | Unleaded gasoline | Local government |  |  |  |  | Steel |  | 1901-01-01 06:00 | [15 empty] | UST Currently In Use: 0; UST Temp Close: 0; AST Currently In Use: 0; AST Temp Closed: 0 | 0 | 0 | 2 | 11910-059-009405 | FRANKLIN COUNTY BOARD OF EDUCATION
12046 | Permanently Closed | 1999-07-07 06:00 | 1986-01-01 06:00 | 1999-04-07 06:00 | Petroleum | Unleaded gasoline | Unleaded gasoline | Local government | Steel | Steel |  |  | Steel |  | 1901-01-01 06:00 | [15 empty] | UST Currently In Use: 0; UST Temp Close: 0; AST Currently In Use: 0; AST Temp Closed: 0 | 0 | 0 | 1 | 11910-059-009426 | FRANKLIN COUNTY BOARD OF EDUCATION
12047 | Permanently Closed | 2000-02-15 06:00 | 1986-01-01 06:00 | 1999-04-07 06:00 | Petroleum | Unleaded gasoline | Unleaded gasoline | Local government |  |  |  |  | Steel |  | 1901-01-01 06:00 | [15 empty] | UST Currently In Use: 0; UST Temp Close: 0; AST Currently In Use: 0; AST Temp Closed: 0 | 0 | 0 | 1 | 11910-059-009542 | FRANKLIN COUNTY BOARD OF EDUCATION
12048 | Permanently Closed | 2004-09-01 06:00 | 1988-01-01 06:00 | 2005-03-11 06:00 | Petroleum | Unleaded gasoline | Unleaded gasoline | Local government | Steel | Steel | Coated & cathodic protection (sti-P3) |  | Fiberglass reinforced plastic |  | 1901-01-01 06:00 |  | Catchment Basin, Single walled catchment basin | Automatic shutoff device At 95% full | Automatic shutoff device At 95% full |  |  | Automatic Tank Gauge | [8 empty] | UST Currently In Use: 0; UST Temp Close: 0; AST Currently In Use: 0; AST Temp Closed: 0 | 0 | 0 | 1 | 11910-059-013942 | FRANKLIN COUNTY BOARD OF EDUCATION
12049 | Permanently Closed | 1992-02-14 06:00 | 1971-01-01 06:00 | 1992-02-14 06:00 | Petroleum | Unleaded gasoline | Unleaded gasoline | Local government | Steel | Steel |  | Painted or None | Steel |  | 1901-01-01 06:00 | [15 empty] | UST Currently In Use: 0; UST Temp Close: 0; AST Currently In Use: 0; AST Temp Closed: 0 | 0 | 0 | 2 | 11911-059-009395 | FRANKLIN COUNTY HWY DEPT
12050 | Permanently Closed | 1992-02-14 06:00 | 1971-01-01 06:00 | 1992-02-14 06:00 | Petroleum | On road diesel | On road diesel | Local government | Steel | Steel |  | Painted or None | Steel |  | 1901-01-01 06:00 | [15 empty] | UST Currently In Use: 0; UST Temp Close: 0; AST Currently In Use: 0; AST Temp Closed: 0 | 0 | 0 | 2 | 11911-059-009395 | FRANKLIN COUNTY HWY DEPT
12051 | Permanently Closed | 1997-02-01 06:00 | 1980-01-01 06:00 | 1997-03-12 06:00 | Petroleum | Unleaded gasoline | Unleaded gasoline | Local government | Steel | Steel |  | Painted or None | Steel |  | 1901-01-01 06:00 | [6 empty] | Manual Tank Gauging (only tanks 1000 gal. or less and 48” or 64” in diameter) | [8 empty] | UST Currently In Use: 2; UST Temp Close: 0; AST Currently In Use: 0; AST Temp Closed: 0 | 2 | 0 | 5 | 11911-059-009396 | FRANKLIN COUNTY HWY DEPT
12052 | Permanently Closed | 1997-02-01 06:00 | 1980-01-01 06:00 | 1997-03-12 06:00 | Petroleum | On road diesel | On road diesel | Local government | Steel | Steel |  | Painted or None | Steel |  | 1901-01-01 06:00 | [6 empty] | Manual Tank Gauging (only tanks 1000 gal. or less and 48” or 64” in diameter) | [8 empty] | UST Currently In Use: 2; UST Temp Close: 0; AST Currently In Use: 0; AST Temp Closed: 0 | 2 | 0 | 5 | 11911-059-009396 | FRANKLIN COUNTY HWY DEPT
12053 | Permanently Closed | 1982-05-01 06:00 | 1953-01-01 06:00 | 1997-03-12 06:00 | Petroleum | On road diesel | On road diesel | Local government | Steel | Steel |  | Painted or None | Steel |  | 1901-01-01 06:00 | [15 empty] | UST Currently In Use: 2; UST Temp Close: 0; AST Currently In Use: 0; AST Temp Closed: 0 | 2 | 0 | 5 | 11911-059-009396 | FRANKLIN COUNTY HWY DEPT
12054 | Permanently Closed | 1982-05-01 06:00 | 1953-01-01 06:00 | 1997-03-12 06:00 | Petroleum | On road diesel | On road diesel | Local government | Steel | Steel |  | Painted or None | Steel |  | 1901-01-01 06:00 | [15 empty] | UST Currently In Use: 2; UST Temp Close: 0; AST Currently In Use: 0; AST Temp Closed: 0 | 2 | 0 | 5 | 11911-059-009396 | FRANKLIN COUNTY HWY DEPT
12055 | Permanently Closed | 1982-05-01 06:00 | 1953-01-01 06:00 | 1997-03-12 06:00 | Petroleum | Kerosene | Kerosene | Local government | Steel | Steel |  | Painted or None | Steel |  | 1901-01-01 06:00 | [15 empty] | UST Currently In Use: 2; UST Temp Close: 0; AST Currently In Use: 0; AST Temp Closed: 0 | 2 | 0 | 5 | 11911-059-009396 | FRANKLIN COUNTY HWY DEPT
12056 | Permanently Closed | 1991-01-29 06:00 | 1981-01-01 06:00 | 1991-01-29 06:00 | Petroleum | Unleaded gasoline | Unleaded gasoline |  | Steel | Steel |  | Painted or None | Steel |  | 1901-01-01 06:00 | [15 empty] | UST Currently In Use: 0; UST Temp Close: 0; AST Currently In Use: 0; AST Temp Closed: 0 | 0 | 0 | 1 | 11913-127-006728 | FRANKLIN FERRY MARINA
12057 | Permanently Closed | 1901-01-01 06:00 | 1972-01-01 06:00 | 1989-04-06 06:00 | Petroleum | Unleaded gasoline | Unleaded gasoline |  | Steel | Steel |  | Painted or None | Steel |  | 1901-01-01 06:00 | [15 empty] | UST Currently In Use: 0; UST Temp Close: 0; AST Currently In Use: 0; AST Temp Closed: 0 | 0 | 0 | 2 | 11914-127-003074 | HAROLD PARRISH
12058 | Permanently Closed | 1901-01-01 06:00 | 1972-01-01 06:00 | 1989-04-06 06:00 | Petroleum | Unleaded gasoline | Unleaded gasoline |  | Steel | Steel |  | Painted or None | Steel |  | 1901-01-01 06:00 | [15 empty] | UST Currently In Use: 0; UST Temp Close: 0; AST Currently In Use: 0; AST Temp Closed: 0 | 0 | 0 | 2 | 11914-127-003074 | HAROLD PARRISH
12059 | Cannot Locate or abandoned | 1998-12-22 06:00 | 1989-01-01 06:00 |  | Petroleum | Unleaded gasoline | Unleaded gasoline |  | Steel | Steel | Coated & cathodic protection (sti-P3) |  | Other, FBGCOATED |  | 1901-01-01 06:00 | [6 empty] | Manual Tank Gauging (only tanks 1000 gal. or less and 48” or 64” in diameter) | [8 empty] | UST Currently In Use: 0; UST Temp Close: 0; AST Currently In Use: 0; AST Temp Closed: 0 | 0 | 0 | 2 | 11914-127-003074 | HAROLD PARRISH
12060 | Cannot Locate or abandoned | 1998-12-22 06:00 | 1989-01-01 06:00 |  | Petroleum | Unleaded gasoline | Unleaded gasoline |  | Steel | Steel | Coated & cathodic protection (sti-P3) |  | Other, FBGCOATED |  | 1901-01-01 06:00 | [6 empty] | Manual Tank Gauging (only tanks 1000 gal. or less and 48” or 64” in diameter) | [8 empty] | UST Currently In Use: 0; UST Temp Close: 0; AST Currently In Use: 0; AST Temp Closed: 0 | 0 | 0 | 2 | 11914-127-003074 | HAROLD PARRISH
12061 | Permanently Closed | 1993-09-01 06:00 | 1977-01-01 06:00 | 1993-09-01 06:00 | Petroleum | On road diesel | On road diesel |  | Steel | Steel |  | Painted or None | Steel |  | 1901-01-01 06:00 | [15 empty] | UST Currently In Use: 0; UST Temp Close: 0; AST Currently In Use: 0; AST Temp Closed: 0 | 0 | 0 | 1 | 11915-033-012815 | FRANKLIN HANEY CO
12062 | Retired | 1986-01-01 06:00 | 1974-01-01 06:00 |  | Petroleum | Unleaded gasoline | Unleaded gasoline |  | Steel | Steel |  | Painted or None | Steel |  | 1901-01-01 06:00 | [15 empty] | UST Currently In Use: 0; UST Temp Close: 0; AST Currently In Use: 0; AST Temp Closed: 0 | 0 | 0 | 0 | 10407-075-002923 | BAMA OIL SUPPLY
12063 | Retired | 1986-01-01 06:00 | 1974-01-01 06:00 |  | Petroleum | Unleaded gasoline | Unleaded gasoline |  | Steel | Steel |  | Painted or None | Steel |  | 1901-01-01 06:00 | [15 empty] | UST Currently In Use: 0; UST Temp Close: 0; AST Currently In Use: 0; AST Temp Closed: 0 | 0 | 0 | 0 | 10407-075-002923 | BAMA OIL SUPPLY
12064 | Retired | 1986-01-01 06:00 | 1974-01-01 06:00 |  | Petroleum | On road diesel | On road diesel |  | Steel | Steel |  | Painted or None | Steel |  | 1901-01-01 06:00 | [15 empty] | UST Currently In Use: 0; UST Temp Close: 0; AST Currently In Use: 0; AST Temp Closed: 0 | 0 | 0 | 0 | 10407-075-002923 | BAMA OIL SUPPLY
12065 |  | 2002-04-08 06:00 | 1974-01-01 06:00 |  | Petroleum | Unleaded gasoline | Unleaded gasoline |  | Steel | Steel |  | Painted or None | Steel |  | 1901-01-01 06:00 | [15 empty] | UST Currently In Use: 0; UST Temp Close: 0; AST Currently In Use: 0; AST Temp Closed: 0 | 0 | 0 | 0 | 10407-075-002924 | BAMA OIL SUPPLY
12066 | Permanently Closed | 1992-10-01 06:00 | 1975-01-01 06:00 | 1993-01-27 06:00 | Petroleum | Unleaded gasoline | Unleaded gasoline |  | Steel | Steel |  | Painted or None | Steel |  | 1901-01-01 06:00 | [15 empty] | UST Currently In Use: 0; UST Temp Close: 0; AST Currently In Use: 0; AST Temp Closed: 0 | 0 | 0 | 1 | 15655-075-002925 | LAMAR COUNTY COMMISSION
12069 | Retired | 1987-01-01 06:00 | 1978-01-01 06:00 |  | Petroleum | Unleaded gasoline | Unleaded gasoline |  | Steel | Steel |  | Painted or None | Steel |  | 1901-01-01 06:00 | [15 empty] | UST Currently In Use: 0; UST Temp Close: 0; AST Currently In Use: 0; AST Temp Closed: 0 | 0 | 0 | 0 | 10407-075-002928 | BAMA OIL SUPPLY
12070 | Temporary Closed | 1998-12-22 06:00 | 1976-01-01 06:00 |  | Petroleum | Unleaded gasoline | Unleaded gasoline |  | Steel | Steel |  | Painted or None | Steel |  | 1901-01-01 06:00 | [15 empty] | UST Currently In Use: 0; UST Temp Close: 1; AST Currently In Use: 0; AST Temp Closed: 0 | 0 | 1 | 0 | 10407-075-002929 | BAMA OIL SUPPLY
12071 |  | 2000-07-31 06:00 | 1972-01-01 06:00 |  | Petroleum | Unleaded gasoline | Unleaded gasoline | Retail | Steel | Steel |  | Painted or None | Steel |  | 1901-01-01 06:00 | [15 empty] | UST Currently In Use: 0; UST Temp Close: 0; AST Currently In Use: 0; AST Temp Closed: 0 | 0 | 0 | 0 | 10407-075-002930 | BAMA OIL SUPPLY
12072 |  | 2000-07-31 06:00 | 1972-01-01 06:00 |  | Petroleum | Unleaded gasoline | Unleaded gasoline | Retail | Steel | Steel |  | Painted or None | Steel |  | 1901-01-01 06:00 | [15 empty] | UST Currently In Use: 0; UST Temp Close: 0; AST Currently In Use: 0; AST Temp Closed: 0 | 0 | 0 | 0 | 10407-075-002930 | BAMA OIL SUPPLY
12073 | Permanently Closed | 1996-12-22 06:00 | 1981-01-01 06:00 | 1999-02-20 06:00 | Petroleum | Unleaded gasoline | Unleaded gasoline | Retail | Steel | Steel |  | Painted or None | Steel |  | 1901-01-01 06:00 | [15 empty] | UST Currently In Use: 0; UST Temp Close: 0; AST Currently In Use: 0; AST Temp Closed: 0 | 0 | 0 | 4 | 10407-075-002933 | BAMA OIL SUPPLY
12074 | Permanently Closed | 1996-12-22 06:00 | 1981-01-01 06:00 | 1999-02-20 06:00 | Petroleum | Unleaded gasoline | Unleaded gasoline | Retail | Steel | Steel |  | Painted or None | Steel |  | 1901-01-01 06:00 | [15 empty] | UST Currently In Use: 0; UST Temp Close: 0; AST Currently In Use: 0; AST Temp Closed: 0 | 0 | 0 | 4 | 10407-075-002933 | BAMA OIL SUPPLY
12075 | Permanently Closed | 1996-12-22 06:00 | 1981-01-01 06:00 | 1999-02-20 06:00 | Petroleum | Unleaded gasoline | Unleaded gasoline | Retail | Steel | Steel |  | Painted or None | Steel |  | 1901-01-01 06:00 | [15 empty] | UST Currently In Use: 0; UST Temp Close: 0; AST Currently In Use: 0; AST Temp Closed: 0 | 0 | 0 | 4 | 10407-075-002933 | BAMA OIL SUPPLY
12076 | Permanently Closed | 1996-12-22 06:00 | 1981-01-01 06:00 | 1999-02-20 06:00 | Petroleum | On road diesel | On road diesel | Retail | Steel | Steel |  | Painted or None | Steel |  | 1901-01-01 06:00 | [15 empty] | UST Currently In Use: 0; UST Temp Close: 0; AST Currently In Use: 0; AST Temp Closed: 0 | 0 | 0 | 4 | 10407-075-002933 | BAMA OIL SUPPLY
12077 | Currently in Use |  | 1975-01-01 06:00 |  | Petroleum | Unleaded gasoline | Unleaded gasoline | Retail | Steel | Steel | Coated & cathodic protection (sti-P3), Field installed cathodic protection |  | Steel |  |  | Field installed cathodic protection | Catchment Basin, Single walled catchment basin | Automatic shutoff device At 95% full | Automatic shutoff device At 95% full |  |  | Statistical Inventory Reconciliation (SIR) | [8 empty] | UST Currently In Use: 5; UST Temp Close: 0; AST Currently In Use: 0; AST Temp Closed: 0 | 5 | 0 | 0 | 23937-075-002934 | BASWELL MFA
12078 | Currently in Use |  | 1975-01-01 06:00 |  | Petroleum | Mid-grade gasoline | Mid-grade gasoline | Retail | Steel | Steel | Coated & cathodic protection (sti-P3), Field installed cathodic protection |  | Steel |  |  | Field installed cathodic protection | Catchment Basin, Single walled catchment basin | Automatic shutoff device At 95% full | Automatic shutoff device At 95% full |  |  | Statistical Inventory Reconciliation (SIR) | [8 empty] | UST Currently In Use: 5; UST Temp Close: 0; AST Currently In Use: 0; AST Temp Closed: 0 | 5 | 0 | 0 | 23937-075-002934 | BASWELL MFA
12079 | Currently in Use |  | 1975-01-01 06:00 |  | Petroleum | Premium gasoline | Premium gasoline |  | Steel | Steel | Coated & cathodic protection (sti-P3), Field installed cathodic protection |  | Steel |  |  | Field installed cathodic protection | Catchment Basin, Single walled catchment basin | Automatic shutoff device At 95% full | Automatic shutoff device At 95% full |  |  | Statistical Inventory Reconciliation (SIR) | [8 empty] | UST Currently In Use: 5; UST Temp Close: 0; AST Currently In Use: 0; AST Temp Closed: 0 | 5 | 0 | 0 | 23937-075-002934 | BASWELL MFA
12080 | Currently in Use |  | 1975-01-01 06:00 |  | Petroleum | On road diesel | On road diesel | Retail | Steel | Steel | Coated & cathodic protection (sti-P3), Field installed cathodic protection |  | Steel |  |  | Field installed cathodic protection | Catchment Basin, Single walled catchment basin | Automatic shutoff device At 95% full | Automatic shutoff device At 95% full |  |  | Statistical Inventory Reconciliation (SIR) | [8 empty] | UST Currently In Use: 5; UST Temp Close: 0; AST Currently In Use: 0; AST Temp Closed: 0 | 5 | 0 | 0 | 23937-075-002934 | BASWELL MFA
12081 | Currently in Use |  | 1975-01-01 06:00 |  | Petroleum | On road diesel | On road diesel |  | Steel | Steel | Coated & cathodic protection (sti-P3), Field installed cathodic protection |  | Steel |  |  | Field installed cathodic protection | Catchment Basin, Single walled catchment basin | Automatic shutoff device At 95% full | Automatic shutoff device At 95% full |  |  | Statistical Inventory Reconciliation (SIR) | [8 empty] | UST Currently In Use: 5; UST Temp Close: 0; AST Currently In Use: 0; AST Temp Closed: 0 | 5 | 0 | 0 | 23937-075-002934 | BASWELL MFA
12082 | Permanently Closed | 1996-01-01 06:00 | 1980-01-01 06:00 | 2012-11-08 06:00 | Petroleum | Unleaded gasoline | Unleaded gasoline | Retail | Steel | Steel |  | Painted or None | Steel |  | 1901-01-01 06:00 | [12 empty] | Annual line testing | Annual line testing |  | UST Currently In Use: 0; UST Temp Close: 0; AST Currently In Use: 0; AST Temp Closed: 0 | 0 | 0 | 3 | 24071-075-002936 | FIRST CHOICE PROPERTY & DEVELOPMENT
12083 | Permanently Closed | 1996-01-01 06:00 | 1980-01-01 06:00 | 2012-11-08 06:00 | Petroleum | On road diesel | On road diesel | Retail | Steel | Steel |  | Painted or None | Steel |  | 1901-01-01 06:00 | [12 empty] | Annual line testing | Annual line testing |  | UST Currently In Use: 0; UST Temp Close: 0; AST Currently In Use: 0; AST Temp Closed: 0 | 0 | 0 | 3 | 24071-075-002936 | FIRST CHOICE PROPERTY & DEVELOPMENT
12084 | Permanently Closed | 1996-01-01 06:00 | 1980-01-01 06:00 | 2012-11-08 06:00 | Petroleum | Unleaded gasoline | Unleaded gasoline | Retail | Steel | Steel |  | Painted or None | Steel |  | 1901-01-01 06:00 | [15 empty] | UST Currently In Use: 0; UST Temp Close: 0; AST Currently In Use: 0; AST Temp Closed: 0 | 0 | 0 | 3 | 24071-075-002936 | FIRST CHOICE PROPERTY & DEVELOPMENT
12085 | Temporary Closed | 1993-01-01 06:00 | 1969-01-01 06:00 |  | Petroleum | Unleaded gasoline | Unleaded gasoline |  | Steel | Steel |  | Painted or None | Steel |  | 1901-01-01 06:00 | [15 empty] | UST Currently In Use: 0; UST Temp Close: 2; AST Currently In Use: 0; AST Temp Closed: 0 | 0 | 2 | 0 | 10407-075-006004 | BAMA OIL SUPPLY
12086 | Temporary Closed | 1993-01-01 06:00 | 1969-01-01 06:00 |  | Petroleum | Unleaded gasoline | Unleaded gasoline |  | Steel | Steel |  | Painted or None | Steel |  | 1901-01-01 06:00 | [15 empty] | UST Currently In Use: 0; UST Temp Close: 2; AST Currently In Use: 0; AST Temp Closed: 0 | 0 | 2 | 0 | 10407-075-006004 | BAMA OIL SUPPLY
12087 | Retired | 1986-01-01 06:00 | 1983-01-01 06:00 |  | Petroleum | Unleaded gasoline | Unleaded gasoline |  | Steel | Steel |  | Painted or None | Steel |  | 1901-01-01 06:00 | [15 empty] | UST Currently In Use: 0; UST Temp Close: 0; AST Currently In Use: 0; AST Temp Closed: 0 | 0 | 0 | 0 | 10407-093-002931 | BAMA OIL SUPPLY
12088 | Retired | 1986-01-01 06:00 | 1983-01-01 06:00 |  | Petroleum | Unleaded gasoline | Unleaded gasoline |  | Steel | Steel |  | Painted or None | Steel |  | 1901-01-01 06:00 | [15 empty] | UST Currently In Use: 0; UST Temp Close: 0; AST Currently In Use: 0; AST Temp Closed: 0 | 0 | 0 | 0 | 10407-093-002931 | BAMA OIL SUPPLY
12089 | Cannot Locate or abandoned | 1995-01-01 06:00 | 1977-01-01 06:00 |  | Petroleum | Unleaded gasoline | Unleaded gasoline | Retail | Single Wall, Steel | Steel |  | Painted or None | Single Wall, Steel |  | 1901-01-01 06:00 | None | [14 empty] | UST Currently In Use: 0; UST Temp Close: 0; AST Currently In Use: 0; AST Temp Closed: 0 | 0 | 0 | 0 | 10407-093-002932 | BAMA OIL SUPPLY
12090 | Currently in Use |  | 1977-01-01 06:00 |  | Petroleum | Unleaded gasoline | Unleaded gasoline | Retail | Single Wall, Steel | Steel | Field installed cathodic protection |  | Single Wall, Steel |  |  | Field installed cathodic protection | Catchment Basin, Single walled catchment basin | Automatic shutoff device At 95% full | Automatic shutoff device At 95% full |  |  | Automatic Tank Gauge | Direct Bury submersible pump | [7 empty] | UST Currently In Use: 4; UST Temp Close: 0; AST Currently In Use: 0; AST Temp Closed: 0 | 4 | 0 | 0 | 20519-093-002935 | BAMA FOOD MART
12091 | Currently in Use |  | 1977-01-01 06:00 |  | Petroleum | Unleaded gasoline | Unleaded gasoline | Retail | Single Wall, Steel | Steel | Field installed cathodic protection |  | Single Wall, Steel |  |  | Field installed cathodic protection | Catchment Basin, Single walled catchment basin | Automatic shutoff device At 95% full | Automatic shutoff device At 95% full |  |  | Automatic Tank Gauge | Direct Bury submersible pump | [7 empty] | UST Currently In Use: 4; UST Temp Close: 0; AST Currently In Use: 0; AST Temp Closed: 0 | 4 | 0 | 0 | 20519-093-002935 | BAMA FOOD MART
12092 | Currently in Use |  | 1977-01-01 06:00 |  | Petroleum | Premium gasoline | Premium gasoline | Retail | Single Wall, Steel | Steel | Field installed cathodic protection |  | Single Wall, Steel |  |  | Field installed cathodic protection | Catchment Basin, Single walled catchment basin | Automatic shutoff device At 95% full | Automatic shutoff device At 95% full |  |  | Automatic Tank Gauge | Direct Bury submersible pump | [7 empty] | UST Currently In Use: 4; UST Temp Close: 0; AST Currently In Use: 0; AST Temp Closed: 0 | 4 | 0 | 0 | 20519-093-002935 | BAMA FOOD MART
12093 | Currently in Use |  | 1977-01-01 06:00 |  | Petroleum | On road diesel | On road diesel | Retail | Single Wall, Steel | Steel | Field installed cathodic protection |  | Single Wall, Steel |  |  | Field installed cathodic protection | Catchment Basin, Single walled catchment basin | Automatic shutoff device At 95% full | Automatic shutoff device At 95% full |  |  | Automatic Tank Gauge | Direct Bury submersible pump | [7 empty] | UST Currently In Use: 4; UST Temp Close: 0; AST Currently In Use: 0; AST Temp Closed: 0 | 4 | 0 | 0 | 20519-093-002935 | BAMA FOOD MART
12094 | Permanently Closed | 1901-01-01 06:00 | 1981-01-01 06:00 | 1988-12-20 06:00 | Petroleum | Unleaded gasoline | Unleaded gasoline |  | Steel | Steel |  | Painted or None | Steel |  | 1901-01-01 06:00 | [15 empty] | UST Currently In Use: 0; UST Temp Close: 0; AST Currently In Use: 0; AST Temp Closed: 0 | 0 | 0 | 2 | 11918-059-004667 | FRANKS OIL CO
12095 | Permanently Closed | 1901-01-01 06:00 | 1981-01-01 06:00 | 1988-12-20 06:00 | Petroleum | On road diesel | On road diesel |  | Steel | Steel |  | Painted or None | Steel |  | 1901-01-01 06:00 | [15 empty] | UST Currently In Use: 0; UST Temp Close: 0; AST Currently In Use: 0; AST Temp Closed: 0 | 0 | 0 | 2 | 11918-059-004667 | FRANKS OIL CO
12096 | Permanently Closed | 1901-01-01 06:00 | 1973-01-01 06:00 | 1988-11-19 06:00 | Petroleum | Unleaded gasoline | Unleaded gasoline |  | Steel | Steel |  | Painted or None | Steel |  | 1901-01-01 06:00 | [15 empty] | UST Currently In Use: 0; UST Temp Close: 0; AST Currently In Use: 0; AST Temp Closed: 0 | 0 | 0 | 3 | 11918-059-004668 | FRANKS OIL CO
12097 | Permanently Closed | 1901-01-01 06:00 | 1973-01-01 06:00 | 1988-11-19 06:00 | Petroleum | Unleaded gasoline | Unleaded gasoline |  | Steel | Steel |  | Painted or None | Steel |  | 1901-01-01 06:00 | [15 empty] | UST Currently In Use: 0; UST Temp Close: 0; AST Currently In Use: 0; AST Temp Closed: 0 | 0 | 0 | 3 | 11918-059-004668 | FRANKS OIL CO
12098 | Permanently Closed | 1901-01-01 06:00 | 1973-01-01 06:00 | 1988-11-19 06:00 | Petroleum | Unleaded gasoline | Unleaded gasoline |  | Steel | Steel |  | Painted or None | Steel |  | 1901-01-01 06:00 | [15 empty] | UST Currently In Use: 0; UST Temp Close: 0; AST Currently In Use: 0; AST Temp Closed: 0 | 0 | 0 | 3 | 11918-059-004668 | FRANKS OIL CO
12099 | Permanently Closed | 1901-01-01 06:00 | 1979-01-01 06:00 | 1988-12-16 06:00 | Petroleum | Unleaded gasoline | Unleaded gasoline |  | Steel | Steel |  | Painted or None | Steel |  | 1901-01-01 06:00 | [15 empty] | UST Currently In Use: 0; UST Temp Close: 0; AST Currently In Use: 0; AST Temp Closed: 0 | 0 | 0 | 2 | 11918-059-004669 | FRANKS OIL CO
12100 | Permanently Closed | 1901-01-01 06:00 | 1979-01-01 06:00 | 1988-12-16 06:00 | Petroleum | Unleaded gasoline | Unleaded gasoline |  | Steel | Steel |  | Painted or None | Steel |  | 1901-01-01 06:00 | [15 empty] | UST Currently In Use: 0; UST Temp Close: 0; AST Currently In Use: 0; AST Temp Closed: 0 | 0 | 0 | 2 | 11918-059-004669 | FRANKS OIL CO
12101 | Permanently Closed | 1901-01-01 06:00 | 1975-01-01 06:00 | 1988-11-14 06:00 | Petroleum | Unleaded gasoline | Unleaded gasoline |  | Steel | Steel |  | Painted or None | Steel |  | 1901-01-01 06:00 | [15 empty] | UST Currently In Use: 0; UST Temp Close: 0; AST Currently In Use: 0; AST Temp Closed: 0 | 0 | 0 | 2 | 11918-059-004670 | FRANKS OIL CO
12102 | Permanently Closed | 1901-01-01 06:00 | 1981-01-01 06:00 | 1988-11-14 06:00 | Petroleum | Unleaded gasoline | Unleaded gasoline |  | Steel | Steel |  | Painted or None | Steel |  | 1901-01-01 06:00 | [15 empty] | UST Currently In Use: 0; UST Temp Close: 0; AST Currently In Use: 0; AST Temp Closed: 0 | 0 | 0 | 2 | 11918-059-004670 | FRANKS OIL CO
12103 | Permanently Closed | 1901-01-01 06:00 | 1971-01-01 06:00 | 1988-11-19 06:00 | Petroleum | Unleaded gasoline | Unleaded gasoline |  | Steel | Steel |  | Painted or None | Steel |  | 1901-01-01 06:00 | [15 empty] | UST Currently In Use: 0; UST Temp Close: 0; AST Currently In Use: 0; AST Temp Closed: 0 | 0 | 0 | 2 | 11918-059-004671 | FRANKS OIL CO
12104 | Permanently Closed | 1901-01-01 06:00 | 1971-01-01 06:00 | 1988-11-19 06:00 | Petroleum | Unleaded gasoline | Unleaded gasoline |  | Steel | Steel |  | Painted or None | Steel |  | 1901-01-01 06:00 | [15 empty] | UST Currently In Use: 0; UST Temp Close: 0; AST Currently In Use: 0; AST Temp Closed: 0 | 0 | 0 | 2 | 11918-059-004671 | FRANKS OIL CO
12105 | Permanently Closed | 1998-09-17 06:00 | 1975-01-01 06:00 | 1998-09-17 06:00 | Petroleum | Unleaded gasoline | Unleaded gasoline |  | Steel | Steel |  | Painted or None | Steel |  | 1901-01-01 06:00 | [6 empty] | Statistical Inventory Reconciliation (SIR) | [5 empty] | Annual line testing | Annual line testing |  | UST Currently In Use: 0; UST Temp Close: 0; AST Currently In Use: 1; AST Temp Closed: 0 | 0 | 0 | 4 | 13177-059-004672 | LOWRY OIL CO INC
12106 | Permanently Closed | 1998-09-17 06:00 | 1975-01-01 06:00 | 1998-09-17 06:00 | Petroleum | Unleaded gasoline | Unleaded gasoline |  | Steel | Steel |  | Painted or None | Steel |  | 1901-01-01 06:00 | [6 empty] | Statistical Inventory Reconciliation (SIR) | [5 empty] | Annual line testing | Annual line testing |  | UST Currently In Use: 0; UST Temp Close: 0; AST Currently In Use: 1; AST Temp Closed: 0 | 0 | 0 | 4 | 13177-059-004672 | LOWRY OIL CO INC
12107 | Permanently Closed | 1998-12-26 06:00 | 1982-01-01 06:00 | 1998-12-26 06:00 | Petroleum | On road diesel | On road diesel |  | Steel | Steel |  | Painted or None | Steel |  | 1901-01-01 06:00 | [6 empty] | Statistical Inventory Reconciliation (SIR) | [5 empty] | Annual line testing | Annual line testing |  | UST Currently In Use: 0; UST Temp Close: 0; AST Currently In Use: 1; AST Temp Closed: 0 | 0 | 0 | 4 | 13177-059-004672 | LOWRY OIL CO INC
12108 | Permanently Closed | 1984-03-01 06:00 | 1973-01-01 06:00 | 1988-12-01 06:00 | Petroleum | On road diesel | On road diesel |  | Steel | Steel |  | Painted or None | Steel |  | 1901-01-01 06:00 | [15 empty] | UST Currently In Use: 0; UST Temp Close: 0; AST Currently In Use: 1; AST Temp Closed: 0 | 0 | 0 | 4 | 13177-059-004672 | LOWRY OIL CO INC
12109 | Permanently Closed | 1990-10-12 06:00 | 1975-01-01 06:00 | 1992-05-12 06:00 | Petroleum | Unleaded gasoline | Unleaded gasoline |  | Steel | Steel |  | Painted or None | Steel |  | 1901-01-01 06:00 | [15 empty] | UST Currently In Use: 0; UST Temp Close: 0; AST Currently In Use: 0; AST Temp Closed: 0 | 0 | 0 | 1 | 11918-059-004673 | FRANKS OIL CO
12110 | Permanently Closed | 1901-01-01 06:00 | 1977-01-01 06:00 | 1988-11-14 06:00 | Petroleum | Unleaded gasoline | Unleaded gasoline |  | Steel | Steel |  | Painted or None | Steel |  | 1901-01-01 06:00 | [15 empty] | UST Currently In Use: 0; UST Temp Close: 0; AST Currently In Use: 0; AST Temp Closed: 0 | 0 | 0 | 1 | 11918-059-004674 | FRANKS OIL CO
12111 | Permanently Closed | 1901-01-01 06:00 | 1975-01-01 06:00 | 1988-11-14 06:00 | Petroleum | Unleaded gasoline | Unleaded gasoline |  | Steel | Steel |  | Painted or None | Steel |  | 1901-01-01 06:00 | [15 empty] | UST Currently In Use: 0; UST Temp Close: 0; AST Currently In Use: 0; AST Temp Closed: 0 | 0 | 0 | 1 | 11918-059-004675 | FRANKS OIL CO
12112 | Permanently Closed | 1992-05-12 06:00 | 1974-01-01 06:00 | 1992-05-12 06:00 | Petroleum | Unleaded gasoline | Unleaded gasoline |  | Steel | Steel |  | Painted or None | Steel |  | 1901-01-01 06:00 | [15 empty] | UST Currently In Use: 0; UST Temp Close: 0; AST Currently In Use: 0; AST Temp Closed: 0 | 0 | 0 | 4 | 11918-059-004676 | FRANKS OIL CO
12113 | Permanently Closed | 1992-05-12 06:00 | 1968-01-01 06:00 | 1992-05-12 06:00 | Petroleum | Unleaded gasoline | Unleaded gasoline |  | Steel | Steel |  | Painted or None | Steel |  | 1901-01-01 06:00 | [15 empty] | UST Currently In Use: 0; UST Temp Close: 0; AST Currently In Use: 0; AST Temp Closed: 0 | 0 | 0 | 4 | 11918-059-004676 | FRANKS OIL CO
12114 | Permanently Closed | 1992-05-12 06:00 | 1968-01-01 06:00 | 1992-05-12 06:00 | Petroleum | Unleaded gasoline | Unleaded gasoline |  | Steel | Steel |  | Painted or None | Steel |  | 1901-01-01 06:00 | [15 empty] | UST Currently In Use: 0; UST Temp Close: 0; AST Currently In Use: 0; AST Temp Closed: 0 | 0 | 0 | 4 | 11918-059-004676 | FRANKS OIL CO
12115 | Permanently Closed | 1988-11-01 06:00 | 1971-01-01 06:00 | 1988-11-01 06:00 | Petroleum | Kerosene | Kerosene |  | Steel | Steel |  | Painted or None | Steel |  | 1901-01-01 06:00 | [15 empty] | UST Currently In Use: 0; UST Temp Close: 0; AST Currently In Use: 0; AST Temp Closed: 0 | 0 | 0 | 4 | 11918-059-004676 | FRANKS OIL CO
12116 | Permanently Closed | 1998-12-22 06:00 | 1969-01-01 06:00 | 1999-03-17 06:00 | Petroleum | Unleaded gasoline | Unleaded gasoline |  | Steel | Steel |  | Painted or None | Steel |  | 1901-01-01 06:00 | [12 empty] | Annual line testing | Annual line testing |  | UST Currently In Use: 0; UST Temp Close: 0; AST Currently In Use: 2; AST Temp Closed: 0 | 0 | 0 | 5 | 13177-059-004677 | LOWRY OIL CO INC
12117 | Permanently Closed | 1998-12-22 06:00 | 1969-01-01 06:00 | 1999-03-17 06:00 | Petroleum | Unleaded gasoline | Unleaded gasoline |  | Steel | Steel |  | Painted or None | Steel |  | 1901-01-01 06:00 | [12 empty] | Annual line testing | Annual line testing |  | UST Currently In Use: 0; UST Temp Close: 0; AST Currently In Use: 2; AST Temp Closed: 0 | 0 | 0 | 5 | 13177-059-004677 | LOWRY OIL CO INC
12118 | Permanently Closed | 1998-12-22 06:00 | 1969-01-01 06:00 | 1999-03-17 06:00 | Petroleum | On road diesel | On road diesel |  | Steel | Steel |  | Painted or None | Steel |  | 1901-01-01 06:00 | [12 empty] | Annual line testing | Annual line testing |  | UST Currently In Use: 0; UST Temp Close: 0; AST Currently In Use: 2; AST Temp Closed: 0 | 0 | 0 | 5 | 13177-059-004677 | LOWRY OIL CO INC
12119 | Permanently Closed | 1901-01-01 06:00 | 1973-01-01 06:00 | 1988-12-18 06:00 | Petroleum | Unleaded gasoline | Unleaded gasoline |  | Steel | Steel |  | Painted or None | Steel |  | 1901-01-01 06:00 | [12 empty] | Annual line testing | Annual line testing |  | UST Currently In Use: 0; UST Temp Close: 0; AST Currently In Use: 2; AST Temp Closed: 0 | 0 | 0 | 5 | 13177-059-004677 | LOWRY OIL CO INC
12120 | Permanently Closed | 1901-01-01 06:00 | 1973-01-01 06:00 | 1988-12-18 06:00 | Petroleum | Unleaded gasoline | Unleaded gasoline |  | Steel | Steel |  | Painted or None | Steel |  | 1901-01-01 06:00 | [12 empty] | Annual line testing | Annual line testing |  | UST Currently In Use: 0; UST Temp Close: 0; AST Currently In Use: 2; AST Temp Closed: 0 | 0 | 0 | 5 | 13177-059-004677 | LOWRY OIL CO INC
12121 | Permanently Closed | 1901-01-01 06:00 | 1981-01-01 06:00 | 1988-12-20 06:00 | Petroleum | Unleaded gasoline | Unleaded gasoline |  | Steel | Steel |  | Painted or None | Steel |  | 1901-01-01 06:00 | [15 empty] | UST Currently In Use: 0; UST Temp Close: 0; AST Currently In Use: 1; AST Temp Closed: 0 | 0 | 0 | 1 | 13177-059-010917 | LOWRY OIL CO INC
12122 | Temporary Closed | 2011-06-29 06:00 | 1978-01-01 06:00 |  | Petroleum | Unleaded gasoline | Unleaded gasoline |  | Single Wall, Steel | Steel | Field installed cathodic protection |  | Single Wall, Steel |  |  | Field installed cathodic protection | Catchment Basin, Single walled catchment basin | Flow Rest 90% Full | Flow Rest 90% Full |  |  | Statistical Inventory Reconciliation (SIR) | [8 empty] | UST Currently In Use: 0; UST Temp Close: 3; AST Currently In Use: 2; AST Temp Closed: 0 | 0 | 3 | 0 | 13177-059-013971 | LOWRY OIL CO INC
12123 | Temporary Closed | 2009-08-24 06:00 | 1978-01-01 06:00 |  | Petroleum | Premium gasoline | Premium gasoline |  | Single Wall, Steel | Steel | Field installed cathodic protection |  | Single Wall, Steel |  |  | Field installed cathodic protection | Catchment Basin, Single walled catchment basin | Automatic shutoff device At 95% full, Flow Rest 90% Full | Flow Rest 90% Full |  |  | Statistical Inventory Reconciliation (SIR) | [8 empty] | UST Currently In Use: 0; UST Temp Close: 3; AST Currently In Use: 2; AST Temp Closed: 0 | 0 | 3 | 0 | 13177-059-013971 | LOWRY OIL CO INC
12124 | Temporary Closed | 1997-03-09 06:00 | 1980-01-01 06:00 |  | Petroleum | Unleaded gasoline | Unleaded gasoline |  | Single Wall | Single Wall |  |  | Single Wall | [17 empty] | UST Currently In Use: 0; UST Temp Close: 3; AST Currently In Use: 2; AST Temp Closed: 0 | 0 | 3 | 0 | 13177-059-013971 | LOWRY OIL CO INC
12125 | Permanently Closed | 1988-12-15 06:00 | 1978-01-01 06:00 | 1988-12-15 06:00 | Petroleum | On road diesel | On road diesel |  | Steel | Steel |  | Painted or None | Steel |  | 1901-01-01 06:00 | [15 empty] | UST Currently In Use: 0; UST Temp Close: 0; AST Currently In Use: 0; AST Temp Closed: 0 | 0 | 0 | 2 | 11920-059-008577 | FRAZIER OIL COMPANY, INC.
12126 | Permanently Closed | 1988-12-15 06:00 | 1978-01-01 06:00 | 1988-12-15 06:00 | Petroleum | On road diesel | On road diesel |  | Steel | Steel |  | Painted or None | Steel |  | 1901-01-01 06:00 | [15 empty] | UST Currently In Use: 0; UST Temp Close: 0; AST Currently In Use: 0; AST Temp Closed: 0 | 0 | 0 | 2 | 11920-059-008577 | FRAZIER OIL COMPANY, INC.
12127 | Permanently Closed | 1978-12-01 06:00 | 1958-01-01 06:00 |  | Petroleum | Unleaded gasoline | Unleaded gasoline |  | Steel | Steel |  | Painted or None | Steel |  | 1901-01-01 06:00 | [15 empty] | UST Currently In Use: 0; UST Temp Close: 0; AST Currently In Use: 0; AST Temp Closed: 0 | 0 | 0 | 1 | 11920-059-008592 | FRAZIER OIL COMPANY, INC.
12128 | Permanently Closed | 1988-12-06 06:00 | 1978-01-01 06:00 | 1988-12-06 06:00 | Petroleum | Unleaded gasoline | Unleaded gasoline | Retail | Steel | Steel |  | Painted or None | Steel |  | 1901-01-01 06:00 |  | Catchment Basin, Single walled catchment basin | [10 empty] | Annual line testing | Annual line testing |  | UST Currently In Use: 0; UST Temp Close: 3; AST Currently In Use: 0; AST Temp Closed: 0 | 0 | 3 | 3 | 24434-093-008555 | DOYAL C TITTLE III
12129 | Permanently Closed | 1988-12-06 06:00 | 1971-01-01 06:00 | 1988-12-06 06:00 | Petroleum | Unleaded gasoline | Unleaded gasoline | Retail | Steel | Steel |  | Painted or None | Steel |  | 1901-01-01 06:00 |  | Catchment Basin, Single walled catchment basin | [10 empty] | Annual line testing | Annual line testing |  | UST Currently In Use: 0; UST Temp Close: 3; AST Currently In Use: 0; AST Temp Closed: 0 | 0 | 3 | 3 | 24434-093-008555 | DOYAL C TITTLE III
12130 | Permanently Closed | 1988-12-06 06:00 | 1971-01-01 06:00 | 1988-12-06 06:00 | Petroleum | Unleaded gasoline | Unleaded gasoline |  | Steel | Steel |  | Painted or None | Steel |  | 1901-01-01 06:00 | [12 empty] | Annual line testing | Annual line testing |  | UST Currently In Use: 0; UST Temp Close: 3; AST Currently In Use: 0; AST Temp Closed: 0 | 0 | 3 | 3 | 24434-093-008555 | DOYAL C TITTLE III
12131 | Temporary Closed | 2014-11-15 06:00 | 1988-12-07 06:00 |  | Petroleum | Unleaded gasoline | Unleaded gasoline | Retail | Single Wall, Steel | Steel | Coated & cathodic protection (sti-P3) |  | Fiberglass reinforced plastic, Single Wall |  | 1901-01-01 06:00 |  | Catchment Basin, Single walled catchment basin | Flow Rest 90% Full | Flow Rest 90% Full |  |  | Statistical Inventory Reconciliation (SIR) | [8 empty] | UST Currently In Use: 0; UST Temp Close: 3; AST Currently In Use: 0; AST Temp Closed: 0 | 0 | 3 | 3 | 24434-093-008555 | DOYAL C TITTLE III
12132 | Temporary Closed | 2014-11-15 06:00 | 1988-12-07 06:00 |  | Petroleum | On road diesel | On road diesel | Retail | Single Wall, Steel | Steel | Coated & cathodic protection (sti-P3) |  | Fiberglass reinforced plastic, Single Wall |  | 1901-01-01 06:00 |  | Catchment Basin, Single walled catchment basin | Flow Rest 90% Full | Flow Rest 90% Full |  |  | Statistical Inventory Reconciliation (SIR) | [8 empty] | UST Currently In Use: 0; UST Temp Close: 3; AST Currently In Use: 0; AST Temp Closed: 0 | 0 | 3 | 3 | 24434-093-008555 | DOYAL C TITTLE III
12133 | Temporary Closed | 2014-11-15 06:00 | 1988-12-07 06:00 |  | Petroleum | Unleaded gasoline | Unleaded gasoline | Retail | Single Wall, Steel | Steel | Coated & cathodic protection (sti-P3) |  | Fiberglass reinforced plastic, Single Wall |  | 1901-01-01 06:00 |  | Catchment Basin, Single walled catchment basin | Flow Rest 90% Full | Flow Rest 90% Full |  |  | Statistical Inventory Reconciliation (SIR) | [8 empty] | UST Currently In Use: 0; UST Temp Close: 3; AST Currently In Use: 0; AST Temp Closed: 0 | 0 | 3 | 3 | 24434-093-008555 | DOYAL C TITTLE III
12134 | Permanently Closed | 1988-12-01 06:00 | 1976-01-01 06:00 |  | Petroleum | Unleaded gasoline | Unleaded gasoline |  | Steel | Steel |  | Painted or None | Steel |  | 1901-01-01 06:00 | [15 empty] | UST Currently In Use: 0; UST Temp Close: 0; AST Currently In Use: 0; AST Temp Closed: 0 | 0 | 0 | 1 | 11920-093-008556 | FRAZIER OIL COMPANY, INC.
12135 | Permanently Closed | 1901-01-01 06:00 | 1975-01-01 06:00 | 1986-06-01 06:00 | Petroleum | Unleaded gasoline | Unleaded gasoline |  | Steel | Steel |  | Painted or None | Steel |  | 1901-01-01 06:00 | [15 empty] | UST Currently In Use: 0; UST Temp Close: 0; AST Currently In Use: 0; AST Temp Closed: 0 | 0 | 0 | 1 | 11920-127-008588 | FRAZIER OIL COMPANY, INC.
12136 | Permanently Closed | 1988-12-21 06:00 | 1974-01-01 06:00 | 1988-12-21 06:00 | Petroleum | Unleaded gasoline | Unleaded gasoline |  | Steel | Steel |  | Painted or None | Steel |  | 1901-01-01 06:00 | [15 empty] | UST Currently In Use: 0; UST Temp Close: 0; AST Currently In Use: 0; AST Temp Closed: 0 | 0 | 0 | 1 | 11920-133-008557 | FRAZIER OIL COMPANY, INC.
12137 | Permanently Closed | 1992-12-12 06:00 | 1971-01-01 06:00 | 1992-12-12 06:00 | Petroleum | Unleaded gasoline | Unleaded gasoline |  | Steel | Steel |  | Painted or None | Steel |  | 1901-01-01 06:00 | [15 empty] | UST Currently In Use: 0; UST Temp Close: 0; AST Currently In Use: 1; AST Temp Closed: 0 | 0 | 0 | 1 | 11920-133-008558 | FRAZIER OIL COMPANY, INC.
12138 | Permanently Closed | 1993-02-10 06:00 | 1980-01-01 06:00 | 1995-04-13 06:00 | Petroleum | Unleaded gasoline | Unleaded gasoline |  | Steel | Steel |  | Painted or None | Steel |  | 1901-01-01 06:00 | [15 empty] | UST Currently In Use: 0; UST Temp Close: 0; AST Currently In Use: 2; AST Temp Closed: 0 | 0 | 0 | 2 | 11920-133-008559 | FRAZIER OIL COMPANY, INC.
12139 | Permanently Closed | 1993-02-10 06:00 | 1980-01-01 06:00 | 1995-04-13 06:00 | Petroleum | Unleaded gasoline | Unleaded gasoline |  | Steel | Steel |  | Painted or None | Steel |  | 1901-01-01 06:00 | [15 empty] | UST Currently In Use: 0; UST Temp Close: 0; AST Currently In Use: 2; AST Temp Closed: 0 | 0 | 0 | 2 | 11920-133-008559 | FRAZIER OIL COMPANY, INC.
12140 | Permanently Closed | 1988-12-19 06:00 | 1971-01-01 06:00 | 1988-12-19 06:00 | Petroleum | Unleaded gasoline | Unleaded gasoline |  | Steel | Steel |  | Painted or None | Steel |  | 1901-01-01 06:00 | [15 empty] | UST Currently In Use: 0; UST Temp Close: 0; AST Currently In Use: 0; AST Temp Closed: 0 | 0 | 0 | 1 | 11920-133-008561 | FRAZIER OIL COMPANY, INC.
12141 | Permanently Closed | 1993-12-01 06:00 | 1981-01-01 06:00 | 1994-02-17 06:00 | Petroleum | Unleaded gasoline | Unleaded gasoline |  | Steel | Steel |  | Painted or None | Steel |  | 1901-01-01 06:00 | [15 empty] | UST Currently In Use: 0; UST Temp Close: 0; AST Currently In Use: 0; AST Temp Closed: 0 | 0 | 0 | 1 | 11920-133-008562 | FRAZIER OIL COMPANY, INC.
12142 | Permanently Closed | 1990-12-20 06:00 | 1972-01-01 06:00 | 1990-12-20 06:00 | Petroleum | Unleaded gasoline | Unleaded gasoline |  | Steel | Steel |  | Painted or None | Steel |  | 1901-01-01 06:00 | [15 empty] | UST Currently In Use: 0; UST Temp Close: 0; AST Currently In Use: 0; AST Temp Closed: 0 | 0 | 0 | 3 | 11920-133-008563 | FRAZIER OIL COMPANY, INC.
12143 | Permanently Closed | 1990-12-20 06:00 | 1965-01-01 06:00 | 1990-12-20 06:00 | Petroleum | Unleaded gasoline | Unleaded gasoline |  | Steel | Steel |  | Painted or None | Steel |  | 1901-01-01 06:00 | [15 empty] | UST Currently In Use: 0; UST Temp Close: 0; AST Currently In Use: 0; AST Temp Closed: 0 | 0 | 0 | 3 | 11920-133-008563 | FRAZIER OIL COMPANY, INC.
12144 | Permanently Closed | 1990-12-20 06:00 | 1965-01-01 06:00 | 1990-12-20 06:00 | Petroleum | Unleaded gasoline | Unleaded gasoline |  | Steel | Steel |  | Painted or None | Steel |  | 1901-01-01 06:00 | [15 empty] | UST Currently In Use: 0; UST Temp Close: 0; AST Currently In Use: 0; AST Temp Closed: 0 | 0 | 0 | 3 | 11920-133-008563 | FRAZIER OIL COMPANY, INC.
12145 | Permanently Closed | 1988-12-19 06:00 | 1967-01-01 06:00 | 1988-12-19 06:00 | Petroleum | Unleaded gasoline | Unleaded gasoline |  | Steel | Steel |  | Painted or None | Steel |  | 1901-01-01 06:00 | [15 empty] | UST Currently In Use: 0; UST Temp Close: 0; AST Currently In Use: 0; AST Temp Closed: 0 | 0 | 0 | 1 | 11920-133-008564 | FRAZIER OIL COMPANY, INC.
12146 | Permanently Closed | 1998-12-21 06:00 | 1975-01-05 06:00 | 1999-09-24 06:00 | Petroleum | Unleaded gasoline | Unleaded gasoline | Retail | Steel | Steel |  | Painted or None | Steel |  | 1901-01-01 06:00 | [6 empty] | Statistical Inventory Reconciliation (SIR) | [8 empty] | UST Currently In Use: 0; UST Temp Close: 0; AST Currently In Use: 0; AST Temp Closed: 0 | 0 | 0 | 4 | 11920-133-008565 | FRAZIER OIL COMPANY, INC.
12147 | Permanently Closed | 1998-12-21 06:00 | 1975-01-05 06:00 | 1999-09-24 06:00 | Petroleum | Unleaded gasoline | Unleaded gasoline | Retail | Steel | Steel |  | Painted or None | Steel |  | 1901-01-01 06:00 | [6 empty] | Statistical Inventory Reconciliation (SIR) | [8 empty] | UST Currently In Use: 0; UST Temp Close: 0; AST Currently In Use: 0; AST Temp Closed: 0 | 0 | 0 | 4 | 11920-133-008565 | FRAZIER OIL COMPANY, INC.
12148 | Permanently Closed | 1988-12-13 06:00 | 1966-01-01 06:00 | 1988-12-13 06:00 | Petroleum | Kerosene | Kerosene |  | Steel | Steel |  | Painted or None | Steel |  | 1901-01-01 06:00 | [15 empty] | UST Currently In Use: 0; UST Temp Close: 0; AST Currently In Use: 0; AST Temp Closed: 0 | 0 | 0 | 4 | 11920-133-008565 | FRAZIER OIL COMPANY, INC.
12149 | Permanently Closed | 1988-12-13 06:00 | 1966-01-01 06:00 | 1988-12-13 06:00 | Petroleum | Unleaded gasoline | Unleaded gasoline |  | Steel | Steel |  | Painted or None | Steel |  | 1901-01-01 06:00 | [15 empty] | UST Currently In Use: 0; UST Temp Close: 0; AST Currently In Use: 0; AST Temp Closed: 0 | 0 | 0 | 4 | 11920-133-008565 | FRAZIER OIL COMPANY, INC.
12150 | Permanently Closed | 1988-12-20 06:00 | 1970-01-01 06:00 | 1988-12-20 06:00 | Petroleum | On road diesel | On road diesel |  | Steel | Steel |  | Painted or None | Steel |  | 1901-01-01 06:00 | [15 empty] | UST Currently In Use: 0; UST Temp Close: 0; AST Currently In Use: 0; AST Temp Closed: 0 | 0 | 0 | 1 | 11920-133-008566 | FRAZIER OIL COMPANY, INC.
12151 | Permanently Closed | 1998-12-21 06:00 | 1972-01-01 06:00 | 1999-09-30 06:00 | Petroleum | Unleaded gasoline | Unleaded gasoline | Retail | Steel | Steel |  | Painted or None | Steel |  | 1901-01-01 06:00 | [6 empty] | Statistical Inventory Reconciliation (SIR) | [8 empty] | UST Currently In Use: 0; UST Temp Close: 0; AST Currently In Use: 0; AST Temp Closed: 0 | 0 | 0 | 4 | 11920-133-008567 | FRAZIER OIL COMPANY, INC.
12152 | Permanently Closed | 1998-12-21 06:00 | 1972-01-01 06:00 | 1999-09-30 06:00 | Petroleum | Unleaded gasoline | Unleaded gasoline | Retail | Steel | Steel |  | Painted or None | Steel |  | 1901-01-01 06:00 | [6 empty] | Statistical Inventory Reconciliation (SIR) | [8 empty] | UST Currently In Use: 0; UST Temp Close: 0; AST Currently In Use: 0; AST Temp Closed: 0 | 0 | 0 | 4 | 11920-133-008567 | FRAZIER OIL COMPANY, INC.
12153 | Permanently Closed | 1998-12-21 06:00 | 1968-01-01 06:00 | 1999-09-30 06:00 | Petroleum | Unleaded gasoline | Unleaded gasoline |  | Steel | Steel |  | Painted or None | Steel |  | 1901-01-01 06:00 | [6 empty] | Statistical Inventory Reconciliation (SIR) | [8 empty] | UST Currently In Use: 0; UST Temp Close: 0; AST Currently In Use: 0; AST Temp Closed: 0 | 0 | 0 | 4 | 11920-133-008567 | FRAZIER OIL COMPANY, INC.
12154 | Permanently Closed | 1975-06-01 06:00 | 1968-01-01 06:00 | 1999-09-30 06:00 | Petroleum | Unleaded gasoline | Unleaded gasoline |  | Steel | Steel |  | Painted or None | Steel |  | 1901-01-01 06:00 | [15 empty] | UST Currently In Use: 0; UST Temp Close: 0; AST Currently In Use: 0; AST Temp Closed: 0 | 0 | 0 | 4 | 11920-133-008567 | FRAZIER OIL COMPANY, INC.
12155 | Permanently Closed | 1988-12-08 06:00 | 1974-01-01 06:00 | 1988-12-08 06:00 | Petroleum | On road diesel | On road diesel |  | Steel | Steel |  | Painted or None | Steel |  | 1901-01-01 06:00 | [15 empty] | UST Currently In Use: 0; UST Temp Close: 0; AST Currently In Use: 0; AST Temp Closed: 0 | 0 | 0 | 2 | 11920-133-008568 | FRAZIER OIL COMPANY, INC.
12156 | Permanently Closed | 1988-12-08 06:00 | 1968-01-01 06:00 | 1988-12-08 06:00 | Petroleum | On road diesel | On road diesel |  | Steel | Steel |  | Painted or None | Steel |  | 1901-01-01 06:00 | [15 empty] | UST Currently In Use: 0; UST Temp Close: 0; AST Currently In Use: 0; AST Temp Closed: 0 | 0 | 0 | 2 | 11920-133-008568 | FRAZIER OIL COMPANY, INC.
12157 | Permanently Closed | 1988-12-12 06:00 | 1968-01-01 06:00 | 1988-12-12 06:00 | Petroleum | Unleaded gasoline | Unleaded gasoline |  | Steel | Steel |  | Painted or None | Steel |  | 1901-01-01 06:00 | [15 empty] | UST Currently In Use: 0; UST Temp Close: 0; AST Currently In Use: 0; AST Temp Closed: 0 | 0 | 0 | 1 | 11920-133-008569 | FRAZIER OIL COMPANY, INC.
12158 | Permanently Closed | 1988-12-08 06:00 | 1980-01-01 06:00 | 1988-12-08 06:00 | Petroleum | Unleaded gasoline | Unleaded gasoline |  | Steel | Steel |  | Painted or None | Steel |  | 1901-01-01 06:00 | [15 empty] | UST Currently In Use: 0; UST Temp Close: 0; AST Currently In Use: 0; AST Temp Closed: 0 | 0 | 0 | 1 | 11920-133-008570 | FRAZIER OIL COMPANY, INC.
12159 | Permanently Closed | 1988-12-08 06:00 | 1971-01-01 06:00 | 1988-12-08 06:00 | Petroleum | Unleaded gasoline | Unleaded gasoline |  | Steel | Steel |  | Painted or None | Steel |  | 1901-01-01 06:00 | [15 empty] | UST Currently In Use: 0; UST Temp Close: 0; AST Currently In Use: 0; AST Temp Closed: 0 | 0 | 0 | 1 | 11920-133-008571 | FRAZIER OIL COMPANY, INC.
12160 | Permanently Closed | 1988-12-12 06:00 | 1973-01-01 06:00 | 1988-12-12 06:00 | Petroleum | On road diesel | On road diesel |  | Steel | Steel |  | Painted or None | Steel |  | 1901-01-01 06:00 | [15 empty] | UST Currently In Use: 0; UST Temp Close: 0; AST Currently In Use: 0; AST Temp Closed: 0 | 0 | 0 | 2 | 11920-133-008572 | FRAZIER OIL COMPANY, INC.
12161 | Permanently Closed | 1988-12-12 06:00 | 1979-01-01 06:00 | 1988-12-12 06:00 | Petroleum | On road diesel | On road diesel |  | Steel | Steel |  | Painted or None | Steel |  | 1901-01-01 06:00 | [15 empty] | UST Currently In Use: 0; UST Temp Close: 0; AST Currently In Use: 0; AST Temp Closed: 0 | 0 | 0 | 2 | 11920-133-008572 | FRAZIER OIL COMPANY, INC.
12162 | Permanently Closed | 1988-12-20 06:00 | 1971-01-01 06:00 | 1988-12-20 06:00 | Petroleum | Unleaded gasoline | Unleaded gasoline |  | Steel | Steel |  | Painted or None | Steel |  | 1901-01-01 06:00 | [15 empty] | UST Currently In Use: 0; UST Temp Close: 0; AST Currently In Use: 0; AST Temp Closed: 0 | 0 | 0 | 2 | 11920-133-008573 | FRAZIER OIL COMPANY, INC.
12163 | Permanently Closed | 1988-12-20 06:00 | 1973-01-01 06:00 | 1988-12-20 06:00 | Petroleum | On road diesel | On road diesel |  | Steel | Steel |  | Painted or None | Steel |  | 1901-01-01 06:00 | [15 empty] | UST Currently In Use: 0; UST Temp Close: 0; AST Currently In Use: 0; AST Temp Closed: 0 | 0 | 0 | 2 | 11920-133-008573 | FRAZIER OIL COMPANY, INC.
12164 | Permanently Closed | 1987-09-01 06:00 | 1976-01-01 06:00 | 1987-09-01 06:00 | Petroleum | On road diesel | On road diesel |  | Steel | Steel |  | Painted or None | Steel |  | 1901-01-01 06:00 | [15 empty] | UST Currently In Use: 0; UST Temp Close: 0; AST Currently In Use: 0; AST Temp Closed: 0 | 0 | 0 | 1 | 11920-133-008574 | FRAZIER OIL COMPANY, INC.
12165 | Permanently Closed | 1992-01-06 06:00 | 1968-01-01 06:00 | 1992-01-06 06:00 | Petroleum | Unleaded gasoline | Unleaded gasoline |  | Steel | Steel |  | Painted or None | Steel |  | 1901-01-01 06:00 | [15 empty] | UST Currently In Use: 0; UST Temp Close: 0; AST Currently In Use: 0; AST Temp Closed: 0 | 0 | 0 | 2 | 11920-133-008575 | FRAZIER OIL COMPANY, INC.
12166 | Permanently Closed | 1992-01-06 06:00 | 1968-01-01 06:00 | 1992-01-06 06:00 | Petroleum | Unleaded gasoline | Unleaded gasoline |  | Steel | Steel |  | Painted or None | Steel |  | 1901-01-01 06:00 | [15 empty] | UST Currently In Use: 0; UST Temp Close: 0; AST Currently In Use: 0; AST Temp Closed: 0 | 0 | 0 | 2 | 11920-133-008575 | FRAZIER OIL COMPANY, INC.
12167 | Permanently Closed | 1988-12-21 06:00 | 1965-01-01 06:00 | 1988-12-21 06:00 | Petroleum | Unleaded gasoline | Unleaded gasoline |  | Steel | Steel |  | Painted or None | Steel |  | 1901-01-01 06:00 | [15 empty] | UST Currently In Use: 0; UST Temp Close: 0; AST Currently In Use: 0; AST Temp Closed: 0 | 0 | 0 | 2 | 11920-133-008576 | FRAZIER OIL COMPANY, INC.
12168 | Permanently Closed | 1988-12-21 06:00 | 1965-01-01 06:00 | 1988-12-21 06:00 | Petroleum | On road diesel | On road diesel |  | Steel | Steel |  | Painted or None | Steel |  | 1901-01-01 06:00 | [15 empty] | UST Currently In Use: 0; UST Temp Close: 0; AST Currently In Use: 0; AST Temp Closed: 0 | 0 | 0 | 2 | 11920-133-008576 | FRAZIER OIL COMPANY, INC.
12169 | Permanently Closed | 1901-01-01 06:00 | 1975-01-01 06:00 | 1987-08-07 06:00 | Petroleum | Unleaded gasoline | Unleaded gasoline |  | Steel | Steel |  | Painted or None | Steel |  | 1901-01-01 06:00 | [15 empty] | UST Currently In Use: 0; UST Temp Close: 0; AST Currently In Use: 0; AST Temp Closed: 0 | 0 | 0 | 2 | 11920-133-008578 | FRAZIER OIL COMPANY, INC.
12170 | Permanently Closed | 1901-01-01 06:00 | 1975-01-01 06:00 | 1987-08-07 06:00 | Petroleum | On road diesel | On road diesel |  | Steel | Steel |  | Painted or None | Steel |  | 1901-01-01 06:00 | [15 empty] | UST Currently In Use: 0; UST Temp Close: 0; AST Currently In Use: 0; AST Temp Closed: 0 | 0 | 0 | 2 | 11920-133-008578 | FRAZIER OIL COMPANY, INC.
12171 | Retired | 1983-01-01 06:00 | 1974-01-01 06:00 |  | Petroleum | Unleaded gasoline | Unleaded gasoline |  | Steel | Steel |  | Painted or None | Steel |  | 1901-01-01 06:00 | [15 empty] | UST Currently In Use: 0; UST Temp Close: 0; AST Currently In Use: 0; AST Temp Closed: 0 | 0 | 0 | 0 | 11920-133-008579 | FRAZIER OIL COMPANY, INC.
12172 | Temporary Closed | 2010-12-01 06:00 | 1987-10-01 06:00 |  | Petroleum | Unleaded gasoline | Unleaded gasoline | Retail | Single Wall, Steel | Steel | Coated & cathodic protection (sti-P3) |  | Fiberglass reinforced plastic, Single Wall |  |  |  | Catchment Basin, Single walled catchment basin | Automatic shutoff device At 95% full, Flow Rest 90% Full | Flow Rest 90% Full |  |  | Automatic Tank Gauge |  | Automatic flow restrictor (MLLD) | Automatic flow restrictor (MLLD) |  |  | Annual line testing | Annual line testing |  | UST Currently In Use: 0; UST Temp Close: 3; AST Currently In Use: 0; AST Temp Closed: 0 | 0 | 3 | 0 | 22322-133-008580 | MIKLANE ENTERPRISES, LLC
12173 | Temporary Closed | 2010-12-01 06:00 | 1987-10-01 06:00 |  | Petroleum | Unleaded gasoline | Unleaded gasoline | Retail | Single Wall, Steel | Steel | Coated & cathodic protection (sti-P3) |  | Fiberglass reinforced plastic, Single Wall |  |  |  | Catchment Basin, Single walled catchment basin | Automatic shutoff device At 95% full, Flow Rest 90% Full | Flow Rest 90% Full |  |  | Automatic Tank Gauge |  | Other, MANIFOLDED | Other |  |  | Other, MANIFOLDED | Other |  | UST Currently In Use: 0; UST Temp Close: 3; AST Currently In Use: 0; AST Temp Closed: 0 | 0 | 3 | 0 | 22322-133-008580 | MIKLANE ENTERPRISES, LLC
12174 | Temporary Closed | 2011-03-01 06:00 | 1987-10-01 06:00 |  | Petroleum | Premium gasoline | Premium gasoline | Retail | Single Wall, Steel | Steel | Coated & cathodic protection (sti-P3) |  | Fiberglass reinforced plastic, Single Wall |  |  |  | Catchment Basin, Single walled catchment basin | Automatic shutoff device At 95% full, Flow Rest 90% Full | Flow Rest 90% Full |  |  | Automatic Tank Gauge |  | Automatic flow restrictor (MLLD) | Automatic flow restrictor (MLLD) |  |  | Annual line testing | Annual line testing |  | UST Currently In Use: 0; UST Temp Close: 3; AST Currently In Use: 0; AST Temp Closed: 0 | 0 | 3 | 0 | 22322-133-008580 | MIKLANE ENTERPRISES, LLC
12175 | Permanently Closed | 1988-12-20 06:00 | 1976-01-01 06:00 | 1988-12-20 06:00 | Petroleum | On road diesel | On road diesel |  | Steel | Steel |  | Painted or None | Steel |  | 1901-01-01 06:00 | [15 empty] | UST Currently In Use: 0; UST Temp Close: 0; AST Currently In Use: 0; AST Temp Closed: 0 | 0 | 0 | 1 | 11920-133-008581 | FRAZIER OIL COMPANY, INC.
12176 | Permanently Closed | 1993-12-21 06:00 | 1981-01-01 06:00 | 1994-02-17 06:00 | Petroleum | Unleaded gasoline | Unleaded gasoline |  | Steel | Steel |  | Painted or None | Steel |  | 1901-01-01 06:00 | [15 empty] | UST Currently In Use: 0; UST Temp Close: 0; AST Currently In Use: 0; AST Temp Closed: 0 | 0 | 0 | 1 | 11920-133-008582 | FRAZIER OIL COMPANY, INC.
12177 | Permanently Closed | 1993-12-21 06:00 | 1981-01-01 06:00 | 1994-02-17 06:00 | Petroleum | Unleaded gasoline | Unleaded gasoline |  | Steel | Steel |  | Painted or None | Steel |  | 1901-01-01 06:00 | [15 empty] | UST Currently In Use: 0; UST Temp Close: 0; AST Currently In Use: 0; AST Temp Closed: 0 | 0 | 0 | 1 | 11920-133-008583 | FRAZIER OIL COMPANY, INC.
12178 | Permanently Closed | 1988-12-13 06:00 | 1978-01-01 06:00 | 1988-12-13 06:00 | Petroleum | Unleaded gasoline | Unleaded gasoline |  | Steel | Steel |  | Painted or None | Steel |  | 1901-01-01 06:00 | [15 empty] | UST Currently In Use: 0; UST Temp Close: 0; AST Currently In Use: 0; AST Temp Closed: 0 | 0 | 0 | 3 | 11920-133-008584 | FRAZIER OIL COMPANY, INC.
12179 | Permanently Closed | 1988-12-13 06:00 | 1978-01-01 06:00 | 1988-12-13 06:00 | Petroleum | Unleaded gasoline | Unleaded gasoline |  | Steel | Steel |  | Painted or None | Steel |  | 1901-01-01 06:00 | [15 empty] | UST Currently In Use: 0; UST Temp Close: 0; AST Currently In Use: 0; AST Temp Closed: 0 | 0 | 0 | 3 | 11920-133-008584 | FRAZIER OIL COMPANY, INC.
12180 | Permanently Closed | 1988-12-13 06:00 | 1978-01-01 06:00 | 1988-12-13 06:00 | Petroleum | Kerosene | Kerosene |  | Steel | Steel |  | Painted or None | Steel |  | 1901-01-01 06:00 | [15 empty] | UST Currently In Use: 0; UST Temp Close: 0; AST Currently In Use: 0; AST Temp Closed: 0 | 0 | 0 | 3 | 11920-133-008584 | FRAZIER OIL COMPANY, INC.
12181 | Permanently Closed | 1998-12-21 06:00 | 1973-01-01 06:00 | 1999-09-22 06:00 | Petroleum | Unleaded gasoline | Unleaded gasoline | Retail | Steel | Steel |  | Painted or None | Steel |  | 1901-01-01 06:00 | [6 empty] | Statistical Inventory Reconciliation (SIR) | [8 empty] | UST Currently In Use: 0; UST Temp Close: 0; AST Currently In Use: 0; AST Temp Closed: 0 | 0 | 0 | 3 | 11920-133-008585 | FRAZIER OIL COMPANY, INC.
12182 | Permanently Closed | 1998-12-21 06:00 | 1973-01-01 06:00 | 1999-09-22 06:00 | Petroleum | Unleaded gasoline | Unleaded gasoline | Retail | Steel | Steel |  | Painted or None | Steel |  | 1901-01-01 06:00 | [6 empty] | Statistical Inventory Reconciliation (SIR) | [8 empty] | UST Currently In Use: 0; UST Temp Close: 0; AST Currently In Use: 0; AST Temp Closed: 0 | 0 | 0 | 3 | 11920-133-008585 | FRAZIER OIL COMPANY, INC.
12183 | Permanently Closed | 1998-12-21 06:00 | 1973-01-01 06:00 | 1999-09-22 06:00 | Petroleum | Unleaded gasoline | Unleaded gasoline | Retail | Steel | Steel |  | Painted or None | Steel |  | 1901-01-01 06:00 | [6 empty] | Statistical Inventory Reconciliation (SIR) | [8 empty] | UST Currently In Use: 0; UST Temp Close: 0; AST Currently In Use: 0; AST Temp Closed: 0 | 0 | 0 | 3 | 11920-133-008585 | FRAZIER OIL COMPANY, INC.
12184 | Permanently Closed | 1992-09-20 06:00 | 1971-01-01 06:00 | 1991-09-01 06:00 | Petroleum | Unleaded gasoline | Unleaded gasoline |  | Steel | Steel |  | Painted or None | Steel |  | 1901-01-01 06:00 | [15 empty] | UST Currently In Use: 0; UST Temp Close: 0; AST Currently In Use: 0; AST Temp Closed: 0 | 0 | 0 | 1 | 11920-133-008586 | FRAZIER OIL COMPANY, INC.
12185 | Permanently Closed | 1986-07-21 06:00 | 1975-01-01 06:00 | 1986-07-21 06:00 | Petroleum | Unleaded gasoline | Unleaded gasoline |  | Steel | Steel |  | Painted or None | Steel |  | 1901-01-01 06:00 | [15 empty] | UST Currently In Use: 0; UST Temp Close: 0; AST Currently In Use: 0; AST Temp Closed: 0 | 0 | 0 | 2 | 11920-133-008587 | FRAZIER OIL COMPANY, INC.
12186 | Permanently Closed | 1986-07-21 06:00 | 1975-01-01 06:00 | 1986-07-21 06:00 | Petroleum | On road diesel | On road diesel |  | Steel | Steel |  | Painted or None | Steel |  | 1901-01-01 06:00 | [15 empty] | UST Currently In Use: 0; UST Temp Close: 0; AST Currently In Use: 0; AST Temp Closed: 0 | 0 | 0 | 2 | 11920-133-008587 | FRAZIER OIL COMPANY, INC.
12187 | Permanently Closed | 1984-01-01 06:00 | 1971-01-01 06:00 | 1988-12-07 06:00 | Petroleum | Unleaded gasoline | Unleaded gasoline |  | Steel | Steel |  | Painted or None | Steel |  | 1901-01-01 06:00 | [15 empty] | UST Currently In Use: 0; UST Temp Close: 0; AST Currently In Use: 0; AST Temp Closed: 0 | 0 | 0 | 4 | 11920-133-008590 | FRAZIER OIL COMPANY, INC.
12188 | Permanently Closed | 1984-01-01 06:00 | 1971-01-01 06:00 | 1988-12-07 06:00 | Petroleum | Unleaded gasoline | Unleaded gasoline |  | Steel | Steel |  | Painted or None | Steel |  | 1901-01-01 06:00 | [15 empty] | UST Currently In Use: 0; UST Temp Close: 0; AST Currently In Use: 0; AST Temp Closed: 0 | 0 | 0 | 4 | 11920-133-008590 | FRAZIER OIL COMPANY, INC.
12189 | Permanently Closed | 1976-12-01 06:00 | 1971-01-01 06:00 | 1988-12-07 06:00 | Petroleum | Unleaded gasoline | Unleaded gasoline |  | Steel | Steel |  | Painted or None | Steel |  | 1901-01-01 06:00 | [15 empty] | UST Currently In Use: 0; UST Temp Close: 0; AST Currently In Use: 0; AST Temp Closed: 0 | 0 | 0 | 4 | 11920-133-008590 | FRAZIER OIL COMPANY, INC.
12190 | Permanently Closed | 1976-12-01 06:00 | 1971-01-01 06:00 | 1988-12-07 06:00 | Petroleum | On road diesel | On road diesel |  | Steel | Steel |  | Painted or None | Steel |  | 1901-01-01 06:00 | [15 empty] | UST Currently In Use: 0; UST Temp Close: 0; AST Currently In Use: 0; AST Temp Closed: 0 | 0 | 0 | 4 | 11920-133-008590 | FRAZIER OIL COMPANY, INC.
12191 | Permanently Closed | 1979-12-01 06:00 | 1965-01-01 06:00 |  | Petroleum | Unleaded gasoline | Unleaded gasoline |  | Steel | Steel |  | Painted or None | Steel |  | 1901-01-01 06:00 | [15 empty] | UST Currently In Use: 0; UST Temp Close: 0; AST Currently In Use: 0; AST Temp Closed: 0 | 0 | 0 | 2 | 11920-133-008591 | FRAZIER OIL COMPANY, INC.
12192 | Permanently Closed | 1979-12-01 06:00 | 1965-01-01 06:00 |  | Petroleum | Unleaded gasoline | Unleaded gasoline |  | Steel | Steel |  | Painted or None | Steel |  | 1901-01-01 06:00 | [15 empty] | UST Currently In Use: 0; UST Temp Close: 0; AST Currently In Use: 0; AST Temp Closed: 0 | 0 | 0 | 2 | 11920-133-008591 | FRAZIER OIL COMPANY, INC.
12193 | Permanently Closed | 1988-12-14 06:00 | 1979-01-01 06:00 | 1988-12-14 06:00 | Petroleum | Unleaded gasoline | Unleaded gasoline |  | Steel | Steel |  | Painted or None | Steel |  | 1901-01-01 06:00 | [15 empty] | UST Currently In Use: 0; UST Temp Close: 0; AST Currently In Use: 2; AST Temp Closed: 0 | 0 | 0 | 1 | 11920-133-008593 | FRAZIER OIL COMPANY, INC.
12194 | Temporary Closed | 2014-10-28 06:00 | 1988-03-01 06:00 |  | Petroleum | On road diesel | On road diesel | Retail | Single Wall, Steel | Steel | Coated & cathodic protection (sti-P3) |  | Double Wall, Flexible |  |  |  | Catchment Basin, Single walled catchment basin | Flow Rest 90% Full | Flow Rest 90% Full |  |  | Automatic Tank Gauge | Single walled submersible pump containment sump | Automatic flow restrictor (MLLD), Containment Sump | Containment Sump | Interstitial Monitoring within Secondary Containment | SENSOR TO ATG |  |  |  | UST Currently In Use: 4; UST Temp Close: 1; AST Currently In Use: 0; AST Temp Closed: 0 | 4 | 1 | 1 | 23372-133-011582 | MIDSTATES PETROLEUM COMPANY
12195 | Currently in Use |  | 1988-03-01 06:00 |  | Petroleum | On road diesel | On road diesel | Retail | Single Wall, Steel | Steel | Coated & cathodic protection (sti-P3) |  | Double Wall, Flexible |  |  |  | Catchment Basin, Single walled catchment basin | Flow Rest 90% Full | Flow Rest 90% Full |  |  | Automatic Tank Gauge | Single walled submersible pump containment sump | Automatic flow restrictor (MLLD), Containment Sump | Containment Sump | Interstitial Monitoring within Secondary Containment | SENSOR TO ATG | Continuous alarm system | Continuous alarm system |  | UST Currently In Use: 4; UST Temp Close: 1; AST Currently In Use: 0; AST Temp Closed: 0 | 4 | 1 | 1 | 23372-133-011582 | MIDSTATES PETROLEUM COMPANY
12196 | Currently in Use |  | 1988-03-01 06:00 |  | Petroleum | On road diesel | On road diesel | Retail | Single Wall, Steel | Steel | Coated & cathodic protection (sti-P3) |  | Fiberglass reinforced plastic, Single Wall |  |  |  | Catchment Basin, Single walled catchment basin | Flow Rest 90% Full | Flow Rest 90% Full |  |  | Automatic Tank Gauge |  | Other, SLAVE | Other |  |  | Other, SLAVE | Other |  | UST Currently In Use: 4; UST Temp Close: 1; AST Currently In Use: 0; AST Temp Closed: 0 | 4 | 1 | 1 | 23372-133-011582 | MIDSTATES PETROLEUM COMPANY
12197 | Currently in Use |  | 1988-03-01 06:00 |  | Petroleum | Premium gasoline | Premium gasoline | Retail | Single Wall, Steel | Steel | Coated & cathodic protection (sti-P3) |  | Double Wall, Flexible |  |  |  | Catchment Basin, Single walled catchment basin | Flow Rest 90% Full | Flow Rest 90% Full |  |  | Automatic Tank Gauge |  | Automatic flow restrictor (MLLD), Containment Sump | Containment Sump | Interstitial Monitoring within Secondary Containment | SENSOR TO ATG | Continuous alarm system | Continuous alarm system |  | UST Currently In Use: 4; UST Temp Close: 1; AST Currently In Use: 0; AST Temp Closed: 0 | 4 | 1 | 1 | 23372-133-011582 | MIDSTATES PETROLEUM COMPANY
12198 | Permanently Closed | 1998-09-23 06:00 | 1988-03-01 06:00 | 1998-09-23 06:00 | Petroleum | Kerosene | Kerosene | Retail | Steel | Steel | Coated & cathodic protection (sti-P3) |  | Flexible |  | 1901-01-01 06:00 | [6 empty] | Statistical Inventory Reconciliation (SIR) | [8 empty] | UST Currently In Use: 4; UST Temp Close: 1; AST Currently In Use: 0; AST Temp Closed: 0 | 4 | 1 | 1 | 23372-133-011582 | MIDSTATES PETROLEUM COMPANY
12199 | Permanently Closed | 1991-09-19 06:00 | 1973-01-01 06:00 | 1991-09-19 06:00 | Petroleum | Unleaded gasoline | Unleaded gasoline |  | Steel | Steel |  | Painted or None | Steel |  | 1901-01-01 06:00 | [15 empty] | UST Currently In Use: 0; UST Temp Close: 0; AST Currently In Use: 0; AST Temp Closed: 0 | 0 | 0 | 3 | 11920-133-012565 | FRAZIER OIL COMPANY, INC.
12200 | Permanently Closed | 1991-09-19 06:00 | 1973-01-01 06:00 | 1991-09-19 06:00 | Petroleum | Unleaded gasoline | Unleaded gasoline |  | Steel | Steel |  | Painted or None | Steel |  | 1901-01-01 06:00 | [15 empty] | UST Currently In Use: 0; UST Temp Close: 0; AST Currently In Use: 0; AST Temp Closed: 0 | 0 | 0 | 3 | 11920-133-012565 | FRAZIER OIL COMPANY, INC.
12201 | Permanently Closed | 1991-09-19 06:00 | 1973-01-01 06:00 | 1991-09-19 06:00 | Petroleum | Unleaded gasoline | Unleaded gasoline |  | Steel | Steel |  | Painted or None | Steel |  | 1901-01-01 06:00 | [15 empty] | UST Currently In Use: 0; UST Temp Close: 0; AST Currently In Use: 0; AST Temp Closed: 0 | 0 | 0 | 3 | 11920-133-012565 | FRAZIER OIL COMPANY, INC.
12204 | Permanently Closed | 1990-12-20 06:00 | 1968-01-01 06:00 | 1990-12-20 06:00 | Petroleum | Unleaded gasoline | Unleaded gasoline |  | Steel | Steel |  | Painted or None | Steel |  | 1901-01-01 06:00 | [15 empty] | UST Currently In Use: 0; UST Temp Close: 0; AST Currently In Use: 0; AST Temp Closed: 0 | 0 | 0 | 3 | 11920-133-013970 | FRAZIER OIL COMPANY, INC.
12205 | Permanently Closed | 1990-12-20 06:00 | 1968-01-01 06:00 | 1990-12-20 06:00 | Petroleum | Unleaded gasoline | Unleaded gasoline |  | Steel | Steel |  | Painted or None | Steel |  | 1901-01-01 06:00 | [15 empty] | UST Currently In Use: 0; UST Temp Close: 0; AST Currently In Use: 0; AST Temp Closed: 0 | 0 | 0 | 3 | 11920-133-013970 | FRAZIER OIL COMPANY, INC.
12206 | Permanently Closed | 1990-12-20 06:00 | 1968-01-01 06:00 | 1990-12-20 06:00 | Petroleum | Unleaded gasoline | Unleaded gasoline |  | Steel | Steel |  | Painted or None | Steel |  | 1901-01-01 06:00 | [15 empty] | UST Currently In Use: 0; UST Temp Close: 0; AST Currently In Use: 0; AST Temp Closed: 0 | 0 | 0 | 3 | 11920-133-013970 | FRAZIER OIL COMPANY, INC.
12207 | Temporary Closed | 2008-10-30 06:00 | 1984-01-01 06:00 |  | Petroleum | Unleaded gasoline | Unleaded gasoline | Retail | Steel | Steel | Coated & cathodic protection (sti-P3), Interior lined (not allowed as a standalone method of corrosion protection) |  | Steel |  |  | Galvanic Cathodic | Catchment Basin, Single walled catchment basin | Automatic shutoff device At 95% full, Flow Rest 90% Full | Flow Rest 90% Full |  |  | Statistical Inventory Reconciliation (SIR) | [8 empty] | UST Currently In Use: 0; UST Temp Close: 2; AST Currently In Use: 0; AST Temp Closed: 0 | 0 | 2 | 0 | 19780-091-012974 | DOUGLAS M BARKLEY JR
12208 | Temporary Closed | 2008-10-30 06:00 | 1984-01-01 06:00 |  | Petroleum | Mid-grade gasoline | Mid-grade gasoline | Retail | Steel | Steel | Coated & cathodic protection (sti-P3), Interior lined (not allowed as a standalone method of corrosion protection) |  | Steel |  |  | Galvanic Cathodic | Catchment Basin, Single walled catchment basin | Automatic shutoff device At 95% full, Flow Rest 90% Full | Flow Rest 90% Full |  |  | Statistical Inventory Reconciliation (SIR) | [8 empty] | UST Currently In Use: 0; UST Temp Close: 2; AST Currently In Use: 0; AST Temp Closed: 0 | 0 | 2 | 0 | 19780-091-012974 | DOUGLAS M BARKLEY JR
12209 | Permanently Closed | 1994-05-24 06:00 | 1975-01-01 06:00 | 1994-07-07 06:00 | Petroleum | Unleaded gasoline | Unleaded gasoline |  | Steel | Steel |  | Painted or None | Steel |  | 1901-01-01 06:00 | [15 empty] | UST Currently In Use: 1; UST Temp Close: 0; AST Currently In Use: 0; AST Temp Closed: 0 | 1 | 0 | 2 | 25049-029-012694 | CHEATWOOD SERVICE STATION LLC
12210 | Permanently Closed | 1994-05-24 06:00 | 1975-01-01 06:00 | 1994-07-07 06:00 | Petroleum | Unleaded gasoline | Unleaded gasoline |  | Steel | Steel |  | Painted or None | Steel |  | 1901-01-01 06:00 | [15 empty] | UST Currently In Use: 1; UST Temp Close: 0; AST Currently In Use: 0; AST Temp Closed: 0 | 1 | 0 | 2 | 25049-029-012694 | CHEATWOOD SERVICE STATION LLC
12213 | Permanently Closed | 2006-08-15 06:00 | 1971-01-01 06:00 | 2006-08-15 06:00 | Petroleum | Unleaded gasoline | Unleaded gasoline | Retail | Steel | Steel | Field installed cathodic protection |  | Steel |  | 1901-01-01 06:00 | Field installed cathodic protection | Catchment Basin, Single walled catchment basin | Automatic shutoff device At 95% full | Automatic shutoff device At 95% full |  |  | Statistical Inventory Reconciliation (SIR) | [8 empty] | UST Currently In Use: 2; UST Temp Close: 0; AST Currently In Use: 0; AST Temp Closed: 0 | 2 | 0 | 3 | 22783-111-008711 | VISH CORPORATION
12214 | Permanently Closed | 2006-08-15 06:00 | 1971-01-01 06:00 | 2006-08-15 06:00 | Petroleum | Premium gasoline | Premium gasoline | Retail | Steel | Steel | Field installed cathodic protection |  | Steel |  | 1901-01-01 06:00 | Field installed cathodic protection | Catchment Basin, Single walled catchment basin | Automatic shutoff device At 95% full | Automatic shutoff device At 95% full |  |  | Statistical Inventory Reconciliation (SIR) | [8 empty] | UST Currently In Use: 2; UST Temp Close: 0; AST Currently In Use: 0; AST Temp Closed: 0 | 2 | 0 | 3 | 22783-111-008711 | VISH CORPORATION
12215 | Permanently Closed | 1991-11-07 06:00 | 1971-01-01 06:00 | 1991-11-07 06:00 | Petroleum | Unleaded gasoline | Unleaded gasoline |  | Steel | Steel |  | Painted or None | Steel |  | 1901-01-01 06:00 | [15 empty] | UST Currently In Use: 2; UST Temp Close: 0; AST Currently In Use: 0; AST Temp Closed: 0 | 2 | 0 | 3 | 22783-111-008711 | VISH CORPORATION
12216 | Retired | 1983-03-01 06:00 | 1963-01-01 06:00 |  | Petroleum | Other, OTHER | Other |  | Steel | Steel |  | Painted or None | Steel |  | 1901-01-01 06:00 | [15 empty] | UST Currently In Use: 0; UST Temp Close: 0; AST Currently In Use: 0; AST Temp Closed: 0 | 0 | 0 | 5 | 11925-129-005022 | FRED HOFFMAN
12217 | Retired | 1983-03-01 06:00 | 1963-01-01 06:00 |  | Petroleum | Other, OTHER | Other |  | Steel | Steel |  | Painted or None | Steel |  | 1901-01-01 06:00 | [15 empty] | UST Currently In Use: 0; UST Temp Close: 0; AST Currently In Use: 0; AST Temp Closed: 0 | 0 | 0 | 5 | 11925-129-005022 | FRED HOFFMAN
12218 | Retired | 1983-03-01 06:00 | 1963-01-01 06:00 |  | Petroleum | Other, OTHER | Other |  | Steel | Steel |  | Painted or None | Steel |  | 1901-01-01 06:00 | [15 empty] | UST Currently In Use: 0; UST Temp Close: 0; AST Currently In Use: 0; AST Temp Closed: 0 | 0 | 0 | 5 | 11925-129-005022 | FRED HOFFMAN
12219 | Permanently Closed | 2001-09-20 06:00 | 1998-07-30 06:00 | 2022-11-01 06:00 | Petroleum | Used oil | Used oil | Retail | Steel | Steel | Field installed cathodic protection |  | Steel |  | 1901-01-01 06:00 | Field installed cathodic protection | Other, EXEMPT | Other, EXEMPT | Other | [11 empty] | UST Currently In Use: 0; UST Temp Close: 0; AST Currently In Use: 0; AST Temp Closed: 0 | 0 | 0 | 5 | 11925-129-005022 | FRED HOFFMAN
12220 | Permanently Closed |  | 1998-07-30 06:00 | 2022-11-02 06:00 | Petroleum | Unleaded gasoline | Unleaded gasoline | Retail | Steel | Steel | Field installed cathodic protection |  | Steel |  |  | Field installed cathodic protection | Catchment Basin, Single walled catchment basin | Automatic shutoff device At 95% full | Automatic shutoff device At 95% full |  |  | Statistical Inventory Reconciliation (SIR) | [8 empty] | UST Currently In Use: 0; UST Temp Close: 0; AST Currently In Use: 0; AST Temp Closed: 0 | 0 | 0 | 5 | 11925-129-005022 | FRED HOFFMAN
12221 | Permanently Closed |  | 1980-01-01 06:00 | 2022-11-01 06:00 | Petroleum | Premium gasoline | Premium gasoline | Retail | Steel | Steel | Field installed cathodic protection |  | Steel |  |  | Field installed cathodic protection | Catchment Basin, Single walled catchment basin | Automatic shutoff device At 95% full | Automatic shutoff device At 95% full |  |  | Statistical Inventory Reconciliation (SIR) | [8 empty] | UST Currently In Use: 0; UST Temp Close: 0; AST Currently In Use: 0; AST Temp Closed: 0 | 0 | 0 | 5 | 11925-129-005022 | FRED HOFFMAN
12222 | Permanently Closed |  | 1998-07-30 06:00 | 2022-11-01 06:00 | Petroleum | On road diesel | On road diesel | Retail | Steel | Steel | Field installed cathodic protection |  | Steel |  |  | Field installed cathodic protection | Catchment Basin, Single walled catchment basin | Automatic shutoff device At 95% full | Automatic shutoff device At 95% full |  |  | Statistical Inventory Reconciliation (SIR) | [8 empty] | UST Currently In Use: 0; UST Temp Close: 0; AST Currently In Use: 0; AST Temp Closed: 0 | 0 | 0 | 5 | 11925-129-005022 | FRED HOFFMAN
12223 | Permanently Closed |  | 1980-01-01 06:00 | 2022-11-01 06:00 | Petroleum | On road diesel | On road diesel | Retail | Steel | Steel | Field installed cathodic protection |  | Steel |  |  | Field installed cathodic protection | Catchment Basin, Single walled catchment basin | Automatic shutoff device At 95% full | Automatic shutoff device At 95% full |  |  | Statistical Inventory Reconciliation (SIR) | [8 empty] | UST Currently In Use: 0; UST Temp Close: 0; AST Currently In Use: 0; AST Temp Closed: 0 | 0 | 0 | 5 | 11925-129-005022 | FRED HOFFMAN
12224 | Retired | 1986-02-01 06:00 | 1974-01-01 06:00 |  | Petroleum | Other, OTHER | Other |  | Steel | Steel |  | Painted or None | Steel |  | 1901-01-01 06:00 | [15 empty] | UST Currently In Use: 0; UST Temp Close: 0; AST Currently In Use: 0; AST Temp Closed: 0 | 0 | 0 | 5 | 11925-129-005022 | FRED HOFFMAN
12225 | Permanently Closed | 1990-04-05 06:00 | 1979-01-01 06:00 | 1990-04-05 06:00 | Petroleum | On road diesel | On road diesel |  | Steel | Steel |  | Painted or None | Steel |  | 1901-01-01 06:00 | [15 empty] | UST Currently In Use: 0; UST Temp Close: 0; AST Currently In Use: 0; AST Temp Closed: 0 | 0 | 0 | 1 | 11926-073-008671 | FRED JONES MFG CO
12226 | Permanently Closed | 1990-03-22 06:00 | 1982-01-01 06:00 | 1990-03-22 06:00 | Petroleum | On road diesel | On road diesel |  | Steel | Steel |  | Painted or None | Steel |  | 1901-01-01 06:00 | [15 empty] | UST Currently In Use: 0; UST Temp Close: 0; AST Currently In Use: 0; AST Temp Closed: 0 | 0 | 0 | 6 | 11928-129-002737 | FRED MILLER
12227 | Permanently Closed | 1990-03-22 06:00 | 1982-01-01 06:00 | 1990-03-22 06:00 | Petroleum | On road diesel | On road diesel |  | Steel | Steel |  | Painted or None | Steel |  | 1901-01-01 06:00 | [15 empty] | UST Currently In Use: 0; UST Temp Close: 0; AST Currently In Use: 0; AST Temp Closed: 0 | 0 | 0 | 6 | 11928-129-002737 | FRED MILLER
12228 | Permanently Closed | 1990-03-22 06:00 | 1982-01-01 06:00 | 1990-03-22 06:00 | Petroleum | Unleaded gasoline | Unleaded gasoline |  | Steel | Steel |  | Painted or None | Steel |  | 1901-01-01 06:00 | [15 empty] | UST Currently In Use: 0; UST Temp Close: 0; AST Currently In Use: 0; AST Temp Closed: 0 | 0 | 0 | 6 | 11928-129-002737 | FRED MILLER
12229 | Permanently Closed | 1990-03-22 06:00 | 1961-01-01 06:00 | 1990-03-22 06:00 | Petroleum | Unleaded gasoline | Unleaded gasoline |  | Steel | Steel |  | Painted or None | Steel |  | 1901-01-01 06:00 | [15 empty] | UST Currently In Use: 0; UST Temp Close: 0; AST Currently In Use: 0; AST Temp Closed: 0 | 0 | 0 | 6 | 11928-129-002737 | FRED MILLER
12230 | Permanently Closed | 1990-03-22 06:00 | 1961-01-01 06:00 | 1990-03-22 06:00 | Petroleum | Unleaded gasoline | Unleaded gasoline |  | Steel | Steel |  | Painted or None | Steel |  | 1901-01-01 06:00 | [15 empty] | UST Currently In Use: 0; UST Temp Close: 0; AST Currently In Use: 0; AST Temp Closed: 0 | 0 | 0 | 6 | 11928-129-002737 | FRED MILLER
12231 | Permanently Closed | 1990-03-22 06:00 | 1961-01-01 06:00 | 1990-03-22 06:00 | Petroleum | Unleaded gasoline | Unleaded gasoline |  | Steel | Steel |  | Painted or None | Steel |  | 1901-01-01 06:00 | [15 empty] | UST Currently In Use: 0; UST Temp Close: 0; AST Currently In Use: 0; AST Temp Closed: 0 | 0 | 0 | 6 | 11928-129-002737 | FRED MILLER
12232 | Cannot Locate or abandoned |  | 1990-06-11 06:00 |  | Petroleum | Unleaded gasoline | Unleaded gasoline |  | Fiberglass coated steel | Fiberglass coated steel |  |  | Fiberglass reinforced plastic |  | 1901-01-01 06:00 | [15 empty] | UST Currently In Use: 0; UST Temp Close: 0; AST Currently In Use: 0; AST Temp Closed: 0 | 0 | 0 | 6 | 11928-129-002737 | FRED MILLER
12233 | Cannot Locate or abandoned |  | 1990-06-11 06:00 |  | Petroleum | Unleaded gasoline | Unleaded gasoline |  | Fiberglass coated steel | Fiberglass coated steel |  |  | Fiberglass reinforced plastic |  | 1901-01-01 06:00 | [15 empty] | UST Currently In Use: 0; UST Temp Close: 0; AST Currently In Use: 0; AST Temp Closed: 0 | 0 | 0 | 6 | 11928-129-002737 | FRED MILLER
12234 | Permanently Closed | 1992-07-17 06:00 | 1978-01-01 06:00 | 1992-07-17 06:00 | Petroleum | Unleaded gasoline | Unleaded gasoline |  | Steel | Steel |  | Painted or None | Steel |  | 1901-01-01 06:00 | [15 empty] | UST Currently In Use: 4; UST Temp Close: 0; AST Currently In Use: 0; AST Temp Closed: 0 | 4 | 0 | 4 | 11929-021-003632 | FRED HEADLEY
12235 | Permanently Closed | 1992-07-17 06:00 | 1978-01-01 06:00 | 1992-07-17 06:00 | Petroleum | Unleaded gasoline | Unleaded gasoline |  | Steel | Steel |  | Painted or None | Steel |  | 1901-01-01 06:00 | [15 empty] | UST Currently In Use: 4; UST Temp Close: 0; AST Currently In Use: 0; AST Temp Closed: 0 | 4 | 0 | 4 | 11929-021-003632 | FRED HEADLEY
12236 | Permanently Closed | 1992-07-17 06:00 | 1978-01-01 06:00 | 1992-07-17 06:00 | Petroleum | Unleaded gasoline | Unleaded gasoline |  | Steel | Steel |  | Painted or None | Steel |  | 1901-01-01 06:00 | [15 empty] | UST Currently In Use: 4; UST Temp Close: 0; AST Currently In Use: 0; AST Temp Closed: 0 | 4 | 0 | 4 | 11929-021-003632 | FRED HEADLEY
12237 | Permanently Closed | 1992-07-17 06:00 | 1979-01-01 06:00 | 1992-07-17 06:00 | Petroleum | On road diesel | On road diesel |  | Steel | Steel |  | Painted or None | Steel |  | 1901-01-01 06:00 | [15 empty] | UST Currently In Use: 4; UST Temp Close: 0; AST Currently In Use: 0; AST Temp Closed: 0 | 4 | 0 | 4 | 11929-021-003632 | FRED HEADLEY
12238 | Permanently Closed | 1998-12-21 06:00 | 1968-01-01 06:00 | 1999-01-13 06:00 | Petroleum | Unleaded gasoline | Unleaded gasoline |  | Steel | Steel |  | Painted or None | Steel |  | 1901-01-01 06:00 | [12 empty] | Annual line testing | Annual line testing |  | UST Currently In Use: 0; UST Temp Close: 0; AST Currently In Use: 0; AST Temp Closed: 0 | 0 | 0 | 4 | 11930-081-004232 | FRED PARKER
12239 | Permanently Closed | 1998-12-21 06:00 | 1968-01-01 06:00 | 1999-01-13 06:00 | Petroleum | Unleaded gasoline | Unleaded gasoline |  | Steel | Steel |  | Painted or None | Steel |  | 1901-01-01 06:00 | [12 empty] | Annual line testing | Annual line testing |  | UST Currently In Use: 0; UST Temp Close: 0; AST Currently In Use: 0; AST Temp Closed: 0 | 0 | 0 | 4 | 11930-081-004232 | FRED PARKER
12240 | Permanently Closed | 1998-12-21 06:00 | 1968-01-01 06:00 | 1999-01-13 06:00 | Petroleum | Unleaded gasoline | Unleaded gasoline |  | Steel | Steel |  | Painted or None | Steel |  | 1901-01-01 06:00 | [12 empty] | Annual line testing | Annual line testing |  | UST Currently In Use: 0; UST Temp Close: 0; AST Currently In Use: 0; AST Temp Closed: 0 | 0 | 0 | 4 | 11930-081-004232 | FRED PARKER
12241 | Permanently Closed | 1998-12-21 06:00 | 1968-01-01 06:00 | 1999-01-13 06:00 | Petroleum | Kerosene | Kerosene |  | Steel | Steel |  | Painted or None | Steel |  | 1901-01-01 06:00 | [12 empty] | Annual line testing | Annual line testing |  | UST Currently In Use: 0; UST Temp Close: 0; AST Currently In Use: 0; AST Temp Closed: 0 | 0 | 0 | 4 | 11930-081-004232 | FRED PARKER
12242 | Permanently Closed | 1993-02-18 06:00 | 1985-01-01 06:00 | 1993-07-16 06:00 | Petroleum | Unleaded gasoline | Unleaded gasoline |  | Steel | Steel | Coated & cathodic protection (sti-P3) |  | Steel |  | 1901-01-01 06:00 | [15 empty] | UST Currently In Use: 0; UST Temp Close: 0; AST Currently In Use: 0; AST Temp Closed: 0 | 0 | 0 | 4 | 11930-081-012581 | FRED PARKER
12243 | Permanently Closed | 1993-02-18 06:00 | 1985-01-01 06:00 | 1993-07-16 06:00 | Petroleum | Unleaded gasoline | Unleaded gasoline |  | Steel | Steel | Coated & cathodic protection (sti-P3) |  | Steel |  | 1901-01-01 06:00 | [15 empty] | UST Currently In Use: 0; UST Temp Close: 0; AST Currently In Use: 0; AST Temp Closed: 0 | 0 | 0 | 4 | 11930-081-012581 | FRED PARKER
12244 | Permanently Closed | 1993-02-18 06:00 | 1985-01-01 06:00 | 1993-07-16 06:00 | Petroleum | Unleaded gasoline | Unleaded gasoline |  | Steel | Steel | Coated & cathodic protection (sti-P3) |  | Steel |  | 1901-01-01 06:00 | [15 empty] | UST Currently In Use: 0; UST Temp Close: 0; AST Currently In Use: 0; AST Temp Closed: 0 | 0 | 0 | 4 | 11930-081-012581 | FRED PARKER
12245 | Permanently Closed | 1993-02-18 06:00 | 1985-01-01 06:00 | 1993-07-16 06:00 | Petroleum | Kerosene | Kerosene |  | Steel | Steel | Coated & cathodic protection (sti-P3) |  | Steel |  | 1901-01-01 06:00 | [15 empty] | UST Currently In Use: 0; UST Temp Close: 0; AST Currently In Use: 0; AST Temp Closed: 0 | 0 | 0 | 4 | 11930-081-012581 | FRED PARKER
12246 | Permanently Closed | 1992-02-18 06:00 | 1961-01-01 06:00 | 1992-02-18 06:00 | Petroleum | Unleaded gasoline | Unleaded gasoline |  | Steel | Steel |  | Painted or None | Steel |  | 1901-01-01 06:00 | [15 empty] | UST Currently In Use: 2; UST Temp Close: 0; AST Currently In Use: 0; AST Temp Closed: 0 | 2 | 0 | 5 | 22399-075-000481 | CRAIG LOLLAR
12247 | Permanently Closed | 1992-02-18 06:00 | 1961-01-01 06:00 | 1992-02-18 06:00 | Petroleum | Unleaded gasoline | Unleaded gasoline |  | Steel | Steel |  | Painted or None | Steel |  | 1901-01-01 06:00 | [15 empty] | UST Currently In Use: 2; UST Temp Close: 0; AST Currently In Use: 0; AST Temp Closed: 0 | 2 | 0 | 5 | 22399-075-000481 | CRAIG LOLLAR
12248 | Permanently Closed | 1992-02-18 06:00 | 1961-01-01 06:00 | 1992-02-18 06:00 | Petroleum | Unleaded gasoline | Unleaded gasoline |  | Steel | Steel |  | Painted or None | Steel |  | 1901-01-01 06:00 | [15 empty] | UST Currently In Use: 2; UST Temp Close: 0; AST Currently In Use: 0; AST Temp Closed: 0 | 2 | 0 | 5 | 22399-075-000481 | CRAIG LOLLAR
12249 | Permanently Closed | 1992-02-18 06:00 | 1961-01-01 06:00 | 1992-02-18 06:00 | Petroleum | Unleaded gasoline | Unleaded gasoline |  | Steel | Steel |  | Painted or None | Steel |  | 1901-01-01 06:00 | [15 empty] | UST Currently In Use: 2; UST Temp Close: 0; AST Currently In Use: 0; AST Temp Closed: 0 | 2 | 0 | 5 | 22399-075-000481 | CRAIG LOLLAR
12250 | Permanently Closed | 1992-02-18 06:00 | 1961-01-01 06:00 | 1992-02-18 06:00 | Petroleum | Unleaded gasoline | Unleaded gasoline |  | Steel | Steel |  | Painted or None | Steel |  | 1901-01-01 06:00 | [15 empty] | UST Currently In Use: 2; UST Temp Close: 0; AST Currently In Use: 0; AST Temp Closed: 0 | 2 | 0 | 5 | 22399-075-000481 | CRAIG LOLLAR
12251 | Permanently Closed | 1998-12-22 06:00 | 1988-01-01 06:00 | 1999-04-22 06:00 | Petroleum | Unleaded gasoline | Unleaded gasoline |  | Steel | Steel | Coated & cathodic protection (sti-P3) |  | Steel |  | 1901-01-01 06:00 | [6 empty] | Statistical Inventory Reconciliation (SIR) | [8 empty] | UST Currently In Use: 0; UST Temp Close: 0; AST Currently In Use: 0; AST Temp Closed: 0 | 0 | 0 | 3 | 20430-015-013361 | RONNIE KITCHENS
12252 | Permanently Closed | 1998-12-22 06:00 | 1988-01-01 06:00 | 1999-04-22 06:00 | Petroleum | Unleaded gasoline | Unleaded gasoline |  | Steel | Steel | Coated & cathodic protection (sti-P3) |  | Steel |  | 1901-01-01 06:00 | [6 empty] | Statistical Inventory Reconciliation (SIR) | [8 empty] | UST Currently In Use: 0; UST Temp Close: 0; AST Currently In Use: 0; AST Temp Closed: 0 | 0 | 0 | 3 | 20430-015-013361 | RONNIE KITCHENS
12253 | Cannot Locate or abandoned |  | 1976-01-01 06:00 |  | Petroleum | Unleaded gasoline | Unleaded gasoline |  | Steel | Steel |  | Painted or None | Steel |  | 1901-01-01 06:00 | [15 empty] | UST Currently In Use: 0; UST Temp Close: 0; AST Currently In Use: 0; AST Temp Closed: 0 | 0 | 0 | 0 | 11932-055-008546 | FRED WOODHAM DBA CAMPBELL OIL CO
12254 | Permanently Closed | 1988-12-01 06:00 | 1901-01-01 06:00 | 1988-12-01 06:00 | Petroleum | Unleaded gasoline | Unleaded gasoline |  | Steel | Steel |  |  |  |  | 1901-01-01 06:00 | [15 empty] | UST Currently In Use: 0; UST Temp Close: 0; AST Currently In Use: 0; AST Temp Closed: 0 | 0 | 0 | 6 | 11933-073-013359 | FREDA MCLELLAND
12255 | Permanently Closed | 1988-12-01 06:00 | 1901-01-01 06:00 | 1988-12-01 06:00 | Petroleum | Unleaded gasoline | Unleaded gasoline |  | Steel | Steel |  |  |  |  | 1901-01-01 06:00 | [15 empty] | UST Currently In Use: 0; UST Temp Close: 0; AST Currently In Use: 0; AST Temp Closed: 0 | 0 | 0 | 6 | 11933-073-013359 | FREDA MCLELLAND
12256 | Permanently Closed | 1988-12-01 06:00 | 1901-01-01 06:00 | 1988-12-01 06:00 | Petroleum | Unleaded gasoline | Unleaded gasoline |  | Steel | Steel |  |  |  |  | 1901-01-01 06:00 | [15 empty] | UST Currently In Use: 0; UST Temp Close: 0; AST Currently In Use: 0; AST Temp Closed: 0 | 0 | 0 | 6 | 11933-073-013359 | FREDA MCLELLAND
12257 | Permanently Closed | 1988-12-01 06:00 | 1901-01-01 06:00 | 1988-12-01 06:00 | Petroleum | Unleaded gasoline | Unleaded gasoline |  | Steel | Steel |  |  |  |  | 1901-01-01 06:00 | [15 empty] | UST Currently In Use: 0; UST Temp Close: 0; AST Currently In Use: 0; AST Temp Closed: 0 | 0 | 0 | 6 | 11933-073-013359 | FREDA MCLELLAND
12258 | Permanently Closed | 1988-12-01 06:00 | 1901-01-01 06:00 | 1988-12-01 06:00 | Petroleum | Unleaded gasoline | Unleaded gasoline |  | Steel | Steel |  |  |  |  | 1901-01-01 06:00 | [15 empty] | UST Currently In Use: 0; UST Temp Close: 0; AST Currently In Use: 0; AST Temp Closed: 0 | 0 | 0 | 6 | 11933-073-013359 | FREDA MCLELLAND
12259 | Permanently Closed | 1988-12-01 06:00 | 1901-01-01 06:00 | 1988-12-01 06:00 | Petroleum | Used oil | Used oil |  | Steel | Steel |  |  |  |  | 1901-01-01 06:00 | [15 empty] | UST Currently In Use: 0; UST Temp Close: 0; AST Currently In Use: 0; AST Temp Closed: 0 | 0 | 0 | 6 | 11933-073-013359 | FREDA MCLELLAND
12260 | Permanently Closed | 1995-08-01 06:00 | 1962-01-01 06:00 | 1995-08-10 06:00 | Petroleum | On road diesel | On road diesel | Bulk facility, State/Federal Government | Steel | Steel |  | Painted or None | Steel |  | 1901-01-01 06:00 | [15 empty] | UST Currently In Use: 0; UST Temp Close: 0; AST Currently In Use: 0; AST Temp Closed: 0 | 0 | 0 | 2 | 11934-125-010331 | FREDD STATE TECHNICAL COLLEGE
12261 | Permanently Closed | 1995-08-01 06:00 | 1966-01-01 06:00 | 1995-08-10 06:00 | Petroleum | Unleaded gasoline | Unleaded gasoline | Bulk facility, State/Federal Government | Steel | Steel |  | Painted or None | Steel |  | 1901-01-01 06:00 | [15 empty] | UST Currently In Use: 0; UST Temp Close: 0; AST Currently In Use: 0; AST Temp Closed: 0 | 0 | 0 | 2 | 11934-125-010331 | FREDD STATE TECHNICAL COLLEGE
12262 | Permanently Closed | 1992-07-07 06:00 | 1980-01-01 06:00 | 1992-07-07 06:00 | Petroleum | Unleaded gasoline | Unleaded gasoline |  | Steel | Steel |  | Painted or None | Steel |  | 1901-01-01 06:00 | [15 empty] | UST Currently In Use: 0; UST Temp Close: 0; AST Currently In Use: 0; AST Temp Closed: 0 | 0 | 0 | 3 | 17681-065-006362 | JAMES H SEALE III
12263 | Permanently Closed | 1992-07-07 06:00 | 1980-01-01 06:00 | 1992-07-07 06:00 | Petroleum | Unleaded gasoline | Unleaded gasoline |  | Steel | Steel |  | Painted or None | Steel |  | 1901-01-01 06:00 | [15 empty] | UST Currently In Use: 0; UST Temp Close: 0; AST Currently In Use: 0; AST Temp Closed: 0 | 0 | 0 | 3 | 17681-065-006362 | JAMES H SEALE III
12264 | Permanently Closed | 1992-07-07 06:00 | 1980-01-01 06:00 | 1992-07-07 06:00 | Petroleum | Unleaded gasoline | Unleaded gasoline |  | Steel | Steel |  | Painted or None | Steel |  | 1901-01-01 06:00 | [15 empty] | UST Currently In Use: 0; UST Temp Close: 0; AST Currently In Use: 0; AST Temp Closed: 0 | 0 | 0 | 3 | 17681-065-006362 | JAMES H SEALE III
12265 |  | 1998-07-15 06:00 | 1981-01-01 06:00 |  | Petroleum | Unleaded gasoline | Unleaded gasoline | Retail | Steel | Steel |  | Painted or None | Steel |  | 1901-01-01 06:00 |  | Catchment Basin, Single walled catchment basin | [10 empty] | Annual line testing | Annual line testing |  | UST Currently In Use: 0; UST Temp Close: 0; AST Currently In Use: 0; AST Temp Closed: 0 | 0 | 0 | 0 | 20077-059-011265 | ANN HESTER
12266 |  | 1998-07-15 06:00 | 1981-01-01 06:00 |  | Petroleum | Unleaded gasoline | Unleaded gasoline | Retail | Steel | Steel |  | Painted or None | Steel |  | 1901-01-01 06:00 |  | Catchment Basin, Single walled catchment basin | [10 empty] | Annual line testing | Annual line testing |  | UST Currently In Use: 0; UST Temp Close: 0; AST Currently In Use: 0; AST Temp Closed: 0 | 0 | 0 | 0 | 20077-059-011265 | ANN HESTER
12267 | Permanently Closed | 1989-09-30 06:00 | 1968-01-01 06:00 | 1989-09-30 06:00 | Petroleum | Unleaded gasoline | Unleaded gasoline |  | Steel | Steel |  | Painted or None | Steel |  | 1901-01-01 06:00 | [15 empty] | UST Currently In Use: 0; UST Temp Close: 0; AST Currently In Use: 0; AST Temp Closed: 0 | 0 | 0 | 3 | 11937-015-001967 | FREDDY SMITH
12268 | Permanently Closed | 1989-09-30 06:00 | 1968-01-01 06:00 | 1989-09-30 06:00 | Petroleum | Unleaded gasoline | Unleaded gasoline |  | Steel | Steel |  | Painted or None | Steel |  | 1901-01-01 06:00 | [15 empty] | UST Currently In Use: 0; UST Temp Close: 0; AST Currently In Use: 0; AST Temp Closed: 0 | 0 | 0 | 3 | 11937-015-001967 | FREDDY SMITH
12269 | Permanently Closed | 1989-09-30 06:00 | 1974-01-01 06:00 | 1989-09-30 06:00 | Petroleum | Unleaded gasoline | Unleaded gasoline |  | Steel | Steel |  | Painted or None | Steel |  | 1901-01-01 06:00 | [15 empty] | UST Currently In Use: 0; UST Temp Close: 0; AST Currently In Use: 0; AST Temp Closed: 0 | 0 | 0 | 3 | 11937-015-001967 | FREDDY SMITH
12270 | Permanently Closed | 1996-12-10 06:00 | 1982-01-01 06:00 | 1998-12-10 06:00 | Petroleum | Premium gasoline | Premium gasoline | Retail | Steel | Steel |  | Painted or None | Steel |  | 1901-01-01 06:00 | None | [5 empty] | Statistical Inventory Reconciliation (SIR) | [5 empty] | Annual line testing | Annual line testing |  | UST Currently In Use: 0; UST Temp Close: 0; AST Currently In Use: 0; AST Temp Closed: 0 | 0 | 0 | 4 | 20517-073-000735 | JOHN WEST
12271 | Permanently Closed | 1996-12-10 06:00 | 1958-01-01 06:00 | 1998-12-10 06:00 | Petroleum | Mid-grade gasoline | Mid-grade gasoline | Retail | Steel | Steel |  | Painted or None | Steel |  | 1901-01-01 06:00 | [6 empty] | Statistical Inventory Reconciliation (SIR) | [5 empty] | Annual line testing | Annual line testing |  | UST Currently In Use: 0; UST Temp Close: 0; AST Currently In Use: 0; AST Temp Closed: 0 | 0 | 0 | 4 | 20517-073-000735 | JOHN WEST
12272 | Permanently Closed | 1996-12-10 06:00 | 1958-01-01 06:00 | 1998-12-10 06:00 | Petroleum | Unleaded gasoline | Unleaded gasoline | Retail | Steel | Steel |  | Painted or None | Steel |  | 1901-01-01 06:00 | [6 empty] | Statistical Inventory Reconciliation (SIR) | [5 empty] | Annual line testing | Annual line testing |  | UST Currently In Use: 0; UST Temp Close: 0; AST Currently In Use: 0; AST Temp Closed: 0 | 0 | 0 | 4 | 20517-073-000735 | JOHN WEST
12273 | Permanently Closed | 1996-12-10 06:00 | 1978-01-01 06:00 | 1998-12-10 06:00 | Petroleum | On road diesel | On road diesel | Retail | Steel | Steel |  | Painted or None | Steel |  | 1901-01-01 06:00 | [6 empty] | Statistical Inventory Reconciliation (SIR) | [8 empty] | UST Currently In Use: 0; UST Temp Close: 0; AST Currently In Use: 0; AST Temp Closed: 0 | 0 | 0 | 4 | 20517-073-000735 | JOHN WEST
12274 | Permanently Closed | 1990-09-30 06:00 | 1978-01-01 06:00 | 1990-09-30 06:00 | Petroleum | Unleaded gasoline | Unleaded gasoline |  | Steel | Steel |  | Painted or None | Steel |  | 1901-01-01 06:00 | [15 empty] | UST Currently In Use: 0; UST Temp Close: 0; AST Currently In Use: 0; AST Temp Closed: 0 | 0 | 0 | 3 | 11941-071-002123 | FREEMAN LADD GARAGE
12275 | Permanently Closed | 1990-09-30 06:00 | 1973-01-01 06:00 | 1990-09-30 06:00 | Petroleum | Unleaded gasoline | Unleaded gasoline |  | Steel | Steel |  | Painted or None | Steel |  | 1901-01-01 06:00 | [15 empty] | UST Currently In Use: 0; UST Temp Close: 0; AST Currently In Use: 0; AST Temp Closed: 0 | 0 | 0 | 3 | 11941-071-002123 | FREEMAN LADD GARAGE
12276 | Permanently Closed | 1990-09-30 06:00 | 1973-01-01 06:00 | 1990-09-30 06:00 | Petroleum | Unleaded gasoline | Unleaded gasoline |  | Steel | Steel |  | Painted or None | Steel |  | 1901-01-01 06:00 | [15 empty] | UST Currently In Use: 0; UST Temp Close: 0; AST Currently In Use: 0; AST Temp Closed: 0 | 0 | 0 | 3 | 11941-071-002123 | FREEMAN LADD GARAGE
12277 | Permanently Closed | 1992-02-19 06:00 | 1963-01-01 06:00 | 1992-02-19 06:00 | Petroleum | Unleaded gasoline | Unleaded gasoline |  | Steel | Steel |  | Painted or None | Steel |  | 1901-01-01 06:00 | [15 empty] | UST Currently In Use: 0; UST Temp Close: 0; AST Currently In Use: 0; AST Temp Closed: 0 | 0 | 0 | 9 | 11942-007-008766 | FREEMAN TRUCK PARTS
12278 | Permanently Closed | 1992-02-19 06:00 | 1963-01-01 06:00 | 1992-02-19 06:00 | Petroleum | Unleaded gasoline | Unleaded gasoline |  | Steel | Steel |  | Painted or None | Steel |  | 1901-01-01 06:00 | [15 empty] | UST Currently In Use: 0; UST Temp Close: 0; AST Currently In Use: 0; AST Temp Closed: 0 | 0 | 0 | 9 | 11942-007-008766 | FREEMAN TRUCK PARTS
12279 | Permanently Closed | 1992-02-19 06:00 | 1963-01-01 06:00 | 1992-02-19 06:00 | Petroleum | Unleaded gasoline | Unleaded gasoline |  | Steel | Steel |  | Painted or None | Steel |  | 1901-01-01 06:00 | [15 empty] | UST Currently In Use: 0; UST Temp Close: 0; AST Currently In Use: 0; AST Temp Closed: 0 | 0 | 0 | 9 | 11942-007-008766 | FREEMAN TRUCK PARTS
12280 | Permanently Closed | 1984-03-01 06:00 | 1968-01-01 06:00 | 1987-06-01 06:00 | Petroleum | Other, OTHER | Other |  | Steel | Steel |  | Painted or None | Steel |  | 1901-01-01 06:00 | [15 empty] | UST Currently In Use: 0; UST Temp Close: 0; AST Currently In Use: 0; AST Temp Closed: 0 | 0 | 0 | 9 | 11942-007-008766 | FREEMAN TRUCK PARTS
12281 | Permanently Closed | 1985-08-01 06:00 | 1973-01-01 06:00 | 1987-06-01 06:00 | Petroleum | Used oil | Used oil |  | Steel | Steel |  | Painted or None | Steel |  | 1901-01-01 06:00 | [15 empty] | UST Currently In Use: 0; UST Temp Close: 0; AST Currently In Use: 0; AST Temp Closed: 0 | 0 | 0 | 9 | 11942-007-008766 | FREEMAN TRUCK PARTS
12282 | Permanently Closed | 1985-01-01 06:00 | 1901-01-01 06:00 | 1985-01-01 06:00 | Petroleum | On road diesel | On road diesel |  | Steel | Steel |  | Painted or None |  |  | 1901-01-01 06:00 | [12 empty] | Annual line testing | Annual line testing |  | UST Currently In Use: 0; UST Temp Close: 0; AST Currently In Use: 0; AST Temp Closed: 0 | 0 | 0 | 9 | 11942-007-008766 | FREEMAN TRUCK PARTS
12283 | Permanently Closed | 1988-01-01 06:00 | 1975-01-01 06:00 | 1995-04-10 06:00 | Petroleum | On road diesel | On road diesel |  | Steel | Steel |  | Painted or None |  |  | 1901-01-01 06:00 | [15 empty] | UST Currently In Use: 0; UST Temp Close: 0; AST Currently In Use: 0; AST Temp Closed: 0 | 0 | 0 | 9 | 11942-007-008766 | FREEMAN TRUCK PARTS
12284 | Permanently Closed | 1992-02-19 06:00 | 1971-01-01 06:00 | 1992-02-19 06:00 | Petroleum | Unleaded gasoline | Unleaded gasoline |  | Steel | Steel |  | Painted or None | Steel |  | 1901-01-01 06:00 | [15 empty] | UST Currently In Use: 0; UST Temp Close: 0; AST Currently In Use: 0; AST Temp Closed: 0 | 0 | 0 | 9 | 11942-007-008766 | FREEMAN TRUCK PARTS
12285 | Permanently Closed | 1992-02-19 06:00 | 1971-01-01 06:00 | 1992-02-19 06:00 | Petroleum | On road diesel | On road diesel |  | Steel | Steel |  | Painted or None | Steel |  | 1901-01-01 06:00 | [15 empty] | UST Currently In Use: 0; UST Temp Close: 0; AST Currently In Use: 0; AST Temp Closed: 0 | 0 | 0 | 9 | 11942-007-008766 | FREEMAN TRUCK PARTS
12286 | Permanently Closed | 1990-11-01 06:00 | 1961-01-01 06:00 | 1990-11-01 06:00 | Petroleum | Unleaded gasoline | Unleaded gasoline |  | Steel | Steel |  |  |  |  | 1901-01-01 06:00 | [15 empty] | UST Currently In Use: 0; UST Temp Close: 0; AST Currently In Use: 0; AST Temp Closed: 0 | 0 | 0 | 1 | 11943-125-000566 | FRIDAY LUMBER CO INC
12287 | Currently in Use |  | 1978-06-01 06:00 |  | Petroleum | Premium gasoline | Premium gasoline | Retail | Fiberglass reinforced plastic | Fiberglass reinforced plastic |  |  | Fiberglass reinforced plastic |  | 1901-01-01 06:00 |  | Catchment Basin, Single walled catchment basin | Flow Rest 90% Full | Flow Rest 90% Full |  |  | Continuous Automatic Tank Gauge |  | Automatic flow restrictor (MLLD) | Automatic flow restrictor (MLLD) |  |  | Annual line testing | Annual line testing |  | UST Currently In Use: 5; UST Temp Close: 0; AST Currently In Use: 0; AST Temp Closed: 0 | 5 | 0 | 0 | 24755-107-011704 | TURNER COMMERCIAL PROPERTIES LLC
12288 | Currently in Use |  | 1978-06-01 06:00 |  | Petroleum | Unleaded gasoline | Unleaded gasoline | Retail | Fiberglass reinforced plastic | Fiberglass reinforced plastic |  |  | Fiberglass reinforced plastic |  | 1901-01-01 06:00 |  | Catchment Basin, Single walled catchment basin | Flow Rest 90% Full | Flow Rest 90% Full |  |  | Continuous Automatic Tank Gauge |  | Automatic flow restrictor (MLLD) | Automatic flow restrictor (MLLD) |  |  | Annual line testing | Annual line testing |  | UST Currently In Use: 5; UST Temp Close: 0; AST Currently In Use: 0; AST Temp Closed: 0 | 5 | 0 | 0 | 24755-107-011704 | TURNER COMMERCIAL PROPERTIES LLC
12289 | Currently in Use |  | 1978-06-01 06:00 |  | Petroleum | Unleaded gasoline | Unleaded gasoline | Retail | Fiberglass reinforced plastic | Fiberglass reinforced plastic |  |  | Fiberglass reinforced plastic |  | 1901-01-01 06:00 |  | Catchment Basin, Single walled catchment basin | Flow Rest 90% Full | Flow Rest 90% Full |  |  | Continuous Automatic Tank Gauge |  | Automatic flow restrictor (MLLD) | Automatic flow restrictor (MLLD) |  |  | Annual line testing | Annual line testing |  | UST Currently In Use: 5; UST Temp Close: 0; AST Currently In Use: 0; AST Temp Closed: 0 | 5 | 0 | 0 | 24755-107-011704 | TURNER COMMERCIAL PROPERTIES LLC
12290 | Currently in Use |  | 1978-06-01 06:00 |  | Petroleum | On road diesel | On road diesel | Retail | Fiberglass reinforced plastic | Fiberglass reinforced plastic |  |  | Fiberglass reinforced plastic |  | 1901-01-01 06:00 |  | Catchment Basin, Single walled catchment basin | Flow Rest 90% Full | Flow Rest 90% Full |  |  | Continuous Automatic Tank Gauge |  | Automatic flow restrictor (MLLD) | Automatic flow restrictor (MLLD) |  |  | Annual line testing | Annual line testing |  | UST Currently In Use: 5; UST Temp Close: 0; AST Currently In Use: 0; AST Temp Closed: 0 | 5 | 0 | 0 | 24755-107-011704 | TURNER COMMERCIAL PROPERTIES LLC
12291 | Currently in Use |  | 1978-06-01 06:00 |  | Petroleum | Off road diesel | Off road diesel | Retail | Fiberglass reinforced plastic | Fiberglass reinforced plastic |  |  | Fiberglass reinforced plastic |  | 1901-01-01 06:00 |  | Catchment Basin, Single walled catchment basin | Flow Rest 90% Full | Flow Rest 90% Full |  |  | Continuous Automatic Tank Gauge |  | Automatic flow restrictor (MLLD) | Automatic flow restrictor (MLLD) |  |  | Annual line testing | Annual line testing |  | UST Currently In Use: 5; UST Temp Close: 0; AST Currently In Use: 0; AST Temp Closed: 0 | 5 | 0 | 0 | 24755-107-011704 | TURNER COMMERCIAL PROPERTIES LLC
12292 | Permanently Closed | 1986-07-05 06:00 | 1968-01-01 06:00 | 1986-07-05 06:00 | Petroleum | On road diesel | On road diesel |  | Steel | Steel |  | Painted or None | Steel |  | 1901-01-01 06:00 | [15 empty] | UST Currently In Use: 0; UST Temp Close: 0; AST Currently In Use: 0; AST Temp Closed: 0 | 0 | 0 | 1 | 11944-125-000748 | FRIDAY OIL INC
12293 | Permanently Closed | 1988-02-01 06:00 | 1960-01-01 06:00 | 1988-02-01 06:00 | Petroleum | Unleaded gasoline | Unleaded gasoline |  | Steel | Steel |  | Painted or None | Steel |  | 1901-01-01 06:00 | [15 empty] | UST Currently In Use: 5; UST Temp Close: 0; AST Currently In Use: 0; AST Temp Closed: 0 | 5 | 0 | 3 | 24754-125-011701 | A-1 INVESTMENTS INC
12294 | Permanently Closed | 1988-02-01 06:00 | 1960-01-01 06:00 | 1988-02-01 06:00 | Petroleum | Unleaded gasoline | Unleaded gasoline |  | Steel | Steel |  | Painted or None | Steel |  | 1901-01-01 06:00 | [15 empty] | UST Currently In Use: 5; UST Temp Close: 0; AST Currently In Use: 0; AST Temp Closed: 0 | 5 | 0 | 3 | 24754-125-011701 | A-1 INVESTMENTS INC
12295 | Permanently Closed | 1988-02-01 06:00 | 1960-01-01 06:00 | 1988-02-01 06:00 | Petroleum | Unleaded gasoline | Unleaded gasoline |  | Steel | Steel |  | Painted or None | Steel |  | 1901-01-01 06:00 | [15 empty] | UST Currently In Use: 5; UST Temp Close: 0; AST Currently In Use: 0; AST Temp Closed: 0 | 5 | 0 | 3 | 24754-125-011701 | A-1 INVESTMENTS INC
12296 | Currently in Use |  | 1985-01-01 06:00 |  | Petroleum | Unleaded gasoline | Unleaded gasoline | Retail | Steel | Steel | Coated & cathodic protection (sti-P3), Field installed cathodic protection |  | Steel |  |  | Field installed cathodic protection | Catchment Basin, Single walled catchment basin | Flow Rest 90% Full | Flow Rest 90% Full |  |  | Continuous Automatic Tank Gauge |  | Automatic flow restrictor (MLLD) | Automatic flow restrictor (MLLD) |  |  | Annual line testing | Annual line testing |  | UST Currently In Use: 5; UST Temp Close: 0; AST Currently In Use: 0; AST Temp Closed: 0 | 5 | 0 | 3 | 24754-125-011701 | A-1 INVESTMENTS INC
12297 | Currently in Use |  | 1985-01-01 06:00 |  | Petroleum | Unleaded gasoline | Unleaded gasoline | Retail | Steel | Steel | Coated & cathodic protection (sti-P3), Field installed cathodic protection |  | Steel |  |  | Field installed cathodic protection | Catchment Basin, Single walled catchment basin | Flow Rest 90% Full | Flow Rest 90% Full |  |  | Continuous Automatic Tank Gauge |  | Automatic flow restrictor (MLLD) | Automatic flow restrictor (MLLD) |  |  | Annual line testing | Annual line testing |  | UST Currently In Use: 5; UST Temp Close: 0; AST Currently In Use: 0; AST Temp Closed: 0 | 5 | 0 | 3 | 24754-125-011701 | A-1 INVESTMENTS INC
12298 | Currently in Use |  | 1985-01-01 06:00 |  | Petroleum | Premium gasoline | Premium gasoline | Retail | Steel | Steel | Coated & cathodic protection (sti-P3), Field installed cathodic protection |  | Steel |  |  | Field installed cathodic protection | Catchment Basin, Single walled catchment basin | Flow Rest 90% Full | Flow Rest 90% Full |  |  | Continuous Automatic Tank Gauge |  | Automatic flow restrictor (MLLD) | Automatic flow restrictor (MLLD) |  |  | Annual line testing | Annual line testing |  | UST Currently In Use: 5; UST Temp Close: 0; AST Currently In Use: 0; AST Temp Closed: 0 | 5 | 0 | 3 | 24754-125-011701 | A-1 INVESTMENTS INC
12299 | Currently in Use |  | 1985-01-01 06:00 |  | Petroleum | On road diesel | On road diesel | Retail | Steel | Steel | Coated & cathodic protection (sti-P3), Field installed cathodic protection |  | Steel |  |  | Field installed cathodic protection | Catchment Basin, Single walled catchment basin | Flow Rest 90% Full | Flow Rest 90% Full |  |  | Continuous Automatic Tank Gauge |  | Automatic flow restrictor (MLLD) | Automatic flow restrictor (MLLD) |  |  | Annual line testing | Annual line testing |  | UST Currently In Use: 5; UST Temp Close: 0; AST Currently In Use: 0; AST Temp Closed: 0 | 5 | 0 | 3 | 24754-125-011701 | A-1 INVESTMENTS INC
12300 | Currently in Use |  | 1985-01-01 06:00 |  | Petroleum | Kerosene | Kerosene | Retail | Steel | Steel | Coated & cathodic protection (sti-P3), Field installed cathodic protection |  | Steel |  |  | Field installed cathodic protection | Catchment Basin, Single walled catchment basin | Flow Rest 90% Full | Flow Rest 90% Full |  |  | Continuous Automatic Tank Gauge |  | Automatic flow restrictor (MLLD) | Automatic flow restrictor (MLLD) |  |  | Annual line testing | Annual line testing |  | UST Currently In Use: 5; UST Temp Close: 0; AST Currently In Use: 0; AST Temp Closed: 0 | 5 | 0 | 3 | 24754-125-011701 | A-1 INVESTMENTS INC
12301 | Temporary Closed | 2022-07-19 06:00 | 1977-01-01 06:00 |  | Petroleum | Unleaded gasoline | Unleaded gasoline | Retail | Steel | Steel | Field installed cathodic protection |  | Fiberglass reinforced plastic |  |  |  | Catchment Basin, Single walled catchment basin | Flow Rest 90% Full | Flow Rest 90% Full |  |  | Continuous Automatic Tank Gauge |  | Automatic flow restrictor (MLLD), Containment Sump | Containment Sump | Interstitial Monitoring within Secondary Containment |  | Annual line testing, Continuous alarm system | Continuous alarm system |  | UST Currently In Use: 0; UST Temp Close: 3; AST Currently In Use: 0; AST Temp Closed: 0 | 0 | 3 | 0 | 13526-125-011702 | MOORE OIL COMPANY, INC.
12302 | Temporary Closed | 2022-07-19 06:00 | 1977-01-01 06:00 |  | Petroleum | Mid-grade gasoline | Mid-grade gasoline | Retail | Steel | Steel | Field installed cathodic protection |  | Fiberglass reinforced plastic |  |  |  | Catchment Basin, Single walled catchment basin | Flow Rest 90% Full | Flow Rest 90% Full |  |  | Continuous Automatic Tank Gauge |  | Automatic flow restrictor (MLLD), Containment Sump | Containment Sump | Interstitial Monitoring within Secondary Containment |  | Annual line testing, Continuous alarm system | Continuous alarm system |  | UST Currently In Use: 0; UST Temp Close: 3; AST Currently In Use: 0; AST Temp Closed: 0 | 0 | 3 | 0 | 13526-125-011702 | MOORE OIL COMPANY, INC.
12303 | Temporary Closed | 2022-07-19 06:00 | 1977-01-01 06:00 |  | Petroleum | Premium gasoline | Premium gasoline | Retail | Steel | Steel | Field installed cathodic protection |  | Fiberglass reinforced plastic |  |  |  | Catchment Basin, Single walled catchment basin | Flow Rest 90% Full | Flow Rest 90% Full |  |  | Continuous Automatic Tank Gauge |  | Automatic flow restrictor (MLLD), Containment Sump | Containment Sump | Interstitial Monitoring within Secondary Containment |  | Annual line testing, Continuous alarm system | Continuous alarm system |  | UST Currently In Use: 0; UST Temp Close: 3; AST Currently In Use: 0; AST Temp Closed: 0 | 0 | 3 | 0 | 13526-125-011702 | MOORE OIL COMPANY, INC.
12304 | Permanently Closed | 1901-01-01 06:00 | 1959-01-01 06:00 | 1988-12-20 06:00 | Petroleum | Unleaded gasoline | Unleaded gasoline |  | Steel | Steel |  | Painted or None | Steel |  | 1901-01-01 06:00 | [15 empty] | UST Currently In Use: 3; UST Temp Close: 0; AST Currently In Use: 0; AST Temp Closed: 0 | 3 | 0 | 3 | 24756-125-011703 | HACKBERRY LANE PROPERTIES, LLC
12305 | Permanently Closed | 1901-01-01 06:00 | 1959-01-01 06:00 | 1988-12-20 06:00 | Petroleum | Unleaded gasoline | Unleaded gasoline |  | Steel | Steel |  | Painted or None | Steel |  | 1901-01-01 06:00 | [15 empty] | UST Currently In Use: 3; UST Temp Close: 0; AST Currently In Use: 0; AST Temp Closed: 0 | 3 | 0 | 3 | 24756-125-011703 | HACKBERRY LANE PROPERTIES, LLC
12306 | Permanently Closed | 1901-01-01 06:00 | 1959-01-01 06:00 | 1988-12-20 06:00 | Petroleum | Unleaded gasoline | Unleaded gasoline |  | Steel | Steel |  | Painted or None | Steel |  | 1901-01-01 06:00 | [15 empty] | UST Currently In Use: 3; UST Temp Close: 0; AST Currently In Use: 0; AST Temp Closed: 0 | 3 | 0 | 3 | 24756-125-011703 | HACKBERRY LANE PROPERTIES, LLC
12307 | Currently in Use |  | 1989-01-01 06:00 |  | Petroleum | Unleaded gasoline | Unleaded gasoline | Retail | Steel | Steel | Coated & cathodic protection (sti-P3) |  | Fiberglass reinforced plastic |  |  |  | Catchment Basin, Single walled catchment basin | Automatic shutoff device At 95% full | Automatic shutoff device At 95% full |  |  | Continuous Automatic Tank Gauge |  | Automatic flow restrictor (MLLD) | Automatic flow restrictor (MLLD) |  |  | Annual line testing | Annual line testing |  | UST Currently In Use: 3; UST Temp Close: 0; AST Currently In Use: 0; AST Temp Closed: 0 | 3 | 0 | 3 | 24756-125-011703 | HACKBERRY LANE PROPERTIES, LLC
12308 | Currently in Use |  | 1989-01-01 06:00 |  | Petroleum | Unleaded gasoline | Unleaded gasoline | Retail | Steel | Steel | Coated & cathodic protection (sti-P3) |  | Fiberglass reinforced plastic |  |  |  | Catchment Basin, Single walled catchment basin | Automatic shutoff device At 95% full | Automatic shutoff device At 95% full |  |  | Continuous Automatic Tank Gauge |  | Automatic flow restrictor (MLLD) | Automatic flow restrictor (MLLD) |  |  | Annual line testing | Annual line testing |  | UST Currently In Use: 3; UST Temp Close: 0; AST Currently In Use: 0; AST Temp Closed: 0 | 3 | 0 | 3 | 24756-125-011703 | HACKBERRY LANE PROPERTIES, LLC
12309 | Currently in Use |  | 1989-01-01 06:00 |  | Petroleum | Premium gasoline | Premium gasoline | Retail | Steel | Steel | Coated & cathodic protection (sti-P3) |  | Fiberglass reinforced plastic |  |  |  | Catchment Basin, Single walled catchment basin | Automatic shutoff device At 95% full | Automatic shutoff device At 95% full |  |  | Continuous Automatic Tank Gauge |  | Automatic flow restrictor (MLLD) | Automatic flow restrictor (MLLD) |  |  | Annual line testing | Annual line testing |  | UST Currently In Use: 3; UST Temp Close: 0; AST Currently In Use: 0; AST Temp Closed: 0 | 3 | 0 | 3 | 24756-125-011703 | HACKBERRY LANE PROPERTIES, LLC
12310 | Permanently Closed | 2011-04-27 06:00 | 1976-01-01 06:00 | 2015-05-12 06:00 | Petroleum | Unleaded gasoline | Unleaded gasoline | Retail, State/Federal Government | Steel | Steel | Field installed cathodic protection, Interior lined (not allowed as a standalone method of corrosion protection) |  | Steel |  |  | Field installed cathodic protection | Catchment Basin, Single walled catchment basin | Flow Rest 90% Full | Flow Rest 90% Full |  |  | Continuous Automatic Tank Gauge | [5 empty] | Annual line testing | Annual line testing |  | UST Currently In Use: 0; UST Temp Close: 0; AST Currently In Use: 0; AST Temp Closed: 0 | 0 | 0 | 3 | 14651-125-011705 | DEPARTMENT OF TRANSPORTATION HIGHWAY
12311 | Permanently Closed | 2011-04-27 06:00 | 1976-01-01 06:00 | 2015-05-12 06:00 | Petroleum | Mid-grade gasoline | Mid-grade gasoline | Retail, State/Federal Government | Steel | Steel | Field installed cathodic protection, Interior lined (not allowed as a standalone method of corrosion protection) | [5 empty] | Catchment Basin, Single walled catchment basin | Flow Rest 90% Full | Flow Rest 90% Full |  |  | Continuous Automatic Tank Gauge | [5 empty] | Annual line testing | Annual line testing |  | UST Currently In Use: 0; UST Temp Close: 0; AST Currently In Use: 0; AST Temp Closed: 0 | 0 | 0 | 3 | 14651-125-011705 | DEPARTMENT OF TRANSPORTATION HIGHWAY
12312 | Permanently Closed | 2011-04-27 06:00 | 1976-01-01 06:00 | 2015-05-12 06:00 | Petroleum | Premium gasoline | Premium gasoline | Retail, State/Federal Government | Steel | Steel | Field installed cathodic protection, Interior lined (not allowed as a standalone method of corrosion protection) | [5 empty] | Catchment Basin, Single walled catchment basin | Flow Rest 90% Full | Flow Rest 90% Full |  |  | Continuous Automatic Tank Gauge | [5 empty] | Annual line testing | Annual line testing |  | UST Currently In Use: 0; UST Temp Close: 0; AST Currently In Use: 0; AST Temp Closed: 0 | 0 | 0 | 3 | 14651-125-011705 | DEPARTMENT OF TRANSPORTATION HIGHWAY
12313 | Permanently Closed | 1991-04-09 06:00 | 1969-01-01 06:00 | 1991-04-09 06:00 | Petroleum | Unleaded gasoline | Unleaded gasoline |  | Steel | Steel |  | Painted or None | Steel |  | 1901-01-01 06:00 | [15 empty] | UST Currently In Use: 0; UST Temp Close: 4; AST Currently In Use: 0; AST Temp Closed: 0 | 0 | 4 | 3 | 25565-125-011706 | DISCOUNT BEAUTY OUTLET #2 LLC
12314 | Permanently Closed | 1991-04-09 06:00 | 1969-01-01 06:00 | 1991-04-09 06:00 | Petroleum | Unleaded gasoline | Unleaded gasoline |  | Steel | Steel |  | Painted or None | Steel |  | 1901-01-01 06:00 | [15 empty] | UST Currently In Use: 0; UST Temp Close: 4; AST Currently In Use: 0; AST Temp Closed: 0 | 0 | 4 | 3 | 25565-125-011706 | DISCOUNT BEAUTY OUTLET #2 LLC
12315 | Permanently Closed | 1991-04-09 06:00 | 1969-01-01 06:00 | 1991-04-09 06:00 | Petroleum | Unleaded gasoline | Unleaded gasoline |  | Steel | Steel |  | Painted or None | Steel |  | 1901-01-01 06:00 | [15 empty] | UST Currently In Use: 0; UST Temp Close: 4; AST Currently In Use: 0; AST Temp Closed: 0 | 0 | 4 | 3 | 25565-125-011706 | DISCOUNT BEAUTY OUTLET #2 LLC
12316 | Permanently Closed | 1998-12-15 06:00 | 1959-01-01 06:00 | 1999-04-13 06:00 | Petroleum | Unleaded gasoline | Unleaded gasoline |  | Steel | Steel |  | Painted or None | Steel |  | 1901-01-01 06:00 | [15 empty] | UST Currently In Use: 0; UST Temp Close: 0; AST Currently In Use: 0; AST Temp Closed: 0 | 0 | 0 | 2 | 17030-125-011707 | ESTES MARINA INC
12317 | Permanently Closed | 1998-12-15 06:00 | 1959-01-01 06:00 | 1999-04-13 06:00 | Petroleum | Unleaded gasoline | Unleaded gasoline |  | Steel | Steel |  | Painted or None | Steel |  | 1901-01-01 06:00 | [15 empty] | UST Currently In Use: 0; UST Temp Close: 0; AST Currently In Use: 0; AST Temp Closed: 0 | 0 | 0 | 2 | 17030-125-011707 | ESTES MARINA INC
12318 | Currently in Use |  | 1973-01-01 06:00 |  | Petroleum | Unleaded gasoline | Unleaded gasoline | Retail | Steel | Steel | Field installed cathodic protection, Interior lined (not allowed as a standalone method of corrosion protection) |  | Steel |  |  | Field installed cathodic protection | Catchment Basin, Single walled catchment basin | Flow Rest 90% Full | Flow Rest 90% Full |  |  | Continuous Automatic Tank Gauge |  | Automatic flow restrictor (MLLD) | Automatic flow restrictor (MLLD) |  |  | Annual line testing | Annual line testing |  | UST Currently In Use: 3; UST Temp Close: 1; AST Currently In Use: 0; AST Temp Closed: 0 | 3 | 1 | 0 | 13526-125-011708 | MOORE OIL COMPANY, INC.
12319 | Temporary Closed | 2023-04-23 06:00 | 1973-01-01 06:00 |  | Petroleum | Mid-grade gasoline | Mid-grade gasoline | Retail | Steel | Steel | Field installed cathodic protection, Interior lined (not allowed as a standalone method of corrosion protection) |  | Steel |  |  | Field installed cathodic protection | Catchment Basin, Single walled catchment basin | Flow Rest 90% Full | Flow Rest 90% Full |  |  | Continuous Automatic Tank Gauge |  | Automatic flow restrictor (MLLD) | Automatic flow restrictor (MLLD) |  |  | Annual line testing | Annual line testing |  | UST Currently In Use: 3; UST Temp Close: 1; AST Currently In Use: 0; AST Temp Closed: 0 | 3 | 1 | 0 | 13526-125-011708 | MOORE OIL COMPANY, INC.
12320 | Currently in Use |  | 1973-01-01 06:00 |  | Petroleum | Premium gasoline | Premium gasoline | Retail | Steel | Steel | Field installed cathodic protection, Interior lined (not allowed as a standalone method of corrosion protection) |  | Steel |  |  | Field installed cathodic protection | Catchment Basin, Single walled catchment basin | Flow Rest 90% Full | Flow Rest 90% Full |  |  | Continuous Automatic Tank Gauge |  | Automatic flow restrictor (MLLD) | Automatic flow restrictor (MLLD) |  |  | Annual line testing | Annual line testing |  | UST Currently In Use: 3; UST Temp Close: 1; AST Currently In Use: 0; AST Temp Closed: 0 | 3 | 1 | 0 | 13526-125-011708 | MOORE OIL COMPANY, INC.
12321 | Currently in Use |  | 1985-01-01 06:00 |  | Petroleum | On road diesel | On road diesel | Retail | Steel | Steel | Field installed cathodic protection, Interior lined (not allowed as a standalone method of corrosion protection) |  | Steel |  |  | Field installed cathodic protection | Catchment Basin, Single walled catchment basin | Flow Rest 90% Full | Flow Rest 90% Full |  |  | Continuous Automatic Tank Gauge |  | Automatic flow restrictor (MLLD) | Automatic flow restrictor (MLLD) |  |  | Annual line testing | Annual line testing |  | UST Currently In Use: 3; UST Temp Close: 1; AST Currently In Use: 0; AST Temp Closed: 0 | 3 | 1 | 0 | 13526-125-011708 | MOORE OIL COMPANY, INC.
12322 | Permanently Closed | 1987-12-01 06:00 | 1975-01-01 06:00 | 1988-12-12 06:00 | Petroleum | Unleaded gasoline | Unleaded gasoline |  | Steel | Steel |  | Painted or None | Steel |  | 1901-01-01 06:00 | [15 empty] | UST Currently In Use: 0; UST Temp Close: 0; AST Currently In Use: 0; AST Temp Closed: 0 | 0 | 0 | 4 | 11944-125-011709 | FRIDAY OIL INC
12323 | Permanently Closed | 1987-12-01 06:00 | 1975-01-01 06:00 | 1988-12-12 06:00 | Petroleum | Unleaded gasoline | Unleaded gasoline |  | Steel | Steel |  | Painted or None | Steel |  | 1901-01-01 06:00 | [15 empty] | UST Currently In Use: 0; UST Temp Close: 0; AST Currently In Use: 0; AST Temp Closed: 0 | 0 | 0 | 4 | 11944-125-011709 | FRIDAY OIL INC
12324 | Permanently Closed | 1987-12-01 06:00 | 1975-01-01 06:00 | 1988-12-12 06:00 | Petroleum | Unleaded gasoline | Unleaded gasoline |  | Steel | Steel |  | Painted or None | Steel |  | 1901-01-01 06:00 | [15 empty] | UST Currently In Use: 0; UST Temp Close: 0; AST Currently In Use: 0; AST Temp Closed: 0 | 0 | 0 | 4 | 11944-125-011709 | FRIDAY OIL INC
12325 | Permanently Closed | 1987-12-01 06:00 | 1975-01-01 06:00 | 1988-12-12 06:00 | Petroleum | On road diesel | On road diesel |  | Steel | Steel |  | Painted or None | Steel |  | 1901-01-01 06:00 | [15 empty] | UST Currently In Use: 0; UST Temp Close: 0; AST Currently In Use: 0; AST Temp Closed: 0 | 0 | 0 | 4 | 11944-125-011709 | FRIDAY OIL INC
12326 | Currently in Use |  | 1979-01-01 06:00 |  | Petroleum | Premium gasoline | Premium gasoline | Retail | Steel | Steel | Field installed cathodic protection |  | Fiberglass reinforced plastic |  |  |  | Catchment Basin, Single walled catchment basin | Automatic shutoff device At 95% full | Automatic shutoff device At 95% full |  |  | Automatic Tank Gauge |  | Automatic flow restrictor (MLLD), Containment Sump | Containment Sump |  |  | Annual line testing | Annual line testing |  | UST Currently In Use: 5; UST Temp Close: 0; AST Currently In Use: 0; AST Temp Closed: 0 | 5 | 0 | 0 | 13526-125-011710 | MOORE OIL COMPANY, INC.
12327 | Currently in Use |  | 1979-01-01 06:00 |  | Petroleum | Mid-grade gasoline | Mid-grade gasoline | Retail | Steel | Steel | Field installed cathodic protection |  | Fiberglass reinforced plastic |  |  |  | Catchment Basin, Single walled catchment basin | Automatic shutoff device At 95% full | Automatic shutoff device At 95% full |  |  | Automatic Tank Gauge |  | Automatic flow restrictor (MLLD), Containment Sump | Containment Sump |  |  | Annual line testing | Annual line testing |  | UST Currently In Use: 5; UST Temp Close: 0; AST Currently In Use: 0; AST Temp Closed: 0 | 5 | 0 | 0 | 13526-125-011710 | MOORE OIL COMPANY, INC.
12328 | Currently in Use |  | 1979-01-01 06:00 |  | Petroleum | Unleaded gasoline | Unleaded gasoline | Retail | Steel | Steel | Field installed cathodic protection |  | Fiberglass reinforced plastic |  |  |  | Catchment Basin, Single walled catchment basin | Automatic shutoff device At 95% full | Automatic shutoff device At 95% full |  |  | Automatic Tank Gauge |  | Automatic flow restrictor (MLLD), Containment Sump | Containment Sump |  |  | Annual line testing | Annual line testing |  | UST Currently In Use: 5; UST Temp Close: 0; AST Currently In Use: 0; AST Temp Closed: 0 | 5 | 0 | 0 | 13526-125-011710 | MOORE OIL COMPANY, INC.
12329 | Currently in Use |  | 1979-01-01 06:00 |  | Petroleum | On road diesel | On road diesel | Retail | Steel | Steel | Field installed cathodic protection |  | Fiberglass reinforced plastic |  |  |  | Catchment Basin, Single walled catchment basin | Automatic shutoff device At 95% full | Automatic shutoff device At 95% full |  |  | Automatic Tank Gauge |  | Automatic flow restrictor (MLLD), Containment Sump | Containment Sump |  |  | Annual line testing | Annual line testing |  | UST Currently In Use: 5; UST Temp Close: 0; AST Currently In Use: 0; AST Temp Closed: 0 | 5 | 0 | 0 | 13526-125-011710 | MOORE OIL COMPANY, INC.
12330 | Currently in Use |  | 1979-01-01 06:00 |  | Petroleum | On road diesel | On road diesel | Retail | Steel | Steel | Field installed cathodic protection |  | Fiberglass reinforced plastic |  |  |  | Catchment Basin, Single walled catchment basin | Automatic shutoff device At 95% full | Automatic shutoff device At 95% full |  |  | Automatic Tank Gauge |  | Automatic flow restrictor (MLLD), Containment Sump | Containment Sump |  |  | Annual line testing | Annual line testing |  | UST Currently In Use: 5; UST Temp Close: 0; AST Currently In Use: 0; AST Temp Closed: 0 | 5 | 0 | 0 | 13526-125-011710 | MOORE OIL COMPANY, INC.
12331 | Currently in Use |  | 1963-01-01 06:00 |  | Petroleum | Unleaded gasoline | Unleaded gasoline | Retail | Steel | Steel | Field installed cathodic protection, Interior lined (not allowed as a standalone method of corrosion protection) |  | Steel |  |  | Field installed cathodic protection | Catchment Basin, Single walled catchment basin | Flow Rest 90% Full | Flow Rest 90% Full |  |  | Continuous Automatic Tank Gauge |  | Automatic flow restrictor (MLLD), Containment Sump | Containment Sump |  |  | Annual line testing, Continuous alarm system | Continuous alarm system |  | UST Currently In Use: 3; UST Temp Close: 0; AST Currently In Use: 0; AST Temp Closed: 0 | 3 | 0 | 0 | 24519-125-011711 | COLONY CORPORATION OF ALABAMA INC
12332 | Currently in Use |  | 1963-01-01 06:00 |  | Petroleum | Mid-grade gasoline | Mid-grade gasoline | Retail | Steel | Steel | Field installed cathodic protection, Interior lined (not allowed as a standalone method of corrosion protection) | Painted or None | Steel |  |  | Field installed cathodic protection | Catchment Basin, Single walled catchment basin | Flow Rest 90% Full | Flow Rest 90% Full |  |  | Continuous Automatic Tank Gauge |  | Automatic flow restrictor (MLLD), Containment Sump | Containment Sump |  |  | Annual line testing, Continuous alarm system | Continuous alarm system |  | UST Currently In Use: 3; UST Temp Close: 0; AST Currently In Use: 0; AST Temp Closed: 0 | 3 | 0 | 0 | 24519-125-011711 | COLONY CORPORATION OF ALABAMA INC
12333 | Currently in Use |  | 1963-01-01 06:00 |  | Petroleum | Premium gasoline | Premium gasoline | Retail | Steel | Steel | Field installed cathodic protection, Interior lined (not allowed as a standalone method of corrosion protection) | Painted or None | Steel |  |  | Field installed cathodic protection | Catchment Basin, Single walled catchment basin | Flow Rest 90% Full | Flow Rest 90% Full |  |  | Continuous Automatic Tank Gauge |  | Automatic flow restrictor (MLLD), Containment Sump | Containment Sump |  |  | Annual line testing, Continuous alarm system | Continuous alarm system |  | UST Currently In Use: 3; UST Temp Close: 0; AST Currently In Use: 0; AST Temp Closed: 0 | 3 | 0 | 0 | 24519-125-011711 | COLONY CORPORATION OF ALABAMA INC
12334 | Permanently Closed | 1901-01-01 06:00 | 1959-01-01 06:00 | 1988-12-12 06:00 | Petroleum | Unleaded gasoline | Unleaded gasoline |  | Steel | Steel |  | Painted or None | Steel |  | 1901-01-01 06:00 | [15 empty] | UST Currently In Use: 0; UST Temp Close: 0; AST Currently In Use: 0; AST Temp Closed: 0 | 0 | 0 | 3 | 11944-125-011712 | FRIDAY OIL INC
12335 | Permanently Closed | 1901-01-01 06:00 | 1959-01-01 06:00 | 1988-12-12 06:00 | Petroleum | Unleaded gasoline | Unleaded gasoline |  | Steel | Steel |  | Painted or None | Steel |  | 1901-01-01 06:00 | [15 empty] | UST Currently In Use: 0; UST Temp Close: 0; AST Currently In Use: 0; AST Temp Closed: 0 | 0 | 0 | 3 | 11944-125-011712 | FRIDAY OIL INC
12336 | Permanently Closed | 1901-01-01 06:00 | 1959-01-01 06:00 | 1988-12-12 06:00 | Petroleum | Unleaded gasoline | Unleaded gasoline |  | Steel | Steel |  | Painted or None | Steel |  | 1901-01-01 06:00 | [15 empty] | UST Currently In Use: 0; UST Temp Close: 0; AST Currently In Use: 0; AST Temp Closed: 0 | 0 | 0 | 3 | 11944-125-011712 | FRIDAY OIL INC
12337 | Permanently Closed | 1901-01-01 06:00 | 1963-01-01 06:00 | 2011-11-11 06:00 | Petroleum | Unleaded gasoline | Unleaded gasoline |  | Steel | Steel |  | Painted or None | Steel |  | 1901-01-01 06:00 | [15 empty] | UST Currently In Use: 4; UST Temp Close: 0; AST Currently In Use: 0; AST Temp Closed: 0 | 4 | 0 | 7 | 13526-125-011713 | MOORE OIL COMPANY, INC.
12338 | Permanently Closed | 1901-01-01 06:00 | 1963-01-01 06:00 | 2011-11-11 06:00 | Petroleum | Unleaded gasoline | Unleaded gasoline |  | Steel | Steel |  | Painted or None | Steel |  | 1901-01-01 06:00 | [15 empty] | UST Currently In Use: 4; UST Temp Close: 0; AST Currently In Use: 0; AST Temp Closed: 0 | 4 | 0 | 7 | 13526-125-011713 | MOORE OIL COMPANY, INC.
12339 | Permanently Closed | 1901-01-01 06:00 | 1963-01-01 06:00 | 2011-11-11 06:00 | Petroleum | Unleaded gasoline | Unleaded gasoline |  | Steel | Steel |  | Painted or None | Steel |  | 1901-01-01 06:00 | [15 empty] | UST Currently In Use: 4; UST Temp Close: 0; AST Currently In Use: 0; AST Temp Closed: 0 | 4 | 0 | 7 | 13526-125-011713 | MOORE OIL COMPANY, INC.
12340 | Permanently Closed | 1901-01-01 06:00 | 1963-01-01 06:00 | 2011-11-11 06:00 | Petroleum | On road diesel | On road diesel |  | Steel | Steel |  | Painted or None | Steel |  | 1901-01-01 06:00 | [15 empty] | UST Currently In Use: 4; UST Temp Close: 0; AST Currently In Use: 0; AST Temp Closed: 0 | 4 | 0 | 7 | 13526-125-011713 | MOORE OIL COMPANY, INC.
12341 | Permanently Closed | 1901-01-01 06:00 | 1963-01-01 06:00 | 2011-11-11 06:00 | Petroleum | On road diesel | On road diesel |  | Steel | Steel |  | Painted or None | Steel |  | 1901-01-01 06:00 | [12 empty] | Annual line testing | Annual line testing |  | UST Currently In Use: 4; UST Temp Close: 0; AST Currently In Use: 0; AST Temp Closed: 0 | 4 | 0 | 7 | 13526-125-011713 | MOORE OIL COMPANY, INC.
12342 | Permanently Closed | 1901-01-01 06:00 | 1963-01-01 06:00 | 2011-11-11 06:00 | Petroleum | On road diesel | On road diesel |  | Steel | Steel |  | Painted or None | Steel |  | 1901-01-01 06:00 | [15 empty] | UST Currently In Use: 4; UST Temp Close: 0; AST Currently In Use: 0; AST Temp Closed: 0 | 4 | 0 | 7 | 13526-125-011713 | MOORE OIL COMPANY, INC.
12343 | Permanently Closed | 1901-01-01 06:00 | 1963-01-01 06:00 | 2011-11-11 06:00 | Petroleum | On road diesel | On road diesel |  | Steel | Steel |  | Painted or None | Steel |  | 1901-01-01 06:00 | [15 empty] | UST Currently In Use: 4; UST Temp Close: 0; AST Currently In Use: 0; AST Temp Closed: 0 | 4 | 0 | 7 | 13526-125-011713 | MOORE OIL COMPANY, INC.
12344 | Currently in Use |  | 1990-01-01 06:00 |  | Petroleum | Unleaded gasoline | Unleaded gasoline | Retail | Steel | Steel | Coated & cathodic protection (sti-P3), Field installed cathodic protection |  | Fiberglass reinforced plastic |  |  |  | Catchment Basin, Single walled catchment basin | Flow Rest 90% Full | Flow Rest 90% Full |  |  | Continuous Automatic Tank Gauge |  | Automatic shutoff device (AELLD) | Automatic shutoff device (AELLD) |  |  | Annual line testing | Annual line testing |  | UST Currently In Use: 4; UST Temp Close: 0; AST Currently In Use: 0; AST Temp Closed: 0 | 4 | 0 | 7 | 13526-125-011713 | MOORE OIL COMPANY, INC.
12345 | Currently in Use |  | 1990-01-01 06:00 |  | Petroleum | Mid-grade gasoline | Mid-grade gasoline | Retail | Steel | Steel | Coated & cathodic protection (sti-P3), Field installed cathodic protection |  | Fiberglass reinforced plastic |  |  |  | Catchment Basin, Single walled catchment basin | Flow Rest 90% Full | Flow Rest 90% Full |  |  | Continuous Automatic Tank Gauge |  | Automatic flow restrictor (MLLD), Automatic shutoff device (AELLD) | Automatic shutoff device (AELLD) |  |  | Annual line testing | Annual line testing |  | UST Currently In Use: 4; UST Temp Close: 0; AST Currently In Use: 0; AST Temp Closed: 0 | 4 | 0 | 7 | 13526-125-011713 | MOORE OIL COMPANY, INC.
12346 | Currently in Use |  | 1990-01-01 06:00 |  | Petroleum | Premium gasoline | Premium gasoline | Retail | Steel | Steel | Coated & cathodic protection (sti-P3), Field installed cathodic protection |  | Fiberglass reinforced plastic |  |  |  | Catchment Basin, Single walled catchment basin | Flow Rest 90% Full | Flow Rest 90% Full |  |  | Continuous Automatic Tank Gauge |  | Automatic shutoff device (AELLD) | Automatic shutoff device (AELLD) |  |  | Annual line testing | Annual line testing |  | UST Currently In Use: 4; UST Temp Close: 0; AST Currently In Use: 0; AST Temp Closed: 0 | 4 | 0 | 7 | 13526-125-011713 | MOORE OIL COMPANY, INC.
12347 | Currently in Use |  | 1990-01-01 06:00 |  | Petroleum | On road diesel | On road diesel | Retail | Steel | Steel | Coated & cathodic protection (sti-P3), Field installed cathodic protection |  | Fiberglass reinforced plastic |  |  |  | Catchment Basin, Single walled catchment basin | Flow Rest 90% Full | Flow Rest 90% Full |  |  | Continuous Automatic Tank Gauge |  | Automatic shutoff device (AELLD) | Automatic shutoff device (AELLD) |  |  | Annual line testing | Annual line testing |  | UST Currently In Use: 4; UST Temp Close: 0; AST Currently In Use: 0; AST Temp Closed: 0 | 4 | 0 | 7 | 13526-125-011713 | MOORE OIL COMPANY, INC.
12348 | Permanently Closed | 1994-01-01 06:00 | 1967-01-01 06:00 | 1994-02-11 06:00 | Petroleum | Unleaded gasoline | Unleaded gasoline |  | Steel | Steel |  | Painted or None | Steel |  | 1901-01-01 06:00 | [15 empty] | UST Currently In Use: 0; UST Temp Close: 0; AST Currently In Use: 0; AST Temp Closed: 0 | 0 | 0 | 6 | 11944-125-011714 | FRIDAY OIL INC
12349 | Permanently Closed | 1994-01-01 06:00 | 1967-01-01 06:00 | 1994-02-11 06:00 | Petroleum | Unleaded gasoline | Unleaded gasoline |  | Steel | Steel |  | Painted or None | Steel |  | 1901-01-01 06:00 | [15 empty] | UST Currently In Use: 0; UST Temp Close: 0; AST Currently In Use: 0; AST Temp Closed: 0 | 0 | 0 | 6 | 11944-125-011714 | FRIDAY OIL INC
12350 | Permanently Closed | 1994-01-01 06:00 | 1967-01-01 06:00 | 1994-02-11 06:00 | Petroleum | Unleaded gasoline | Unleaded gasoline |  | Steel | Steel |  | Painted or None | Steel |  | 1901-01-01 06:00 | [15 empty] | UST Currently In Use: 0; UST Temp Close: 0; AST Currently In Use: 0; AST Temp Closed: 0 | 0 | 0 | 6 | 11944-125-011714 | FRIDAY OIL INC
12351 | Permanently Closed | 1989-01-01 06:00 | 1967-01-01 06:00 | 1994-02-11 06:00 | Petroleum | Kerosene | Kerosene |  | Steel | Steel |  | Painted or None | Steel |  | 1901-01-01 06:00 | [15 empty] | UST Currently In Use: 0; UST Temp Close: 0; AST Currently In Use: 0; AST Temp Closed: 0 | 0 | 0 | 6 | 11944-125-011714 | FRIDAY OIL INC
12352 | Permanently Closed | 1989-01-01 06:00 | 1967-01-01 06:00 | 1994-02-11 06:00 | Petroleum | Other, MNRLSPIRIT | Other |  | Steel | Steel |  | Painted or None | Steel |  | 1901-01-01 06:00 | [15 empty] | UST Currently In Use: 0; UST Temp Close: 0; AST Currently In Use: 0; AST Temp Closed: 0 | 0 | 0 | 6 | 11944-125-011714 | FRIDAY OIL INC
12353 | Permanently Closed | 1989-01-01 06:00 | 1967-01-01 06:00 | 1994-02-11 06:00 | Petroleum | On road diesel | On road diesel |  | Steel | Steel |  | Painted or None | Steel |  | 1901-01-01 06:00 | [15 empty] | UST Currently In Use: 0; UST Temp Close: 0; AST Currently In Use: 0; AST Temp Closed: 0 | 0 | 0 | 6 | 11944-125-011714 | FRIDAY OIL INC
12354 | Permanently Closed | 1988-01-01 06:00 | 1965-01-01 06:00 | 1994-02-11 06:00 | Petroleum | Unleaded gasoline | Unleaded gasoline |  | Steel | Steel |  | Painted or None | Steel |  | 1901-01-01 06:00 | [15 empty] | UST Currently In Use: 0; UST Temp Close: 0; AST Currently In Use: 0; AST Temp Closed: 0 | 0 | 0 | 4 | 11944-125-011715 | FRIDAY OIL INC
12355 | Permanently Closed | 1988-01-01 06:00 | 1965-01-01 06:00 | 1994-02-11 06:00 | Petroleum | Unleaded gasoline | Unleaded gasoline |  | Steel | Steel |  | Painted or None | Steel |  | 1901-01-01 06:00 | [15 empty] | UST Currently In Use: 0; UST Temp Close: 0; AST Currently In Use: 0; AST Temp Closed: 0 | 0 | 0 | 4 | 11944-125-011715 | FRIDAY OIL INC
12356 | Permanently Closed | 1988-01-01 06:00 | 1965-01-01 06:00 | 1994-02-11 06:00 | Petroleum | Unleaded gasoline | Unleaded gasoline |  | Steel | Steel |  | Painted or None | Steel |  | 1901-01-01 06:00 | [15 empty] | UST Currently In Use: 0; UST Temp Close: 0; AST Currently In Use: 0; AST Temp Closed: 0 | 0 | 0 | 4 | 11944-125-011715 | FRIDAY OIL INC
12357 | Permanently Closed | 1988-01-01 06:00 | 1965-01-01 06:00 | 1994-02-11 06:00 | Petroleum | On road diesel | On road diesel |  | Steel | Steel |  | Painted or None | Steel |  | 1901-01-01 06:00 | [15 empty] | UST Currently In Use: 0; UST Temp Close: 0; AST Currently In Use: 0; AST Temp Closed: 0 | 0 | 0 | 4 | 11944-125-011715 | FRIDAY OIL INC
12358 | Currently in Use |  | 1987-01-01 06:00 |  | Petroleum | Unleaded gasoline | Unleaded gasoline | Retail | Steel | Steel | Coated & cathodic protection (sti-P3), Field installed cathodic protection |  | Steel |  |  | Field installed cathodic protection | Catchment Basin, Single walled catchment basin | Flow Rest 90% Full | Flow Rest 90% Full |  |  | Continuous Automatic Tank Gauge |  | Automatic flow restrictor (MLLD) | Automatic flow restrictor (MLLD) |  |  | Annual line testing | Annual line testing |  | UST Currently In Use: 4; UST Temp Close: 0; AST Currently In Use: 0; AST Temp Closed: 0 | 4 | 0 | 0 | 13526-125-013231 | MOORE OIL COMPANY, INC.
12359 | Currently in Use |  | 1987-01-01 06:00 |  | Petroleum | Unleaded gasoline | Unleaded gasoline | Retail | Steel | Steel | Coated & cathodic protection (sti-P3), Field installed cathodic protection |  | Steel |  |  | Field installed cathodic protection | Catchment Basin, Single walled catchment basin | Flow Rest 90% Full | Flow Rest 90% Full |  |  | Continuous Automatic Tank Gauge |  | Automatic flow restrictor (MLLD) | Automatic flow restrictor (MLLD) |  |  | Annual line testing | Annual line testing |  | UST Currently In Use: 4; UST Temp Close: 0; AST Currently In Use: 0; AST Temp Closed: 0 | 4 | 0 | 0 | 13526-125-013231 | MOORE OIL COMPANY, INC.
12360 | Currently in Use |  | 1987-01-01 06:00 |  | Petroleum | Premium gasoline | Premium gasoline | Retail | Steel | Steel | Coated & cathodic protection (sti-P3), Field installed cathodic protection |  | Steel |  |  | Field installed cathodic protection | Catchment Basin, Single walled catchment basin | Flow Rest 90% Full | Flow Rest 90% Full |  |  | Continuous Automatic Tank Gauge |  | Automatic flow restrictor (MLLD) | Automatic flow restrictor (MLLD) |  |  | Annual line testing | Annual line testing |  | UST Currently In Use: 4; UST Temp Close: 0; AST Currently In Use: 0; AST Temp Closed: 0 | 4 | 0 | 0 | 13526-125-013231 | MOORE OIL COMPANY, INC.
12361 | Currently in Use |  | 1987-01-01 06:00 |  | Petroleum | On road diesel | On road diesel | Retail | Steel | Steel | Coated & cathodic protection (sti-P3), Field installed cathodic protection |  | Steel |  |  | Field installed cathodic protection | Catchment Basin, Single walled catchment basin | Flow Rest 90% Full | Flow Rest 90% Full |  |  | Continuous Automatic Tank Gauge |  | Automatic flow restrictor (MLLD) | Automatic flow restrictor (MLLD) |  |  | Annual line testing | Annual line testing |  | UST Currently In Use: 4; UST Temp Close: 0; AST Currently In Use: 0; AST Temp Closed: 0 | 4 | 0 | 0 | 13526-125-013231 | MOORE OIL COMPANY, INC.
12362 | Permanently Closed | 1991-11-01 06:00 | 1984-01-01 06:00 | 1994-03-24 06:00 | Petroleum | Other, NEW OIL | Other |  | Steel | Steel |  | Painted or None | Steel |  | 1901-01-01 06:00 | [15 empty] | UST Currently In Use: 0; UST Temp Close: 0; AST Currently In Use: 0; AST Temp Closed: 0 | 0 | 0 | 2 | 11944-125-013968 | FRIDAY OIL INC
12363 | Permanently Closed | 1991-11-01 06:00 | 1984-01-01 06:00 | 1994-03-24 06:00 | Petroleum | Used oil | Used oil |  | Steel | Steel |  | Painted or None | Steel |  | 1901-01-01 06:00 | [15 empty] | UST Currently In Use: 0; UST Temp Close: 0; AST Currently In Use: 0; AST Temp Closed: 0 | 0 | 0 | 2 | 11944-125-013968 | FRIDAY OIL INC
12364 | Permanently Closed | 1993-01-01 06:00 | 1985-12-05 06:00 | 1993-11-18 06:00 | Petroleum | Unleaded gasoline | Unleaded gasoline | Industrial | Steel | Steel | Coated & cathodic protection (sti-P3) |  | Fiberglass reinforced plastic |  | 1901-01-01 06:00 | None | Catchment Basin, Single walled catchment basin | Automatic shutoff device At 95% full | Automatic shutoff device At 95% full | [11 empty] | UST Currently In Use: 0; UST Temp Close: 0; AST Currently In Use: 0; AST Temp Closed: 0 | 0 | 0 | 2 | 11944-125-013969 | FRIDAY OIL INC
12365 | Permanently Closed | 1901-01-01 06:00 | 1974-01-01 06:00 | 1986-12-12 06:00 | Petroleum | Unleaded gasoline | Unleaded gasoline | [7 empty] | 1901-01-01 06:00 | [15 empty] | UST Currently In Use: 0; UST Temp Close: 0; AST Currently In Use: 0; AST Temp Closed: 0 | 0 | 0 | 1 | 11945-073-000160 | FRITO LAY
12366 | Permanently Closed | 1993-10-05 06:00 | 1980-01-01 06:00 | 1995-10-05 06:00 | Petroleum | Unleaded gasoline | Unleaded gasoline |  | Steel | Steel | Coated & cathodic protection (sti-P3) |  |  |  | 1901-01-01 06:00 | Field installed cathodic protection | [11 empty] | Annual line testing | Annual line testing |  | UST Currently In Use: 0; UST Temp Close: 0; AST Currently In Use: 0; AST Temp Closed: 0 | 0 | 0 | 1 | 11945-089-000161 | FRITO LAY
12367 | Permanently Closed | 1991-10-15 06:00 | 1973-01-01 06:00 | 1991-10-15 06:00 | Petroleum | Unleaded gasoline | Unleaded gasoline |  | Steel | Steel |  | Painted or None |  |  | 1901-01-01 06:00 | [15 empty] | UST Currently In Use: 0; UST Temp Close: 0; AST Currently In Use: 0; AST Temp Closed: 0 | 0 | 0 | 1 | 11945-097-011215 | FRITO LAY
12368 | Permanently Closed | 1901-01-01 06:00 | 1962-01-01 06:00 | 1988-07-12 06:00 | Petroleum | Unleaded gasoline | Unleaded gasoline |  | Steel | Steel |  | Painted or None | Other, STEEL |  | 1901-01-01 06:00 | [15 empty] | UST Currently In Use: 0; UST Temp Close: 0; AST Currently In Use: 3; AST Temp Closed: 0 | 0 | 0 | 8 | 11948-103-003929 | NICHOLS ALUMINUM - ALABAMA INC.
12369 | Permanently Closed | 1901-01-01 06:00 | 1970-01-01 06:00 | 1988-06-02 06:00 | Petroleum | Other, HYDRAL OIL | Other |  | Steel | Steel |  | Painted or None | Other, STEEL |  | 1901-01-01 06:00 | [15 empty] | UST Currently In Use: 0; UST Temp Close: 0; AST Currently In Use: 3; AST Temp Closed: 0 | 0 | 0 | 8 | 11948-103-003929 | NICHOLS ALUMINUM - ALABAMA INC.
12370 | Permanently Closed | 1901-01-01 06:00 | 1974-01-01 06:00 | 1988-01-01 06:00 | Petroleum | Used oil | Used oil |  | Steel | Steel |  | Painted or None | Other, STEEL |  | 1901-01-01 06:00 | [15 empty] | UST Currently In Use: 0; UST Temp Close: 0; AST Currently In Use: 3; AST Temp Closed: 0 | 0 | 0 | 8 | 11948-103-003929 | NICHOLS ALUMINUM - ALABAMA INC.
12371 | Permanently Closed | 1901-01-01 06:00 | 1961-01-01 06:00 | 1988-08-15 06:00 | Petroleum | Other, NONE | Other |  | Steel | Steel |  | Painted or None | Steel |  | 1901-01-01 06:00 | [15 empty] | UST Currently In Use: 0; UST Temp Close: 0; AST Currently In Use: 3; AST Temp Closed: 0 | 0 | 0 | 8 | 11948-103-003929 | NICHOLS ALUMINUM - ALABAMA INC.
12372 | Permanently Closed | 1901-01-01 06:00 | 1961-01-01 06:00 | 1988-06-18 06:00 | Petroleum | Other, VARSOL | Other |  | Steel | Steel |  | Painted or None | Other, STEEL |  | 1901-01-01 06:00 | [15 empty] | UST Currently In Use: 0; UST Temp Close: 0; AST Currently In Use: 3; AST Temp Closed: 0 | 0 | 0 | 8 | 11948-103-003929 | NICHOLS ALUMINUM - ALABAMA INC.
12373 | Permanently Closed | 1901-01-01 06:00 | 1960-01-01 06:00 | 1988-08-17 06:00 | Petroleum | Used oil | Used oil |  | Steel | Steel |  | Painted or None | Other, STEEL |  | 1901-01-01 06:00 | [15 empty] | UST Currently In Use: 0; UST Temp Close: 0; AST Currently In Use: 3; AST Temp Closed: 0 | 0 | 0 | 8 | 11948-103-003929 | NICHOLS ALUMINUM - ALABAMA INC.
12374 | Permanently Closed | 1985-03-01 06:00 | 1970-01-01 06:00 | 1987-12-08 06:00 | Hazardous Substance | [6 empty] | Painted or None | Other, STEEL |  | 1901-01-01 06:00 | [15 empty] | UST Currently In Use: 0; UST Temp Close: 0; AST Currently In Use: 3; AST Temp Closed: 0 | 0 | 0 | 8 | 11948-103-003929 | NICHOLS ALUMINUM - ALABAMA INC.
12375 | Permanently Closed | 1987-10-01 06:00 | 1974-01-01 06:00 | 1987-11-22 06:00 | Petroleum | Other, FLUID | Other |  |  |  |  | Painted or None | Steel |  | 1901-01-01 06:00 | [15 empty] | UST Currently In Use: 0; UST Temp Close: 0; AST Currently In Use: 3; AST Temp Closed: 0 | 0 | 0 | 8 | 11948-103-003929 | NICHOLS ALUMINUM - ALABAMA INC.
12376 | Permanently Closed | 1993-01-01 06:00 | 1968-01-01 06:00 | 1993-01-01 06:00 | Petroleum | Other, LIGHT OILS | Other |  | Steel | Steel |  |  |  |  | 1901-01-01 06:00 | [15 empty] | UST Currently In Use: 0; UST Temp Close: 0; AST Currently In Use: 0; AST Temp Closed: 0 | 0 | 0 | 1 | 11949-073-000542 | FRUEHAUF TRAILER CO
12377 | Permanently Closed | 1988-11-01 06:00 | 1969-01-01 06:00 | 1988-12-16 06:00 | Petroleum | Unleaded gasoline | Unleaded gasoline |  | Steel | Steel |  | Painted or None |  |  | 1901-01-01 06:00 | [15 empty] | UST Currently In Use: 0; UST Temp Close: 0; AST Currently In Use: 0; AST Temp Closed: 0 | 0 | 0 | 3 | 11950-091-008646 | FRUGE OIL OF ALABAMA
12378 | Permanently Closed | 1988-11-01 06:00 | 1969-01-01 06:00 | 1988-12-16 06:00 | Petroleum | Unleaded gasoline | Unleaded gasoline |  | Steel | Steel |  | Painted or None |  |  | 1901-01-01 06:00 | [15 empty] | UST Currently In Use: 0; UST Temp Close: 0; AST Currently In Use: 0; AST Temp Closed: 0 | 0 | 0 | 3 | 11950-091-008646 | FRUGE OIL OF ALABAMA
12379 | Permanently Closed | 1988-11-01 06:00 | 1969-01-01 06:00 | 1988-12-16 06:00 | Petroleum | Unleaded gasoline | Unleaded gasoline |  | Steel | Steel |  | Painted or None |  |  | 1901-01-01 06:00 | [15 empty] | UST Currently In Use: 0; UST Temp Close: 0; AST Currently In Use: 0; AST Temp Closed: 0 | 0 | 0 | 3 | 11950-091-008646 | FRUGE OIL OF ALABAMA
12380 | Permanently Closed | 1991-12-12 06:00 | 1969-01-01 06:00 | 1991-12-12 06:00 | Petroleum | Unleaded gasoline | Unleaded gasoline |  | Steel | Steel |  | Painted or None |  |  | 1901-01-01 06:00 | [15 empty] | UST Currently In Use: 0; UST Temp Close: 0; AST Currently In Use: 0; AST Temp Closed: 0 | 0 | 0 | 3 | 11950-091-008647 | FRUGE OIL OF ALABAMA
12381 | Permanently Closed | 1991-12-12 06:00 | 1969-01-01 06:00 | 1991-12-12 06:00 | Petroleum | Unleaded gasoline | Unleaded gasoline |  | Steel | Steel |  | Painted or None |  |  | 1901-01-01 06:00 | [15 empty] | UST Currently In Use: 0; UST Temp Close: 0; AST Currently In Use: 0; AST Temp Closed: 0 | 0 | 0 | 3 | 11950-091-008647 | FRUGE OIL OF ALABAMA
12382 | Permanently Closed | 1991-12-12 06:00 | 1969-01-01 06:00 | 1991-12-12 06:00 | Petroleum | Unleaded gasoline | Unleaded gasoline |  | Steel | Steel |  | Painted or None |  |  | 1901-01-01 06:00 | [15 empty] | UST Currently In Use: 0; UST Temp Close: 0; AST Currently In Use: 0; AST Temp Closed: 0 | 0 | 0 | 3 | 11950-091-008647 | FRUGE OIL OF ALABAMA
12383 | Permanently Closed | 1994-12-01 06:00 | 1969-01-01 06:00 | 1997-01-10 06:00 | Petroleum | Unleaded gasoline | Unleaded gasoline |  | Steel | Steel |  | Painted or None |  |  | 1901-01-01 06:00 | [15 empty] | UST Currently In Use: 0; UST Temp Close: 0; AST Currently In Use: 0; AST Temp Closed: 0 | 0 | 0 | 3 | 11950-119-008645 | FRUGE OIL OF ALABAMA
12384 | Permanently Closed | 1994-12-01 06:00 | 1969-01-01 06:00 | 1997-01-10 06:00 | Petroleum | Unleaded gasoline | Unleaded gasoline |  | Steel | Steel |  | Painted or None |  |  | 1901-01-01 06:00 | [15 empty] | UST Currently In Use: 0; UST Temp Close: 0; AST Currently In Use: 0; AST Temp Closed: 0 | 0 | 0 | 3 | 11950-119-008645 | FRUGE OIL OF ALABAMA
12385 | Permanently Closed | 1994-12-01 06:00 | 1969-01-01 06:00 | 1997-01-10 06:00 | Petroleum | Unleaded gasoline | Unleaded gasoline |  | Steel | Steel |  | Painted or None |  |  | 1901-01-01 06:00 | [15 empty] | UST Currently In Use: 0; UST Temp Close: 0; AST Currently In Use: 0; AST Temp Closed: 0 | 0 | 0 | 3 | 11950-119-008645 | FRUGE OIL OF ALABAMA
12386 | Permanently Closed | 1996-06-01 06:00 | 1979-01-01 06:00 | 1996-06-17 06:00 | Petroleum | Unleaded gasoline | Unleaded gasoline | State/federal government | Steel | Steel |  | Painted or None | Steel |  | 1901-01-01 06:00 | [15 empty] | UST Currently In Use: 0; UST Temp Close: 0; AST Currently In Use: 0; AST Temp Closed: 0 | 0 | 0 | 1 | 14587-081-004386 | AL ST MILITARY DEPT - CFMO ENV. OFF.
12387 | Permanently Closed | 1988-09-15 06:00 | 1963-01-01 06:00 | 1988-09-15 06:00 | Petroleum | Unleaded gasoline | Unleaded gasoline | State/federal government | Steel | Steel |  | Painted or None | Steel |  | 1901-01-01 06:00 | [15 empty] | UST Currently In Use: 0; UST Temp Close: 0; AST Currently In Use: 0; AST Temp Closed: 0 | 0 | 0 | 1 | 14587-061-012250 | AL ST MILITARY DEPT - CFMO ENV. OFF.
12388 | Permanently Closed | 1994-04-27 06:00 | 1979-01-01 06:00 | 1994-04-27 06:00 | Petroleum | Used oil | Used oil | State/federal government | Steel | Steel |  | Painted or None | Steel |  | 1901-01-01 06:00 | [12 empty] | Annual line testing | Annual line testing |  | UST Currently In Use: 0; UST Temp Close: 0; AST Currently In Use: 0; AST Temp Closed: 0 | 0 | 0 | 18 | 11953-015-015840 | US ARMY GARRISON/TRANSITION FORCE
12389 | Permanently Closed | 1994-04-27 06:00 | 1979-01-01 06:00 | 1994-04-27 06:00 | Petroleum | Used oil | Used oil | State/federal government | Steel | Steel |  | Painted or None | Steel |  | 1901-01-01 06:00 | [15 empty] | UST Currently In Use: 0; UST Temp Close: 0; AST Currently In Use: 0; AST Temp Closed: 0 | 0 | 0 | 18 | 11953-015-015840 | US ARMY GARRISON/TRANSITION FORCE
12390 | Permanently Closed | 1990-01-01 06:00 | 1979-01-01 06:00 | 1990-01-01 06:00 | Petroleum | Used oil | Used oil | State/federal government | Steel | Steel |  | Painted or None | Steel |  | 1901-01-01 06:00 | [15 empty] | UST Currently In Use: 0; UST Temp Close: 0; AST Currently In Use: 0; AST Temp Closed: 0 | 0 | 0 | 3 | 11953-015-015822 | US ARMY GARRISON/TRANSITION FORCE
12391 | Retired | 1977-06-01 06:00 | 1937-01-01 06:00 |  | Petroleum | Unleaded gasoline | Unleaded gasoline | State/federal government | Steel | Steel |  | Painted or None | Steel |  | 1901-01-01 06:00 | [15 empty] | UST Currently In Use: 0; UST Temp Close: 0; AST Currently In Use: 0; AST Temp Closed: 0 | 0 | 0 | 18 | 11953-015-015840 | US ARMY GARRISON/TRANSITION FORCE
12392 | Retired | 1977-05-01 06:00 | 1937-01-01 06:00 |  | Petroleum | Unleaded gasoline | Unleaded gasoline | State/federal government | Steel | Steel |  | Painted or None | Steel |  | 1901-01-01 06:00 | [15 empty] | UST Currently In Use: 0; UST Temp Close: 0; AST Currently In Use: 0; AST Temp Closed: 0 | 0 | 0 | 18 | 11953-015-015840 | US ARMY GARRISON/TRANSITION FORCE
12393 | Retired | 1977-05-01 06:00 | 1979-01-01 06:00 |  | Petroleum | Used oil | Used oil | State/federal government | Steel | Steel |  | Painted or None | Steel |  | 1901-01-01 06:00 | [15 empty] | UST Currently In Use: 0; UST Temp Close: 0; AST Currently In Use: 0; AST Temp Closed: 0 | 0 | 0 | 18 | 11953-015-015840 | US ARMY GARRISON/TRANSITION FORCE
12394 | Permanently Closed | 1994-05-13 06:00 | 1979-01-01 06:00 | 1994-05-13 06:00 | Petroleum | Used oil | Used oil | State/federal government | Steel | Steel |  | Painted or None | Steel |  | 1901-01-01 06:00 | [15 empty] | UST Currently In Use: 0; UST Temp Close: 0; AST Currently In Use: 0; AST Temp Closed: 0 | 0 | 0 | 18 | 11953-015-015840 | US ARMY GARRISON/TRANSITION FORCE
12395 | Permanently Closed | 1994-04-29 06:00 | 1979-01-01 06:00 | 1994-04-29 06:00 | Petroleum | Used oil | Used oil | State/federal government | Steel | Steel |  | Painted or None | Steel |  | 1901-01-01 06:00 | [15 empty] | UST Currently In Use: 0; UST Temp Close: 0; AST Currently In Use: 0; AST Temp Closed: 0 | 0 | 0 | 18 | 11953-015-015840 | US ARMY GARRISON/TRANSITION FORCE
12396 | Permanently Closed | 1994-05-02 06:00 | 1979-01-01 06:00 | 1994-05-02 06:00 | Petroleum | Used oil | Used oil | State/federal government | Steel | Steel |  | Painted or None | Steel |  | 1901-01-01 06:00 | [15 empty] | UST Currently In Use: 0; UST Temp Close: 0; AST Currently In Use: 0; AST Temp Closed: 0 | 0 | 0 | 18 | 11953-015-015840 | US ARMY GARRISON/TRANSITION FORCE
12397 | Retired | 1977-05-01 06:00 | 1979-01-01 06:00 |  | Petroleum | Used oil | Used oil | State/federal government | Steel | Steel |  | Painted or None | Steel |  | 1901-01-01 06:00 | [15 empty] | UST Currently In Use: 0; UST Temp Close: 0; AST Currently In Use: 0; AST Temp Closed: 0 | 0 | 0 | 18 | 11953-015-015840 | US ARMY GARRISON/TRANSITION FORCE
12398 | Retired | 1977-05-01 06:00 | 1982-01-01 06:00 |  | Petroleum | Unleaded gasoline | Unleaded gasoline | State/federal government | Fiberglass reinforced plastic | Fiberglass reinforced plastic |  |  | Steel |  | 1901-01-01 06:00 | [15 empty] | UST Currently In Use: 0; UST Temp Close: 0; AST Currently In Use: 0; AST Temp Closed: 0 | 0 | 0 | 18 | 11953-015-015840 | US ARMY GARRISON/TRANSITION FORCE
12399 | Permanently Closed | 1999-01-01 06:00 | 1952-01-01 06:00 | 2003-03-29 06:00 | Petroleum | On road diesel | On road diesel | State/federal government | Fiberglass reinforced plastic | Fiberglass reinforced plastic |  |  | Steel |  | 1901-01-01 06:00 | [15 empty] | UST Currently In Use: 0; UST Temp Close: 0; AST Currently In Use: 0; AST Temp Closed: 0 | 0 | 0 | 3 | 11953-015-015822 | US ARMY GARRISON/TRANSITION FORCE
12400 | Permanently Closed | 1994-05-01 06:00 | 1950-01-01 06:00 | 1994-05-01 06:00 | Petroleum | Used oil | Used oil | State/federal government | Fiberglass reinforced plastic | Fiberglass reinforced plastic |  |  | Steel |  | 1901-01-01 06:00 | [15 empty] | UST Currently In Use: 0; UST Temp Close: 0; AST Currently In Use: 0; AST Temp Closed: 0 | 0 | 0 | 18 | 11953-015-015840 | US ARMY GARRISON/TRANSITION FORCE
12401 | Retired | 1959-01-01 06:00 | 1939-01-01 06:00 |  | Petroleum | Used oil | Used oil | State/federal government | Steel | Steel |  | Painted or None | Steel |  | 1901-01-01 06:00 | [15 empty] | UST Currently In Use: 0; UST Temp Close: 0; AST Currently In Use: 0; AST Temp Closed: 0 | 0 | 0 | 18 | 11953-015-015840 | US ARMY GARRISON/TRANSITION FORCE
12402 | Permanently Closed | 1994-04-05 06:00 | 1979-01-01 06:00 | 1994-04-05 06:00 | Petroleum | Used oil | Used oil |  | Steel | Steel |  | Painted or None | Steel |  | 1901-01-01 06:00 | [15 empty] | UST Currently In Use: 0; UST Temp Close: 0; AST Currently In Use: 0; AST Temp Closed: 0 | 0 | 0 | 6 | 21271-015-015815 | CALHOUN CO MCCLELLAN DEVLP AUTHORITY
12403 | Permanently Closed | 2000-02-15 06:00 | 1991-01-01 06:00 | 2004-07-08 06:00 | Petroleum | Unleaded gasoline | Unleaded gasoline |  | Fiberglass reinforced plastic | Fiberglass reinforced plastic |  |  | Fiberglass reinforced plastic |  | 1901-01-01 06:00 | [15 empty] | UST Currently In Use: 0; UST Temp Close: 0; AST Currently In Use: 0; AST Temp Closed: 0 | 0 | 0 | 6 | 21271-015-015815 | CALHOUN CO MCCLELLAN DEVLP AUTHORITY
12404 | Permanently Closed | 2000-02-15 06:00 | 1991-01-01 06:00 | 2004-07-08 06:00 | Petroleum | Unleaded gasoline | Unleaded gasoline |  | Fiberglass reinforced plastic | Fiberglass reinforced plastic |  |  | Fiberglass reinforced plastic |  | 1901-01-01 06:00 | [15 empty] | UST Currently In Use: 0; UST Temp Close: 0; AST Currently In Use: 0; AST Temp Closed: 0 | 0 | 0 | 6 | 21271-015-015815 | CALHOUN CO MCCLELLAN DEVLP AUTHORITY
12405 | Permanently Closed | 2000-02-15 06:00 | 1991-01-01 06:00 | 2004-07-08 06:00 | Petroleum | Unleaded gasoline | Unleaded gasoline |  | Fiberglass reinforced plastic | Fiberglass reinforced plastic |  |  | Fiberglass reinforced plastic |  | 1901-01-01 06:00 | [15 empty] | UST Currently In Use: 0; UST Temp Close: 0; AST Currently In Use: 0; AST Temp Closed: 0 | 0 | 0 | 6 | 21271-015-015815 | CALHOUN CO MCCLELLAN DEVLP AUTHORITY
12406 | Permanently Closed | 1994-01-01 06:00 | 1991-01-01 06:00 | 2004-07-08 06:00 | Petroleum | Unleaded gasoline | Unleaded gasoline |  | Fiberglass reinforced plastic | Fiberglass reinforced plastic |  |  | Fiberglass reinforced plastic |  | 1901-01-01 06:00 | [15 empty] | UST Currently In Use: 0; UST Temp Close: 0; AST Currently In Use: 0; AST Temp Closed: 0 | 0 | 0 | 6 | 21271-015-015815 | CALHOUN CO MCCLELLAN DEVLP AUTHORITY
12407 | Retired | 1959-01-01 06:00 | 1939-01-01 06:00 |  | Petroleum | Used oil | Used oil | State/federal government | Steel | Steel |  | Painted or None | Steel |  | 1901-01-01 06:00 | [15 empty] | UST Currently In Use: 0; UST Temp Close: 0; AST Currently In Use: 0; AST Temp Closed: 0 | 0 | 0 | 18 | 11953-015-015840 | US ARMY GARRISON/TRANSITION FORCE
12408 | Retired | 1959-01-01 06:00 | 1973-01-01 06:00 |  | Petroleum | Used oil | Used oil | State/federal government | Fiberglass reinforced plastic | Fiberglass reinforced plastic |  |  | Steel |  | 1901-01-01 06:00 | [15 empty] | UST Currently In Use: 0; UST Temp Close: 0; AST Currently In Use: 0; AST Temp Closed: 0 | 0 | 0 | 18 | 11953-015-015840 | US ARMY GARRISON/TRANSITION FORCE
12409 | Permanently Closed | 1994-05-01 06:00 | 1973-01-01 06:00 | 1994-01-01 06:00 | Petroleum | Unleaded gasoline | Unleaded gasoline | State/federal government | Fiberglass reinforced plastic | Fiberglass reinforced plastic |  |  | Steel |  | 1901-01-01 06:00 | [15 empty] | UST Currently In Use: 0; UST Temp Close: 0; AST Currently In Use: 0; AST Temp Closed: 0 | 0 | 0 | 18 | 11953-015-015840 | US ARMY GARRISON/TRANSITION FORCE
12410 | Permanently Closed | 1994-01-01 06:00 | 1972-01-01 06:00 | 1994-01-01 06:00 | Petroleum | Unleaded gasoline | Unleaded gasoline | State/federal government | Steel | Steel |  | Painted or None | Steel |  | 1901-01-01 06:00 | [15 empty] | UST Currently In Use: 0; UST Temp Close: 0; AST Currently In Use: 0; AST Temp Closed: 0 | 0 | 0 | 18 | 11953-015-015840 | US ARMY GARRISON/TRANSITION FORCE
12411 | Permanently Closed | 1994-01-01 06:00 | 1965-01-01 06:00 | 1994-01-01 06:00 | Petroleum | Unleaded gasoline | Unleaded gasoline | State/federal government | Steel | Steel |  | Painted or None | Steel |  | 1901-01-01 06:00 | [15 empty] | UST Currently In Use: 0; UST Temp Close: 0; AST Currently In Use: 0; AST Temp Closed: 0 | 0 | 0 | 18 | 11953-015-015840 | US ARMY GARRISON/TRANSITION FORCE
12412 | Permanently Closed | 1994-01-01 06:00 | 1939-01-01 06:00 | 1994-01-01 06:00 | Petroleum | Unleaded gasoline | Unleaded gasoline | State/federal government | Steel | Steel |  | Painted or None | Steel |  | 1901-01-01 06:00 | [15 empty] | UST Currently In Use: 0; UST Temp Close: 0; AST Currently In Use: 0; AST Temp Closed: 0 | 0 | 0 | 18 | 11953-015-015840 | US ARMY GARRISON/TRANSITION FORCE
12413 | Permanently Closed | 1994-01-01 06:00 | 1982-01-01 06:00 | 1994-01-01 06:00 | Petroleum | On road diesel | On road diesel | State/federal government | Fiberglass reinforced plastic | Fiberglass reinforced plastic |  |  | Steel |  | 1901-01-01 06:00 | [15 empty] | UST Currently In Use: 0; UST Temp Close: 0; AST Currently In Use: 0; AST Temp Closed: 0 | 0 | 0 | 18 | 11953-015-015840 | US ARMY GARRISON/TRANSITION FORCE
12414 | Permanently Closed | 1994-01-01 06:00 | 1982-01-01 06:00 | 1994-01-01 06:00 | Petroleum | On road diesel | On road diesel | State/federal government | Fiberglass reinforced plastic | Fiberglass reinforced plastic |  |  | Steel |  | 1901-01-01 06:00 | [15 empty] | UST Currently In Use: 0; UST Temp Close: 0; AST Currently In Use: 0; AST Temp Closed: 0 | 0 | 0 | 18 | 11953-015-015840 | US ARMY GARRISON/TRANSITION FORCE
12415 | Permanently Closed | 2002-03-31 06:00 | 1991-01-01 06:00 | 2004-07-01 06:00 | Petroleum | Unleaded gasoline | Unleaded gasoline |  | Fiberglass reinforced plastic | Fiberglass reinforced plastic |  |  | Fiberglass reinforced plastic |  | 1901-01-01 06:00 |  | Catchment Basin, Single walled catchment basin | Flow Rest 90% Full | Flow Rest 90% Full | [11 empty] | UST Currently In Use: 0; UST Temp Close: 0; AST Currently In Use: 0; AST Temp Closed: 0 | 0 | 0 | 8 | 21271-015-015817 | CALHOUN CO MCCLELLAN DEVLP AUTHORITY
12416 | Permanently Closed | 2000-02-15 06:00 | 1991-01-01 06:00 | 2004-07-01 06:00 | Petroleum | Unleaded gasoline | Unleaded gasoline |  | Fiberglass reinforced plastic | Fiberglass reinforced plastic |  |  | Fiberglass reinforced plastic |  | 1901-01-01 06:00 |  | Catchment Basin, Single walled catchment basin | Flow Rest 90% Full | Flow Rest 90% Full | [11 empty] | UST Currently In Use: 0; UST Temp Close: 0; AST Currently In Use: 0; AST Temp Closed: 0 | 0 | 0 | 8 | 21271-015-015817 | CALHOUN CO MCCLELLAN DEVLP AUTHORITY
12417 | Permanently Closed | 2000-02-15 06:00 | 1991-01-01 06:00 | 2004-07-01 06:00 | Petroleum | Unleaded gasoline | Unleaded gasoline |  | Fiberglass reinforced plastic | Fiberglass reinforced plastic |  |  | Fiberglass reinforced plastic |  | 1901-01-01 06:00 |  | Catchment Basin, Single walled catchment basin | Flow Rest 90% Full | Flow Rest 90% Full | [11 empty] | UST Currently In Use: 0; UST Temp Close: 0; AST Currently In Use: 0; AST Temp Closed: 0 | 0 | 0 | 8 | 21271-015-015817 | CALHOUN CO MCCLELLAN DEVLP AUTHORITY
12418 | Permanently Closed | 1994-05-13 06:00 | 1972-01-01 06:00 | 1994-05-16 06:00 | Petroleum | On road diesel | On road diesel | State/federal government | Steel | Steel |  | Painted or None | Steel |  | 1901-01-01 06:00 | [15 empty] | UST Currently In Use: 0; UST Temp Close: 0; AST Currently In Use: 0; AST Temp Closed: 0 | 0 | 0 | 18 | 11953-015-015840 | US ARMY GARRISON/TRANSITION FORCE
12419 | Permanently Closed | 1989-01-01 06:00 | 1965-01-01 06:00 | 1989-01-01 06:00 | Petroleum | On road diesel | On road diesel | State/federal government | Steel | Steel |  | Painted or None | Steel |  | 1901-01-01 06:00 | [15 empty] | UST Currently In Use: 0; UST Temp Close: 0; AST Currently In Use: 0; AST Temp Closed: 0 | 0 | 0 | 18 | 11953-015-015840 | US ARMY GARRISON/TRANSITION FORCE
12420 | Retired | 1985-03-01 06:00 | 1973-01-01 06:00 |  | Petroleum | On road diesel | On road diesel | State/federal government | Steel | Steel |  | Painted or None | Steel |  | 1901-01-01 06:00 | [15 empty] | UST Currently In Use: 0; UST Temp Close: 0; AST Currently In Use: 0; AST Temp Closed: 0 | 0 | 0 | 18 | 11953-015-015840 | US ARMY GARRISON/TRANSITION FORCE
12421 | Retired | 1985-03-01 06:00 | 1975-01-01 06:00 |  | Petroleum | On road diesel | On road diesel | State/federal government | Steel | Steel |  | Painted or None | Steel |  | 1901-01-01 06:00 | [15 empty] | UST Currently In Use: 0; UST Temp Close: 0; AST Currently In Use: 0; AST Temp Closed: 0 | 0 | 0 | 18 | 11953-015-015840 | US ARMY GARRISON/TRANSITION FORCE
12422 | Retired | 1985-04-01 06:00 | 1939-01-01 06:00 |  | Petroleum | On road diesel | On road diesel | State/federal government | Steel | Steel |  | Painted or None | Steel |  | 1901-01-01 06:00 | [15 empty] | UST Currently In Use: 0; UST Temp Close: 0; AST Currently In Use: 0; AST Temp Closed: 0 | 0 | 0 | 18 | 11953-015-015840 | US ARMY GARRISON/TRANSITION FORCE
12423 | Permanently Closed | 2000-02-15 06:00 | 1991-01-01 06:00 | 2004-07-01 06:00 | Petroleum | Unleaded gasoline | Unleaded gasoline |  | Fiberglass reinforced plastic | Fiberglass reinforced plastic |  |  | Fiberglass reinforced plastic |  | 1901-01-01 06:00 |  | Catchment Basin, Single walled catchment basin | Flow Rest 90% Full | Flow Rest 90% Full | [11 empty] | UST Currently In Use: 0; UST Temp Close: 0; AST Currently In Use: 0; AST Temp Closed: 0 | 0 | 0 | 8 | 21271-015-015817 | CALHOUN CO MCCLELLAN DEVLP AUTHORITY
12424 | Permanently Closed | 2002-03-31 06:00 | 1991-01-01 06:00 | 2004-07-01 06:00 | Petroleum | On road diesel | On road diesel |  | Fiberglass reinforced plastic | Fiberglass reinforced plastic |  |  | Fiberglass reinforced plastic |  | 1901-01-01 06:00 |  | Catchment Basin, Single walled catchment basin | Flow Rest 90% Full | Flow Rest 90% Full | [11 empty] | UST Currently In Use: 0; UST Temp Close: 0; AST Currently In Use: 0; AST Temp Closed: 0 | 0 | 0 | 8 | 21271-015-015817 | CALHOUN CO MCCLELLAN DEVLP AUTHORITY
12425 | Permanently Closed | 2000-02-15 06:00 | 1991-01-01 06:00 | 2004-07-01 06:00 | Petroleum | On road diesel | On road diesel |  | Fiberglass reinforced plastic | Fiberglass reinforced plastic |  |  | Fiberglass reinforced plastic |  | 1901-01-01 06:00 |  | Catchment Basin, Single walled catchment basin | Flow Rest 90% Full | Flow Rest 90% Full | [11 empty] | UST Currently In Use: 0; UST Temp Close: 0; AST Currently In Use: 0; AST Temp Closed: 0 | 0 | 0 | 8 | 21271-015-015817 | CALHOUN CO MCCLELLAN DEVLP AUTHORITY
12426 | Permanently Closed | 2000-02-15 06:00 | 1991-01-01 06:00 | 2004-07-01 06:00 | Petroleum | On road diesel | On road diesel |  | Fiberglass reinforced plastic | Fiberglass reinforced plastic |  |  | Fiberglass reinforced plastic |  | 1901-01-01 06:00 |  | Catchment Basin, Single walled catchment basin | Flow Rest 90% Full | Flow Rest 90% Full | [11 empty] | UST Currently In Use: 0; UST Temp Close: 0; AST Currently In Use: 0; AST Temp Closed: 0 | 0 | 0 | 8 | 21271-015-015817 | CALHOUN CO MCCLELLAN DEVLP AUTHORITY
12427 | Permanently Closed | 2000-02-15 06:00 | 1991-01-01 06:00 | 2004-07-01 06:00 | Petroleum | On road diesel | On road diesel |  | Fiberglass reinforced plastic | Fiberglass reinforced plastic |  |  | Fiberglass reinforced plastic |  | 1901-01-01 06:00 |  | Catchment Basin, Single walled catchment basin | Flow Rest 90% Full | Flow Rest 90% Full | [11 empty] | UST Currently In Use: 0; UST Temp Close: 0; AST Currently In Use: 0; AST Temp Closed: 0 | 0 | 0 | 8 | 21271-015-015817 | CALHOUN CO MCCLELLAN DEVLP AUTHORITY
12428 | Retired | 1977-03-01 06:00 | 1937-01-01 06:00 |  | Petroleum | Unleaded gasoline | Unleaded gasoline | State/federal government | Steel | Steel |  | Painted or None | Steel |  | 1901-01-01 06:00 | [15 empty] | UST Currently In Use: 0; UST Temp Close: 0; AST Currently In Use: 0; AST Temp Closed: 0 | 0 | 0 | 18 | 11953-015-015840 | US ARMY GARRISON/TRANSITION FORCE
12429 | Retired | 1977-03-01 06:00 | 1937-01-01 06:00 |  | Petroleum | Unleaded gasoline | Unleaded gasoline | State/federal government | Steel | Steel |  | Painted or None | Steel |  | 1901-01-01 06:00 | [15 empty] | UST Currently In Use: 0; UST Temp Close: 0; AST Currently In Use: 0; AST Temp Closed: 0 | 0 | 0 | 18 | 11953-015-015840 | US ARMY GARRISON/TRANSITION FORCE
12430 | Retired | 1977-03-01 06:00 | 1937-01-01 06:00 |  | Petroleum | Unleaded gasoline | Unleaded gasoline | State/federal government | Steel | Steel |  | Painted or None | Steel |  | 1901-01-01 06:00 | [15 empty] | UST Currently In Use: 0; UST Temp Close: 0; AST Currently In Use: 0; AST Temp Closed: 0 | 0 | 0 | 18 | 11953-015-015840 | US ARMY GARRISON/TRANSITION FORCE
12431 | Retired | 1977-03-01 06:00 | 1937-01-01 06:00 |  | Petroleum | Unleaded gasoline | Unleaded gasoline | State/federal government | Steel | Steel |  | Painted or None | Steel |  | 1901-01-01 06:00 | [15 empty] | UST Currently In Use: 0; UST Temp Close: 0; AST Currently In Use: 0; AST Temp Closed: 0 | 0 | 0 | 18 | 11953-015-015840 | US ARMY GARRISON/TRANSITION FORCE
12432 | Permanently Closed | 1994-05-01 06:00 | 1943-01-01 07:00 | 1994-01-01 06:00 | Petroleum | Other, PCP | Other | State/federal government | Steel | Steel |  | Painted or None | Other, NONE |  | 1901-01-01 06:00 | [15 empty] | UST Currently In Use: 0; UST Temp Close: 0; AST Currently In Use: 0; AST Temp Closed: 0 | 0 | 0 | 18 | 11953-015-015840 | US ARMY GARRISON/TRANSITION FORCE
12433 | Permanently Closed | 1991-01-01 06:00 | 1970-01-01 06:00 | 1991-01-01 06:00 | Petroleum | Unleaded gasoline | Unleaded gasoline | State/federal government | Fiberglass reinforced plastic | Fiberglass reinforced plastic |  |  | Steel |  | 1901-01-01 06:00 | [15 empty] | UST Currently In Use: 0; UST Temp Close: 0; AST Currently In Use: 0; AST Temp Closed: 0 | 0 | 0 | 2 | 11953-073-001371 | US ARMY GARRISON/TRANSITION FORCE
12434 | Permanently Closed | 1991-01-01 06:00 | 1970-01-01 06:00 | 1991-01-01 06:00 | Petroleum | On road diesel | On road diesel | State/federal government | Fiberglass reinforced plastic | Fiberglass reinforced plastic |  |  | Steel |  | 1901-01-01 06:00 | [15 empty] | UST Currently In Use: 0; UST Temp Close: 0; AST Currently In Use: 0; AST Temp Closed: 0 | 0 | 0 | 2 | 11953-073-001371 | US ARMY GARRISON/TRANSITION FORCE
12435 | Permanently Closed | 1901-01-01 06:00 | 1964-01-01 06:00 | 1988-01-01 06:00 | Petroleum | On road diesel | On road diesel | State/federal government | Steel | Steel |  | Painted or None | Steel |  | 1901-01-01 06:00 | [15 empty] | UST Currently In Use: 0; UST Temp Close: 0; AST Currently In Use: 0; AST Temp Closed: 0 | 0 | 0 | 2 | 11953-125-001372 | US ARMY GARRISON/TRANSITION FORCE
12436 | Permanently Closed | 1990-01-01 06:00 | 1981-01-01 06:00 | 1990-01-01 06:00 | Petroleum | On road diesel | On road diesel | State/federal government | Fiberglass reinforced plastic | Fiberglass reinforced plastic |  |  | Fiberglass reinforced plastic |  | 1901-01-01 06:00 | [15 empty] | UST Currently In Use: 0; UST Temp Close: 0; AST Currently In Use: 0; AST Temp Closed: 0 | 0 | 0 | 2 | 11953-125-001372 | US ARMY GARRISON/TRANSITION FORCE
12438 | Permanently Closed | 1995-03-01 06:00 | 1974-01-01 06:00 | 1995-03-01 06:00 | Petroleum | Unleaded gasoline | Unleaded gasoline | Local government | Steel | Steel |  | Painted or None | Steel |  | 1901-01-01 06:00 | [15 empty] | UST Currently In Use: 0; UST Temp Close: 0; AST Currently In Use: 1; AST Temp Closed: 0 | 0 | 0 | 2 | 11955-049-001204 | FT PAYNE BOARD OF EDUCATION
12439 | Permanently Closed | 1995-10-01 06:00 | 1981-01-01 06:00 | 1995-03-01 06:00 | Petroleum | Unleaded gasoline | Unleaded gasoline | Local government | Steel | Steel |  | Painted or None | Steel |  | 1901-01-01 06:00 | [15 empty] | UST Currently In Use: 0; UST Temp Close: 0; AST Currently In Use: 1; AST Temp Closed: 0 | 0 | 0 | 2 | 11955-049-001204 | FT PAYNE BOARD OF EDUCATION
12440 | Cannot Locate or abandoned |  | 1954-01-01 06:00 |  | Petroleum | On road diesel | On road diesel |  | Steel | Steel |  | Painted or None | Steel |  | 1901-01-01 06:00 | [15 empty] | UST Currently In Use: 0; UST Temp Close: 0; AST Currently In Use: 0; AST Temp Closed: 0 | 0 | 0 | 0 | 11956-049-000376 | FT PAYNE DEKALB HOSIERY MILLS INC
12441 | Permanently Closed | 1990-01-29 06:00 | 1973-01-01 06:00 | 1992-10-28 06:00 | Petroleum | Unleaded gasoline | Unleaded gasoline |  | Steel | Steel |  | Painted or None | Steel |  | 1901-01-01 06:00 | [15 empty] | UST Currently In Use: 0; UST Temp Close: 0; AST Currently In Use: 0; AST Temp Closed: 0 | 0 | 0 | 3 | 11957-049-012454 | FT PAYNE IMPROVEMENT AUTHORITY
12442 | Permanently Closed | 1990-01-29 06:00 | 1973-01-01 06:00 | 1992-10-28 06:00 | Petroleum | On road diesel | On road diesel |  | Steel | Steel |  | Painted or None | Steel |  | 1901-01-01 06:00 | [15 empty] | UST Currently In Use: 0; UST Temp Close: 0; AST Currently In Use: 0; AST Temp Closed: 0 | 0 | 0 | 3 | 11957-049-012454 | FT PAYNE IMPROVEMENT AUTHORITY
12443 | Permanently Closed | 1994-04-01 06:00 | 1977-01-01 06:00 | 1996-11-14 06:00 | Petroleum | Unleaded gasoline | Unleaded gasoline | State/federal government | Steel | Steel |  | Painted or None | Steel |  | 1901-01-01 06:00 | [15 empty] | UST Currently In Use: 0; UST Temp Close: 0; AST Currently In Use: 0; AST Temp Closed: 0 | 0 | 0 | 1 | 14587-051-009716 | AL ST MILITARY DEPT - CFMO ENV. OFF.
12444 | Permanently Closed | 1901-01-01 06:00 | 1973-01-01 06:00 | 1988-11-07 06:00 | Petroleum | Unleaded gasoline | Unleaded gasoline | State/federal government | Steel | Steel |  |  |  |  | 1901-01-01 06:00 | [15 empty] | UST Currently In Use: 0; UST Temp Close: 0; AST Currently In Use: 0; AST Temp Closed: 0 | 0 | 0 | 1 | 14587-103-009708 | AL ST MILITARY DEPT - CFMO ENV. OFF.
12448 | Permanently Closed | 1993-05-19 06:00 | 1974-01-01 06:00 | 1993-05-19 06:00 | Petroleum | Unleaded gasoline | Unleaded gasoline | State/federal government | Steel | Steel |  |  | Steel |  | 1901-01-01 06:00 | [15 empty] | UST Currently In Use: 0; UST Temp Close: 0; AST Currently In Use: 0; AST Temp Closed: 0 | 0 | 0 | 2 | 14587-097-009713 | AL ST MILITARY DEPT - CFMO ENV. OFF.
12449 | Permanently Closed | 1993-05-19 06:00 | 1981-01-01 06:00 | 1993-05-19 06:00 | Petroleum | Unleaded gasoline | Unleaded gasoline | State/federal government | Steel | Steel |  |  | Steel |  | 1901-01-01 06:00 | [15 empty] | UST Currently In Use: 0; UST Temp Close: 0; AST Currently In Use: 0; AST Temp Closed: 0 | 0 | 0 | 2 | 14587-097-009713 | AL ST MILITARY DEPT - CFMO ENV. OFF.
12450 | Permanently Closed | 1998-10-05 06:00 | 1970-01-01 06:00 | 1998-10-16 06:00 | Petroleum | Unleaded gasoline | Unleaded gasoline | Retail | Steel | Steel |  | Painted or None | Steel |  | 1901-01-01 06:00 | [6 empty] | Statistical Inventory Reconciliation (SIR) | [8 empty] | UST Currently In Use: 0; UST Temp Close: 0; AST Currently In Use: 0; AST Temp Closed: 0 | 0 | 0 | 3 | 11964-031-001444 | FULLER BROS GROCERY
12451 | Permanently Closed | 1998-10-05 06:00 | 1970-01-01 06:00 | 1998-10-16 06:00 | Petroleum | Unleaded gasoline | Unleaded gasoline | Retail | Steel | Steel |  | Painted or None | Steel |  | 1901-01-01 06:00 | [6 empty] | Statistical Inventory Reconciliation (SIR) | [8 empty] | UST Currently In Use: 0; UST Temp Close: 0; AST Currently In Use: 0; AST Temp Closed: 0 | 0 | 0 | 3 | 11964-031-001444 | FULLER BROS GROCERY
12452 | Permanently Closed | 1998-10-05 06:00 | 1980-01-01 06:00 | 1998-10-16 06:00 | Petroleum | On road diesel | On road diesel | Retail | Steel | Steel |  | Painted or None | Steel |  | 1901-01-01 06:00 | [6 empty] | Statistical Inventory Reconciliation (SIR) | [8 empty] | UST Currently In Use: 0; UST Temp Close: 0; AST Currently In Use: 0; AST Temp Closed: 0 | 0 | 0 | 3 | 11964-031-001444 | FULLER BROS GROCERY
12453 | Currently in Use |  | 1981-01-01 06:00 |  | Petroleum | Unleaded gasoline | Unleaded gasoline | Retail | Single Wall, Steel | Steel | Field installed cathodic protection |  | Double Wall, Flexible | APT |  |  | Catchment Basin, Single walled catchment basin | Automatic shutoff device At 95% full | Automatic shutoff device At 95% full |  |  | Continuous Automatic Tank Gauge |  | Automatic flow restrictor (MLLD), Containment Sump | Containment Sump | Interstitial Monitoring within Secondary Containment | SENSOR TO ATG | Continuous alarm system | Continuous alarm system |  | UST Currently In Use: 3; UST Temp Close: 0; AST Currently In Use: 0; AST Temp Closed: 0 | 3 | 0 | 0 | 24308-015-009540 | LISA HUDGINS
12454 | Currently in Use |  | 1981-01-01 06:00 |  | Petroleum | On road diesel | On road diesel | Retail | Single Wall, Steel | Steel | Field installed cathodic protection |  | Double Wall, Flexible | APT |  |  | Catchment Basin, Single walled catchment basin | Automatic shutoff device At 95% full | Automatic shutoff device At 95% full |  |  | Continuous Automatic Tank Gauge |  | Automatic flow restrictor (MLLD), Containment Sump | Containment Sump | Interstitial Monitoring within Secondary Containment | SENSOR TO ATG | Continuous alarm system | Continuous alarm system |  | UST Currently In Use: 3; UST Temp Close: 0; AST Currently In Use: 0; AST Temp Closed: 0 | 3 | 0 | 0 | 24308-015-009540 | LISA HUDGINS
12455 | Currently in Use |  | 1981-01-01 06:00 |  | Petroleum | Premium gasoline | Premium gasoline | Retail | Single Wall, Steel | Steel | Field installed cathodic protection |  | Double Wall, Flexible | APT |  |  | Catchment Basin, Single walled catchment basin | Automatic shutoff device At 95% full | Automatic shutoff device At 95% full |  |  | Continuous Automatic Tank Gauge |  | Automatic flow restrictor (MLLD), Containment Sump | Containment Sump | Interstitial Monitoring within Secondary Containment | SENSOR TO ATG | Continuous alarm system | Continuous alarm system |  | UST Currently In Use: 3; UST Temp Close: 0; AST Currently In Use: 0; AST Temp Closed: 0 | 3 | 0 | 0 | 24308-015-009540 | LISA HUDGINS
12456 | Permanently Closed | 1979-09-01 06:00 | 1970-01-01 06:00 | 1987-10-29 06:00 | Petroleum | Unleaded gasoline | Unleaded gasoline |  | Steel | Steel |  |  | Steel |  | 1901-01-01 06:00 | [15 empty] | UST Currently In Use: 0; UST Temp Close: 0; AST Currently In Use: 0; AST Temp Closed: 0 | 0 | 0 | 7 | 11966-097-006695 | G & K SERVICES INC
12457 | Permanently Closed | 1984-04-01 05:00 | 1970-01-01 06:00 | 1987-10-29 06:00 | Petroleum | Unleaded gasoline | Unleaded gasoline |  | Steel | Steel |  |  | Steel |  | 1901-01-01 06:00 | [15 empty] | UST Currently In Use: 0; UST Temp Close: 0; AST Currently In Use: 0; AST Temp Closed: 0 | 0 | 0 | 7 | 11966-097-006695 | G & K SERVICES INC
12458 | Permanently Closed | 1984-04-01 05:00 | 1949-01-01 06:00 | 1987-10-29 06:00 | Petroleum | Unleaded gasoline | Unleaded gasoline |  | Steel | Steel |  |  | Steel |  | 1901-01-01 06:00 | [15 empty] | UST Currently In Use: 0; UST Temp Close: 0; AST Currently In Use: 0; AST Temp Closed: 0 | 0 | 0 | 7 | 11966-097-006695 | G & K SERVICES INC
12459 | Permanently Closed | 1984-04-01 05:00 | 1949-01-01 06:00 | 1987-10-29 06:00 | Petroleum | Unleaded gasoline | Unleaded gasoline |  | Steel | Steel |  |  | Steel |  | 1901-01-01 06:00 | [15 empty] | UST Currently In Use: 0; UST Temp Close: 0; AST Currently In Use: 0; AST Temp Closed: 0 | 0 | 0 | 7 | 11966-097-006695 | G & K SERVICES INC
12460 | Permanently Closed | 1984-04-01 05:00 | 1949-01-01 06:00 | 1987-10-29 06:00 | Petroleum | Unleaded gasoline | Unleaded gasoline |  | Steel | Steel |  |  | Steel |  | 1901-01-01 06:00 | [15 empty] | UST Currently In Use: 0; UST Temp Close: 0; AST Currently In Use: 0; AST Temp Closed: 0 | 0 | 0 | 7 | 11966-097-006695 | G & K SERVICES INC
12461 | Permanently Closed | 1987-10-29 06:00 | 1970-01-01 06:00 | 1987-10-29 06:00 | Petroleum | On road diesel | On road diesel |  | Steel | Steel |  |  | Steel |  | 1901-01-01 06:00 | [15 empty] | UST Currently In Use: 0; UST Temp Close: 0; AST Currently In Use: 0; AST Temp Closed: 0 | 0 | 0 | 7 | 11966-097-006695 | G & K SERVICES INC
12462 | Permanently Closed | 1987-10-29 06:00 | 1970-01-01 06:00 | 1987-10-29 06:00 | Petroleum | Unleaded gasoline | Unleaded gasoline |  | Steel | Steel |  |  | Steel |  | 1901-01-01 06:00 | [15 empty] | UST Currently In Use: 0; UST Temp Close: 0; AST Currently In Use: 0; AST Temp Closed: 0 | 0 | 0 | 7 | 11966-097-006695 | G & K SERVICES INC
12463 | Permanently Closed | 1982-12-01 06:00 | 1968-01-01 06:00 | 1997-08-04 06:00 | Petroleum | Unleaded gasoline | Unleaded gasoline |  | Steel | Steel |  |  |  |  | 1901-01-01 06:00 | [15 empty] | UST Currently In Use: 0; UST Temp Close: 0; AST Currently In Use: 0; AST Temp Closed: 0 | 0 | 0 | 1 | 11967-033-009762 | G & M SERVICES INC DBA ALABAMA ELECT
12464 | Permanently Closed | 1992-04-22 06:00 | 1982-01-01 06:00 | 1992-04-22 06:00 | Petroleum | On road diesel | On road diesel |  | Steel | Steel |  | Painted or None | Steel |  | 1901-01-01 06:00 | [15 empty] | UST Currently In Use: 0; UST Temp Close: 0; AST Currently In Use: 0; AST Temp Closed: 0 | 0 | 0 | 2 | 11968-073-011157 | G A PARSONS OIL CO
12465 | Permanently Closed | 1992-04-22 06:00 | 1982-01-01 06:00 | 1992-04-22 06:00 | Petroleum | Unleaded gasoline | Unleaded gasoline |  | Steel | Steel |  | Painted or None | Steel |  | 1901-01-01 06:00 | [15 empty] | UST Currently In Use: 0; UST Temp Close: 0; AST Currently In Use: 0; AST Temp Closed: 0 | 0 | 0 | 2 | 11968-073-011157 | G A PARSONS OIL CO
12466 | Permanently Closed | 1901-01-01 06:00 | 1973-01-01 06:00 | 1989-08-29 06:00 | Petroleum | Unleaded gasoline | Unleaded gasoline |  | Steel | Steel |  | Painted or None | Steel |  | 1901-01-01 06:00 | [15 empty] | UST Currently In Use: 0; UST Temp Close: 0; AST Currently In Use: 0; AST Temp Closed: 0 | 0 | 0 | 1 | 11968-073-011158 | G A PARSONS OIL CO
12467 | Permanently Closed | 1992-04-01 06:00 | 1963-01-01 06:00 | 1992-04-01 06:00 | Petroleum | Unleaded gasoline | Unleaded gasoline |  | Steel | Steel |  | Painted or None | Steel |  | 1901-01-01 06:00 | [15 empty] | UST Currently In Use: 0; UST Temp Close: 0; AST Currently In Use: 0; AST Temp Closed: 0 | 0 | 0 | 1 | 11968-073-011159 | G A PARSONS OIL CO
12468 | Permanently Closed | 1992-04-20 06:00 | 1963-01-01 06:00 | 1992-04-20 06:00 | Petroleum | Unleaded gasoline | Unleaded gasoline |  | Steel | Steel |  | Painted or None | Steel |  | 1901-01-01 06:00 | [15 empty] | UST Currently In Use: 0; UST Temp Close: 0; AST Currently In Use: 0; AST Temp Closed: 0 | 0 | 0 | 2 | 11968-073-011160 | G A PARSONS OIL CO
12469 | Permanently Closed | 1994-02-04 06:00 | 1982-01-01 06:00 | 1994-02-04 06:00 | Petroleum | Unleaded gasoline | Unleaded gasoline |  | Steel | Steel | Coated & cathodic protection (sti-P3) |  | Steel |  | 1901-01-01 06:00 | [15 empty] | UST Currently In Use: 0; UST Temp Close: 0; AST Currently In Use: 0; AST Temp Closed: 0 | 0 | 0 | 2 | 11968-073-011160 | G A PARSONS OIL CO
12470 | Permanently Closed | 1989-09-15 06:00 | 1977-01-01 06:00 | 1989-09-15 06:00 | Petroleum | Unleaded gasoline | Unleaded gasoline |  | Steel | Steel | Interior lined (not allowed as a standalone method of corrosion protection) | Painted or None | Steel |  | 1901-01-01 06:00 | [15 empty] | UST Currently In Use: 0; UST Temp Close: 0; AST Currently In Use: 0; AST Temp Closed: 0 | 0 | 0 | 3 | 11969-003-010746 | G ASSOCIATES INC
12471 | Permanently Closed | 1989-09-15 06:00 | 1977-01-01 06:00 | 1989-09-15 06:00 | Petroleum | Unleaded gasoline | Unleaded gasoline |  | Steel | Steel | Interior lined (not allowed as a standalone method of corrosion protection) | Painted or None | Steel |  | 1901-01-01 06:00 | [15 empty] | UST Currently In Use: 0; UST Temp Close: 0; AST Currently In Use: 0; AST Temp Closed: 0 | 0 | 0 | 3 | 11969-003-010746 | G ASSOCIATES INC
12472 | Permanently Closed | 1989-09-15 06:00 | 1977-01-01 06:00 | 1989-09-15 06:00 | Petroleum | On road diesel | On road diesel |  | Steel | Steel | Interior lined (not allowed as a standalone method of corrosion protection) | Painted or None | Steel |  | 1901-01-01 06:00 | [15 empty] | UST Currently In Use: 0; UST Temp Close: 0; AST Currently In Use: 0; AST Temp Closed: 0 | 0 | 0 | 3 | 11969-003-010746 | G ASSOCIATES INC
12473 | Permanently Closed | 1901-01-01 06:00 | 1974-01-01 06:00 | 1988-01-01 06:00 | Petroleum | Unleaded gasoline | Unleaded gasoline |  | Steel | Steel |  |  |  |  | 1901-01-01 06:00 | [15 empty] | UST Currently In Use: 5; UST Temp Close: 0; AST Currently In Use: 0; AST Temp Closed: 0 | 5 | 0 | 5 | 26032-003-006652 | YOGESHWARI LLC
12474 | Permanently Closed | 1901-01-01 06:00 | 1974-01-01 06:00 | 1988-01-01 06:00 | Petroleum | Unleaded gasoline | Unleaded gasoline |  | Steel | Steel |  |  |  |  | 1901-01-01 06:00 | [15 empty] | UST Currently In Use: 5; UST Temp Close: 0; AST Currently In Use: 0; AST Temp Closed: 0 | 5 | 0 | 5 | 26032-003-006652 | YOGESHWARI LLC
12475 | Permanently Closed | 1901-01-01 06:00 | 1974-01-01 06:00 | 1988-01-01 06:00 | Petroleum | Unleaded gasoline | Unleaded gasoline |  | Steel | Steel |  |  |  |  | 1901-01-01 06:00 | [15 empty] | UST Currently In Use: 5; UST Temp Close: 0; AST Currently In Use: 0; AST Temp Closed: 0 | 5 | 0 | 5 | 26032-003-006652 | YOGESHWARI LLC
12476 | Permanently Closed | 1901-01-01 06:00 | 1974-01-01 06:00 | 1988-01-01 06:00 | Petroleum | Unleaded gasoline | Unleaded gasoline |  | Steel | Steel |  |  |  |  | 1901-01-01 06:00 | [15 empty] | UST Currently In Use: 5; UST Temp Close: 0; AST Currently In Use: 0; AST Temp Closed: 0 | 5 | 0 | 5 | 26032-003-006652 | YOGESHWARI LLC
12477 | Permanently Closed | 1901-01-01 06:00 | 1974-01-01 06:00 | 1988-01-01 06:00 | Petroleum | Unleaded gasoline | Unleaded gasoline |  | Steel | Steel |  |  |  |  | 1901-01-01 06:00 | [15 empty] | UST Currently In Use: 5; UST Temp Close: 0; AST Currently In Use: 0; AST Temp Closed: 0 | 5 | 0 | 5 | 26032-003-006652 | YOGESHWARI LLC
12478 | Currently in Use |  | 1985-01-01 06:00 |  | Petroleum | Unleaded gasoline | Unleaded gasoline | Retail | Steel | Steel | Coated & cathodic protection (sti-P3), Interior lined (not allowed as a standalone method of corrosion protection) |  | Fiberglass reinforced plastic |  |  |  | Catchment Basin, Single walled catchment basin | Automatic shutoff device At 95% full | Automatic shutoff device At 95% full |  |  | Automatic Tank Gauge |  | Automatic flow restrictor (MLLD) | Automatic flow restrictor (MLLD) |  |  | Annual line testing | Annual line testing |  | UST Currently In Use: 5; UST Temp Close: 0; AST Currently In Use: 0; AST Temp Closed: 0 | 5 | 0 | 5 | 26032-003-006652 | YOGESHWARI LLC
12479 | Currently in Use |  | 1985-01-01 06:00 |  | Petroleum | Unleaded gasoline | Unleaded gasoline | Retail | Steel | Steel | Coated & cathodic protection (sti-P3), Interior lined (not allowed as a standalone method of corrosion protection) |  | Fiberglass reinforced plastic |  |  |  | Catchment Basin, Single walled catchment basin | Automatic shutoff device At 95% full | Automatic shutoff device At 95% full |  |  | Automatic Tank Gauge |  | Automatic flow restrictor (MLLD) | Automatic flow restrictor (MLLD) |  |  | Annual line testing | Annual line testing |  | UST Currently In Use: 5; UST Temp Close: 0; AST Currently In Use: 0; AST Temp Closed: 0 | 5 | 0 | 5 | 26032-003-006652 | YOGESHWARI LLC
12480 | Currently in Use |  | 1985-01-01 06:00 |  | Petroleum | Mid-grade gasoline | Mid-grade gasoline | Retail | Steel | Steel | Coated & cathodic protection (sti-P3), Interior lined (not allowed as a standalone method of corrosion protection) |  | Fiberglass reinforced plastic |  |  |  | Catchment Basin, Single walled catchment basin | Automatic shutoff device At 95% full | Automatic shutoff device At 95% full |  |  | Automatic Tank Gauge |  | Automatic flow restrictor (MLLD) | Automatic flow restrictor (MLLD) |  |  | Annual line testing | Annual line testing |  | UST Currently In Use: 5; UST Temp Close: 0; AST Currently In Use: 0; AST Temp Closed: 0 | 5 | 0 | 5 | 26032-003-006652 | YOGESHWARI LLC
12481 | Currently in Use |  | 1985-01-01 06:00 |  | Petroleum | On road diesel | On road diesel | Retail | Steel | Steel | Coated & cathodic protection (sti-P3), Interior lined (not allowed as a standalone method of corrosion protection) |  | Fiberglass reinforced plastic |  |  |  | Catchment Basin, Single walled catchment basin | Automatic shutoff device At 95% full | Automatic shutoff device At 95% full |  |  | Automatic Tank Gauge |  | Automatic flow restrictor (MLLD) | Automatic flow restrictor (MLLD) |  |  | Annual line testing | Annual line testing |  | UST Currently In Use: 5; UST Temp Close: 0; AST Currently In Use: 0; AST Temp Closed: 0 | 5 | 0 | 5 | 26032-003-006652 | YOGESHWARI LLC
12482 | Currently in Use |  | 1985-01-01 06:00 |  | Petroleum | Premium gasoline | Premium gasoline | Retail | Steel | Steel | Coated & cathodic protection (sti-P3), Interior lined (not allowed as a standalone method of corrosion protection) |  | Fiberglass reinforced plastic |  |  |  | Catchment Basin, Single walled catchment basin | Automatic shutoff device At 95% full | Automatic shutoff device At 95% full |  |  | Automatic Tank Gauge |  | Automatic flow restrictor (MLLD) | Automatic flow restrictor (MLLD) |  |  | Annual line testing | Annual line testing |  | UST Currently In Use: 5; UST Temp Close: 0; AST Currently In Use: 0; AST Temp Closed: 0 | 5 | 0 | 5 | 26032-003-006652 | YOGESHWARI LLC
12483 | Cannot Locate or abandoned | 1992-10-01 06:00 | 1975-01-01 06:00 |  | Petroleum | Unleaded gasoline | Unleaded gasoline |  | Steel | Steel |  | Painted or None | Steel |  | 1901-01-01 06:00 | [15 empty] | UST Currently In Use: 0; UST Temp Close: 0; AST Currently In Use: 0; AST Temp Closed: 0 | 0 | 0 | 0 | 11971-113-001589 | G C WOLFE
12484 | Cannot Locate or abandoned | 1992-10-01 06:00 | 1975-01-01 06:00 |  | Petroleum | Unleaded gasoline | Unleaded gasoline |  | Steel | Steel |  | Painted or None | Steel |  | 1901-01-01 06:00 | [15 empty] | UST Currently In Use: 0; UST Temp Close: 0; AST Currently In Use: 0; AST Temp Closed: 0 | 0 | 0 | 0 | 11971-113-001589 | G C WOLFE
12485 | Cannot Locate or abandoned | 1992-10-01 06:00 | 1975-01-01 06:00 |  | Petroleum | Unleaded gasoline | Unleaded gasoline |  | Steel | Steel |  | Painted or None | Steel |  | 1901-01-01 06:00 | [15 empty] | UST Currently In Use: 0; UST Temp Close: 0; AST Currently In Use: 0; AST Temp Closed: 0 | 0 | 0 | 0 | 11971-113-001589 | G C WOLFE
12486 | Permanently Closed | 1991-04-14 06:00 | 1966-01-01 06:00 | 1991-04-14 06:00 | Petroleum | Unleaded gasoline | Unleaded gasoline |  | Steel | Steel |  | Painted or None | Steel |  | 1901-01-01 06:00 |  |  | Flow Rest 90% Full | Flow Rest 90% Full | [11 empty] | UST Currently In Use: 0; UST Temp Close: 0; AST Currently In Use: 0; AST Temp Closed: 0 | 0 | 0 | 2 | 11972-049-000187 | JUNE FRICKS
12487 | Permanently Closed | 1991-04-14 06:00 | 1966-01-01 06:00 | 1991-04-14 06:00 | Petroleum | Unleaded gasoline | Unleaded gasoline |  | Steel | Steel |  | Painted or None | Steel |  | 1901-01-01 06:00 |  |  | Flow Rest 90% Full | Flow Rest 90% Full | [11 empty] | UST Currently In Use: 0; UST Temp Close: 0; AST Currently In Use: 0; AST Temp Closed: 0 | 0 | 0 | 2 | 11972-049-000187 | JUNE FRICKS
12488 | Permanently Closed | 1993-11-23 06:00 | 1976-01-01 06:00 | 1993-11-23 06:00 | Petroleum | Unleaded gasoline | Unleaded gasoline |  | Steel | Steel |  | Painted or None | Steel |  | 1901-01-01 06:00 | [15 empty] | UST Currently In Use: 0; UST Temp Close: 0; AST Currently In Use: 0; AST Temp Closed: 0 | 0 | 0 | 1 | 11973-073-001223 | G E SIMPSON CO INC
12489 | Permanently Closed | 1901-01-01 06:00 | 1974-01-01 06:00 | 1988-12-09 06:00 | Petroleum | Unleaded gasoline | Unleaded gasoline |  | Steel | Steel |  | Painted or None | Steel |  | 1901-01-01 06:00 | [15 empty] | UST Currently In Use: 0; UST Temp Close: 0; AST Currently In Use: 0; AST Temp Closed: 0 | 0 | 0 | 2 | 11974-039-001811 | G F A TRANSPORTATION CO INC
12490 | Permanently Closed | 1983-04-01 06:00 | 1974-01-01 06:00 | 1988-12-09 06:00 | Petroleum | Other, OTHER | Other |  | Steel | Steel |  | Painted or None | Steel |  | 1901-01-01 06:00 | [15 empty] | UST Currently In Use: 0; UST Temp Close: 0; AST Currently In Use: 0; AST Temp Closed: 0 | 0 | 0 | 2 | 11974-039-001811 | G F A TRANSPORTATION CO INC
12491 | Permanently Closed | 1991-05-02 06:00 | 1974-01-01 06:00 | 1991-05-02 06:00 | Petroleum | On road diesel | On road diesel |  | Steel | Steel |  | Painted or None | Steel |  | 1901-01-01 06:00 | [15 empty] | UST Currently In Use: 0; UST Temp Close: 0; AST Currently In Use: 1; AST Temp Closed: 0 | 0 | 0 | 4 | 17256-069-001809 | GMA HOLDINGS LLC
12492 | Permanently Closed | 1991-05-02 06:00 | 1974-01-01 06:00 | 1991-05-02 06:00 | Petroleum | Unleaded gasoline | Unleaded gasoline |  | Steel | Steel |  | Painted or None | Steel |  | 1901-01-01 06:00 | [15 empty] | UST Currently In Use: 0; UST Temp Close: 0; AST Currently In Use: 1; AST Temp Closed: 0 | 0 | 0 | 4 | 17256-069-001809 | GMA HOLDINGS LLC
12493 | Permanently Closed | 1991-05-02 06:00 | 1974-01-01 06:00 | 1991-05-02 06:00 | Petroleum | On road diesel | On road diesel |  | Steel | Steel |  | Painted or None | Steel |  | 1901-01-01 06:00 | [15 empty] | UST Currently In Use: 0; UST Temp Close: 0; AST Currently In Use: 1; AST Temp Closed: 0 | 0 | 0 | 4 | 17256-069-001809 | GMA HOLDINGS LLC
12494 | Permanently Closed | 1991-05-02 06:00 | 1974-01-01 06:00 | 1991-05-02 06:00 | Petroleum | Used oil | Used oil |  | Steel | Steel |  | Painted or None | Steel |  | 1901-01-01 06:00 | [15 empty] | UST Currently In Use: 0; UST Temp Close: 0; AST Currently In Use: 1; AST Temp Closed: 0 | 0 | 0 | 4 | 17256-069-001809 | GMA HOLDINGS LLC
12495 | Permanently Closed | 1966-10-01 06:00 | 1974-01-01 06:00 | 1988-12-01 06:00 | Petroleum | Unleaded gasoline | Unleaded gasoline |  | Steel | Steel |  | Painted or None | Steel |  | 1901-01-01 06:00 | [15 empty] | UST Currently In Use: 0; UST Temp Close: 0; AST Currently In Use: 0; AST Temp Closed: 0 | 0 | 0 | 2 | 11974-069-001813 | G F A TRANSPORTATION CO INC
12496 | Permanently Closed | 1966-10-01 06:00 | 1974-01-01 06:00 | 1988-12-01 06:00 | Petroleum | On road diesel | On road diesel |  | Steel | Steel |  | Painted or None | Steel |  | 1901-01-01 06:00 | [15 empty] | UST Currently In Use: 0; UST Temp Close: 0; AST Currently In Use: 0; AST Temp Closed: 0 | 0 | 0 | 2 | 11974-069-001813 | G F A TRANSPORTATION CO INC
12497 | Retired | 1988-12-22 06:00 | 1974-01-01 06:00 |  | Petroleum | Unleaded gasoline | Unleaded gasoline |  | Steel | Steel |  | Painted or None | Steel |  | 1901-01-01 06:00 | [15 empty] | UST Currently In Use: 0; UST Temp Close: 0; AST Currently In Use: 0; AST Temp Closed: 0 | 0 | 0 | 0 | 11974-073-001807 | G F A TRANSPORTATION CO INC
12498 | Retired | 1988-12-22 06:00 | 1974-01-01 06:00 |  | Petroleum | On road diesel | On road diesel |  | Steel | Steel |  | Painted or None | Steel |  | 1901-01-01 06:00 | [15 empty] | UST Currently In Use: 0; UST Temp Close: 0; AST Currently In Use: 0; AST Temp Closed: 0 | 0 | 0 | 0 | 11974-073-001807 | G F A TRANSPORTATION CO INC
12499 | Retired | 1988-08-08 06:00 | 1974-01-01 06:00 |  | Petroleum | Unleaded gasoline | Unleaded gasoline |  | Steel | Steel |  | Painted or None | Steel |  | 1901-01-01 06:00 | [15 empty] | UST Currently In Use: 0; UST Temp Close: 0; AST Currently In Use: 0; AST Temp Closed: 0 | 0 | 0 | 0 | 11974-097-001808 | G F A TRANSPORTATION CO INC
12500 | Retired | 1988-08-08 06:00 | 1974-01-01 06:00 |  | Petroleum | Unleaded gasoline | Unleaded gasoline |  | Steel | Steel |  | Painted or None | Steel |  | 1901-01-01 06:00 | [15 empty] | UST Currently In Use: 0; UST Temp Close: 0; AST Currently In Use: 0; AST Temp Closed: 0 | 0 | 0 | 0 | 11974-097-001808 | G F A TRANSPORTATION CO INC
12501 | Permanently Closed | 1990-08-07 06:00 | 1974-01-01 06:00 | 1990-08-07 06:00 | Petroleum | Unleaded gasoline | Unleaded gasoline |  | Steel | Steel |  | Painted or None | Steel |  | 1901-01-01 06:00 | [15 empty] | UST Currently In Use: 0; UST Temp Close: 0; AST Currently In Use: 0; AST Temp Closed: 0 | 0 | 0 | 2 | 11974-101-001810 | G F A TRANSPORTATION CO INC
12502 | Permanently Closed | 1990-08-07 06:00 | 1974-01-01 06:00 | 1990-08-07 06:00 | Petroleum | On road diesel | On road diesel |  | Steel | Steel |  | Painted or None | Steel |  | 1901-01-01 06:00 | [15 empty] | UST Currently In Use: 0; UST Temp Close: 0; AST Currently In Use: 0; AST Temp Closed: 0 | 0 | 0 | 2 | 11974-101-001810 | G F A TRANSPORTATION CO INC
12503 | Permanently Closed | 1993-01-01 06:00 | 1966-01-01 06:00 | 1993-01-01 06:00 | Petroleum | Unleaded gasoline | Unleaded gasoline |  | Steel | Steel |  | Painted or None | Steel |  | 1901-01-01 06:00 | [15 empty] | UST Currently In Use: 0; UST Temp Close: 0; AST Currently In Use: 3; AST Temp Closed: 0 | 0 | 0 | 2 | 11975-053-008029 | RICHARD MAXWELL
12504 | Permanently Closed | 1993-01-01 06:00 | 1972-01-01 06:00 | 1993-01-01 06:00 | Petroleum | Unleaded gasoline | Unleaded gasoline |  | Steel | Steel |  | Painted or None | Steel |  | 1901-01-01 06:00 | [15 empty] | UST Currently In Use: 0; UST Temp Close: 0; AST Currently In Use: 3; AST Temp Closed: 0 | 0 | 0 | 2 | 11975-053-008029 | RICHARD MAXWELL
12505 | Permanently Closed | 1991-04-23 06:00 | 1901-01-01 06:00 | 1991-04-23 06:00 | Petroleum | Unleaded gasoline | Unleaded gasoline |  | Steel | Steel |  | Painted or None | Steel |  | 1901-01-01 06:00 | [15 empty] | UST Currently In Use: 0; UST Temp Close: 0; AST Currently In Use: 0; AST Temp Closed: 0 | 0 | 0 | 2 | 11976-125-011874 | G LEE BURCHFIELD III & SPENCER BUTCH
12506 | Permanently Closed | 1991-04-23 06:00 | 1901-01-01 06:00 | 1991-04-23 06:00 | Petroleum | Unleaded gasoline | Unleaded gasoline |  | Steel | Steel |  | Painted or None | Steel |  | 1901-01-01 06:00 | [15 empty] | UST Currently In Use: 0; UST Temp Close: 0; AST Currently In Use: 0; AST Temp Closed: 0 | 0 | 0 | 2 | 11976-125-011874 | G LEE BURCHFIELD III & SPENCER BUTCH
12507 | Permanently Closed | 1986-03-01 06:00 | 1963-01-01 06:00 | 1988-12-30 06:00 | Petroleum | Unleaded gasoline | Unleaded gasoline | [7 empty] | 1901-01-01 06:00 | [15 empty] | UST Currently In Use: 0; UST Temp Close: 0; AST Currently In Use: 0; AST Temp Closed: 0 | 0 | 0 | 1 | 11977-089-009763 | C M SMITH JR LEE M BRADY
12508 | Permanently Closed | 1992-08-27 06:00 | 1975-01-01 06:00 | 1992-08-27 06:00 | Petroleum | Unleaded gasoline | Unleaded gasoline |  | Steel | Steel |  | Painted or None | Steel |  | 1901-01-01 06:00 | [15 empty] | UST Currently In Use: 0; UST Temp Close: 0; AST Currently In Use: 0; AST Temp Closed: 0 | 0 | 0 | 5 | 11979-027-010045 | G T RAUGHTON
12509 | Permanently Closed | 1992-08-27 06:00 | 1975-01-01 06:00 | 1992-08-27 06:00 | Petroleum | Unleaded gasoline | Unleaded gasoline |  | Steel | Steel |  | Painted or None | Steel |  | 1901-01-01 06:00 | [15 empty] | UST Currently In Use: 0; UST Temp Close: 0; AST Currently In Use: 0; AST Temp Closed: 0 | 0 | 0 | 5 | 11979-027-010045 | G T RAUGHTON
12510 | Permanently Closed | 1992-08-27 06:00 | 1958-01-01 06:00 | 1992-08-27 06:00 | Petroleum | Unleaded gasoline | Unleaded gasoline |  | Steel | Steel |  | Painted or None | Steel |  | 1901-01-01 06:00 | [15 empty] | UST Currently In Use: 0; UST Temp Close: 0; AST Currently In Use: 0; AST Temp Closed: 0 | 0 | 0 | 5 | 11979-027-010045 | G T RAUGHTON
12511 | Permanently Closed | 1992-08-27 06:00 | 1958-01-01 06:00 | 1992-08-27 06:00 | Petroleum | Unleaded gasoline | Unleaded gasoline |  | Steel | Steel |  | Painted or None | Steel |  | 1901-01-01 06:00 | [15 empty] | UST Currently In Use: 0; UST Temp Close: 0; AST Currently In Use: 0; AST Temp Closed: 0 | 0 | 0 | 5 | 11979-027-010045 | G T RAUGHTON
12512 | Permanently Closed | 1992-08-27 06:00 | 1958-01-01 06:00 | 1992-08-27 06:00 | Petroleum | Unleaded gasoline | Unleaded gasoline |  | Steel | Steel |  | Painted or None | Steel |  | 1901-01-01 06:00 | [15 empty] | UST Currently In Use: 0; UST Temp Close: 0; AST Currently In Use: 0; AST Temp Closed: 0 | 0 | 0 | 5 | 11979-027-010045 | G T RAUGHTON
12513 | Permanently Closed | 1995-02-14 06:00 | 1974-01-01 06:00 | 1995-05-18 06:00 | Petroleum | Unleaded gasoline | Unleaded gasoline |  | Steel | Steel |  | Painted or None | Steel |  | 1901-01-01 06:00 | [15 empty] | UST Currently In Use: 0; UST Temp Close: 0; AST Currently In Use: 0; AST Temp Closed: 0 | 0 | 0 | 1 | 11981-079-006054 | G T HAMILTON
12514 | Permanently Closed | 1996-09-01 06:00 | 1975-01-01 06:00 | 1996-09-12 06:00 | Petroleum | Unleaded gasoline | Unleaded gasoline | Retail | Steel | Steel |  | Painted or None | Steel |  | 1901-01-01 06:00 | [15 empty] | UST Currently In Use: 0; UST Temp Close: 1; AST Currently In Use: 0; AST Temp Closed: 0 | 0 | 1 | 1 | 25047-101-002591 | PETRANKA CONTRACTING LLC
12515 | Permanently Closed | 1992-07-01 06:00 | 1958-01-01 06:00 | 1992-07-01 06:00 | Petroleum | Unleaded gasoline | Unleaded gasoline |  | Steel | Steel |  | Painted or None | Steel |  | 1901-01-01 06:00 | [15 empty] | UST Currently In Use: 0; UST Temp Close: 0; AST Currently In Use: 0; AST Temp Closed: 0 | 0 | 0 | 3 | 12144-015-009947 | JACK GREEN OIL CO INC
12516 | Permanently Closed | 1992-07-01 06:00 | 1958-01-01 06:00 | 1992-07-01 06:00 | Petroleum | Unleaded gasoline | Unleaded gasoline |  | Steel | Steel |  | Painted or None | Steel |  | 1901-01-01 06:00 | [15 empty] | UST Currently In Use: 0; UST Temp Close: 0; AST Currently In Use: 0; AST Temp Closed: 0 | 0 | 0 | 3 | 12144-015-009947 | JACK GREEN OIL CO INC
12517 | Permanently Closed | 1901-01-01 06:00 | 1963-01-01 06:00 | 1992-07-01 06:00 | Petroleum | On road diesel | On road diesel |  | Steel | Steel |  | Painted or None | Steel |  | 1901-01-01 06:00 | [15 empty] | UST Currently In Use: 0; UST Temp Close: 0; AST Currently In Use: 0; AST Temp Closed: 0 | 0 | 0 | 3 | 12144-015-009947 | JACK GREEN OIL CO INC
12518 | Permanently Closed | 1901-01-01 06:00 | 1974-01-01 06:00 | 1988-11-01 06:00 | Petroleum | Unleaded gasoline | Unleaded gasoline |  | Steel | Steel |  | Painted or None | Steel |  | 1901-01-01 06:00 | [15 empty] | UST Currently In Use: 0; UST Temp Close: 0; AST Currently In Use: 0; AST Temp Closed: 0 | 0 | 0 | 3 | 11983-015-009948 | G W CONNORS CO INC
12519 | Permanently Closed | 1901-01-01 06:00 | 1958-01-01 06:00 | 1988-11-01 06:00 | Petroleum | Unleaded gasoline | Unleaded gasoline |  | Steel | Steel |  | Painted or None | Steel |  | 1901-01-01 06:00 | [15 empty] | UST Currently In Use: 0; UST Temp Close: 0; AST Currently In Use: 0; AST Temp Closed: 0 | 0 | 0 | 3 | 11983-015-009948 | G W CONNORS CO INC
12520 | Permanently Closed | 1901-01-01 06:00 | 1958-01-01 06:00 |  | Petroleum | Unleaded gasoline | Unleaded gasoline |  | Steel | Steel |  | Painted or None | Steel |  | 1901-01-01 06:00 | [15 empty] | UST Currently In Use: 0; UST Temp Close: 0; AST Currently In Use: 0; AST Temp Closed: 0 | 0 | 0 | 3 | 11983-015-009948 | G W CONNORS CO INC
12521 | Permanently Closed | 1901-01-01 06:00 | 1963-01-01 06:00 | 1988-06-01 06:00 | Petroleum | Unleaded gasoline | Unleaded gasoline |  | Steel | Steel |  | Painted or None | Steel |  | 1901-01-01 06:00 | [15 empty] | UST Currently In Use: 0; UST Temp Close: 0; AST Currently In Use: 0; AST Temp Closed: 0 | 0 | 0 | 3 | 11983-015-009950 | G W CONNORS CO INC
12522 | Permanently Closed | 1901-01-01 06:00 | 1953-01-01 06:00 | 1988-06-01 06:00 | Petroleum | Unleaded gasoline | Unleaded gasoline |  | Steel | Steel |  | Painted or None | Steel |  | 1901-01-01 06:00 | [15 empty] | UST Currently In Use: 0; UST Temp Close: 0; AST Currently In Use: 0; AST Temp Closed: 0 | 0 | 0 | 3 | 11983-015-009950 | G W CONNORS CO INC
12523 | Permanently Closed | 1901-01-01 06:00 | 1953-01-01 06:00 | 1988-06-01 06:00 | Petroleum | Unleaded gasoline | Unleaded gasoline |  | Steel | Steel |  | Painted or None | Steel |  | 1901-01-01 06:00 | [15 empty] | UST Currently In Use: 0; UST Temp Close: 0; AST Currently In Use: 0; AST Temp Closed: 0 | 0 | 0 | 3 | 11983-015-009950 | G W CONNORS CO INC
12524 | Permanently Closed | 1901-01-01 06:00 | 1947-01-01 06:00 | 1988-01-01 06:00 | Petroleum | Unleaded gasoline | Unleaded gasoline |  | Steel | Steel |  | Painted or None | Steel |  | 1901-01-01 06:00 | [15 empty] | UST Currently In Use: 0; UST Temp Close: 0; AST Currently In Use: 0; AST Temp Closed: 0 | 0 | 0 | 2 | 11983-015-009951 | G W CONNORS CO INC
12525 | Permanently Closed | 1901-01-01 06:00 | 1947-01-01 06:00 | 1988-01-01 06:00 | Petroleum | Unleaded gasoline | Unleaded gasoline |  | Steel | Steel |  | Painted or None | Steel |  | 1901-01-01 06:00 | [15 empty] | UST Currently In Use: 0; UST Temp Close: 0; AST Currently In Use: 0; AST Temp Closed: 0 | 0 | 0 | 2 | 11983-015-009951 | G W CONNORS CO INC
12526 | Retired | 1986-05-07 06:00 | 1977-01-01 06:00 |  | Petroleum | Unleaded gasoline | Unleaded gasoline |  | Steel | Steel |  | Painted or None | Steel |  | 1901-01-01 06:00 | [15 empty] | UST Currently In Use: 0; UST Temp Close: 0; AST Currently In Use: 0; AST Temp Closed: 0 | 0 | 0 | 0 | 17532-015-009952 | CARRIE KLOEPFER
12527 | Retired | 1986-05-07 06:00 | 1977-01-01 06:00 |  | Petroleum | Unleaded gasoline | Unleaded gasoline |  | Steel | Steel |  | Painted or None | Steel |  | 1901-01-01 06:00 | [15 empty] | UST Currently In Use: 0; UST Temp Close: 0; AST Currently In Use: 0; AST Temp Closed: 0 | 0 | 0 | 0 | 17532-015-009952 | CARRIE KLOEPFER
12528 | Permanently Closed | 1901-01-01 06:00 | 1960-01-01 06:00 | 1988-11-01 06:00 | Petroleum | Unleaded gasoline | Unleaded gasoline |  | Steel | Steel |  | Painted or None | Steel |  | 1901-01-01 06:00 | [15 empty] | UST Currently In Use: 0; UST Temp Close: 0; AST Currently In Use: 0; AST Temp Closed: 0 | 0 | 0 | 2 | 11983-015-009995 | G W CONNORS CO INC
12529 | Permanently Closed | 1901-01-01 06:00 | 1960-01-01 06:00 | 1988-11-01 06:00 | Petroleum | Unleaded gasoline | Unleaded gasoline |  | Steel | Steel |  | Painted or None | Steel |  | 1901-01-01 06:00 | [15 empty] | UST Currently In Use: 0; UST Temp Close: 0; AST Currently In Use: 0; AST Temp Closed: 0 | 0 | 0 | 2 | 11983-015-009995 | G W CONNORS CO INC
12530 | Permanently Closed | 1992-07-01 06:00 | 1955-01-01 06:00 | 1992-07-01 06:00 | Petroleum | Unleaded gasoline | Unleaded gasoline |  | Steel | Steel |  | Painted or None | Steel |  | 1901-01-01 06:00 | [15 empty] | UST Currently In Use: 0; UST Temp Close: 0; AST Currently In Use: 0; AST Temp Closed: 0 | 0 | 0 | 4 | 12144-015-009996 | JACK GREEN OIL CO INC
12531 | Permanently Closed | 1992-07-01 06:00 | 1955-01-01 06:00 | 1992-07-01 06:00 | Petroleum | Unleaded gasoline | Unleaded gasoline |  | Steel | Steel |  | Painted or None | Steel |  | 1901-01-01 06:00 | [15 empty] | UST Currently In Use: 0; UST Temp Close: 0; AST Currently In Use: 0; AST Temp Closed: 0 | 0 | 0 | 4 | 12144-015-009996 | JACK GREEN OIL CO INC
12532 | Permanently Closed | 1992-07-01 06:00 | 1955-01-01 06:00 | 1992-07-01 06:00 | Petroleum | Unleaded gasoline | Unleaded gasoline |  | Steel | Steel |  | Painted or None | Steel |  | 1901-01-01 06:00 | [15 empty] | UST Currently In Use: 0; UST Temp Close: 0; AST Currently In Use: 0; AST Temp Closed: 0 | 0 | 0 | 4 | 12144-015-009996 | JACK GREEN OIL CO INC
12533 | Permanently Closed | 1992-07-01 06:00 | 1955-01-01 06:00 | 1992-07-01 06:00 | Petroleum | Used oil | Used oil |  | Steel | Steel |  | Painted or None | Steel |  | 1901-01-01 06:00 | [15 empty] | UST Currently In Use: 0; UST Temp Close: 0; AST Currently In Use: 0; AST Temp Closed: 0 | 0 | 0 | 4 | 12144-015-009996 | JACK GREEN OIL CO INC
12534 | Permanently Closed | 1901-01-01 06:00 | 1977-01-01 06:00 | 1988-11-01 06:00 | Petroleum | Unleaded gasoline | Unleaded gasoline |  | Steel | Steel |  | Painted or None | Steel |  | 1901-01-01 06:00 | [15 empty] | UST Currently In Use: 0; UST Temp Close: 0; AST Currently In Use: 0; AST Temp Closed: 0 | 0 | 0 | 5 | 11983-029-009998 | G W CONNORS CO INC
12535 | Permanently Closed | 1901-01-01 06:00 | 1979-01-01 06:00 | 1988-11-01 06:00 | Petroleum | On road diesel | On road diesel |  | Steel | Steel |  | Painted or None | Steel |  | 1901-01-01 06:00 | [15 empty] | UST Currently In Use: 0; UST Temp Close: 0; AST Currently In Use: 0; AST Temp Closed: 0 | 0 | 0 | 5 | 11983-029-009998 | G W CONNORS CO INC
12536 | Permanently Closed | 1901-01-01 06:00 | 1978-01-01 06:00 | 1988-11-01 06:00 | Petroleum | Unleaded gasoline | Unleaded gasoline |  | Steel | Steel |  | Painted or None | Steel |  | 1901-01-01 06:00 | [15 empty] | UST Currently In Use: 0; UST Temp Close: 0; AST Currently In Use: 0; AST Temp Closed: 0 | 0 | 0 | 5 | 11983-029-009998 | G W CONNORS CO INC
12537 | Permanently Closed | 1901-01-01 06:00 | 1970-01-01 06:00 | 1988-11-01 06:00 | Petroleum | Unleaded gasoline | Unleaded gasoline |  | Steel | Steel |  | Painted or None | Steel |  | 1901-01-01 06:00 | [15 empty] | UST Currently In Use: 0; UST Temp Close: 0; AST Currently In Use: 0; AST Temp Closed: 0 | 0 | 0 | 5 | 11983-029-009998 | G W CONNORS CO INC
12538 | Permanently Closed | 1901-01-01 06:00 | 1958-01-01 06:00 | 1988-11-01 06:00 | Petroleum | Unleaded gasoline | Unleaded gasoline |  | Steel | Steel |  | Painted or None | Steel |  | 1901-01-01 06:00 | [15 empty] | UST Currently In Use: 0; UST Temp Close: 0; AST Currently In Use: 0; AST Temp Closed: 0 | 0 | 0 | 5 | 11983-029-009998 | G W CONNORS CO INC
12539 | Permanently Closed | 1989-11-15 06:00 | 1972-01-01 06:00 | 1989-11-15 06:00 | Petroleum | Unleaded gasoline | Unleaded gasoline |  | Steel | Steel |  | Painted or None | Steel |  | 1901-01-01 06:00 | [15 empty] | UST Currently In Use: 0; UST Temp Close: 0; AST Currently In Use: 0; AST Temp Closed: 0 | 0 | 0 | 4 | 12144-121-009949 | JACK GREEN OIL CO INC
12540 | Permanently Closed | 1989-11-15 06:00 | 1972-01-01 06:00 | 1989-11-15 06:00 | Petroleum | Unleaded gasoline | Unleaded gasoline |  | Steel | Steel |  | Painted or None | Steel |  | 1901-01-01 06:00 | [15 empty] | UST Currently In Use: 0; UST Temp Close: 0; AST Currently In Use: 0; AST Temp Closed: 0 | 0 | 0 | 4 | 12144-121-009949 | JACK GREEN OIL CO INC
12541 | Permanently Closed | 1989-11-15 06:00 | 1956-01-01 06:00 | 1989-11-15 06:00 | Petroleum | Unleaded gasoline | Unleaded gasoline |  | Steel | Steel |  | Painted or None | Steel |  | 1901-01-01 06:00 | [15 empty] | UST Currently In Use: 0; UST Temp Close: 0; AST Currently In Use: 0; AST Temp Closed: 0 | 0 | 0 | 4 | 12144-121-009949 | JACK GREEN OIL CO INC
12542 | Permanently Closed | 1989-11-15 06:00 | 1956-01-01 06:00 | 1989-11-15 06:00 | Petroleum | Unleaded gasoline | Unleaded gasoline |  | Steel | Steel |  | Painted or None | Steel |  | 1901-01-01 06:00 | [15 empty] | UST Currently In Use: 0; UST Temp Close: 0; AST Currently In Use: 0; AST Temp Closed: 0 | 0 | 0 | 4 | 12144-121-009949 | JACK GREEN OIL CO INC
12543 | Permanently Closed | 1990-02-28 06:00 | 1985-01-01 06:00 | 1990-02-28 06:00 | Petroleum | Unleaded gasoline | Unleaded gasoline |  | Steel | Steel | Coated & cathodic protection (sti-P3) |  | Steel |  | 1901-01-01 06:00 | Field installed cathodic protection | [14 empty] | UST Currently In Use: 0; UST Temp Close: 0; AST Currently In Use: 0; AST Temp Closed: 0 | 0 | 0 | 3 | 11984-111-006078 | G W HEWITT
12544 | Permanently Closed | 1990-02-28 06:00 | 1985-01-01 06:00 | 1990-02-28 06:00 | Petroleum | Unleaded gasoline | Unleaded gasoline |  | Steel | Steel | Coated & cathodic protection (sti-P3) |  | Steel |  | 1901-01-01 06:00 | Field installed cathodic protection | [14 empty] | UST Currently In Use: 0; UST Temp Close: 0; AST Currently In Use: 0; AST Temp Closed: 0 | 0 | 0 | 3 | 11984-111-006078 | G W HEWITT
12545 | Permanently Closed | 1990-02-28 06:00 | 1985-01-01 06:00 | 1990-02-28 06:00 | Petroleum | On road diesel | On road diesel |  | Steel | Steel | Coated & cathodic protection (sti-P3) |  | Steel |  | 1901-01-01 06:00 | Field installed cathodic protection | [14 empty] | UST Currently In Use: 0; UST Temp Close: 0; AST Currently In Use: 0; AST Temp Closed: 0 | 0 | 0 | 3 | 11984-111-006078 | G W HEWITT
12546 | Permanently Closed | 1997-10-14 06:00 | 1970-01-01 06:00 | 1997-10-14 06:00 | Petroleum | Unleaded gasoline | Unleaded gasoline | Retail | Steel | Steel |  | Painted or None | Steel |  | 1901-01-01 06:00 | [15 empty] | UST Currently In Use: 0; UST Temp Close: 0; AST Currently In Use: 0; AST Temp Closed: 0 | 0 | 0 | 1 | 11987-003-003195 | PETROLUEM ENGINEERING
12547 | Temporary Closed | 2017-11-01 06:00 | 1985-12-15 06:00 |  | Petroleum | Unleaded gasoline | Unleaded gasoline | Retail | Steel | Steel | Coated & cathodic protection (sti-P3) |  | Fiberglass reinforced plastic |  |  |  | Catchment Basin, Single walled catchment basin | Automatic shutoff device At 95% full | Automatic shutoff device At 95% full |  |  | Statistical Inventory Reconciliation (SIR) | [8 empty] | UST Currently In Use: 2; UST Temp Close: 1; AST Currently In Use: 0; AST Temp Closed: 0 | 2 | 1 | 0 | 21309-003-003195 | MICHAEL C. BRADLEY
12548 | Currently in Use |  | 1985-12-15 06:00 |  | Petroleum | Unleaded gasoline | Unleaded gasoline | Retail | Steel | Steel | Coated & cathodic protection (sti-P3) |  | Fiberglass reinforced plastic |  |  |  | Catchment Basin, Single walled catchment basin | Automatic shutoff device At 95% full | Automatic shutoff device At 95% full |  |  | Statistical Inventory Reconciliation (SIR) | [8 empty] | UST Currently In Use: 2; UST Temp Close: 1; AST Currently In Use: 0; AST Temp Closed: 0 | 2 | 1 | 0 | 21309-003-003195 | MICHAEL C. BRADLEY
12549 | Permanently Closed | 1901-01-01 06:00 | 1968-01-01 06:00 | 2011-11-11 06:00 | Petroleum | Unleaded gasoline | Unleaded gasoline |  | Steel | Steel |  | Painted or None | Steel |  | 1901-01-01 06:00 | [15 empty] | UST Currently In Use: 0; UST Temp Close: 0; AST Currently In Use: 0; AST Temp Closed: 0 | 0 | 0 | 3 | 11987-003-003196 | PETROLUEM ENGINEERING
12550 | Permanently Closed | 1901-01-01 06:00 | 1968-01-01 06:00 | 2011-11-11 06:00 | Petroleum | Unleaded gasoline | Unleaded gasoline |  | Steel | Steel |  | Painted or None | Steel |  | 1901-01-01 06:00 | [15 empty] | UST Currently In Use: 0; UST Temp Close: 0; AST Currently In Use: 0; AST Temp Closed: 0 | 0 | 0 | 3 | 11987-003-003196 | PETROLUEM ENGINEERING
12551 | Permanently Closed | 1901-01-01 06:00 | 1968-01-01 06:00 | 2011-11-11 06:00 | Petroleum | Unleaded gasoline | Unleaded gasoline |  | Steel | Steel |  | Painted or None | Steel |  | 1901-01-01 06:00 | [15 empty] | UST Currently In Use: 0; UST Temp Close: 0; AST Currently In Use: 0; AST Temp Closed: 0 | 0 | 0 | 3 | 11987-003-003196 | PETROLUEM ENGINEERING
12552 | Permanently Closed | 1901-01-01 06:00 | 1968-01-01 06:00 | 1988-07-01 06:00 | Petroleum | Unleaded gasoline | Unleaded gasoline |  | Steel | Steel |  | Painted or None | Steel |  | 1901-01-01 06:00 | [15 empty] | UST Currently In Use: 0; UST Temp Close: 0; AST Currently In Use: 0; AST Temp Closed: 0 | 0 | 0 | 3 | 11987-003-003197 | PETROLUEM ENGINEERING
12553 | Permanently Closed | 1901-01-01 06:00 | 1968-01-01 06:00 | 1988-07-01 06:00 | Petroleum | Unleaded gasoline | Unleaded gasoline |  | Steel | Steel |  | Painted or None | Steel |  | 1901-01-01 06:00 | [15 empty] | UST Currently In Use: 0; UST Temp Close: 0; AST Currently In Use: 0; AST Temp Closed: 0 | 0 | 0 | 3 | 11987-003-003197 | PETROLUEM ENGINEERING
12554 | Permanently Closed | 1901-01-01 06:00 | 1968-01-01 06:00 | 1988-07-01 06:00 | Petroleum | Unleaded gasoline | Unleaded gasoline |  | Steel | Steel |  | Painted or None | Steel |  | 1901-01-01 06:00 | [15 empty] | UST Currently In Use: 0; UST Temp Close: 0; AST Currently In Use: 0; AST Temp Closed: 0 | 0 | 0 | 3 | 11987-003-003197 | PETROLUEM ENGINEERING
12555 | Permanently Closed | 1901-01-01 06:00 | 1952-01-01 06:00 | 2011-11-11 06:00 | Petroleum | Kerosene | Kerosene |  | Steel | Steel |  | Painted or None | Steel |  | 1901-01-01 06:00 | [15 empty] | UST Currently In Use: 0; UST Temp Close: 0; AST Currently In Use: 0; AST Temp Closed: 0 | 0 | 0 | 4 | 11987-003-003199 | PETROLUEM ENGINEERING
12556 | Permanently Closed | 1901-01-01 06:00 | 1952-01-01 06:00 | 2011-11-11 06:00 | Petroleum | Kerosene | Kerosene |  | Steel | Steel |  | Painted or None | Steel |  | 1901-01-01 06:00 | [15 empty] | UST Currently In Use: 0; UST Temp Close: 0; AST Currently In Use: 0; AST Temp Closed: 0 | 0 | 0 | 4 | 11987-003-003199 | PETROLUEM ENGINEERING
12557 | Permanently Closed | 1901-01-01 06:00 | 1952-01-01 06:00 | 2011-11-11 06:00 | Petroleum | Unleaded gasoline | Unleaded gasoline |  | Steel | Steel |  | Painted or None | Steel |  | 1901-01-01 06:00 | [15 empty] | UST Currently In Use: 0; UST Temp Close: 0; AST Currently In Use: 0; AST Temp Closed: 0 | 0 | 0 | 4 | 11987-003-003199 | PETROLUEM ENGINEERING
12558 | Permanently Closed | 1901-01-01 06:00 | 1952-01-01 06:00 | 2011-11-11 06:00 | Petroleum | Unleaded gasoline | Unleaded gasoline |  | Steel | Steel |  | Painted or None | Steel |  | 1901-01-01 06:00 | [15 empty] | UST Currently In Use: 0; UST Temp Close: 0; AST Currently In Use: 0; AST Temp Closed: 0 | 0 | 0 | 4 | 11987-003-003199 | PETROLUEM ENGINEERING
12559 | Permanently Closed | 1997-12-10 06:00 | 1980-01-01 06:00 | 1997-12-10 06:00 | Petroleum | Unleaded gasoline | Unleaded gasoline |  | Steel | Steel |  | Painted or None | Steel |  | 1901-01-01 06:00 | [12 empty] | Annual line testing | Annual line testing |  | UST Currently In Use: 0; UST Temp Close: 0; AST Currently In Use: 0; AST Temp Closed: 0 | 0 | 0 | 5 | 11987-003-003200 | PETROLUEM ENGINEERING
12560 | Permanently Closed | 1997-12-10 06:00 | 1980-01-01 06:00 | 1997-12-10 06:00 | Petroleum | Unleaded gasoline | Unleaded gasoline |  | Steel | Steel |  | Painted or None | Steel |  | 1901-01-01 06:00 | [12 empty] | Annual line testing | Annual line testing |  | UST Currently In Use: 0; UST Temp Close: 0; AST Currently In Use: 0; AST Temp Closed: 0 | 0 | 0 | 5 | 11987-003-003200 | PETROLUEM ENGINEERING
12561 | Permanently Closed | 1997-12-10 06:00 | 1980-01-01 06:00 | 1997-12-10 06:00 | Petroleum | Unleaded gasoline | Unleaded gasoline |  | Steel | Steel |  | Painted or None | Steel |  | 1901-01-01 06:00 | [12 empty] | Annual line testing | Annual line testing |  | UST Currently In Use: 0; UST Temp Close: 0; AST Currently In Use: 0; AST Temp Closed: 0 | 0 | 0 | 5 | 11987-003-003200 | PETROLUEM ENGINEERING
12562 | Permanently Closed | 1997-12-10 06:00 | 1964-01-01 06:00 | 1997-12-10 06:00 | Petroleum | On road diesel | On road diesel |  | Steel | Steel |  | Painted or None | Steel |  | 1901-01-01 06:00 | [6 empty] | Manual Tank Gauging (only tanks 1000 gal. or less and 48” or 64” in diameter) | [8 empty] | UST Currently In Use: 0; UST Temp Close: 0; AST Currently In Use: 0; AST Temp Closed: 0 | 0 | 0 | 5 | 11987-003-003200 | PETROLUEM ENGINEERING
12563 | Permanently Closed | 1997-12-10 06:00 | 1964-01-01 06:00 | 1997-12-10 06:00 | Petroleum | On road diesel | On road diesel |  | Steel | Steel |  | Painted or None | Steel |  | 1901-01-01 06:00 | [6 empty] | Manual Tank Gauging (only tanks 1000 gal. or less and 48” or 64” in diameter) | [8 empty] | UST Currently In Use: 0; UST Temp Close: 0; AST Currently In Use: 0; AST Temp Closed: 0 | 0 | 0 | 5 | 11987-003-003200 | PETROLUEM ENGINEERING
12564 | Permanently Closed | 1996-02-28 06:00 | 1988-01-01 06:00 | 1996-02-28 06:00 | Petroleum | Unleaded gasoline | Unleaded gasoline |  | Steel | Steel | Coated & cathodic protection (sti-P3) |  | Steel |  | 1901-01-01 06:00 | [12 empty] | Annual line testing | Annual line testing |  | UST Currently In Use: 0; UST Temp Close: 0; AST Currently In Use: 0; AST Temp Closed: 0 | 0 | 0 | 3 | 11987-003-003201 | PETROLUEM ENGINEERING
12565 | Permanently Closed | 1996-02-28 06:00 | 1988-01-01 06:00 | 1996-02-28 06:00 | Petroleum | Unleaded gasoline | Unleaded gasoline |  | Steel | Steel | Coated & cathodic protection (sti-P3) |  | Steel |  | 1901-01-01 06:00 | [12 empty] | Annual line testing | Annual line testing |  | UST Currently In Use: 0; UST Temp Close: 0; AST Currently In Use: 0; AST Temp Closed: 0 | 0 | 0 | 3 | 11987-003-003201 | PETROLUEM ENGINEERING
12566 | Permanently Closed | 1996-02-28 06:00 | 1988-01-01 06:00 | 1996-02-28 06:00 | Petroleum | Unleaded gasoline | Unleaded gasoline |  | Steel | Steel | Coated & cathodic protection (sti-P3) |  | Steel |  | 1901-01-01 06:00 | [12 empty] | Annual line testing | Annual line testing |  | UST Currently In Use: 0; UST Temp Close: 0; AST Currently In Use: 0; AST Temp Closed: 0 | 0 | 0 | 3 | 11987-003-003201 | PETROLUEM ENGINEERING
12567 | Permanently Closed | 1901-01-01 06:00 | 1974-01-01 06:00 | 2011-11-11 06:00 | Petroleum | Unleaded gasoline | Unleaded gasoline |  | Steel | Steel |  | Painted or None | Steel |  | 1901-01-01 06:00 | [15 empty] | UST Currently In Use: 0; UST Temp Close: 0; AST Currently In Use: 0; AST Temp Closed: 0 | 0 | 0 | 2 | 11987-003-003202 | PETROLUEM ENGINEERING
12568 | Permanently Closed | 1901-01-01 06:00 | 1964-01-01 06:00 | 2011-11-11 06:00 | Petroleum | Unleaded gasoline | Unleaded gasoline |  | Steel | Steel |  | Painted or None | Steel |  | 1901-01-01 06:00 | [15 empty] | UST Currently In Use: 0; UST Temp Close: 0; AST Currently In Use: 0; AST Temp Closed: 0 | 0 | 0 | 2 | 11987-003-003202 | PETROLUEM ENGINEERING
12569 | Permanently Closed | 1995-09-28 06:00 | 1976-01-01 06:00 | 1996-12-02 06:00 | Petroleum | On road diesel | On road diesel |  | Steel | Steel |  | Painted or None | Steel |  | 1901-01-01 06:00 | [15 empty] | UST Currently In Use: 0; UST Temp Close: 0; AST Currently In Use: 0; AST Temp Closed: 0 | 0 | 0 | 4 | 11987-003-003203 | PETROLUEM ENGINEERING
12570 | Permanently Closed | 1995-09-28 06:00 | 1974-01-01 06:00 | 1996-12-02 06:00 | Petroleum | Unleaded gasoline | Unleaded gasoline |  | Steel | Steel |  | Painted or None | Steel |  | 1901-01-01 06:00 | [15 empty] | UST Currently In Use: 0; UST Temp Close: 0; AST Currently In Use: 0; AST Temp Closed: 0 | 0 | 0 | 4 | 11987-003-003203 | PETROLUEM ENGINEERING
12571 | Permanently Closed | 1992-07-13 06:00 | 1974-01-01 06:00 | 1992-07-13 06:00 | Petroleum | Unleaded gasoline | Unleaded gasoline |  | Steel | Steel |  | Painted or None | Steel |  | 1901-01-01 06:00 | [15 empty] | UST Currently In Use: 0; UST Temp Close: 0; AST Currently In Use: 0; AST Temp Closed: 0 | 0 | 0 | 4 | 11987-003-003203 | PETROLUEM ENGINEERING
12572 | Permanently Closed | 1995-09-28 06:00 | 1976-01-01 06:00 | 1996-12-02 06:00 | Petroleum | Unleaded gasoline | Unleaded gasoline |  | Steel | Steel |  | Painted or None | Steel |  | 1901-01-01 06:00 | [15 empty] | UST Currently In Use: 0; UST Temp Close: 0; AST Currently In Use: 0; AST Temp Closed: 0 | 0 | 0 | 4 | 11987-003-003203 | PETROLUEM ENGINEERING
12573 | Currently in Use |  | 1975-01-01 06:00 |  | Petroleum | Unleaded gasoline | Unleaded gasoline | Retail | Fiberglass reinforced plastic | Fiberglass reinforced plastic |  |  | Flexible |  | 1901-01-01 06:00 |  | Catchment Basin, Single walled catchment basin | Automatic shutoff device At 95% full | Automatic shutoff device At 95% full |  |  | Continuous Automatic Tank Gauge |  | Automatic shutoff device (AELLD), Containment Sump | Containment Sump | Interstitial Monitoring within Secondary Containment | SENSOR TO ATG | Continuous alarm system | Continuous alarm system |  | UST Currently In Use: 4; UST Temp Close: 0; AST Currently In Use: 0; AST Temp Closed: 0 | 4 | 0 | 0 | 25852-003-003204 | KRISHNA 31 LLC
12574 | Currently in Use |  | 1975-01-01 06:00 |  | Petroleum | Unleaded gasoline | Unleaded gasoline | Retail | Fiberglass reinforced plastic | Fiberglass reinforced plastic |  |  | Flexible |  | 1901-01-01 06:00 |  | Catchment Basin, Single walled catchment basin | Automatic shutoff device At 95% full | Automatic shutoff device At 95% full |  |  | Continuous Automatic Tank Gauge |  | Containment Sump, MANIFOLDED | Containment Sump | Interstitial Monitoring within Secondary Containment | SENSOR TO ATG | Continuous alarm system | Continuous alarm system |  | UST Currently In Use: 4; UST Temp Close: 0; AST Currently In Use: 0; AST Temp Closed: 0 | 4 | 0 | 0 | 25852-003-003204 | KRISHNA 31 LLC
12575 | Currently in Use |  | 1975-01-01 06:00 |  | Petroleum | Premium gasoline | Premium gasoline | Retail | Fiberglass reinforced plastic | Fiberglass reinforced plastic |  |  | Flexible |  | 1901-01-01 06:00 |  | Catchment Basin, Single walled catchment basin | Automatic shutoff device At 95% full | Automatic shutoff device At 95% full |  |  | Continuous Automatic Tank Gauge |  | Automatic shutoff device (AELLD), Containment Sump | Containment Sump | Interstitial Monitoring within Secondary Containment | SENSOR TO ATG | Continuous alarm system | Continuous alarm system |  | UST Currently In Use: 4; UST Temp Close: 0; AST Currently In Use: 0; AST Temp Closed: 0 | 4 | 0 | 0 | 25852-003-003204 | KRISHNA 31 LLC
12576 | Currently in Use |  | 1975-01-01 06:00 |  | Petroleum | On road diesel | On road diesel | Retail | Fiberglass reinforced plastic | Fiberglass reinforced plastic |  |  | Flexible |  | 1901-01-01 06:00 |  | Catchment Basin, Single walled catchment basin | Automatic shutoff device At 95% full | Automatic shutoff device At 95% full |  |  | Continuous Automatic Tank Gauge |  | Automatic shutoff device (AELLD), Containment Sump | Containment Sump | Interstitial Monitoring within Secondary Containment | SENSOR TO ATG | Continuous alarm system | Continuous alarm system |  | UST Currently In Use: 4; UST Temp Close: 0; AST Currently In Use: 0; AST Temp Closed: 0 | 4 | 0 | 0 | 25852-003-003204 | KRISHNA 31 LLC
12577 | Permanently Closed | 1990-01-09 06:00 | 1969-01-01 06:00 | 1990-01-09 06:00 | Petroleum | Unleaded gasoline | Unleaded gasoline |  | Steel | Steel |  | Painted or None | Steel |  | 1901-01-01 06:00 | [15 empty] | UST Currently In Use: 0; UST Temp Close: 0; AST Currently In Use: 0; AST Temp Closed: 0 | 0 | 0 | 8 | 23667-003-003205 | G&M LLC
12578 | Permanently Closed | 1990-01-09 06:00 | 1969-01-01 06:00 | 1990-01-09 06:00 | Petroleum | Unleaded gasoline | Unleaded gasoline |  | Steel | Steel |  | Painted or None | Steel |  | 1901-01-01 06:00 | [15 empty] | UST Currently In Use: 0; UST Temp Close: 0; AST Currently In Use: 0; AST Temp Closed: 0 | 0 | 0 | 8 | 23667-003-003205 | G&M LLC
12579 | Permanently Closed | 1990-01-09 06:00 | 1969-01-01 06:00 | 1990-01-09 06:00 | Petroleum | Unleaded gasoline | Unleaded gasoline |  | Steel | Steel |  | Painted or None | Steel |  | 1901-01-01 06:00 | [15 empty] | UST Currently In Use: 0; UST Temp Close: 0; AST Currently In Use: 0; AST Temp Closed: 0 | 0 | 0 | 8 | 23667-003-003205 | G&M LLC
12580 | Permanently Closed | 1990-01-09 06:00 | 1969-01-01 06:00 | 1990-01-09 06:00 | Petroleum | On road diesel | On road diesel |  | Steel | Steel |  | Painted or None | Steel |  | 1901-01-01 06:00 | [15 empty] | UST Currently In Use: 0; UST Temp Close: 0; AST Currently In Use: 0; AST Temp Closed: 0 | 0 | 0 | 8 | 23667-003-003205 | G&M LLC
12581 | Permanently Closed | 1990-01-09 06:00 | 1981-01-01 06:00 | 1990-01-09 06:00 | Petroleum | Unleaded gasoline | Unleaded gasoline |  | Steel | Steel |  | Painted or None | Steel |  | 1901-01-01 06:00 | [15 empty] | UST Currently In Use: 0; UST Temp Close: 0; AST Currently In Use: 0; AST Temp Closed: 0 | 0 | 0 | 8 | 23667-003-003205 | G&M LLC
12582 | Permanently Closed | 2010-11-01 06:00 | 1990-01-06 06:00 | 2011-03-02 06:00 | Petroleum | Unleaded gasoline | Unleaded gasoline | Retail | Steel | Steel | Coated & cathodic protection (sti-P3) |  | Fiberglass reinforced plastic |  | 1901-01-01 06:00 |  | Catchment Basin, Single walled catchment basin | Flow Rest 90% Full | Flow Rest 90% Full |  |  | Statistical Inventory Reconciliation (SIR) | [8 empty] | UST Currently In Use: 0; UST Temp Close: 0; AST Currently In Use: 0; AST Temp Closed: 0 | 0 | 0 | 8 | 23667-003-003205 | G&M LLC
12583 | Permanently Closed | 2010-04-14 06:00 | 1990-01-06 06:00 | 2011-03-02 06:00 | Petroleum | Mid-grade gasoline | Mid-grade gasoline | Retail | Steel | Steel | Coated & cathodic protection (sti-P3) |  | Fiberglass reinforced plastic |  | 1901-01-01 06:00 |  | Catchment Basin, Single walled catchment basin | Flow Rest 90% Full | Flow Rest 90% Full |  |  | Statistical Inventory Reconciliation (SIR) | [8 empty] | UST Currently In Use: 0; UST Temp Close: 0; AST Currently In Use: 0; AST Temp Closed: 0 | 0 | 0 | 8 | 23667-003-003205 | G&M LLC
12584 | Permanently Closed | 2010-11-01 06:00 | 1990-01-06 06:00 | 2011-03-02 06:00 | Petroleum | Premium gasoline | Premium gasoline | Retail | Steel | Steel | Coated & cathodic protection (sti-P3) |  | Fiberglass reinforced plastic |  | 1901-01-01 06:00 |  | Catchment Basin, Single walled catchment basin | Flow Rest 90% Full | Flow Rest 90% Full |  |  | Statistical Inventory Reconciliation (SIR) | [8 empty] | UST Currently In Use: 0; UST Temp Close: 0; AST Currently In Use: 0; AST Temp Closed: 0 | 0 | 0 | 8 | 23667-003-003205 | G&M LLC
12585 | Permanently Closed | 2005-12-26 06:00 | 1966-01-01 06:00 | 2005-12-26 06:00 | Petroleum | Unleaded gasoline | Unleaded gasoline | Retail | Steel | Steel | Field installed cathodic protection, Interior lined (not allowed as a standalone method of corrosion protection), INTER LINE |  | Fiberglass reinforced plastic |  | 1901-01-01 06:00 |  | Catchment Basin, Single walled catchment basin | Flow Rest 90% Full | Flow Rest 90% Full |  |  | Automatic Tank Gauge | [5 empty] | Annual line testing | Annual line testing |  | UST Currently In Use: 0; UST Temp Close: 0; AST Currently In Use: 0; AST Temp Closed: 0 | 0 | 0 | 3 | 18042-003-003206 | DANIEL REEVES
12587 | Permanently Closed | 2005-12-26 06:00 | 1966-01-01 06:00 | 2005-12-26 06:00 | Petroleum | Premium gasoline | Premium gasoline | Retail | Steel | Steel | Field installed cathodic protection, Interior lined (not allowed as a standalone method of corrosion protection) |  | Fiberglass reinforced plastic |  | 1901-01-01 06:00 |  | Catchment Basin, Single walled catchment basin | Flow Rest 90% Full | Flow Rest 90% Full |  |  | Automatic Tank Gauge | [5 empty] | Annual line testing | Annual line testing |  | UST Currently In Use: 0; UST Temp Close: 0; AST Currently In Use: 0; AST Temp Closed: 0 | 0 | 0 | 3 | 18042-003-003206 | DANIEL REEVES
12588 | Permanently Closed | 2005-12-26 06:00 | 1981-01-01 06:00 | 2005-12-26 06:00 | Petroleum | On road diesel | On road diesel | Retail | Steel | Steel | Field installed cathodic protection |  | Steel |  | 1901-01-01 06:00 | Field installed cathodic protection | Catchment Basin, Single walled catchment basin | Flow Rest 90% Full | Flow Rest 90% Full |  |  | Automatic Tank Gauge | [8 empty] | UST Currently In Use: 0; UST Temp Close: 0; AST Currently In Use: 0; AST Temp Closed: 0 | 0 | 0 | 3 | 18042-003-003206 | DANIEL REEVES
12589 | Permanently Closed | 1901-01-01 06:00 | 1969-01-01 06:00 | 2011-11-11 06:00 | Petroleum | Unleaded gasoline | Unleaded gasoline |  | Steel | Steel |  | Painted or None | Steel |  | 1901-01-01 06:00 | [15 empty] | UST Currently In Use: 0; UST Temp Close: 0; AST Currently In Use: 0; AST Temp Closed: 0 | 0 | 0 | 3 | 11987-003-003207 | PETROLUEM ENGINEERING
12590 | Permanently Closed | 1901-01-01 06:00 | 1969-01-01 06:00 | 2011-11-11 06:00 | Petroleum | Unleaded gasoline | Unleaded gasoline |  | Steel | Steel |  | Painted or None | Steel |  | 1901-01-01 06:00 | [15 empty] | UST Currently In Use: 0; UST Temp Close: 0; AST Currently In Use: 0; AST Temp Closed: 0 | 0 | 0 | 3 | 11987-003-003207 | PETROLUEM ENGINEERING
12591 | Permanently Closed | 1901-01-01 06:00 | 1969-01-01 06:00 | 2011-11-11 06:00 | Petroleum | Unleaded gasoline | Unleaded gasoline |  | Steel | Steel |  | Painted or None | Steel |  | 1901-01-01 06:00 | [15 empty] | UST Currently In Use: 0; UST Temp Close: 0; AST Currently In Use: 0; AST Temp Closed: 0 | 0 | 0 | 3 | 11987-003-003207 | PETROLUEM ENGINEERING
12592 | Permanently Closed | 1998-09-04 06:00 | 1981-01-01 06:00 | 1998-09-04 06:00 | Petroleum | On road diesel | On road diesel |  | Steel | Steel |  | Painted or None | Steel |  | 1901-01-01 06:00 |  | Catchment Basin, Single walled catchment basin | [13 empty] | UST Currently In Use: 0; UST Temp Close: 0; AST Currently In Use: 0; AST Temp Closed: 0 | 0 | 0 | 1 | 11987-003-003210 | PETROLUEM ENGINEERING
12593 | Permanently Closed | 1901-01-01 06:00 | 1964-01-01 06:00 | 1988-11-08 06:00 | Petroleum | Unleaded gasoline | Unleaded gasoline |  | Steel | Steel |  | Painted or None | Steel |  | 1901-01-01 06:00 | [15 empty] | UST Currently In Use: 0; UST Temp Close: 0; AST Currently In Use: 0; AST Temp Closed: 0 | 0 | 0 | 3 | 11987-003-003211 | PETROLUEM ENGINEERING
12594 | Permanently Closed | 1901-01-01 06:00 | 1964-01-01 06:00 | 1988-11-08 06:00 | Petroleum | Unleaded gasoline | Unleaded gasoline |  | Steel | Steel |  | Painted or None | Steel |  | 1901-01-01 06:00 | [15 empty] | UST Currently In Use: 0; UST Temp Close: 0; AST Currently In Use: 0; AST Temp Closed: 0 | 0 | 0 | 3 | 11987-003-003211 | PETROLUEM ENGINEERING
12595 | Permanently Closed | 1901-01-01 06:00 | 1974-01-01 06:00 | 1988-11-08 06:00 | Petroleum | Unleaded gasoline | Unleaded gasoline |  | Steel | Steel |  | Painted or None | Steel |  | 1901-01-01 06:00 | [15 empty] | UST Currently In Use: 0; UST Temp Close: 0; AST Currently In Use: 0; AST Temp Closed: 0 | 0 | 0 | 3 | 11987-003-003211 | PETROLUEM ENGINEERING
12596 | Permanently Closed | 1994-09-09 06:00 | 1968-01-01 06:00 | 1994-09-09 06:00 | Petroleum | Unleaded gasoline | Unleaded gasoline |  | Steel | Steel |  | Painted or None | Steel |  | 1901-01-01 06:00 | [15 empty] | UST Currently In Use: 3; UST Temp Close: 0; AST Currently In Use: 0; AST Temp Closed: 0 | 3 | 0 | 4 | 21362-003-004411 | LEON ALLEN
12597 | Permanently Closed | 1994-09-09 06:00 | 1968-01-01 06:00 | 1994-09-09 06:00 | Petroleum | Unleaded gasoline | Unleaded gasoline |  | Steel | Steel |  | Painted or None | Steel |  | 1901-01-01 06:00 | [15 empty] | UST Currently In Use: 3; UST Temp Close: 0; AST Currently In Use: 0; AST Temp Closed: 0 | 3 | 0 | 4 | 21362-003-004411 | LEON ALLEN
12598 | Permanently Closed | 1994-09-09 06:00 | 1968-01-01 06:00 | 1994-09-09 06:00 | Petroleum | Unleaded gasoline | Unleaded gasoline |  | Steel | Steel |  | Painted or None | Steel |  | 1901-01-01 06:00 | [15 empty] | UST Currently In Use: 3; UST Temp Close: 0; AST Currently In Use: 0; AST Temp Closed: 0 | 3 | 0 | 4 | 21362-003-004411 | LEON ALLEN
12599 | Permanently Closed | 1990-09-26 06:00 | 1968-01-01 06:00 | 1990-09-26 06:00 | Petroleum | On road diesel | On road diesel |  | Steel | Steel |  | Painted or None | Steel |  | 1901-01-01 06:00 | [15 empty] | UST Currently In Use: 3; UST Temp Close: 0; AST Currently In Use: 0; AST Temp Closed: 0 | 3 | 0 | 4 | 21362-003-004411 | LEON ALLEN
12600 | Permanently Closed | 1998-01-01 06:00 | 1982-01-01 06:00 | 1998-01-19 06:00 | Petroleum | On road diesel | On road diesel |  | Steel | Steel |  | Painted or None | Steel |  | 1901-01-01 06:00 | [12 empty] | Annual line testing | Annual line testing |  | UST Currently In Use: 0; UST Temp Close: 0; AST Currently In Use: 0; AST Temp Closed: 0 | 0 | 0 | 6 | 13010-003-004412 | L J AND J W HINOTE
12601 | Permanently Closed | 1998-01-01 06:00 | 1972-01-01 06:00 | 1998-01-19 06:00 | Petroleum | Unleaded gasoline | Unleaded gasoline |  | Steel | Steel |  | Painted or None | Steel |  | 1901-01-01 06:00 | [12 empty] | Annual line testing | Annual line testing |  | UST Currently In Use: 0; UST Temp Close: 0; AST Currently In Use: 0; AST Temp Closed: 0 | 0 | 0 | 6 | 13010-003-004412 | L J AND J W HINOTE
12602 | Permanently Closed | 1998-01-01 06:00 | 1972-01-01 06:00 | 1998-01-19 06:00 | Petroleum | Unleaded gasoline | Unleaded gasoline |  | Steel | Steel |  | Painted or None | Steel |  | 1901-01-01 06:00 | [12 empty] | Annual line testing | Annual line testing |  | UST Currently In Use: 0; UST Temp Close: 0; AST Currently In Use: 0; AST Temp Closed: 0 | 0 | 0 | 6 | 13010-003-004412 | L J AND J W HINOTE
12603 | Permanently Closed | 1996-10-01 06:00 | 1972-01-01 06:00 | 1998-01-19 06:00 | Petroleum | Unleaded gasoline | Unleaded gasoline |  | Steel | Steel |  | Painted or None | Steel |  | 1901-01-01 06:00 | [12 empty] | Annual line testing | Annual line testing |  | UST Currently In Use: 0; UST Temp Close: 0; AST Currently In Use: 0; AST Temp Closed: 0 | 0 | 0 | 6 | 13010-003-004412 | L J AND J W HINOTE
12604 | Permanently Closed | 1998-01-01 06:00 | 1966-01-01 06:00 | 1998-01-19 06:00 | Petroleum | Unleaded gasoline | Unleaded gasoline |  | Steel | Steel |  | Painted or None | Steel |  | 1901-01-01 06:00 | [12 empty] | Annual line testing | Annual line testing |  | UST Currently In Use: 0; UST Temp Close: 0; AST Currently In Use: 0; AST Temp Closed: 0 | 0 | 0 | 6 | 13010-003-004412 | L J AND J W HINOTE
12605 | Permanently Closed | 2017-02-23 06:00 | 1986-01-01 06:00 | 2017-04-18 06:00 | Petroleum | Unleaded gasoline | Unleaded gasoline | Retail | Steel | Steel | Coated & cathodic protection (sti-P3) |  | Flexible |  |  |  | Catchment Basin, Single walled catchment basin | Automatic shutoff device At 95% full | Automatic shutoff device At 95% full |  |  | Continuous Automatic Tank Gauge |  | Automatic shutoff device (AELLD), Containment Sump | Containment Sump | [5 empty] | UST Currently In Use: 0; UST Temp Close: 0; AST Currently In Use: 0; AST Temp Closed: 0 | 0 | 0 | 4 | 20685-003-013284 | BAY SHORES OIL INC
12606 | Permanently Closed | 2017-02-23 06:00 | 1986-01-01 06:00 | 2017-04-18 06:00 | Petroleum | Unleaded gasoline | Unleaded gasoline | Retail | Steel | Steel | Coated & cathodic protection (sti-P3) |  | Flexible |  |  |  | Catchment Basin, Single walled catchment basin | Automatic shutoff device At 95% full | Automatic shutoff device At 95% full |  |  | Continuous Automatic Tank Gauge |  | Containment Sump, MANIFOLDED | Containment Sump |  |  | Other, MANIFOLDED | Other |  | UST Currently In Use: 0; UST Temp Close: 0; AST Currently In Use: 0; AST Temp Closed: 0 | 0 | 0 | 4 | 20685-003-013284 | BAY SHORES OIL INC
12607 | Permanently Closed | 2017-02-23 06:00 | 1986-01-01 06:00 | 2017-04-18 06:00 | Petroleum | Premium gasoline | Premium gasoline | Retail | Steel | Steel | Coated & cathodic protection (sti-P3) |  | Flexible |  |  |  | Catchment Basin, Single walled catchment basin | Automatic shutoff device At 95% full | Automatic shutoff device At 95% full |  |  | Continuous Automatic Tank Gauge |  | Automatic shutoff device (AELLD), Containment Sump | Containment Sump | [5 empty] | UST Currently In Use: 0; UST Temp Close: 0; AST Currently In Use: 0; AST Temp Closed: 0 | 0 | 0 | 4 | 20685-003-013284 | BAY SHORES OIL INC
12608 | Permanently Closed | 2017-02-23 06:00 | 1986-01-01 06:00 | 2017-04-18 06:00 | Petroleum | On road diesel | On road diesel | Retail | Steel | Steel | Coated & cathodic protection (sti-P3) |  | Flexible |  |  |  | Catchment Basin, Single walled catchment basin | Automatic shutoff device At 95% full | Automatic shutoff device At 95% full |  |  | Continuous Automatic Tank Gauge |  | Automatic shutoff device (AELLD), Containment Sump | Containment Sump | [5 empty] | UST Currently In Use: 0; UST Temp Close: 0; AST Currently In Use: 0; AST Temp Closed: 0 | 0 | 0 | 4 | 20685-003-013284 | BAY SHORES OIL INC
12609 | Permanently Closed | 1901-01-01 06:00 | 1964-01-01 06:00 | 2011-11-11 06:00 | Petroleum | Unleaded gasoline | Unleaded gasoline |  | Steel | Steel |  | Painted or None | Steel |  | 1901-01-01 06:00 | [15 empty] | UST Currently In Use: 0; UST Temp Close: 0; AST Currently In Use: 0; AST Temp Closed: 0 | 0 | 0 | 3 | 11987-053-001240 | PETROLUEM ENGINEERING
12610 | Permanently Closed | 1901-01-01 06:00 | 1964-01-01 06:00 | 2011-11-11 06:00 | Petroleum | Unleaded gasoline | Unleaded gasoline |  | Steel | Steel |  | Painted or None | Steel |  | 1901-01-01 06:00 | [15 empty] | UST Currently In Use: 0; UST Temp Close: 0; AST Currently In Use: 0; AST Temp Closed: 0 | 0 | 0 | 3 | 11987-053-001240 | PETROLUEM ENGINEERING
12611 | Permanently Closed | 1901-01-01 06:00 | 1964-01-01 06:00 | 2011-11-11 06:00 | Petroleum | Unleaded gasoline | Unleaded gasoline |  | Steel | Steel |  | Painted or None | Steel |  | 1901-01-01 06:00 | [15 empty] | UST Currently In Use: 0; UST Temp Close: 0; AST Currently In Use: 0; AST Temp Closed: 0 | 0 | 0 | 3 | 11987-053-001240 | PETROLUEM ENGINEERING
12612 | Permanently Closed | 1995-05-16 06:00 | 1954-01-01 06:00 | 1995-05-16 06:00 | Petroleum | Unleaded gasoline | Unleaded gasoline |  | Steel | Steel |  | Painted or None | Steel |  | 1901-01-01 06:00 | [15 empty] | UST Currently In Use: 0; UST Temp Close: 0; AST Currently In Use: 0; AST Temp Closed: 0 | 0 | 0 | 3 | 11987-053-003213 | PETROLUEM ENGINEERING
12613 | Permanently Closed | 1995-05-16 06:00 | 1954-01-01 06:00 | 1995-05-16 06:00 | Petroleum | Unleaded gasoline | Unleaded gasoline |  | Steel | Steel |  | Painted or None | Steel |  | 1901-01-01 06:00 | [15 empty] | UST Currently In Use: 0; UST Temp Close: 0; AST Currently In Use: 0; AST Temp Closed: 0 | 0 | 0 | 3 | 11987-053-003213 | PETROLUEM ENGINEERING
12614 | Permanently Closed | 1995-05-16 06:00 | 1954-01-01 06:00 | 1995-05-16 06:00 | Petroleum | Unleaded gasoline | Unleaded gasoline |  | Steel | Steel |  | Painted or None | Steel |  | 1901-01-01 06:00 | [15 empty] | UST Currently In Use: 0; UST Temp Close: 0; AST Currently In Use: 0; AST Temp Closed: 0 | 0 | 0 | 3 | 11987-053-003213 | PETROLUEM ENGINEERING
12615 | Permanently Closed | 1901-01-01 06:00 | 1962-01-01 06:00 | 2011-11-11 06:00 | Petroleum | Unleaded gasoline | Unleaded gasoline |  | Steel | Steel |  | Painted or None | Steel |  | 1901-01-01 06:00 | [15 empty] | UST Currently In Use: 0; UST Temp Close: 0; AST Currently In Use: 0; AST Temp Closed: 0 | 0 | 0 | 2 | 11987-053-003214 | PETROLUEM ENGINEERING
12616 | Permanently Closed | 1901-01-01 06:00 | 1962-01-01 06:00 | 2011-11-11 06:00 | Petroleum | Unleaded gasoline | Unleaded gasoline |  | Steel | Steel |  | Painted or None | Steel |  | 1901-01-01 06:00 | [15 empty] | UST Currently In Use: 0; UST Temp Close: 0; AST Currently In Use: 0; AST Temp Closed: 0 | 0 | 0 | 2 | 11987-053-003214 | PETROLUEM ENGINEERING
12617 | Currently in Use |  | 1987-01-01 06:00 |  | Petroleum | Unleaded gasoline | Unleaded gasoline | Retail | Steel | Steel | Coated & cathodic protection (sti-P3) |  | Fiberglass reinforced plastic |  |  |  | Catchment Basin, Single walled catchment basin | Flow Rest 90% Full | Flow Rest 90% Full |  |  | Automatic Tank Gauge |  | Automatic flow restrictor (MLLD) | Automatic flow restrictor (MLLD) |  |  | Annual line testing | Annual line testing |  | UST Currently In Use: 2; UST Temp Close: 0; AST Currently In Use: 0; AST Temp Closed: 0 | 2 | 0 | 0 | 23860-053-014010 | SEVANTILAL S PATEL
12619 | Currently in Use |  | 1987-01-01 06:00 |  | Petroleum | Premium gasoline | Premium gasoline | Retail | Steel | Steel | Coated & cathodic protection (sti-P3) |  | Fiberglass reinforced plastic |  |  |  | Catchment Basin, Single walled catchment basin | Flow Rest 90% Full | Flow Rest 90% Full |  |  | Automatic Tank Gauge |  | Automatic flow restrictor (MLLD) | Automatic flow restrictor (MLLD) |  |  | Annual line testing | Annual line testing |  | UST Currently In Use: 2; UST Temp Close: 0; AST Currently In Use: 0; AST Temp Closed: 0 | 2 | 0 | 0 | 23860-053-014010 | SEVANTILAL S PATEL
12620 | Permanently Closed | 2007-08-06 06:00 | 1983-01-01 06:00 | 2007-08-06 06:00 | Petroleum | Unleaded gasoline | Unleaded gasoline | Industrial | Steel | Steel | Coated & cathodic protection (sti-P3) |  | Flexible |  | 1901-01-01 06:00 |  | Catchment Basin, Single walled catchment basin | Automatic shutoff device At 95% full, Flow Rest 90% Full | Flow Rest 90% Full |  |  | Statistical Inventory Reconciliation (SIR) | [8 empty] | UST Currently In Use: 0; UST Temp Close: 0; AST Currently In Use: 0; AST Temp Closed: 0 | 0 | 0 | 2 | 20464-097-003209 | RICHERSON OIL INC
12621 | Permanently Closed | 2007-08-06 06:00 | 1983-01-01 06:00 | 2007-08-06 06:00 | Petroleum | On road diesel | On road diesel | Industrial | Steel | Steel | Coated & cathodic protection (sti-P3) |  | Flexible |  | 1901-01-01 06:00 |  | Catchment Basin, Single walled catchment basin | Automatic shutoff device At 95% full, Flow Rest 90% Full | Flow Rest 90% Full |  |  | Statistical Inventory Reconciliation (SIR) | [8 empty] | UST Currently In Use: 0; UST Temp Close: 0; AST Currently In Use: 0; AST Temp Closed: 0 | 0 | 0 | 2 | 20464-097-003209 | RICHERSON OIL INC
12622 | Permanently Closed | 1996-07-02 06:00 | 1980-01-01 06:00 | 1996-07-02 06:00 | Petroleum | Other, EMPTY | Other |  | Steel | Steel |  |  |  |  | 1901-01-01 06:00 | [15 empty] | UST Currently In Use: 0; UST Temp Close: 0; AST Currently In Use: 0; AST Temp Closed: 0 | 0 | 0 | 2 | 11987-097-005895 | PETROLUEM ENGINEERING
12623 | Permanently Closed | 1996-07-02 06:00 | 1980-01-01 06:00 | 1996-07-02 06:00 | Petroleum | Other, EMPTY | Other |  | Steel | Steel |  |  |  |  | 1901-01-01 06:00 | [15 empty] | UST Currently In Use: 0; UST Temp Close: 0; AST Currently In Use: 0; AST Temp Closed: 0 | 0 | 0 | 2 | 11987-097-005895 | PETROLUEM ENGINEERING
12624 | Permanently Closed | 1996-06-28 06:00 | 1974-01-01 06:00 | 1996-06-28 06:00 | Petroleum | Unleaded gasoline | Unleaded gasoline |  | Steel | Steel |  | Painted or None | Steel |  | 1901-01-01 06:00 | [12 empty] | Annual line testing | Annual line testing |  | UST Currently In Use: 0; UST Temp Close: 0; AST Currently In Use: 0; AST Temp Closed: 0 | 0 | 0 | 3 | 11987-129-003208 | PETROLUEM ENGINEERING
12625 | Permanently Closed | 1996-06-28 06:00 | 1974-01-01 06:00 | 1996-06-28 06:00 | Petroleum | Unleaded gasoline | Unleaded gasoline |  | Steel | Steel |  | Painted or None | Steel |  | 1901-01-01 06:00 | [12 empty] | Annual line testing | Annual line testing |  | UST Currently In Use: 0; UST Temp Close: 0; AST Currently In Use: 0; AST Temp Closed: 0 | 0 | 0 | 3 | 11987-129-003208 | PETROLUEM ENGINEERING
12626 | Permanently Closed | 1996-06-28 06:00 | 1964-01-01 06:00 | 1996-06-28 06:00 | Petroleum | Unleaded gasoline | Unleaded gasoline |  | Steel | Steel |  | Painted or None | Steel |  | 1901-01-01 06:00 | [15 empty] | UST Currently In Use: 0; UST Temp Close: 0; AST Currently In Use: 0; AST Temp Closed: 0 | 0 | 0 | 3 | 11987-129-003208 | PETROLUEM ENGINEERING
12629 | Permanently Closed | 1983-06-01 06:00 | 1969-01-01 06:00 | 2007-02-23 06:00 | Petroleum | Unleaded gasoline | Unleaded gasoline | [5 empty] | Steel |  | 1901-01-01 06:00 | [15 empty] | UST Currently In Use: 0; UST Temp Close: 0; AST Currently In Use: 0; AST Temp Closed: 0 | 0 | 0 | 1 | 11989-073-001640 | ROBERT FLOWERS
12630 | Permanently Closed | 1990-09-23 06:00 | 1969-01-01 06:00 | 1990-09-23 06:00 | Petroleum | Unleaded gasoline | Unleaded gasoline |  | Steel | Steel |  |  | Steel |  | 1901-01-01 06:00 | [15 empty] | UST Currently In Use: 0; UST Temp Close: 0; AST Currently In Use: 0; AST Temp Closed: 0 | 0 | 0 | 1 | 11991-055-000659 | GADSDEN BODY SHOP INC
12631 | Permanently Closed | 1989-09-25 06:00 | 1973-01-01 06:00 | 1989-09-25 06:00 | Petroleum | Unleaded gasoline | Unleaded gasoline |  | Steel | Steel |  | Painted or None | Steel |  | 1901-01-01 06:00 | [15 empty] | UST Currently In Use: 0; UST Temp Close: 0; AST Currently In Use: 0; AST Temp Closed: 0 | 0 | 0 | 5 | 11992-055-004719 | GADSDEN MALL
12632 | Permanently Closed | 1989-09-25 06:00 | 1974-01-01 06:00 | 1989-09-25 06:00 | Petroleum | Unleaded gasoline | Unleaded gasoline |  | Steel | Steel |  | Painted or None | Steel |  | 1901-01-01 06:00 | [15 empty] | UST Currently In Use: 0; UST Temp Close: 0; AST Currently In Use: 0; AST Temp Closed: 0 | 0 | 0 | 5 | 11992-055-004719 | GADSDEN MALL
12633 | Permanently Closed | 1989-09-25 06:00 | 1974-01-01 06:00 | 1989-09-25 06:00 | Petroleum | Unleaded gasoline | Unleaded gasoline |  | Steel | Steel |  | Painted or None | Steel |  | 1901-01-01 06:00 | [15 empty] | UST Currently In Use: 0; UST Temp Close: 0; AST Currently In Use: 0; AST Temp Closed: 0 | 0 | 0 | 5 | 11992-055-004719 | GADSDEN MALL
12634 | Permanently Closed | 1989-09-25 06:00 | 1974-01-01 06:00 | 1989-09-25 06:00 | Petroleum | Unleaded gasoline | Unleaded gasoline |  | Steel | Steel |  | Painted or None | Steel |  | 1901-01-01 06:00 | [15 empty] | UST Currently In Use: 0; UST Temp Close: 0; AST Currently In Use: 0; AST Temp Closed: 0 | 0 | 0 | 5 | 11992-055-004719 | GADSDEN MALL
12635 | Permanently Closed | 1989-09-25 06:00 | 1972-01-01 06:00 | 1989-09-25 06:00 | Petroleum | Used oil | Used oil |  | Steel | Steel |  | Painted or None | Steel |  | 1901-01-01 06:00 | [15 empty] | UST Currently In Use: 0; UST Temp Close: 0; AST Currently In Use: 0; AST Temp Closed: 0 | 0 | 0 | 5 | 11992-055-004719 | GADSDEN MALL
12636 | Permanently Closed | 1991-12-10 06:00 | 1973-01-01 06:00 | 1991-12-10 06:00 | Petroleum | Unleaded gasoline | Unleaded gasoline | State/federal government | Steel | Steel |  |  | Steel |  | 1901-01-01 06:00 | [15 empty] | UST Currently In Use: 0; UST Temp Close: 0; AST Currently In Use: 2; AST Temp Closed: 2 | 0 | 0 | 2 | 11993-055-010332 | GADSDEN STATE COMMUNITY COLLEGE
12637 | Permanently Closed | 1991-12-10 06:00 | 1973-01-01 06:00 | 1991-12-10 06:00 | Petroleum | On road diesel | On road diesel | State/federal government | Steel | Steel |  |  | Steel |  | 1901-01-01 06:00 | [15 empty] | UST Currently In Use: 0; UST Temp Close: 0; AST Currently In Use: 2; AST Temp Closed: 2 | 0 | 0 | 2 | 11993-055-010332 | GADSDEN STATE COMMUNITY COLLEGE
12639 | Permanently Closed | 1901-01-01 06:00 | 1957-01-01 06:00 | 1985-01-01 06:00 | Petroleum | Unleaded gasoline | Unleaded gasoline | State/federal government | Steel | Steel |  |  | Steel |  | 1901-01-01 06:00 | [15 empty] | UST Currently In Use: 0; UST Temp Close: 0; AST Currently In Use: 0; AST Temp Closed: 0 | 0 | 0 | 2 | 11993-055-010333 | GADSDEN STATE COMMUNITY COLLEGE
12640 | Permanently Closed | 1901-01-01 06:00 | 1957-01-01 06:00 | 1985-01-01 06:00 | Petroleum | Unleaded gasoline | Unleaded gasoline | State/federal government | Steel | Steel |  |  | Steel |  | 1901-01-01 06:00 | [15 empty] | UST Currently In Use: 0; UST Temp Close: 0; AST Currently In Use: 0; AST Temp Closed: 0 | 0 | 0 | 2 | 11993-055-010333 | GADSDEN STATE COMMUNITY COLLEGE
12641 | Permanently Closed | 1994-10-01 06:00 | 1949-01-01 06:00 | 1995-07-21 06:00 | Petroleum | On road diesel | On road diesel |  | Steel | Steel |  |  | Steel |  | 1901-01-01 06:00 | [15 empty] | UST Currently In Use: 0; UST Temp Close: 0; AST Currently In Use: 3; AST Temp Closed: 0 | 0 | 0 | 6 | 11994-097-003168 | GAF BUILDING MATERIALS CORP
12642 | Permanently Closed | 1901-01-01 06:00 | 1949-01-01 06:00 |  | Petroleum | Unleaded gasoline | Unleaded gasoline |  | Steel | Steel |  |  | Steel |  | 1901-01-01 06:00 | [15 empty] | UST Currently In Use: 0; UST Temp Close: 0; AST Currently In Use: 3; AST Temp Closed: 0 | 0 | 0 | 6 | 11994-097-003168 | GAF BUILDING MATERIALS CORP
12643 | Permanently Closed | 1991-11-20 06:00 | 1956-01-01 06:00 | 1991-11-20 06:00 | Petroleum | On road diesel | On road diesel |  | Steel | Steel |  |  | Steel |  | 1901-01-01 06:00 | [15 empty] | UST Currently In Use: 0; UST Temp Close: 0; AST Currently In Use: 3; AST Temp Closed: 0 | 0 | 0 | 6 | 11994-097-003168 | GAF BUILDING MATERIALS CORP
12644 | Permanently Closed | 1991-11-20 06:00 | 1949-01-01 06:00 | 1991-11-20 06:00 | Petroleum | Kerosene | Kerosene |  | Steel | Steel |  |  | Steel |  | 1901-01-01 06:00 | [15 empty] | UST Currently In Use: 0; UST Temp Close: 0; AST Currently In Use: 3; AST Temp Closed: 0 | 0 | 0 | 6 | 11994-097-003168 | GAF BUILDING MATERIALS CORP
12645 | Permanently Closed | 1980-01-01 06:00 | 1949-01-01 06:00 | 1988-12-01 06:00 | Petroleum | On road diesel | On road diesel |  | Steel | Steel |  |  | Steel |  | 1901-01-01 06:00 | [15 empty] | UST Currently In Use: 0; UST Temp Close: 0; AST Currently In Use: 3; AST Temp Closed: 0 | 0 | 0 | 6 | 11994-097-003168 | GAF BUILDING MATERIALS CORP
12646 | Permanently Closed | 1970-01-01 06:00 | 1976-01-01 06:00 |  | Petroleum | Other, EMPTY | Other |  | Steel | Steel |  |  | Other, NONE |  | 1901-01-01 06:00 | [15 empty] | UST Currently In Use: 0; UST Temp Close: 0; AST Currently In Use: 3; AST Temp Closed: 0 | 0 | 0 | 6 | 11994-097-003168 | GAF BUILDING MATERIALS CORP
12647 | Permanently Closed | 1901-01-01 06:00 | 1964-01-01 06:00 | 1991-02-12 06:00 | Petroleum | Unleaded gasoline | Unleaded gasoline |  | Steel | Steel |  | Painted or None | Steel |  | 1901-01-01 06:00 | [15 empty] | UST Currently In Use: 0; UST Temp Close: 0; AST Currently In Use: 2; AST Temp Closed: 0 | 0 | 0 | 2 | 11996-005-000782 | GALA GAS CO INC
12648 | Permanently Closed | 1901-01-01 06:00 | 1964-01-01 06:00 | 1991-02-12 06:00 | Petroleum | On road diesel | On road diesel |  | Steel | Steel |  | Painted or None | Steel |  | 1901-01-01 06:00 | [15 empty] | UST Currently In Use: 0; UST Temp Close: 0; AST Currently In Use: 2; AST Temp Closed: 0 | 0 | 0 | 2 | 11996-005-000782 | GALA GAS CO INC
12649 | Permanently Closed | 1990-11-13 06:00 | 1969-01-01 06:00 | 1990-11-13 06:00 | Petroleum | Unleaded gasoline | Unleaded gasoline |  | Steel | Steel |  | Painted or None | Steel |  | 1901-01-01 06:00 | [15 empty] | UST Currently In Use: 0; UST Temp Close: 0; AST Currently In Use: 0; AST Temp Closed: 0 | 0 | 0 | 1 | 11997-049-001058 | GAME TIME INC
12650 | Permanently Closed | 1990-10-30 06:00 | 1966-01-01 06:00 | 1990-10-30 06:00 | Petroleum | Unleaded gasoline | Unleaded gasoline |  | Steel | Steel |  | Painted or None | Steel |  | 1901-01-01 06:00 | [15 empty] | UST Currently In Use: 0; UST Temp Close: 0; AST Currently In Use: 0; AST Temp Closed: 0 | 0 | 0 | 2 | 11998-097-001057 | GAMXX ENERGY INC
12651 | Permanently Closed | 1990-10-30 06:00 | 1974-01-01 06:00 | 1990-10-30 06:00 | Hazardous Substance |  |  |  | Steel | Steel |  | Painted or None | Steel |  | 1901-01-01 06:00 | [15 empty] | UST Currently In Use: 0; UST Temp Close: 0; AST Currently In Use: 0; AST Temp Closed: 0 | 0 | 0 | 2 | 11998-097-001057 | GAMXX ENERGY INC
12652 | Cannot Locate or abandoned | 1998-11-30 06:00 | 1972-01-01 06:00 |  | Petroleum | Unleaded gasoline | Unleaded gasoline |  | Steel | Steel |  | Painted or None | Steel |  | 1901-01-01 06:00 | [15 empty] | UST Currently In Use: 0; UST Temp Close: 0; AST Currently In Use: 0; AST Temp Closed: 0 | 0 | 0 | 0 | 11999-003-003606 | GANDY OIL COMPANY
12653 | Cannot Locate or abandoned | 1998-11-30 06:00 | 1983-01-01 06:00 |  | Petroleum | Unleaded gasoline | Unleaded gasoline |  | Steel | Steel |  | Painted or None | Steel |  | 1901-01-01 06:00 | [15 empty] | UST Currently In Use: 0; UST Temp Close: 0; AST Currently In Use: 0; AST Temp Closed: 0 | 0 | 0 | 0 | 11999-003-003606 | GANDY OIL COMPANY
12654 | Permanently Closed | 1996-10-31 06:00 | 1974-01-01 06:00 | 1997-04-20 06:00 | Petroleum | Unleaded gasoline | Unleaded gasoline |  | Steel | Steel |  | Painted or None | Steel |  | 1901-01-01 06:00 | [15 empty] | UST Currently In Use: 0; UST Temp Close: 0; AST Currently In Use: 0; AST Temp Closed: 0 | 0 | 0 | 4 | 20200-003-003614 | DANIEL C HARVILLE
12655 | Permanently Closed | 1996-10-31 06:00 | 1974-01-01 06:00 | 1997-04-20 06:00 | Petroleum | Unleaded gasoline | Unleaded gasoline |  | Steel | Steel |  | Painted or None | Steel |  | 1901-01-01 06:00 | [15 empty] | UST Currently In Use: 0; UST Temp Close: 0; AST Currently In Use: 0; AST Temp Closed: 0 | 0 | 0 | 4 | 20200-003-003614 | DANIEL C HARVILLE
12656 | Permanently Closed | 1996-10-31 06:00 | 1974-01-01 06:00 | 1997-04-20 06:00 | Petroleum | Unleaded gasoline | Unleaded gasoline |  | Steel | Steel |  | Painted or None | Steel |  | 1901-01-01 06:00 | [15 empty] | UST Currently In Use: 0; UST Temp Close: 0; AST Currently In Use: 0; AST Temp Closed: 0 | 0 | 0 | 4 | 20200-003-003614 | DANIEL C HARVILLE
12657 | Permanently Closed | 1996-10-31 06:00 | 1974-01-01 06:00 | 1997-04-20 06:00 | Petroleum | On road diesel | On road diesel |  | Steel | Steel |  | Painted or None | Steel |  | 1901-01-01 06:00 | [15 empty] | UST Currently In Use: 0; UST Temp Close: 0; AST Currently In Use: 0; AST Temp Closed: 0 | 0 | 0 | 4 | 20200-003-003614 | DANIEL C HARVILLE
12658 | Retired | 1988-01-01 06:00 | 1974-01-01 06:00 |  | Petroleum | Unleaded gasoline | Unleaded gasoline |  |  |  |  | Painted or None | Steel |  | 1901-01-01 06:00 | [15 empty] | UST Currently In Use: 0; UST Temp Close: 0; AST Currently In Use: 0; AST Temp Closed: 0 | 0 | 0 | 0 | 11999-003-003617 | GANDY OIL COMPANY
12659 | Retired | 1988-01-01 06:00 | 1974-01-01 06:00 |  | Petroleum | Unleaded gasoline | Unleaded gasoline |  |  |  |  | Painted or None | Steel |  | 1901-01-01 06:00 | [15 empty] | UST Currently In Use: 0; UST Temp Close: 0; AST Currently In Use: 0; AST Temp Closed: 0 | 0 | 0 | 0 | 11999-003-003617 | GANDY OIL COMPANY
12660 | Retired | 1988-01-01 06:00 | 1974-01-01 06:00 |  | Petroleum | Unleaded gasoline | Unleaded gasoline |  |  |  |  | Painted or None | Steel |  | 1901-01-01 06:00 | [15 empty] | UST Currently In Use: 0; UST Temp Close: 0; AST Currently In Use: 0; AST Temp Closed: 0 | 0 | 0 | 0 | 11999-003-003617 | GANDY OIL COMPANY
12661 | Permanently Closed | 1988-01-01 06:00 | 1972-01-01 06:00 | 1988-01-01 06:00 | Petroleum | Kerosene | Kerosene |  | Steel | Steel |  | Painted or None | Steel |  | 1901-01-01 06:00 | [15 empty] | UST Currently In Use: 0; UST Temp Close: 0; AST Currently In Use: 0; AST Temp Closed: 0 | 0 | 0 | 4 | 11999-003-004431 | GANDY OIL COMPANY
12662 | Permanently Closed | 1988-01-01 06:00 | 1972-01-01 06:00 | 1988-01-01 06:00 | Petroleum | Kerosene | Kerosene |  | Steel | Steel |  | Painted or None | Steel |  | 1901-01-01 06:00 | [15 empty] | UST Currently In Use: 0; UST Temp Close: 0; AST Currently In Use: 0; AST Temp Closed: 0 | 0 | 0 | 4 | 11999-003-004431 | GANDY OIL COMPANY
12663 | Permanently Closed | 1988-01-01 06:00 | 1972-01-01 06:00 | 1988-01-01 06:00 | Petroleum | On road diesel | On road diesel |  | Steel | Steel |  | Painted or None | Steel |  | 1901-01-01 06:00 | [15 empty] | UST Currently In Use: 0; UST Temp Close: 0; AST Currently In Use: 0; AST Temp Closed: 0 | 0 | 0 | 4 | 11999-003-004431 | GANDY OIL COMPANY
12664 | Permanently Closed | 1988-01-01 06:00 | 1972-01-01 06:00 | 1988-01-01 06:00 | Petroleum | On road diesel | On road diesel |  | Steel | Steel |  | Painted or None | Steel |  | 1901-01-01 06:00 | [15 empty] | UST Currently In Use: 0; UST Temp Close: 0; AST Currently In Use: 0; AST Temp Closed: 0 | 0 | 0 | 4 | 11999-003-004431 | GANDY OIL COMPANY
12665 | Retired | 1985-05-01 06:00 | 1976-01-01 06:00 |  | Petroleum | Unleaded gasoline | Unleaded gasoline |  | Steel | Steel |  | Painted or None | Steel |  | 1901-01-01 06:00 | [15 empty] | UST Currently In Use: 0; UST Temp Close: 0; AST Currently In Use: 0; AST Temp Closed: 0 | 0 | 0 | 0 | 11999-003-013626 | GANDY OIL COMPANY
12666 | Retired | 1985-05-01 06:00 | 1976-01-01 06:00 |  | Petroleum | Unleaded gasoline | Unleaded gasoline |  | Steel | Steel |  | Painted or None | Steel |  | 1901-01-01 06:00 | [15 empty] | UST Currently In Use: 0; UST Temp Close: 0; AST Currently In Use: 0; AST Temp Closed: 0 | 0 | 0 | 0 | 11999-003-013626 | GANDY OIL COMPANY
12667 | Retired | 1985-05-01 06:00 | 1976-01-01 06:00 |  | Petroleum | On road diesel | On road diesel |  | Steel | Steel |  | Painted or None | Steel |  | 1901-01-01 06:00 | [15 empty] | UST Currently In Use: 0; UST Temp Close: 0; AST Currently In Use: 0; AST Temp Closed: 0 | 0 | 0 | 0 | 11999-003-013626 | GANDY OIL COMPANY
12668 | Permanently Closed | 1993-08-01 06:00 | 1971-01-01 06:00 |  | Petroleum | Unleaded gasoline | Unleaded gasoline |  | Steel | Steel |  | Painted or None | Steel |  | 1901-01-01 06:00 | [15 empty] | UST Currently In Use: 0; UST Temp Close: 0; AST Currently In Use: 0; AST Temp Closed: 0 | 0 | 0 | 3 | 11999-003-003615 | GANDY OIL COMPANY
12669 | Permanently Closed | 1995-08-01 06:00 | 1971-01-01 06:00 |  | Petroleum | Unleaded gasoline | Unleaded gasoline |  | Steel | Steel |  | Painted or None | Steel |  | 1901-01-01 06:00 | [15 empty] | UST Currently In Use: 0; UST Temp Close: 0; AST Currently In Use: 0; AST Temp Closed: 0 | 0 | 0 | 3 | 11999-003-003615 | GANDY OIL COMPANY
12670 | Permanently Closed | 1995-08-01 06:00 | 1979-01-01 06:00 |  | Petroleum | On road diesel | On road diesel |  | Steel | Steel |  | Painted or None | Steel |  | 1901-01-01 06:00 | [15 empty] | UST Currently In Use: 0; UST Temp Close: 0; AST Currently In Use: 0; AST Temp Closed: 0 | 0 | 0 | 3 | 11999-003-003615 | GANDY OIL COMPANY
12671 | Permanently Closed | 1990-08-01 06:00 | 1981-01-01 06:00 | 1992-12-31 06:00 | Petroleum | Unleaded gasoline | Unleaded gasoline |  | Steel | Steel |  | Painted or None | Steel |  | 1901-01-01 06:00 | [15 empty] | UST Currently In Use: 0; UST Temp Close: 0; AST Currently In Use: 0; AST Temp Closed: 0 | 0 | 0 | 4 | 11999-053-003607 | GANDY OIL COMPANY
12672 | Permanently Closed | 1990-08-01 06:00 | 1981-01-01 06:00 | 1992-12-31 06:00 | Petroleum | Unleaded gasoline | Unleaded gasoline |  | Steel | Steel |  | Painted or None | Steel |  | 1901-01-01 06:00 | [15 empty] | UST Currently In Use: 0; UST Temp Close: 0; AST Currently In Use: 0; AST Temp Closed: 0 | 0 | 0 | 4 | 11999-053-003607 | GANDY OIL COMPANY
12673 | Permanently Closed | 1990-08-01 06:00 | 1981-01-01 06:00 | 1992-12-31 06:00 | Petroleum | Unleaded gasoline | Unleaded gasoline |  | Steel | Steel |  | Painted or None | Steel |  | 1901-01-01 06:00 | [15 empty] | UST Currently In Use: 0; UST Temp Close: 0; AST Currently In Use: 0; AST Temp Closed: 0 | 0 | 0 | 4 | 11999-053-003607 | GANDY OIL COMPANY
12674 | Permanently Closed | 1990-08-01 06:00 | 1982-01-01 06:00 | 1992-12-31 06:00 | Petroleum | On road diesel | On road diesel |  | Steel | Steel |  | Painted or None | Steel |  | 1901-01-01 06:00 | [15 empty] | UST Currently In Use: 0; UST Temp Close: 0; AST Currently In Use: 0; AST Temp Closed: 0 | 0 | 0 | 4 | 11999-053-003607 | GANDY OIL COMPANY
12675 | Permanently Closed | 1996-05-01 06:00 | 1976-01-01 06:00 |  | Petroleum | Unleaded gasoline | Unleaded gasoline |  | Steel | Steel |  | Painted or None | Steel |  | 1901-01-01 06:00 | [15 empty] | UST Currently In Use: 0; UST Temp Close: 0; AST Currently In Use: 0; AST Temp Closed: 0 | 0 | 0 | 2 | 11999-053-003608 | GANDY OIL COMPANY
12676 | Permanently Closed | 1996-05-01 06:00 | 1976-01-01 06:00 |  | Petroleum | Unleaded gasoline | Unleaded gasoline |  | Steel | Steel |  | Painted or None | Steel |  | 1901-01-01 06:00 | [15 empty] | UST Currently In Use: 0; UST Temp Close: 0; AST Currently In Use: 0; AST Temp Closed: 0 | 0 | 0 | 2 | 11999-053-003608 | GANDY OIL COMPANY
12677 | Retired | 1988-12-22 06:00 | 1971-01-01 06:00 |  | Petroleum | Unleaded gasoline | Unleaded gasoline |  | Steel | Steel |  | Painted or None | Steel |  | 1901-01-01 06:00 | [15 empty] | UST Currently In Use: 0; UST Temp Close: 0; AST Currently In Use: 0; AST Temp Closed: 0 | 0 | 0 | 0 | 11999-053-003609 | GANDY OIL COMPANY
12678 | Retired | 1988-12-22 06:00 | 1971-01-01 06:00 |  | Petroleum | Unleaded gasoline | Unleaded gasoline |  | Steel | Steel |  | Painted or None | Steel |  | 1901-01-01 06:00 | [15 empty] | UST Currently In Use: 0; UST Temp Close: 0; AST Currently In Use: 0; AST Temp Closed: 0 | 0 | 0 | 0 | 11999-053-003609 | GANDY OIL COMPANY
12679 | Temporary Closed | 2006-05-01 06:00 | 1981-01-01 06:00 |  | Petroleum | Unleaded gasoline | Unleaded gasoline | Retail | Steel | Steel | Field installed cathodic protection |  | Steel |  | 1901-01-01 06:00 | Field installed cathodic protection | Catchment Basin, Single walled catchment basin | Automatic shutoff device At 95% full, Flow Rest 90% Full | Flow Rest 90% Full |  |  | Statistical Inventory Reconciliation (SIR) | [8 empty] | UST Currently In Use: 0; UST Temp Close: 2; AST Currently In Use: 0; AST Temp Closed: 0 | 0 | 2 | 0 | 20927-053-003610 | VICKI PICKERN
12680 | Temporary Closed | 2006-05-01 06:00 | 1981-01-01 06:00 |  | Petroleum | Premium gasoline | Premium gasoline | Retail | Steel | Steel | Field installed cathodic protection |  | Steel |  | 1901-01-01 06:00 | Field installed cathodic protection | Catchment Basin, Single walled catchment basin | Automatic shutoff device At 95% full, Flow Rest 90% Full | Flow Rest 90% Full |  |  | Statistical Inventory Reconciliation (SIR) | [8 empty] | UST Currently In Use: 0; UST Temp Close: 2; AST Currently In Use: 0; AST Temp Closed: 0 | 0 | 2 | 0 | 20927-053-003610 | VICKI PICKERN
12681 | Permanently Closed | 1998-12-01 06:00 | 1973-01-01 06:00 | 1999-06-15 06:00 | Petroleum | Unleaded gasoline | Unleaded gasoline |  | Steel | Steel |  | Painted or None | Steel |  | 1901-01-01 06:00 | [15 empty] | UST Currently In Use: 0; UST Temp Close: 0; AST Currently In Use: 0; AST Temp Closed: 0 | 0 | 0 | 4 | 11999-053-003612 | GANDY OIL COMPANY
12682 | Permanently Closed | 1999-12-01 06:00 | 1973-01-01 06:00 | 1999-06-15 06:00 | Petroleum | Unleaded gasoline | Unleaded gasoline |  | Steel | Steel |  | Painted or None | Steel |  | 1901-01-01 06:00 | [15 empty] | UST Currently In Use: 0; UST Temp Close: 0; AST Currently In Use: 0; AST Temp Closed: 0 | 0 | 0 | 4 | 11999-053-003612 | GANDY OIL COMPANY
12683 | Permanently Closed | 1998-12-21 06:00 | 1973-01-01 06:00 | 1999-06-15 06:00 | Petroleum | Unleaded gasoline | Unleaded gasoline |  | Steel | Steel |  | Painted or None | Steel |  | 1901-01-01 06:00 | [15 empty] | UST Currently In Use: 0; UST Temp Close: 0; AST Currently In Use: 0; AST Temp Closed: 0 | 0 | 0 | 4 | 11999-053-003612 | GANDY OIL COMPANY
12684 | Permanently Closed | 1998-12-22 06:00 | 1981-01-01 06:00 | 1999-06-15 06:00 | Petroleum | On road diesel | On road diesel |  | Steel | Steel |  | Painted or None | Steel |  | 1901-01-01 06:00 | [15 empty] | UST Currently In Use: 0; UST Temp Close: 0; AST Currently In Use: 0; AST Temp Closed: 0 | 0 | 0 | 4 | 11999-053-003612 | GANDY OIL COMPANY
12685 | Permanently Closed | 1988-01-01 06:00 | 1981-01-01 06:00 | 1988-01-01 06:00 | Petroleum | Unleaded gasoline | Unleaded gasoline |  | Steel | Steel |  | Painted or None | Steel |  | 1901-01-01 06:00 | [15 empty] | UST Currently In Use: 0; UST Temp Close: 0; AST Currently In Use: 0; AST Temp Closed: 0 | 0 | 0 | 3 | 11999-053-003613 | GANDY OIL COMPANY
12686 | Permanently Closed | 1988-01-01 06:00 | 1981-01-01 06:00 | 1988-01-01 06:00 | Petroleum | Unleaded gasoline | Unleaded gasoline |  | Steel | Steel |  | Painted or None | Steel |  | 1901-01-01 06:00 | [15 empty] | UST Currently In Use: 0; UST Temp Close: 0; AST Currently In Use: 0; AST Temp Closed: 0 | 0 | 0 | 3 | 11999-053-003613 | GANDY OIL COMPANY
12687 | Permanently Closed | 1988-01-01 06:00 | 1972-01-01 06:00 | 1988-01-01 06:00 | Petroleum | Unleaded gasoline | Unleaded gasoline |  | Steel | Steel |  | Painted or None | Steel |  | 1901-01-01 06:00 | [15 empty] | UST Currently In Use: 0; UST Temp Close: 0; AST Currently In Use: 0; AST Temp Closed: 0 | 0 | 0 | 3 | 11999-053-003613 | GANDY OIL COMPANY
12688 | Permanently Closed | 1986-06-01 06:00 | 1974-01-01 06:00 | 1987-09-30 06:00 | Petroleum | Unleaded gasoline | Unleaded gasoline |  | Steel | Steel |  | Painted or None | Steel |  | 1901-01-01 06:00 | [15 empty] | UST Currently In Use: 0; UST Temp Close: 0; AST Currently In Use: 0; AST Temp Closed: 0 | 0 | 0 | 2 | 11999-053-004430 | GANDY OIL COMPANY
12689 | Permanently Closed | 1986-06-01 06:00 | 1974-01-01 06:00 | 1987-06-30 06:00 | Petroleum | Unleaded gasoline | Unleaded gasoline |  | Steel | Steel |  | Painted or None | Steel |  | 1901-01-01 06:00 | [15 empty] | UST Currently In Use: 0; UST Temp Close: 0; AST Currently In Use: 0; AST Temp Closed: 0 | 0 | 0 | 2 | 11999-053-004430 | GANDY OIL COMPANY
12690 | Cannot Locate or abandoned |  | 1974-01-01 06:00 |  | Petroleum | On road diesel | On road diesel |  | Steel | Steel |  | Painted or None | Steel |  | 1901-01-01 06:00 | [15 empty] | UST Currently In Use: 0; UST Temp Close: 0; AST Currently In Use: 3; AST Temp Closed: 0 | 0 | 0 | 0 | 11999-053-004432 | GANDY OIL COMPANY
12691 | Cannot Locate or abandoned |  | 1974-01-01 06:00 |  | Petroleum | Unleaded gasoline | Unleaded gasoline |  | Steel | Steel |  | Painted or None | Steel |  | 1901-01-01 06:00 | [15 empty] | UST Currently In Use: 0; UST Temp Close: 0; AST Currently In Use: 3; AST Temp Closed: 0 | 0 | 0 | 0 | 11999-053-004432 | GANDY OIL COMPANY
12692 | Retired | 1985-12-01 06:00 | 1977-01-01 06:00 |  | Petroleum | Unleaded gasoline | Unleaded gasoline |  | Steel | Steel |  | Painted or None | Steel |  | 1901-01-01 06:00 | [15 empty] | UST Currently In Use: 0; UST Temp Close: 0; AST Currently In Use: 0; AST Temp Closed: 0 | 0 | 0 | 0 | 11999-053-013623 | GANDY OIL COMPANY
12693 | Retired | 1985-12-01 06:00 | 1977-01-01 06:00 |  | Petroleum | Unleaded gasoline | Unleaded gasoline |  | Steel | Steel |  | Painted or None | Steel |  | 1901-01-01 06:00 | [15 empty] | UST Currently In Use: 0; UST Temp Close: 0; AST Currently In Use: 0; AST Temp Closed: 0 | 0 | 0 | 0 | 11999-053-013623 | GANDY OIL COMPANY
12694 | Retired | 1985-12-01 06:00 | 1975-01-01 06:00 |  | Petroleum | On road diesel | On road diesel |  | Steel | Steel |  | Painted or None | Steel |  | 1901-01-01 06:00 | [15 empty] | UST Currently In Use: 0; UST Temp Close: 0; AST Currently In Use: 0; AST Temp Closed: 0 | 0 | 0 | 0 | 11999-053-013623 | GANDY OIL COMPANY
12695 | Cannot Locate or abandoned |  | 1990-07-31 06:00 |  | Petroleum | Unleaded gasoline | Unleaded gasoline |  | Steel | Steel | Coated & cathodic protection (sti-P3) |  | Fiberglass reinforced plastic |  | 1901-01-01 06:00 |  | Catchment Basin, Single walled catchment basin | [13 empty] | UST Currently In Use: 0; UST Temp Close: 0; AST Currently In Use: 0; AST Temp Closed: 0 | 0 | 0 | 0 | 11999-053-015268 | GANDY OIL COMPANY
12696 | Cannot Locate or abandoned |  | 1990-07-31 06:00 |  | Petroleum | Unleaded gasoline | Unleaded gasoline |  | Steel | Steel | Coated & cathodic protection (sti-P3) |  | Fiberglass reinforced plastic |  | 1901-01-01 06:00 |  | Catchment Basin, Single walled catchment basin | [13 empty] | UST Currently In Use: 0; UST Temp Close: 0; AST Currently In Use: 0; AST Temp Closed: 0 | 0 | 0 | 0 | 11999-053-015268 | GANDY OIL COMPANY
12697 | Cannot Locate or abandoned |  | 1990-07-31 06:00 |  | Petroleum | Unleaded gasoline | Unleaded gasoline |  | Steel | Steel | Coated & cathodic protection (sti-P3) |  | Fiberglass reinforced plastic |  | 1901-01-01 06:00 |  | Catchment Basin, Single walled catchment basin | [13 empty] | UST Currently In Use: 0; UST Temp Close: 0; AST Currently In Use: 0; AST Temp Closed: 0 | 0 | 0 | 0 | 11999-053-015268 | GANDY OIL COMPANY
12698 | Cannot Locate or abandoned |  | 1990-07-31 06:00 |  | Petroleum | On road diesel | On road diesel |  | Steel | Steel | Coated & cathodic protection (sti-P3) |  | Fiberglass reinforced plastic |  | 1901-01-01 06:00 |  | Catchment Basin, Single walled catchment basin | [13 empty] | UST Currently In Use: 0; UST Temp Close: 0; AST Currently In Use: 0; AST Temp Closed: 0 | 0 | 0 | 0 | 11999-053-015268 | GANDY OIL COMPANY
12699 | Permanently Closed | 1993-11-22 06:00 | 1971-01-01 06:00 | 1993-11-22 06:00 | Petroleum | Unleaded gasoline | Unleaded gasoline |  | Steel | Steel |  | Painted or None | Steel |  | 1901-01-01 06:00 | [15 empty] | UST Currently In Use: 0; UST Temp Close: 0; AST Currently In Use: 0; AST Temp Closed: 0 | 0 | 0 | 2 | 11999-099-003601 | GANDY OIL COMPANY
12700 | Permanently Closed | 1993-11-22 06:00 | 1971-01-01 06:00 | 1993-11-22 06:00 | Petroleum | Unleaded gasoline | Unleaded gasoline |  | Steel | Steel |  | Painted or None | Steel |  | 1901-01-01 06:00 | [15 empty] | UST Currently In Use: 0; UST Temp Close: 0; AST Currently In Use: 0; AST Temp Closed: 0 | 0 | 0 | 2 | 11999-099-003601 | GANDY OIL COMPANY
12701 | Cannot Locate or abandoned | 2000-03-29 06:00 | 1972-01-01 06:00 |  | Petroleum | Unleaded gasoline | Unleaded gasoline |  | Steel | Steel |  | Painted or None | Steel |  | 1901-01-01 06:00 | [15 empty] | UST Currently In Use: 0; UST Temp Close: 0; AST Currently In Use: 0; AST Temp Closed: 0 | 0 | 0 | 0 | 11999-099-003602 | GANDY OIL COMPANY
12702 | Cannot Locate or abandoned | 2000-03-29 06:00 | 1972-01-01 06:00 |  | Petroleum | Unleaded gasoline | Unleaded gasoline |  | Steel | Steel |  | Painted or None | Steel |  | 1901-01-01 06:00 | [15 empty] | UST Currently In Use: 0; UST Temp Close: 0; AST Currently In Use: 0; AST Temp Closed: 0 | 0 | 0 | 0 | 11999-099-003602 | GANDY OIL COMPANY
12703 | Cannot Locate or abandoned | 2000-03-29 06:00 | 1972-01-01 06:00 |  | Petroleum | Unleaded gasoline | Unleaded gasoline |  | Steel | Steel |  | Painted or None | Steel |  | 1901-01-01 06:00 | [15 empty] | UST Currently In Use: 0; UST Temp Close: 0; AST Currently In Use: 0; AST Temp Closed: 0 | 0 | 0 | 0 | 11999-099-003602 | GANDY OIL COMPANY
12704 | Cannot Locate or abandoned | 1998-01-01 06:00 | 1974-01-01 06:00 |  | Petroleum | Unleaded gasoline | Unleaded gasoline |  | Steel | Steel |  | Painted or None | Steel |  | 1901-01-01 06:00 | [15 empty] | UST Currently In Use: 0; UST Temp Close: 0; AST Currently In Use: 0; AST Temp Closed: 0 | 0 | 0 | 0 | 11999-099-003603 | GANDY OIL COMPANY
12705 | Cannot Locate or abandoned | 1998-01-01 06:00 | 1977-01-01 06:00 |  | Petroleum | Unleaded gasoline | Unleaded gasoline |  | Steel | Steel |  | Painted or None | Steel |  | 1901-01-01 06:00 | [15 empty] | UST Currently In Use: 0; UST Temp Close: 0; AST Currently In Use: 0; AST Temp Closed: 0 | 0 | 0 | 0 | 11999-099-003603 | GANDY OIL COMPANY
12706 | Cannot Locate or abandoned | 1998-01-01 06:00 | 1973-01-01 06:00 |  | Petroleum | Unleaded gasoline | Unleaded gasoline |  | Steel | Steel |  | Painted or None | Steel |  | 1901-01-01 06:00 | [15 empty] | UST Currently In Use: 0; UST Temp Close: 0; AST Currently In Use: 0; AST Temp Closed: 0 | 0 | 0 | 0 | 11999-099-003603 | GANDY OIL COMPANY
12707 | Retired | 1988-01-01 06:00 | 1972-01-01 06:00 |  | Petroleum | Unleaded gasoline | Unleaded gasoline |  | Steel | Steel |  | Painted or None | Steel |  | 1901-01-01 06:00 | [15 empty] | UST Currently In Use: 0; UST Temp Close: 0; AST Currently In Use: 0; AST Temp Closed: 0 | 0 | 0 | 0 | 11999-099-003604 | GANDY OIL COMPANY
12708 | Retired | 1988-01-01 06:00 | 1978-01-01 06:00 |  | Petroleum | Unleaded gasoline | Unleaded gasoline |  | Steel | Steel |  | Painted or None | Steel |  | 1901-01-01 06:00 | [15 empty] | UST Currently In Use: 0; UST Temp Close: 0; AST Currently In Use: 0; AST Temp Closed: 0 | 0 | 0 | 0 | 11999-099-003604 | GANDY OIL COMPANY
12709 | Cannot Locate or abandoned |  | 1983-01-01 06:00 |  | Petroleum | Unleaded gasoline | Unleaded gasoline |  | Steel | Steel |  | Painted or None | Steel |  | 1901-01-01 06:00 | [15 empty] | UST Currently In Use: 0; UST Temp Close: 0; AST Currently In Use: 0; AST Temp Closed: 0 | 0 | 0 | 0 | 11999-099-003605 | GANDY OIL COMPANY
12710 | Cannot Locate or abandoned |  | 1983-01-01 06:00 |  | Petroleum | On road diesel | On road diesel |  | Steel | Steel |  | Painted or None | Steel |  | 1901-01-01 06:00 | [15 empty] | UST Currently In Use: 0; UST Temp Close: 0; AST Currently In Use: 0; AST Temp Closed: 0 | 0 | 0 | 0 | 11999-099-003605 | GANDY OIL COMPANY
12711 | Cannot Locate or abandoned |  | 1983-01-01 06:00 |  | Petroleum | Unleaded gasoline | Unleaded gasoline |  | Steel | Steel |  | Painted or None | Steel |  | 1901-01-01 06:00 | [15 empty] | UST Currently In Use: 0; UST Temp Close: 0; AST Currently In Use: 0; AST Temp Closed: 0 | 0 | 0 | 0 | 11999-099-003605 | GANDY OIL COMPANY
12712 | Cannot Locate or abandoned | 1996-10-01 06:00 | 1983-01-01 06:00 |  | Petroleum | Unleaded gasoline | Unleaded gasoline |  | Steel | Steel |  |  | Steel |  | 1901-01-01 06:00 | [15 empty] | UST Currently In Use: 0; UST Temp Close: 0; AST Currently In Use: 0; AST Temp Closed: 0 | 0 | 0 | 0 | 19149-033-001763 | CHUCK BORDEN
12713 | Cannot Locate or abandoned | 1996-10-01 06:00 | 1982-01-01 06:00 |  | Petroleum | Unleaded gasoline | Unleaded gasoline |  | Steel | Steel |  |  | Steel |  | 1901-01-01 06:00 | [15 empty] | UST Currently In Use: 0; UST Temp Close: 0; AST Currently In Use: 0; AST Temp Closed: 0 | 0 | 0 | 0 | 19149-033-001763 | CHUCK BORDEN
12714 | Permanently Closed | 1994-06-27 06:00 | 1975-01-01 06:00 | 1994-06-27 06:00 | Petroleum | Other, MNRLSPIRIT | Other |  | Steel | Steel |  | Painted or None | Steel |  | 1901-01-01 06:00 | [15 empty] | UST Currently In Use: 0; UST Temp Close: 0; AST Currently In Use: 0; AST Temp Closed: 0 | 0 | 0 | 2 | 12001-115-011249 | GARDNER ASPHALT CORP
12715 | Permanently Closed | 1994-06-27 06:00 | 1975-01-01 06:00 | 1994-06-27 06:00 | Petroleum | Other, MNRLSPIRIT | Other |  | Steel | Steel |  | Painted or None | Steel |  | 1901-01-01 06:00 | [15 empty] | UST Currently In Use: 0; UST Temp Close: 0; AST Currently In Use: 0; AST Temp Closed: 0 | 0 | 0 | 2 | 12001-115-011249 | GARDNER ASPHALT CORP
12716 | Temporary Closed | 2005-10-27 06:00 | 1971-01-01 06:00 |  | Petroleum | Unleaded gasoline | Unleaded gasoline | Retail | Steel | Steel | Field installed cathodic protection |  | Steel |  | 1901-01-01 06:00 | Field installed cathodic protection | Catchment Basin, Single walled catchment basin | Automatic shutoff device At 95% full | Automatic shutoff device At 95% full |  |  | Statistical Inventory Reconciliation (SIR) | [8 empty] | UST Currently In Use: 0; UST Temp Close: 2; AST Currently In Use: 0; AST Temp Closed: 0 | 0 | 2 | 3 | 24092-097-004650 | IRVIN O RICHARDS
12717 | Temporary Closed | 2005-10-27 06:00 | 1971-01-01 06:00 |  | Petroleum | Premium gasoline | Premium gasoline | Retail | Steel | Steel | Field installed cathodic protection |  | Steel |  | 1901-01-01 06:00 | Field installed cathodic protection | Catchment Basin, Single walled catchment basin | Automatic shutoff device At 95% full | Automatic shutoff device At 95% full |  |  | Statistical Inventory Reconciliation (SIR) | [8 empty] | UST Currently In Use: 0; UST Temp Close: 2; AST Currently In Use: 0; AST Temp Closed: 0 | 0 | 2 | 3 | 24092-097-004650 | IRVIN O RICHARDS
12718 | Permanently Closed | 1998-12-15 06:00 | 1971-01-01 06:00 | 1998-12-15 06:00 | Petroleum | Unleaded gasoline | Unleaded gasoline |  | Steel | Steel |  | Painted or None | Steel |  | 1901-01-01 06:00 | [6 empty] | Statistical Inventory Reconciliation (SIR) | [8 empty] | UST Currently In Use: 0; UST Temp Close: 2; AST Currently In Use: 0; AST Temp Closed: 0 | 0 | 2 | 3 | 24092-097-004650 | IRVIN O RICHARDS
12719 | Permanently Closed | 1998-12-15 06:00 | 1971-01-01 06:00 | 1998-12-15 06:00 | Petroleum | Unleaded gasoline | Unleaded gasoline |  | Steel | Steel |  | Painted or None | Steel |  | 1901-01-01 06:00 | [6 empty] | Statistical Inventory Reconciliation (SIR) | [8 empty] | UST Currently In Use: 0; UST Temp Close: 2; AST Currently In Use: 0; AST Temp Closed: 0 | 0 | 2 | 3 | 24092-097-004650 | IRVIN O RICHARDS
12720 | Permanently Closed | 1998-12-15 06:00 | 1971-01-01 06:00 | 1998-12-15 06:00 | Petroleum | Unleaded gasoline | Unleaded gasoline |  | Steel | Steel |  | Painted or None | Steel |  | 1901-01-01 06:00 | [6 empty] | Statistical Inventory Reconciliation (SIR) | [8 empty] | UST Currently In Use: 0; UST Temp Close: 2; AST Currently In Use: 0; AST Temp Closed: 0 | 0 | 2 | 3 | 24092-097-004650 | IRVIN O RICHARDS
12721 | Cannot Locate or abandoned | 1988-12-25 06:00 | 1901-01-01 06:00 |  | Petroleum | Unleaded gasoline | Unleaded gasoline | [7 empty] | 1901-01-01 06:00 | [15 empty] | UST Currently In Use: 0; UST Temp Close: 0; AST Currently In Use: 0; AST Temp Closed: 0 | 0 | 0 | 0 | 12003-047-008630 | GARRISON & REYNOLDS INC
12722 | Cannot Locate or abandoned | 1988-12-25 06:00 | 1901-01-01 06:00 |  | Petroleum | Unleaded gasoline | Unleaded gasoline | [7 empty] | 1901-01-01 06:00 | [15 empty] | UST Currently In Use: 0; UST Temp Close: 0; AST Currently In Use: 0; AST Temp Closed: 0 | 0 | 0 | 0 | 12003-047-008630 | GARRISON & REYNOLDS INC
12723 | Cannot Locate or abandoned | 1988-12-25 06:00 | 1901-01-01 06:00 |  | Petroleum | Unleaded gasoline | Unleaded gasoline | [7 empty] | 1901-01-01 06:00 | [15 empty] | UST Currently In Use: 0; UST Temp Close: 0; AST Currently In Use: 0; AST Temp Closed: 0 | 0 | 0 | 0 | 12003-047-008630 | GARRISON & REYNOLDS INC
12724 | Cannot Locate or abandoned | 1988-12-25 06:00 | 1901-01-01 06:00 |  | Petroleum | On road diesel | On road diesel | [7 empty] | 1901-01-01 06:00 | [15 empty] | UST Currently In Use: 0; UST Temp Close: 0; AST Currently In Use: 0; AST Temp Closed: 0 | 0 | 0 | 0 | 12003-047-008630 | GARRISON & REYNOLDS INC
12725 | Cannot Locate or abandoned | 1988-12-25 06:00 | 1901-01-01 06:00 |  | Petroleum | On road diesel | On road diesel | [7 empty] | 1901-01-01 06:00 | [15 empty] | UST Currently In Use: 0; UST Temp Close: 0; AST Currently In Use: 0; AST Temp Closed: 0 | 0 | 0 | 0 | 12003-047-008630 | GARRISON & REYNOLDS INC
12726 | Permanently Closed | 1997-04-01 06:00 | 1972-01-01 06:00 | 1997-04-24 06:00 | Petroleum | On road diesel | On road diesel | Industrial | Steel | Steel |  | Painted or None | Steel |  | 1901-01-01 06:00 | [12 empty] | Annual line testing | Annual line testing |  | UST Currently In Use: 0; UST Temp Close: 0; AST Currently In Use: 0; AST Temp Closed: 0 | 0 | 0 | 2 | 12004-073-000093 | GARRISON MAYFLOWER
12727 | Permanently Closed | 1993-11-01 06:00 | 1972-01-01 06:00 | 1997-04-24 06:00 | Petroleum | Unleaded gasoline | Unleaded gasoline |  | Steel | Steel |  | Painted or None | Steel |  | 1901-01-01 06:00 | [12 empty] | Annual line testing | Annual line testing |  | UST Currently In Use: 0; UST Temp Close: 0; AST Currently In Use: 0; AST Temp Closed: 0 | 0 | 0 | 2 | 12004-073-000093 | GARRISON MAYFLOWER
12728 | Retired | 1988-12-01 06:00 | 1968-01-01 06:00 |  | Petroleum | Unleaded gasoline | Unleaded gasoline |  | Steel | Steel |  | Painted or None | Steel |  | 1901-01-01 06:00 | [15 empty] | UST Currently In Use: 0; UST Temp Close: 0; AST Currently In Use: 0; AST Temp Closed: 0 | 0 | 0 | 0 | 12005-097-007556 | GARY GAMBLE
12729 | Retired | 1988-12-01 06:00 | 1968-01-01 06:00 |  | Petroleum | Unleaded gasoline | Unleaded gasoline |  | Steel | Steel |  | Painted or None | Steel |  | 1901-01-01 06:00 | [15 empty] | UST Currently In Use: 0; UST Temp Close: 0; AST Currently In Use: 0; AST Temp Closed: 0 | 0 | 0 | 0 | 12005-097-007556 | GARY GAMBLE
12730 | Retired | 1988-12-01 06:00 | 1968-01-01 06:00 |  | Petroleum | Unleaded gasoline | Unleaded gasoline |  | Steel | Steel |  | Painted or None | Steel |  | 1901-01-01 06:00 | [15 empty] | UST Currently In Use: 0; UST Temp Close: 0; AST Currently In Use: 0; AST Temp Closed: 0 | 0 | 0 | 0 | 12005-097-007556 | GARY GAMBLE
12731 | Retired | 1988-12-01 06:00 | 1968-01-01 06:00 |  | Petroleum | Unleaded gasoline | Unleaded gasoline |  | Steel | Steel |  | Painted or None | Steel |  | 1901-01-01 06:00 | [15 empty] | UST Currently In Use: 0; UST Temp Close: 0; AST Currently In Use: 0; AST Temp Closed: 0 | 0 | 0 | 0 | 12005-097-007556 | GARY GAMBLE
12732 | Retired | 1988-12-01 06:00 | 1968-01-01 06:00 |  | Petroleum | Unleaded gasoline | Unleaded gasoline |  | Steel | Steel |  | Painted or None | Steel |  | 1901-01-01 06:00 | [15 empty] | UST Currently In Use: 0; UST Temp Close: 0; AST Currently In Use: 0; AST Temp Closed: 0 | 0 | 0 | 0 | 12005-097-007556 | GARY GAMBLE
12733 | Permanently Closed | 1998-09-11 06:00 | 1980-01-01 06:00 | 1998-09-11 06:00 | Petroleum | Unleaded gasoline | Unleaded gasoline | Industrial | Steel | Steel |  | Painted or None | Steel |  | 1901-01-01 06:00 | [15 empty] | UST Currently In Use: 0; UST Temp Close: 0; AST Currently In Use: 0; AST Temp Closed: 0 | 0 | 0 | 1 | 12006-097-007333 | GARY H MCLAUGHLIN
12734 | Retired | 1988-01-01 06:00 | 1969-01-01 06:00 |  | Petroleum | On road diesel | On road diesel |  | Steel | Steel |  | Painted or None | Steel |  | 1901-01-01 06:00 | [15 empty] | UST Currently In Use: 0; UST Temp Close: 0; AST Currently In Use: 0; AST Temp Closed: 0 | 0 | 0 | 0 | 12007-003-002061 | GARY KIEFER
12735 | Retired | 1988-01-01 06:00 | 1969-01-01 06:00 |  | Petroleum | On road diesel | On road diesel |  | Steel | Steel |  | Painted or None | Steel |  | 1901-01-01 06:00 | [15 empty] | UST Currently In Use: 0; UST Temp Close: 0; AST Currently In Use: 0; AST Temp Closed: 0 | 0 | 0 | 0 | 12007-003-002061 | GARY KIEFER
12736 | Retired | 1988-01-01 06:00 | 1969-01-01 06:00 |  | Petroleum | Unleaded gasoline | Unleaded gasoline |  | Steel | Steel |  | Painted or None | Steel |  | 1901-01-01 06:00 | [15 empty] | UST Currently In Use: 0; UST Temp Close: 0; AST Currently In Use: 0; AST Temp Closed: 0 | 0 | 0 | 0 | 12007-003-002061 | GARY KIEFER
12737 | Permanently Closed | 1997-08-25 06:00 | 1981-01-01 06:00 | 1997-08-25 06:00 | Petroleum | Unleaded gasoline | Unleaded gasoline |  | Steel | Steel |  |  | Steel |  | 1901-01-01 06:00 | [12 empty] | Annual line testing | Annual line testing |  | UST Currently In Use: 0; UST Temp Close: 0; AST Currently In Use: 0; AST Temp Closed: 0 | 0 | 0 | 6 | 12008-103-012971 | GARY M DAY
12738 | Permanently Closed | 1997-08-25 06:00 | 1987-01-01 06:00 | 1997-08-25 06:00 | Petroleum | Unleaded gasoline | Unleaded gasoline |  | Steel | Steel | Coated & cathodic protection (sti-P3) |  | Steel |  | 1901-01-01 06:00 | [12 empty] | Annual line testing | Annual line testing |  | UST Currently In Use: 0; UST Temp Close: 0; AST Currently In Use: 0; AST Temp Closed: 0 | 0 | 0 | 6 | 12008-103-012971 | GARY M DAY
12739 | Permanently Closed | 1997-08-25 06:00 | 1987-01-01 06:00 | 1997-08-25 06:00 | Petroleum | On road diesel | On road diesel |  | Steel | Steel | Coated & cathodic protection (sti-P3) |  | Steel |  | 1901-01-01 06:00 | [12 empty] | Annual line testing | Annual line testing |  | UST Currently In Use: 0; UST Temp Close: 0; AST Currently In Use: 0; AST Temp Closed: 0 | 0 | 0 | 6 | 12008-103-012971 | GARY M DAY
12740 | Permanently Closed | 1997-08-25 06:00 | 1986-01-01 06:00 | 1997-08-25 06:00 | Petroleum | Unleaded gasoline | Unleaded gasoline |  | Steel | Steel |  |  | Steel |  | 1901-01-01 06:00 | [12 empty] | Annual line testing | Annual line testing |  | UST Currently In Use: 0; UST Temp Close: 0; AST Currently In Use: 0; AST Temp Closed: 0 | 0 | 0 | 6 | 12008-103-012971 | GARY M DAY
12741 | Permanently Closed | 1997-08-25 06:00 | 1986-01-01 06:00 | 1997-08-25 06:00 | Petroleum | Kerosene | Kerosene |  | Steel | Steel |  |  | Steel |  | 1901-01-01 06:00 | [12 empty] | Annual line testing | Annual line testing |  | UST Currently In Use: 0; UST Temp Close: 0; AST Currently In Use: 0; AST Temp Closed: 0 | 0 | 0 | 6 | 12008-103-012971 | GARY M DAY
12742 | Permanently Closed | 1997-08-25 06:00 | 1901-01-01 06:00 | 1997-08-25 06:00 | Petroleum | Unleaded gasoline | Unleaded gasoline |  | Steel | Steel |  |  | Steel |  | 1901-01-01 06:00 | [12 empty] | Annual line testing | Annual line testing |  | UST Currently In Use: 0; UST Temp Close: 0; AST Currently In Use: 0; AST Temp Closed: 0 | 0 | 0 | 6 | 12008-103-012971 | GARY M DAY
12743 | Permanently Closed | 1989-09-01 06:00 | 1963-01-01 06:00 | 1989-09-01 06:00 | Petroleum | On road diesel | On road diesel |  | Steel | Steel |  |  | Steel |  | 1901-01-01 06:00 | [15 empty] | UST Currently In Use: 0; UST Temp Close: 0; AST Currently In Use: 0; AST Temp Closed: 0 | 0 | 0 | 3 | 12009-027-001001 | GARY PITTS
12744 | Permanently Closed | 1989-09-01 06:00 | 1963-01-01 06:00 | 1989-09-01 06:00 | Petroleum | Unleaded gasoline | Unleaded gasoline |  | Steel | Steel |  |  | Steel |  | 1901-01-01 06:00 | [15 empty] | UST Currently In Use: 0; UST Temp Close: 0; AST Currently In Use: 0; AST Temp Closed: 0 | 0 | 0 | 3 | 12009-027-001001 | GARY PITTS
12745 | Permanently Closed | 1989-09-01 06:00 | 1963-01-01 06:00 | 1989-09-01 06:00 | Petroleum | Unleaded gasoline | Unleaded gasoline |  | Steel | Steel |  |  | Steel |  | 1901-01-01 06:00 | [15 empty] | UST Currently In Use: 0; UST Temp Close: 0; AST Currently In Use: 0; AST Temp Closed: 0 | 0 | 0 | 3 | 12009-027-001001 | GARY PITTS
12746 | Permanently Closed | 1994-02-01 06:00 | 1981-01-01 06:00 | 1994-04-14 06:00 | Petroleum | Unleaded gasoline | Unleaded gasoline |  | Steel | Steel |  | Painted or None | Steel |  | 1901-01-01 06:00 | [15 empty] | UST Currently In Use: 0; UST Temp Close: 0; AST Currently In Use: 0; AST Temp Closed: 0 | 0 | 0 | 2 | 12010-059-002424 | GAS BOARD OF RUSSELLVILLE
12747 | Permanently Closed | 1994-02-01 06:00 | 1972-01-01 06:00 | 1994-04-14 06:00 | Petroleum | On road diesel | On road diesel | [7 empty] | 1901-01-01 06:00 | [15 empty] | UST Currently In Use: 0; UST Temp Close: 0; AST Currently In Use: 0; AST Temp Closed: 0 | 0 | 0 | 2 | 12010-059-002424 | GAS BOARD OF RUSSELLVILLE
12748 | Permanently Closed | 2005-11-10 06:00 | 1974-01-01 06:00 | 2005-11-10 06:00 | Petroleum | Unleaded gasoline | Unleaded gasoline | Retail | Steel | Steel | Field installed cathodic protection, Interior lined (not allowed as a standalone method of corrosion protection) |  | Flexible |  | 1901-01-01 06:00 |  | Catchment Basin, Single walled catchment basin | Flow Rest 90% Full | Flow Rest 90% Full |  |  | Continuous Automatic Tank Gauge |  |  |  | Interstitial Monitoring within Secondary Containment |  | Continuous alarm system | Continuous alarm system |  | UST Currently In Use: 0; UST Temp Close: 0; AST Currently In Use: 0; AST Temp Closed: 0 | 0 | 0 | 2 | 19709-003-000415 | TWIN OAKS COMPANY
12749 | Permanently Closed | 2005-11-10 06:00 | 1974-01-01 06:00 | 2005-11-10 06:00 | Petroleum | Premium gasoline | Premium gasoline | Retail | Steel | Steel | Field installed cathodic protection, Interior lined (not allowed as a standalone method of corrosion protection) |  | Flexible |  | 1901-01-01 06:00 |  | Catchment Basin, Single walled catchment basin | Flow Rest 90% Full | Flow Rest 90% Full |  |  | Continuous Automatic Tank Gauge |  |  |  | Interstitial Monitoring within Secondary Containment |  | Continuous alarm system | Continuous alarm system |  | UST Currently In Use: 0; UST Temp Close: 0; AST Currently In Use: 0; AST Temp Closed: 0 | 0 | 0 | 2 | 19709-003-000415 | TWIN OAKS COMPANY
12751 | Permanently Closed | 1992-12-16 06:00 | 1976-01-01 06:00 | 1993-02-22 06:00 | Petroleum | Unleaded gasoline | Unleaded gasoline |  | Steel | Steel |  | Painted or None | Steel |  | 1901-01-01 06:00 | [15 empty] | UST Currently In Use: 0; UST Temp Close: 0; AST Currently In Use: 0; AST Temp Closed: 0 | 0 | 0 | 6 | 11453-003-001769 | DIAMOND GASOLINE STATIONS, INC.
12753 | Permanently Closed | 1992-12-16 06:00 | 1976-01-01 06:00 | 1993-02-22 06:00 | Petroleum | Unleaded gasoline | Unleaded gasoline |  | Steel | Steel |  | Painted or None | Steel |  | 1901-01-01 06:00 | [15 empty] | UST Currently In Use: 0; UST Temp Close: 0; AST Currently In Use: 0; AST Temp Closed: 0 | 0 | 0 | 6 | 11453-003-001769 | DIAMOND GASOLINE STATIONS, INC.
12754 | Permanently Closed | 1993-02-22 06:00 | 1976-01-01 06:00 | 1993-02-22 06:00 | Petroleum | Unleaded gasoline | Unleaded gasoline |  | Steel | Steel |  | Painted or None | Steel |  | 1901-01-01 06:00 | [15 empty] | UST Currently In Use: 0; UST Temp Close: 0; AST Currently In Use: 0; AST Temp Closed: 0 | 0 | 0 | 6 | 11453-003-001769 | DIAMOND GASOLINE STATIONS, INC.
12755 | Permanently Closed | 1990-09-29 06:00 | 1976-01-01 06:00 | 1990-09-29 06:00 | Petroleum | Unleaded gasoline | Unleaded gasoline |  | Steel | Steel |  | Painted or None | Steel |  | 1901-01-01 06:00 | [15 empty] | UST Currently In Use: 0; UST Temp Close: 0; AST Currently In Use: 0; AST Temp Closed: 0 | 0 | 0 | 6 | 12011-003-001771 | GAS N GO OIL CO INC
12756 | Permanently Closed | 1990-09-29 06:00 | 1976-01-01 06:00 | 1990-09-29 06:00 | Petroleum | Unleaded gasoline | Unleaded gasoline |  | Steel | Steel |  | Painted or None | Steel |  | 1901-01-01 06:00 | [15 empty] | UST Currently In Use: 0; UST Temp Close: 0; AST Currently In Use: 0; AST Temp Closed: 0 | 0 | 0 | 6 | 12011-003-001771 | GAS N GO OIL CO INC
12757 | Permanently Closed | 1990-09-29 06:00 | 1974-01-01 06:00 | 1990-09-29 06:00 | Petroleum | Unleaded gasoline | Unleaded gasoline |  | Steel | Steel |  | Painted or None | Steel |  | 1901-01-01 06:00 | [15 empty] | UST Currently In Use: 0; UST Temp Close: 0; AST Currently In Use: 0; AST Temp Closed: 0 | 0 | 0 | 6 | 12011-003-001771 | GAS N GO OIL CO INC
12758 | Permanently Closed | 1990-09-29 06:00 | 1974-01-01 06:00 | 1990-09-29 06:00 | Petroleum | Unleaded gasoline | Unleaded gasoline |  | Steel | Steel |  | Painted or None | Steel |  | 1901-01-01 06:00 | [15 empty] | UST Currently In Use: 0; UST Temp Close: 0; AST Currently In Use: 0; AST Temp Closed: 0 | 0 | 0 | 6 | 12011-003-001771 | GAS N GO OIL CO INC
12759 | Permanently Closed | 1990-09-29 06:00 | 1974-01-01 06:00 | 1990-09-29 06:00 | Petroleum | Unleaded gasoline | Unleaded gasoline |  | Steel | Steel |  | Painted or None | Steel |  | 1901-01-01 06:00 | [15 empty] | UST Currently In Use: 0; UST Temp Close: 0; AST Currently In Use: 0; AST Temp Closed: 0 | 0 | 0 | 6 | 12011-003-001771 | GAS N GO OIL CO INC
12760 | Permanently Closed | 1990-09-29 06:00 | 1974-01-01 06:00 | 1990-09-29 06:00 | Petroleum | Unleaded gasoline | Unleaded gasoline |  | Steel | Steel |  | Painted or None | Steel |  | 1901-01-01 06:00 | [15 empty] | UST Currently In Use: 0; UST Temp Close: 0; AST Currently In Use: 0; AST Temp Closed: 0 | 0 | 0 | 6 | 12011-003-001771 | GAS N GO OIL CO INC
12761 | Permanently Closed | 2005-05-20 06:00 | 1981-01-01 06:00 | 2005-05-20 06:00 | Petroleum | Unleaded gasoline | Unleaded gasoline | Retail | Steel | Steel | Field installed cathodic protection |  | Fiberglass reinforced plastic |  | 1901-01-01 06:00 |  | Catchment Basin, Single walled catchment basin | Automatic shutoff device At 95% full | Automatic shutoff device At 95% full | [8 empty] | Annual line testing | Annual line testing |  | UST Currently In Use: 0; UST Temp Close: 0; AST Currently In Use: 0; AST Temp Closed: 0 | 0 | 0 | 4 | 17740-003-005619 | MARK WILSON
12762 | Permanently Closed | 2005-05-20 06:00 | 1981-01-01 06:00 | 2005-05-20 06:00 | Petroleum | Premium gasoline | Premium gasoline | Retail | Steel | Steel | Field installed cathodic protection |  | Fiberglass reinforced plastic |  | 1901-01-01 06:00 |  | Catchment Basin, Single walled catchment basin | Automatic shutoff device At 95% full | Automatic shutoff device At 95% full | [8 empty] | Annual line testing | Annual line testing |  | UST Currently In Use: 0; UST Temp Close: 0; AST Currently In Use: 0; AST Temp Closed: 0 | 0 | 0 | 4 | 17740-003-005619 | MARK WILSON
12763 | Permanently Closed | 1996-01-01 06:00 | 1981-01-01 06:00 | 1998-07-14 06:00 | Petroleum | Unleaded gasoline | Unleaded gasoline | Retail | Steel | Steel |  | Painted or None | Steel |  | 1901-01-01 06:00 | [6 empty] | Statistical Inventory Reconciliation (SIR) | [5 empty] | Annual line testing | Annual line testing |  | UST Currently In Use: 0; UST Temp Close: 0; AST Currently In Use: 0; AST Temp Closed: 0 | 0 | 0 | 4 | 17740-003-005619 | MARK WILSON
12764 | Permanently Closed | 2005-05-20 06:00 | 1977-01-01 06:00 | 2005-05-20 06:00 | Petroleum | On road diesel | On road diesel | Retail | Steel | Steel | Field installed cathodic protection |  | Fiberglass reinforced plastic |  | 1901-01-01 06:00 |  | Catchment Basin, Single walled catchment basin | Automatic shutoff device At 95% full | Automatic shutoff device At 95% full | [11 empty] | UST Currently In Use: 0; UST Temp Close: 0; AST Currently In Use: 0; AST Temp Closed: 0 | 0 | 0 | 4 | 17740-003-005619 | MARK WILSON
12765 | Temporary Closed | 2018-03-28 06:00 | 1982-01-01 06:00 |  | Petroleum | Mid-grade gasoline | Mid-grade gasoline | Retail | Steel | Steel | Field installed cathodic protection |  | Steel |  |  | Field installed cathodic protection | Catchment Basin, Single walled catchment basin | Automatic shutoff device At 95% full | Automatic shutoff device At 95% full |  |  | Statistical Inventory Reconciliation (SIR) | [8 empty] | UST Currently In Use: 0; UST Temp Close: 3; AST Currently In Use: 0; AST Temp Closed: 0 | 0 | 3 | 0 | 18040-003-009621 | FISHERMANS SERVICE AND SALES
12766 | Temporary Closed | 2018-03-28 06:00 | 1982-01-01 06:00 |  | Petroleum | On road diesel | On road diesel | Retail | Steel | Steel | Field installed cathodic protection |  | Steel |  |  | Field installed cathodic protection | Catchment Basin, Single walled catchment basin | Automatic shutoff device At 95% full | Automatic shutoff device At 95% full |  |  | Statistical Inventory Reconciliation (SIR) | [8 empty] | UST Currently In Use: 0; UST Temp Close: 3; AST Currently In Use: 0; AST Temp Closed: 0 | 0 | 3 | 0 | 18040-003-009621 | FISHERMANS SERVICE AND SALES
12767 | Temporary Closed | 2018-03-28 06:00 | 1985-01-01 06:00 |  | Petroleum | Unleaded gasoline | Unleaded gasoline | Retail | Steel | Steel | Field installed cathodic protection |  | Steel |  |  | Field installed cathodic protection | Catchment Basin, Single walled catchment basin | Automatic shutoff device At 95% full | Automatic shutoff device At 95% full |  |  | Statistical Inventory Reconciliation (SIR) | [8 empty] | UST Currently In Use: 0; UST Temp Close: 3; AST Currently In Use: 0; AST Temp Closed: 0 | 0 | 3 | 0 | 18040-003-009621 | FISHERMANS SERVICE AND SALES
12768 | Currently in Use |  | 1988-01-01 06:00 |  | Petroleum | Unleaded gasoline | Unleaded gasoline | Retail | Steel | Steel | Coated & cathodic protection (sti-P3) |  | Fiberglass reinforced plastic |  |  |  | Catchment Basin, Single walled catchment basin | Automatic shutoff device At 95% full | Automatic shutoff device At 95% full |  |  | Continuous Automatic Tank Gauge |  | Automatic shutoff device (AELLD) | Automatic shutoff device (AELLD) | [5 empty] | UST Currently In Use: 2; UST Temp Close: 0; AST Currently In Use: 0; AST Temp Closed: 0 | 2 | 0 | 0 | 19709-003-014496 | TWIN OAKS COMPANY
12769 | Currently in Use |  | 1988-01-01 06:00 |  | Petroleum | Premium gasoline | Premium gasoline | Retail | Steel | Steel | Coated & cathodic protection (sti-P3) |  | Fiberglass reinforced plastic |  |  |  | Catchment Basin, Single walled catchment basin | Automatic shutoff device At 95% full | Automatic shutoff device At 95% full |  |  | Continuous Automatic Tank Gauge |  | Automatic shutoff device (AELLD) | Automatic shutoff device (AELLD) | [5 empty] | UST Currently In Use: 2; UST Temp Close: 0; AST Currently In Use: 0; AST Temp Closed: 0 | 2 | 0 | 0 | 19709-003-014496 | TWIN OAKS COMPANY
12770 | Permanently Closed | 1997-03-01 06:00 | 1980-01-01 06:00 |  | Petroleum | Unleaded gasoline | Unleaded gasoline |  | Steel | Steel |  | Painted or None | Fiberglass reinforced plastic |  | 1901-01-01 06:00 | [6 empty] | Statistical Inventory Reconciliation (SIR) | [8 empty] | UST Currently In Use: 3; UST Temp Close: 0; AST Currently In Use: 0; AST Temp Closed: 0 | 3 | 0 | 1 | 24768-097-001770 | DBB, LLC
12771 | Currently in Use |  | 1981-09-15 06:00 |  | Petroleum | Unleaded gasoline | Unleaded gasoline | Retail | Steel | Steel | Field installed cathodic protection |  | Flexible |  |  | Other, FLXS ISOLA | Catchment Basin, Single walled catchment basin | Flow Rest 90% Full | Flow Rest 90% Full |  |  | Automatic Tank Gauge |  | Automatic shutoff device (AELLD), Containment Sump | Containment Sump | [5 empty] | UST Currently In Use: 3; UST Temp Close: 0; AST Currently In Use: 0; AST Temp Closed: 0 | 3 | 0 | 1 | 24768-097-001770 | DBB, LLC
12772 | Currently in Use |  | 1981-09-15 06:00 |  | Petroleum | Premium gasoline | Premium gasoline | Retail | Steel | Steel | Field installed cathodic protection |  | Flexible |  |  | Other, FLXS ISOLA | Catchment Basin, Single walled catchment basin | Flow Rest 90% Full | Flow Rest 90% Full |  |  | Automatic Tank Gauge |  | Automatic shutoff device (AELLD), Containment Sump | Containment Sump | [5 empty] | UST Currently In Use: 3; UST Temp Close: 0; AST Currently In Use: 0; AST Temp Closed: 0 | 3 | 0 | 1 | 24768-097-001770 | DBB, LLC
12773 | Currently in Use |  | 1981-09-15 06:00 |  | Petroleum | On road diesel | On road diesel | Retail | Steel | Steel | Field installed cathodic protection |  | Flexible |  |  | Other, FLXS ISOLA | Catchment Basin, Single walled catchment basin | Flow Rest 90% Full | Flow Rest 90% Full |  |  | Automatic Tank Gauge |  | Automatic shutoff device (AELLD), Containment Sump | Containment Sump | [5 empty] | UST Currently In Use: 3; UST Temp Close: 0; AST Currently In Use: 0; AST Temp Closed: 0 | 3 | 0 | 1 | 24768-097-001770 | DBB, LLC
12774 | Permanently Closed | 1992-11-30 06:00 | 1983-01-01 06:00 | 1992-11-30 06:00 | Petroleum | Unleaded gasoline | Unleaded gasoline |  | Steel | Steel |  | Painted or None | Steel |  | 1901-01-01 06:00 | [15 empty] | UST Currently In Use: 0; UST Temp Close: 0; AST Currently In Use: 0; AST Temp Closed: 0 | 0 | 0 | 1 | 12013-127-001848 | GATEWAY MALLS INC
12775 | Permanently Closed | 1998-12-07 06:00 | 1979-01-01 06:00 | 1999-01-26 06:00 | Petroleum | Unleaded gasoline | Unleaded gasoline |  | Steel | Steel |  | Painted or None | Steel |  | 1901-01-01 06:00 |  | Catchment Basin, Single walled catchment basin | Flow Rest 90% Full | Flow Rest 90% Full |  |  | Statistical Inventory Reconciliation (SIR) | [8 empty] | UST Currently In Use: 1; UST Temp Close: 0; AST Currently In Use: 0; AST Temp Closed: 0 | 1 | 0 | 5 | 15429-017-013302 | CHATTAHOOCHEE OIL CO.
12776 | Permanently Closed | 1998-12-07 06:00 | 1979-01-01 06:00 | 1999-01-26 06:00 | Petroleum | Unleaded gasoline | Unleaded gasoline |  | Steel | Steel |  | Painted or None | Steel |  | 1901-01-01 06:00 |  | Catchment Basin, Single walled catchment basin |  |  |  |  | Statistical Inventory Reconciliation (SIR) | [8 empty] | UST Currently In Use: 1; UST Temp Close: 0; AST Currently In Use: 0; AST Temp Closed: 0 | 1 | 0 | 5 | 15429-017-013302 | CHATTAHOOCHEE OIL CO.
12777 | Permanently Closed | 1998-12-07 06:00 | 1979-01-01 06:00 | 1999-01-26 06:00 | Petroleum | Unleaded gasoline | Unleaded gasoline |  | Steel | Steel |  | Painted or None | Steel |  | 1901-01-01 06:00 |  | Catchment Basin, Single walled catchment basin |  |  |  |  | Statistical Inventory Reconciliation (SIR) | [8 empty] | UST Currently In Use: 1; UST Temp Close: 0; AST Currently In Use: 0; AST Temp Closed: 0 | 1 | 0 | 5 | 15429-017-013302 | CHATTAHOOCHEE OIL CO.
12778 | Permanently Closed | 1998-12-07 06:00 | 1979-01-01 06:00 | 1999-01-26 06:00 | Petroleum | Unleaded gasoline | Unleaded gasoline |  | Steel | Steel |  | Painted or None | Steel |  | 1901-01-01 06:00 |  | Catchment Basin, Single walled catchment basin |  |  |  |  | Statistical Inventory Reconciliation (SIR) | [8 empty] | UST Currently In Use: 1; UST Temp Close: 0; AST Currently In Use: 0; AST Temp Closed: 0 | 1 | 0 | 5 | 15429-017-013302 | CHATTAHOOCHEE OIL CO.
12779 | Permanently Closed | 1998-12-07 06:00 | 1979-01-01 06:00 | 1999-01-26 06:00 | Petroleum | Kerosene | Kerosene |  | Steel | Steel |  | Painted or None | Steel |  | 1901-01-01 06:00 | [6 empty] | Statistical Inventory Reconciliation (SIR) | [8 empty] | UST Currently In Use: 1; UST Temp Close: 0; AST Currently In Use: 0; AST Temp Closed: 0 | 1 | 0 | 5 | 15429-017-013302 | CHATTAHOOCHEE OIL CO.
12780 | Permanently Closed | 1991-03-01 06:00 | 1964-01-01 06:00 | 1991-09-26 06:00 | Petroleum | Unleaded gasoline | Unleaded gasoline |  | Steel | Steel |  | Painted or None | Steel |  | 1901-01-01 06:00 | [15 empty] | UST Currently In Use: 3; UST Temp Close: 0; AST Currently In Use: 0; AST Temp Closed: 0 | 3 | 0 | 10 | 25292-061-002748 | JEREMY PRIDGEN
12781 | Permanently Closed | 1991-03-01 06:00 | 1964-01-01 06:00 | 1991-09-26 06:00 | Petroleum | Unleaded gasoline | Unleaded gasoline |  | Steel | Steel |  | Painted or None | Steel |  | 1901-01-01 06:00 | [15 empty] | UST Currently In Use: 3; UST Temp Close: 0; AST Currently In Use: 0; AST Temp Closed: 0 | 3 | 0 | 10 | 25292-061-002748 | JEREMY PRIDGEN
12782 | Permanently Closed | 1991-03-01 06:00 | 1964-01-01 06:00 | 1991-09-26 06:00 | Petroleum | Unleaded gasoline | Unleaded gasoline |  | Steel | Steel |  | Painted or None | Steel |  | 1901-01-01 06:00 | [15 empty] | UST Currently In Use: 3; UST Temp Close: 0; AST Currently In Use: 0; AST Temp Closed: 0 | 3 | 0 | 10 | 25292-061-002748 | JEREMY PRIDGEN
12783 | Permanently Closed | 1991-03-01 06:00 | 1964-01-01 06:00 | 1991-09-26 06:00 | Petroleum | Unleaded gasoline | Unleaded gasoline |  | Steel | Steel |  | Painted or None | Steel |  | 1901-01-01 06:00 | [15 empty] | UST Currently In Use: 3; UST Temp Close: 0; AST Currently In Use: 0; AST Temp Closed: 0 | 3 | 0 | 10 | 25292-061-002748 | JEREMY PRIDGEN
12784 | Permanently Closed | 1901-01-01 06:00 | 1974-01-01 06:00 | 2011-11-11 06:00 | Petroleum | Unleaded gasoline | Unleaded gasoline |  | Steel | Steel |  | Painted or None | Steel |  | 1901-01-01 06:00 | [15 empty] | UST Currently In Use: 3; UST Temp Close: 0; AST Currently In Use: 0; AST Temp Closed: 0 | 3 | 0 | 10 | 25292-061-002748 | JEREMY PRIDGEN
12785 | Permanently Closed | 1901-01-01 06:00 | 1974-01-01 06:00 | 1988-12-03 06:00 | Petroleum | On road diesel | On road diesel |  | Steel | Steel |  | Painted or None | Steel |  | 1901-01-01 06:00 | [15 empty] | UST Currently In Use: 3; UST Temp Close: 0; AST Currently In Use: 0; AST Temp Closed: 0 | 3 | 0 | 10 | 25292-061-002748 | JEREMY PRIDGEN
12786 | Permanently Closed | 1999-08-05 06:00 | 1974-01-01 06:00 | 1999-08-05 06:00 | Petroleum | On road diesel | On road diesel |  | Steel | Steel |  | Painted or None | Steel |  | 1901-01-01 06:00 | [12 empty] | Annual line testing | Annual line testing |  | UST Currently In Use: 3; UST Temp Close: 0; AST Currently In Use: 0; AST Temp Closed: 0 | 3 | 0 | 10 | 25292-061-002748 | JEREMY PRIDGEN
12787 | Permanently Closed | 1901-01-01 06:00 | 1964-01-01 06:00 | 1988-12-03 06:00 | Petroleum | On road diesel | On road diesel |  | Steel | Steel |  | Painted or None | Steel |  | 1901-01-01 06:00 | [15 empty] | UST Currently In Use: 3; UST Temp Close: 0; AST Currently In Use: 0; AST Temp Closed: 0 | 3 | 0 | 10 | 25292-061-002748 | JEREMY PRIDGEN
12788 | Permanently Closed | 1991-03-01 06:00 | 1964-01-01 06:00 | 1991-09-26 06:00 | Petroleum | On road diesel | On road diesel |  | Steel | Steel |  | Painted or None | Steel |  | 1901-01-01 06:00 | [15 empty] | UST Currently In Use: 3; UST Temp Close: 0; AST Currently In Use: 0; AST Temp Closed: 0 | 3 | 0 | 10 | 25292-061-002748 | JEREMY PRIDGEN
12789 | Permanently Closed | 1901-01-01 06:00 | 1969-01-01 06:00 | 1988-12-03 06:00 | Petroleum | On road diesel | On road diesel |  | Steel | Steel |  | Painted or None | Steel |  | 1901-01-01 06:00 | [15 empty] | UST Currently In Use: 3; UST Temp Close: 0; AST Currently In Use: 0; AST Temp Closed: 0 | 3 | 0 | 10 | 25292-061-002748 | JEREMY PRIDGEN
12790 | Permanently Closed | 1989-12-14 06:00 | 1960-01-01 06:00 | 1989-12-14 06:00 | Petroleum | Unleaded gasoline | Unleaded gasoline |  | Steel | Steel |  |  |  |  | 1901-01-01 06:00 | [15 empty] | UST Currently In Use: 0; UST Temp Close: 0; AST Currently In Use: 0; AST Temp Closed: 0 | 0 | 0 | 1 | 12018-073-007493 | GENERAL ELECTRIC
12791 | Permanently Closed | 1989-11-01 06:00 | 1970-01-01 06:00 | 1989-11-11 06:00 | Petroleum | Unleaded gasoline | Unleaded gasoline |  | Steel | Steel |  | Painted or None | Steel |  | 1901-01-01 06:00 | [15 empty] | UST Currently In Use: 0; UST Temp Close: 0; AST Currently In Use: 16; AST Temp Closed: 0 | 0 | 0 | 2 | 25408-085-004698 | SABIC INNOVATIVE PLASTICS US LLC
12792 | Permanently Closed | 1989-11-01 06:00 | 1970-01-01 06:00 | 1989-11-11 06:00 | Petroleum | On road diesel | On road diesel |  | Steel | Steel |  | Painted or None | Steel |  | 1901-01-01 06:00 | [15 empty] | UST Currently In Use: 0; UST Temp Close: 0; AST Currently In Use: 16; AST Temp Closed: 0 | 0 | 0 | 2 | 25408-085-004698 | SABIC INNOVATIVE PLASTICS US LLC
12793 | Permanently Closed | 1988-07-01 06:00 | 1977-01-01 06:00 | 1988-07-01 06:00 | Petroleum | Used oil | Used oil |  | Steel | Steel |  | Painted or None | Steel |  | 1901-01-01 06:00 | [15 empty] | UST Currently In Use: 0; UST Temp Close: 0; AST Currently In Use: 0; AST Temp Closed: 0 | 0 | 0 | 8 | 12020-125-009302 | GENERAL MOTORS CORP ROCHESTER
12794 | Permanently Closed | 1988-07-01 06:00 | 1977-01-01 06:00 | 1988-07-01 06:00 | Petroleum | Used oil | Used oil |  | Steel | Steel |  | Painted or None | Steel |  | 1901-01-01 06:00 | [15 empty] | UST Currently In Use: 0; UST Temp Close: 0; AST Currently In Use: 0; AST Temp Closed: 0 | 0 | 0 | 8 | 12020-125-009302 | GENERAL MOTORS CORP ROCHESTER
12795 | Permanently Closed | 1988-07-01 06:00 | 1965-01-01 06:00 | 1988-07-01 06:00 | Petroleum | On road diesel | On road diesel |  | Steel | Steel |  | Painted or None | Steel |  | 1901-01-01 06:00 | [15 empty] | UST Currently In Use: 0; UST Temp Close: 0; AST Currently In Use: 0; AST Temp Closed: 0 | 0 | 0 | 8 | 12020-125-009302 | GENERAL MOTORS CORP ROCHESTER
12796 | Permanently Closed | 1988-07-01 06:00 | 1965-01-01 06:00 | 1988-07-01 06:00 | Petroleum | Used oil | Used oil |  | Steel | Steel |  | Painted or None | Steel |  | 1901-01-01 06:00 | [15 empty] | UST Currently In Use: 0; UST Temp Close: 0; AST Currently In Use: 0; AST Temp Closed: 0 | 0 | 0 | 8 | 12020-125-009302 | GENERAL MOTORS CORP ROCHESTER
12797 | Permanently Closed | 1988-07-01 06:00 | 1965-01-01 06:00 | 1988-07-01 06:00 | Petroleum | On road diesel | On road diesel |  | Steel | Steel |  | Painted or None | Steel |  | 1901-01-01 06:00 | [15 empty] | UST Currently In Use: 0; UST Temp Close: 0; AST Currently In Use: 0; AST Temp Closed: 0 | 0 | 0 | 8 | 12020-125-009302 | GENERAL MOTORS CORP ROCHESTER
12798 | Permanently Closed | 1988-07-01 06:00 | 1965-01-01 06:00 | 1988-07-01 06:00 | Petroleum | On road diesel | On road diesel |  | Steel | Steel |  | Painted or None | Steel |  | 1901-01-01 06:00 | [15 empty] | UST Currently In Use: 0; UST Temp Close: 0; AST Currently In Use: 0; AST Temp Closed: 0 | 0 | 0 | 8 | 12020-125-009302 | GENERAL MOTORS CORP ROCHESTER
12799 | Permanently Closed | 1988-07-01 06:00 | 1965-01-01 06:00 | 1988-07-01 06:00 | Petroleum | On road diesel | On road diesel |  | Steel | Steel |  | Painted or None | Steel |  | 1901-01-01 06:00 | [15 empty] | UST Currently In Use: 0; UST Temp Close: 0; AST Currently In Use: 0; AST Temp Closed: 0 | 0 | 0 | 8 | 12020-125-009302 | GENERAL MOTORS CORP ROCHESTER
12800 | Permanently Closed | 1988-07-01 06:00 | 1965-01-01 06:00 | 1988-07-01 06:00 | Petroleum | On road diesel | On road diesel |  | Steel | Steel |  | Painted or None | Steel |  | 1901-01-01 06:00 | [15 empty] | UST Currently In Use: 0; UST Temp Close: 0; AST Currently In Use: 0; AST Temp Closed: 0 | 0 | 0 | 8 | 12020-125-009302 | GENERAL MOTORS CORP ROCHESTER
12801 | Permanently Closed | 1990-11-21 06:00 | 1974-01-01 06:00 | 1990-11-21 06:00 | Petroleum | On road diesel | On road diesel |  | Steel | Steel |  |  | Steel |  | 1901-01-01 06:00 | [15 empty] | UST Currently In Use: 0; UST Temp Close: 0; AST Currently In Use: 1; AST Temp Closed: 0 | 0 | 0 | 3 | 12021-091-002002 | LAFARGE CORPORATION (CITADEL CEMENT)
12802 | Permanently Closed | 1990-04-12 06:00 | 1974-01-01 06:00 | 1990-04-12 06:00 | Petroleum | On road diesel | On road diesel |  | Steel | Steel |  |  | Steel |  | 1901-01-01 06:00 | [15 empty] | UST Currently In Use: 0; UST Temp Close: 0; AST Currently In Use: 1; AST Temp Closed: 0 | 0 | 0 | 3 | 12021-091-002002 | LAFARGE CORPORATION (CITADEL CEMENT)
12803 | Permanently Closed | 1984-07-01 06:00 | 1974-01-01 06:00 | 1987-01-01 06:00 | Petroleum | Used oil | Used oil |  | Steel | Steel |  |  | Steel |  | 1901-01-01 06:00 | [15 empty] | UST Currently In Use: 0; UST Temp Close: 0; AST Currently In Use: 1; AST Temp Closed: 0 | 0 | 0 | 3 | 12021-091-002002 | LAFARGE CORPORATION (CITADEL CEMENT)
12804 | Permanently Closed | 1981-06-01 06:00 | 1969-01-01 06:00 | 1990-09-28 06:00 | Petroleum | Unleaded gasoline | Unleaded gasoline | State/federal government | Steel | Steel |  |  | Steel |  | 1901-01-01 06:00 | [15 empty] | UST Currently In Use: 0; UST Temp Close: 0; AST Currently In Use: 0; AST Temp Closed: 0 | 0 | 0 | 1 | 12022-097-009225 | GENERAL SERVICES ADMINISTRATION
12805 | Permanently Closed | 1990-11-26 06:00 | 1968-01-01 06:00 | 1990-11-26 06:00 | Petroleum | Unleaded gasoline | Unleaded gasoline |  | Steel | Steel |  | Painted or None | Other, SCH 80 BLK |  | 1901-01-01 06:00 | [15 empty] | UST Currently In Use: 0; UST Temp Close: 0; AST Currently In Use: 0; AST Temp Closed: 0 | 0 | 0 | 1 | 12023-089-001172 | GENERAL SHALE PRODUCTS CORP
12806 | Permanently Closed | 1997-10-07 06:00 | 1982-01-01 06:00 | 1997-10-07 06:00 | Petroleum | On road diesel | On road diesel |  | Steel | Steel |  | Painted or None | Steel |  | 1901-01-01 06:00 | [15 empty] | UST Currently In Use: 0; UST Temp Close: 0; AST Currently In Use: 0; AST Temp Closed: 0 | 0 | 0 | 1 | 12025-013-005910 | VERIZON COMMUNICATIONS
12807 | Permanently Closed | 1991-11-06 06:00 | 1978-01-01 06:00 | 1991-11-06 06:00 | Petroleum | Unleaded gasoline | Unleaded gasoline |  | Steel | Steel |  | Painted or None | Steel |  | 1901-01-01 06:00 | [15 empty] | UST Currently In Use: 0; UST Temp Close: 0; AST Currently In Use: 0; AST Temp Closed: 0 | 0 | 0 | 1 | 12025-031-001064 | VERIZON COMMUNICATIONS
12808 | Permanently Closed | 1990-12-01 06:00 | 1962-01-01 06:00 | 1990-12-01 06:00 | Petroleum | On road diesel | On road diesel |  | Steel | Steel |  | Painted or None | Steel |  | 1901-01-01 06:00 | [15 empty] | UST Currently In Use: 0; UST Temp Close: 0; AST Currently In Use: 0; AST Temp Closed: 0 | 0 | 0 | 1 | 12025-031-001068 | VERIZON COMMUNICATIONS
12809 | Permanently Closed | 1992-07-28 06:00 | 1983-01-01 06:00 | 1992-07-28 06:00 | Petroleum | Unleaded gasoline | Unleaded gasoline |  | Steel | Steel | Other, STI-P3 |  | Other, FIBERGLASS |  | 1901-01-01 06:00 | [15 empty] | UST Currently In Use: 0; UST Temp Close: 0; AST Currently In Use: 0; AST Temp Closed: 0 | 0 | 0 | 2 | 12025-039-001060 | VERIZON COMMUNICATIONS
12810 | Permanently Closed | 1992-07-28 06:00 | 1983-01-01 06:00 | 1992-07-28 06:00 | Petroleum | On road diesel | On road diesel |  | Steel | Steel | Other, STI-P3 |  | Other, FIBERGLASS |  | 1901-01-01 06:00 | [15 empty] | UST Currently In Use: 0; UST Temp Close: 0; AST Currently In Use: 0; AST Temp Closed: 0 | 0 | 0 | 2 | 12025-039-001060 | VERIZON COMMUNICATIONS
12811 | Permanently Closed | 1989-12-13 06:00 | 1968-01-01 06:00 | 1989-12-13 06:00 | Petroleum | On road diesel | On road diesel |  | Steel | Steel |  | Painted or None | Steel |  | 1901-01-01 06:00 | [15 empty] | UST Currently In Use: 0; UST Temp Close: 0; AST Currently In Use: 0; AST Temp Closed: 0 | 0 | 0 | 2 | 21510-039-001065 | CENTURYTEL, INC. DBA CENTURYLINK
12812 | Permanently Closed | 2009-12-17 06:00 | 1990-01-01 06:00 | 2009-12-17 06:00 | Petroleum | On road diesel | On road diesel | Emergency power generator | Steel | Steel | Coated & cathodic protection (sti-P3) |  | Fiberglass reinforced plastic |  | 1901-01-01 06:00 |  | Catchment Basin, Single walled catchment basin | Flow Rest 90% Full | Flow Rest 90% Full | [11 empty] | UST Currently In Use: 0; UST Temp Close: 0; AST Currently In Use: 0; AST Temp Closed: 0 | 0 | 0 | 2 | 21510-039-001065 | CENTURYTEL, INC. DBA CENTURYLINK
12813 | Permanently Closed | 1990-12-01 06:00 | 1971-01-01 06:00 | 1990-12-01 06:00 | Petroleum | On road diesel | On road diesel |  | Steel | Steel |  | Painted or None | Steel |  | 1901-01-01 06:00 | [15 empty] | UST Currently In Use: 0; UST Temp Close: 0; AST Currently In Use: 0; AST Temp Closed: 0 | 0 | 0 | 1 | 12025-039-001069 | VERIZON COMMUNICATIONS
12814 | Permanently Closed | 1990-10-29 06:00 | 1978-01-01 06:00 | 1990-10-29 06:00 | Petroleum | Unleaded gasoline | Unleaded gasoline |  | Steel | Steel |  | Painted or None | Steel |  | 1901-01-01 06:00 | [15 empty] | UST Currently In Use: 0; UST Temp Close: 0; AST Currently In Use: 0; AST Temp Closed: 0 | 0 | 0 | 1 | 12025-045-001063 | VERIZON COMMUNICATIONS
12815 | Permanently Closed | 1991-11-07 06:00 | 1973-01-01 06:00 | 1991-11-07 06:00 | Petroleum | On road diesel | On road diesel |  | Steel | Steel |  | Painted or None | Steel |  | 1901-01-01 06:00 | [15 empty] | UST Currently In Use: 0; UST Temp Close: 0; AST Currently In Use: 0; AST Temp Closed: 0 | 0 | 0 | 1 | 12025-045-001070 | VERIZON COMMUNICATIONS
12816 | Permanently Closed | 1995-09-10 06:00 | 1978-01-01 06:00 | 1996-09-10 06:00 | Petroleum | On road diesel | On road diesel | Bulk facility, Emergency Power Generator | Steel | Steel |  | Painted or None | Steel, COPPER |  | 1901-01-01 06:00 | [15 empty] | UST Currently In Use: 0; UST Temp Close: 0; AST Currently In Use: 0; AST Temp Closed: 0 | 0 | 0 | 1 | 12025-045-001072 | VERIZON COMMUNICATIONS
12817 | Permanently Closed | 1997-10-05 06:00 | 1988-01-01 06:00 | 1997-10-06 06:00 | Petroleum | On road diesel | On road diesel | Emergency power generator | Steel | Steel |  |  |  |  | 1901-01-01 06:00 | [15 empty] | UST Currently In Use: 0; UST Temp Close: 0; AST Currently In Use: 0; AST Temp Closed: 0 | 0 | 0 | 1 | 12025-045-014988 | VERIZON COMMUNICATIONS
12818 | Permanently Closed | 1990-11-05 06:00 | 1976-01-01 06:00 | 1990-11-05 06:00 | Petroleum | Unleaded gasoline | Unleaded gasoline |  | Steel | Steel |  | Painted or None | Steel |  | 1901-01-01 06:00 | [15 empty] | UST Currently In Use: 2; UST Temp Close: 0; AST Currently In Use: 0; AST Temp Closed: 0 | 2 | 0 | 2 | 10038-069-001062 | AAA COOPER TRANSPORTATION ATTN JOYA
12819 | Permanently Closed | 1990-11-05 06:00 | 1976-01-01 06:00 | 1990-11-05 06:00 | Petroleum | Unleaded gasoline | Unleaded gasoline |  | Steel | Steel |  | Painted or None | Steel |  | 1901-01-01 06:00 | [15 empty] | UST Currently In Use: 2; UST Temp Close: 0; AST Currently In Use: 0; AST Temp Closed: 0 | 2 | 0 | 2 | 10038-069-001062 | AAA COOPER TRANSPORTATION ATTN JOYA
12820 | Currently in Use |  | 1989-01-01 06:00 |  | Petroleum | On road diesel | On road diesel | Emergency Power Generator | Steel | Steel | Coated & cathodic protection (sti-P3), Interior lined (not allowed as a standalone method of corrosion protection) |  | Double Wall, Fiberglass reinforced plastic, Flexible |  |  | Other, SWNG JOINT | Catchment Basin, Single walled catchment basin | Audible high level alarm At 90% full, Automatic shutoff device At 95% full | Automatic shutoff device At 95% full |  | PIT LINER | Automatic Tank Gauge |  | Automatic flow restrictor (MLLD) | Automatic flow restrictor (MLLD) | Interstitial Monitoring within Secondary Containment | SENSOR TO ATG | Annual line testing | Annual line testing |  | UST Currently In Use: 1; UST Temp Close: 0; AST Currently In Use: 0; AST Temp Closed: 0 | 1 | 0 | 0 | 21510-069-001067 | CENTURYTEL, INC. DBA CENTURYLINK
12821 | Permanently Closed | 1991-05-15 06:00 | 1976-01-01 06:00 | 1991-05-15 06:00 | Petroleum | Unleaded gasoline | Unleaded gasoline |  | Steel | Steel |  | Painted or None | Steel |  | 1901-01-01 06:00 | [15 empty] | UST Currently In Use: 0; UST Temp Close: 0; AST Currently In Use: 0; AST Temp Closed: 0 | 0 | 0 | 1 | 12025-071-001061 | VERIZON COMMUNICATIONS
12822 | Permanently Closed | 1991-05-30 06:00 | 1972-01-01 06:00 | 1991-09-03 06:00 | Petroleum | On road diesel | On road diesel |  | Steel | Steel |  | Painted or None | Steel |  | 1901-01-01 06:00 | [15 empty] | UST Currently In Use: 0; UST Temp Close: 0; AST Currently In Use: 0; AST Temp Closed: 0 | 0 | 0 | 1 | 12025-071-001071 | VERIZON COMMUNICATIONS
12823 | Permanently Closed | 1993-10-26 06:00 | 1988-01-01 06:00 | 1993-10-26 06:00 | Petroleum | On road diesel | On road diesel |  | Steel | Steel |  |  |  |  | 1901-01-01 06:00 | [15 empty] | UST Currently In Use: 0; UST Temp Close: 0; AST Currently In Use: 0; AST Temp Closed: 0 | 0 | 0 | 1 | 12025-071-014989 | VERIZON COMMUNICATIONS
12824 | Permanently Closed | 1990-12-01 06:00 | 1983-01-01 06:00 | 1990-12-01 06:00 | Petroleum | On road diesel | On road diesel |  | Fiberglass coated steel | Fiberglass coated steel |  |  | Steel |  | 1901-01-01 06:00 | [15 empty] | UST Currently In Use: 0; UST Temp Close: 0; AST Currently In Use: 0; AST Temp Closed: 0 | 0 | 0 | 1 | 12025-109-003234 | VERIZON COMMUNICATIONS
12825 | Permanently Closed | 2019-09-03 06:00 | 1989-12-20 06:00 | 2021-04-14 06:00 | Petroleum | On road diesel | On road diesel | Retail | Fiberglass reinforced plastic, Single Wall | Single Wall |  |  | Fiberglass reinforced plastic, Single Wall |  | 1901-01-01 06:00 |  | Catchment Basin, Single walled catchment basin | Automatic shutoff device At 95% full | Automatic shutoff device At 95% full |  |  | Statistical Inventory Reconciliation (SIR) |  | Automatic flow restrictor (MLLD) | Automatic flow restrictor (MLLD) |  |  | Statistical inventory reconciliation (SIR) | Statistical inventory reconciliation (SIR) |  | UST Currently In Use: 0; UST Temp Close: 0; AST Currently In Use: 0; AST Temp Closed: 0 | 0 | 0 | 4 | 14547-073-001085 | THE SPENCER COMPANIES INC
12826 | Permanently Closed | 2019-09-03 06:00 | 1989-12-20 06:00 | 2021-04-14 06:00 | Petroleum | Unleaded gasoline | Unleaded gasoline | Retail | Fiberglass reinforced plastic, Single Wall | Single Wall |  |  | Fiberglass reinforced plastic, Single Wall |  | 1901-01-01 06:00 |  | Catchment Basin, Single walled catchment basin | Automatic shutoff device At 95% full | Automatic shutoff device At 95% full |  |  | Statistical Inventory Reconciliation (SIR) |  | Automatic flow restrictor (MLLD) | Automatic flow restrictor (MLLD) |  |  | Statistical inventory reconciliation (SIR) | Statistical inventory reconciliation (SIR) |  | UST Currently In Use: 0; UST Temp Close: 0; AST Currently In Use: 0; AST Temp Closed: 0 | 0 | 0 | 4 | 14547-073-001085 | THE SPENCER COMPANIES INC
12827 | Permanently Closed | 2013-12-10 06:00 | 1989-12-20 06:00 | 2021-04-14 06:00 | Petroleum | Mid-grade gasoline | Mid-grade gasoline | Retail | Fiberglass reinforced plastic, Single Wall | Single Wall |  |  | Fiberglass reinforced plastic, Single Wall |  | 1901-01-01 06:00 |  | Catchment Basin, Single walled catchment basin | Flow Rest 90% Full | Flow Rest 90% Full |  |  | Statistical Inventory Reconciliation (SIR) |  | Automatic flow restrictor (MLLD) | Automatic flow restrictor (MLLD) |  |  | Statistical inventory reconciliation (SIR) | Statistical inventory reconciliation (SIR) |  | UST Currently In Use: 0; UST Temp Close: 0; AST Currently In Use: 0; AST Temp Closed: 0 | 0 | 0 | 4 | 14547-073-001085 | THE SPENCER COMPANIES INC
12828 | Permanently Closed | 2013-12-10 06:00 | 1989-12-20 06:00 | 2021-04-14 06:00 | Petroleum | Premium gasoline | Premium gasoline | Retail | Fiberglass reinforced plastic, Single Wall | Single Wall |  |  | Fiberglass reinforced plastic, Single Wall |  | 1901-01-01 06:00 |  | Catchment Basin, Single walled catchment basin | Flow Rest 90% Full | Flow Rest 90% Full |  |  | Statistical Inventory Reconciliation (SIR) |  | Automatic flow restrictor (MLLD) | Automatic flow restrictor (MLLD) |  |  | Statistical inventory reconciliation (SIR) | Statistical inventory reconciliation (SIR) |  | UST Currently In Use: 0; UST Temp Close: 0; AST Currently In Use: 0; AST Temp Closed: 0 | 0 | 0 | 4 | 14547-073-001085 | THE SPENCER COMPANIES INC
12829 | Permanently Closed | 1980-01-01 06:00 | 1972-01-01 06:00 | 1988-12-14 06:00 | Petroleum | Unleaded gasoline | Unleaded gasoline |  | Steel | Steel |  | Painted or None | Steel |  | 1901-01-01 06:00 | [15 empty] | UST Currently In Use: 0; UST Temp Close: 0; AST Currently In Use: 0; AST Temp Closed: 0 | 0 | 0 | 1 | 12027-073-008257 | GENESCO
12830 | Permanently Closed | 1990-04-11 06:00 | 1958-01-01 06:00 | 1990-04-11 06:00 | Petroleum | Unleaded gasoline | Unleaded gasoline | Local government | Steel | Steel |  |  | Steel |  | 1901-01-01 06:00 | [15 empty] | UST Currently In Use: 0; UST Temp Close: 0; AST Currently In Use: 1; AST Temp Closed: 0 | 0 | 0 | 5 | 12029-061-004625 | GENEVA COUNTY BOARD OF EDUCATION
12831 | Permanently Closed | 1992-01-08 06:00 | 1988-01-05 06:00 | 1992-01-08 06:00 | Petroleum | Unleaded gasoline | Unleaded gasoline | Local government | Steel | Steel |  |  | Steel |  | 1901-01-01 06:00 | [15 empty] | UST Currently In Use: 0; UST Temp Close: 0; AST Currently In Use: 0; AST Temp Closed: 0 | 0 | 0 | 1 | 12029-061-004626 | GENEVA COUNTY BOARD OF EDUCATION
12832 | Permanently Closed | 1991-04-02 06:00 | 1958-01-01 06:00 | 1991-04-02 06:00 | Petroleum | Unleaded gasoline | Unleaded gasoline | Local government | Steel | Steel |  |  | Steel |  | 1901-01-01 06:00 | [15 empty] | UST Currently In Use: 0; UST Temp Close: 0; AST Currently In Use: 0; AST Temp Closed: 0 | 0 | 0 | 2 | 12029-061-004627 | GENEVA COUNTY BOARD OF EDUCATION
12833 | Permanently Closed | 1992-03-30 06:00 | 1988-01-15 06:00 | 1992-03-30 06:00 | Petroleum | Unleaded gasoline | Unleaded gasoline | Local government | Steel | Steel |  |  | Steel |  | 1901-01-01 06:00 | [15 empty] | UST Currently In Use: 0; UST Temp Close: 0; AST Currently In Use: 1; AST Temp Closed: 0 | 0 | 0 | 1 | 12029-061-004628 | GENEVA COUNTY BOARD OF EDUCATION
12834 | Permanently Closed | 1992-01-16 06:00 | 1963-01-01 06:00 | 1992-01-16 06:00 | Petroleum | Unleaded gasoline | Unleaded gasoline | Local government | Steel | Steel |  |  | Steel |  | 1901-01-01 06:00 | [15 empty] | UST Currently In Use: 0; UST Temp Close: 0; AST Currently In Use: 1; AST Temp Closed: 0 | 0 | 0 | 1 | 12029-061-004629 | GENEVA COUNTY BOARD OF EDUCATION
12835 | Permanently Closed | 1993-12-31 06:00 | 1901-01-01 06:00 | 1995-09-06 06:00 | Petroleum | On road diesel | On road diesel | Bulk facility | [6 empty] | 1901-01-01 06:00 | [15 empty] | UST Currently In Use: 0; UST Temp Close: 0; AST Currently In Use: 0; AST Temp Closed: 0 | 0 | 0 | 1 | 11261-061-007287 | APAC MID-SOUTH, INC.
12836 | Permanently Closed | 1990-09-10 06:00 | 1973-01-01 06:00 | 1990-09-10 06:00 | Petroleum | Unleaded gasoline | Unleaded gasoline |  | Steel | Steel |  | Painted or None | Steel |  | 1901-01-01 06:00 | [15 empty] | UST Currently In Use: 3; UST Temp Close: 0; AST Currently In Use: 0; AST Temp Closed: 0 | 3 | 0 | 3 | 12031-129-004390 | MARTY L. WILLIAMS
12837 | Permanently Closed | 1990-09-10 06:00 | 1973-01-01 06:00 | 1990-09-10 06:00 | Petroleum | Unleaded gasoline | Unleaded gasoline |  | Steel | Steel |  | Painted or None | Steel |  | 1901-01-01 06:00 | [15 empty] | UST Currently In Use: 3; UST Temp Close: 0; AST Currently In Use: 0; AST Temp Closed: 0 | 3 | 0 | 3 | 12031-129-004390 | MARTY L. WILLIAMS
12838 | Permanently Closed | 1990-09-10 06:00 | 1973-01-01 06:00 | 1990-09-10 06:00 | Petroleum | Unleaded gasoline | Unleaded gasoline |  | Steel | Steel |  | Painted or None | Steel |  | 1901-01-01 06:00 | [15 empty] | UST Currently In Use: 3; UST Temp Close: 0; AST Currently In Use: 0; AST Temp Closed: 0 | 3 | 0 | 3 | 12031-129-004390 | MARTY L. WILLIAMS
12839 | Permanently Closed | 1901-01-01 06:00 | 1973-01-01 06:00 | 1988-01-01 06:00 | Petroleum | On road diesel | On road diesel |  | Steel | Steel |  | Painted or None | Steel |  | 1901-01-01 06:00 | [15 empty] | UST Currently In Use: 0; UST Temp Close: 0; AST Currently In Use: 0; AST Temp Closed: 0 | 0 | 0 | 1 | 12032-065-006058 | GEO A HORMEL & CO
12840 | Permanently Closed | 1985-06-01 06:00 | 1972-01-01 06:00 | 1988-01-01 06:00 | Petroleum | Unleaded gasoline | Unleaded gasoline |  | Steel | Steel |  | Painted or None | Steel |  | 1901-01-01 06:00 | [15 empty] | UST Currently In Use: 0; UST Temp Close: 0; AST Currently In Use: 0; AST Temp Closed: 0 | 0 | 0 | 3 | 12033-097-001401 | GEO E JENSEN CONTR INC
12841 | Permanently Closed | 1985-06-01 06:00 | 1972-01-01 06:00 | 1988-01-01 06:00 | Petroleum | Unleaded gasoline | Unleaded gasoline |  | Steel | Steel |  | Painted or None | Steel |  | 1901-01-01 06:00 | [15 empty] | UST Currently In Use: 0; UST Temp Close: 0; AST Currently In Use: 0; AST Temp Closed: 0 | 0 | 0 | 3 | 12033-097-001401 | GEO E JENSEN CONTR INC
12842 | Permanently Closed | 1985-06-01 06:00 | 1978-01-01 06:00 | 1988-01-01 06:00 | Petroleum | On road diesel | On road diesel |  | Steel | Steel |  | Painted or None | Steel |  | 1901-01-01 06:00 | [15 empty] | UST Currently In Use: 0; UST Temp Close: 0; AST Currently In Use: 0; AST Temp Closed: 0 | 0 | 0 | 3 | 12033-097-001401 | GEO E JENSEN CONTR INC
12843 | Permanently Closed | 1901-01-01 06:00 | 1974-01-01 06:00 | 1988-11-29 06:00 | Petroleum | Unleaded gasoline | Unleaded gasoline |  | Steel | Steel |  |  | Steel |  | 1901-01-01 06:00 | [15 empty] | UST Currently In Use: 0; UST Temp Close: 0; AST Currently In Use: 0; AST Temp Closed: 0 | 0 | 0 | 2 | 12035-101-003170 | GEORGE B SHELLMAN JR
12844 | Permanently Closed | 1901-01-01 06:00 | 1974-01-01 06:00 | 1988-11-29 06:00 | Petroleum | Unleaded gasoline | Unleaded gasoline |  | Steel | Steel |  |  | Steel |  | 1901-01-01 06:00 | [15 empty] | UST Currently In Use: 0; UST Temp Close: 0; AST Currently In Use: 0; AST Temp Closed: 0 | 0 | 0 | 2 | 12035-101-003170 | GEORGE B SHELLMAN JR
12845 | Permanently Closed | 1989-07-12 06:00 | 1979-01-01 06:00 | 1989-07-12 06:00 | Petroleum | On road diesel | On road diesel |  | Steel | Steel |  | Painted or None | Steel |  | 1901-01-01 06:00 | [15 empty] | UST Currently In Use: 0; UST Temp Close: 0; AST Currently In Use: 0; AST Temp Closed: 0 | 0 | 0 | 3 | 12036-073-001086 | GEORGE BOOHAKER
12846 | Permanently Closed | 1999-12-01 06:00 | 1979-01-01 06:00 | 1999-12-02 06:00 | Petroleum | On road diesel | On road diesel |  | Steel | Steel |  | Painted or None | Steel |  | 1901-01-01 06:00 | [6 empty] | Statistical Inventory Reconciliation (SIR) | [8 empty] | UST Currently In Use: 0; UST Temp Close: 0; AST Currently In Use: 0; AST Temp Closed: 0 | 0 | 0 | 3 | 12036-073-001086 | GEORGE BOOHAKER
12847 | Permanently Closed | 1999-12-01 06:00 | 1979-01-01 06:00 | 1999-12-02 06:00 | Petroleum | Unleaded gasoline | Unleaded gasoline |  | Steel | Steel |  | Painted or None | Steel |  | 1901-01-01 06:00 | [6 empty] | Statistical Inventory Reconciliation (SIR) | [8 empty] | UST Currently In Use: 0; UST Temp Close: 0; AST Currently In Use: 0; AST Temp Closed: 0 | 0 | 0 | 3 | 12036-073-001086 | GEORGE BOOHAKER
12848 | Permanently Closed | 1998-01-01 06:00 | 1984-01-01 06:00 | 1998-07-21 06:00 | Petroleum | Unleaded gasoline | Unleaded gasoline | State/federal government | Steel | Steel |  | Painted or None | Steel |  | 1901-01-01 06:00 | [15 empty] | UST Currently In Use: 0; UST Temp Close: 0; AST Currently In Use: 0; AST Temp Closed: 0 | 0 | 0 | 3 | 12037-069-010379 | GEORGE C WALLACE STATE COMMUNITY COL
12849 | Permanently Closed | 1998-01-01 06:00 | 1984-01-01 06:00 | 1998-07-21 06:00 | Petroleum | Unleaded gasoline | Unleaded gasoline | State/federal government | Steel | Steel |  | Painted or None | Steel |  | 1901-01-01 06:00 | [15 empty] | UST Currently In Use: 0; UST Temp Close: 0; AST Currently In Use: 0; AST Temp Closed: 0 | 0 | 0 | 3 | 12037-069-010379 | GEORGE C WALLACE STATE COMMUNITY COL
12850 | Permanently Closed | 1998-01-01 06:00 | 1984-01-01 06:00 | 1998-07-21 06:00 | Petroleum | On road diesel | On road diesel | State/federal government | Steel | Steel |  | Painted or None | Steel |  | 1901-01-01 06:00 | [15 empty] | UST Currently In Use: 0; UST Temp Close: 0; AST Currently In Use: 0; AST Temp Closed: 0 | 0 | 0 | 3 | 12037-069-010379 | GEORGE C WALLACE STATE COMMUNITY COL
12851 | Retired | 1984-01-01 06:00 | 1966-01-01 06:00 |  | Petroleum | Other, OTHER | Other | State/federal government | Steel | Steel |  | Painted or None | Steel |  | 1901-01-01 06:00 | [15 empty] | UST Currently In Use: 0; UST Temp Close: 0; AST Currently In Use: 0; AST Temp Closed: 0 | 0 | 0 | 3 | 12037-069-010379 | GEORGE C WALLACE STATE COMMUNITY COL
12852 | Permanently Closed | 1991-09-02 06:00 | 1970-01-01 06:00 | 1991-09-02 06:00 | Petroleum | Unleaded gasoline | Unleaded gasoline | State/federal government | Steel | Steel |  | Painted or None | Steel |  | 1901-01-01 06:00 | [15 empty] | UST Currently In Use: 1; UST Temp Close: 0; AST Currently In Use: 0; AST Temp Closed: 0 | 1 | 0 | 4 | 12038-047-010345 | GEORGE C WALLACE STATE COMMUNITY COL
12853 | Permanently Closed | 1991-09-02 06:00 | 1970-01-01 06:00 | 1991-09-02 06:00 | Petroleum | Unleaded gasoline | Unleaded gasoline | State/federal government | Steel | Steel |  | Painted or None | Steel |  | 1901-01-01 06:00 | [15 empty] | UST Currently In Use: 1; UST Temp Close: 0; AST Currently In Use: 0; AST Temp Closed: 0 | 1 | 0 | 4 | 12038-047-010345 | GEORGE C WALLACE STATE COMMUNITY COL
12854 | Permanently Closed | 1986-11-01 06:00 | 1974-01-01 06:00 | 1988-01-01 06:00 | Petroleum | Kerosene | Kerosene | State/federal government | Steel | Steel |  | Painted or None | Steel |  | 1901-01-01 06:00 | [15 empty] | UST Currently In Use: 1; UST Temp Close: 0; AST Currently In Use: 0; AST Temp Closed: 0 | 1 | 0 | 4 | 12038-047-010345 | GEORGE C WALLACE STATE COMMUNITY COL
12857 | Permanently Closed | 1974-01-01 06:00 | 1976-01-01 06:00 |  | Petroleum | Other, OTHER | Other | State/federal government | Steel | Steel |  | Painted or None | Steel |  | 1901-01-01 06:00 | [15 empty] | UST Currently In Use: 1; UST Temp Close: 0; AST Currently In Use: 0; AST Temp Closed: 0 | 1 | 0 | 4 | 12038-047-010345 | GEORGE C WALLACE STATE COMMUNITY COL
12858 | Permanently Closed | 1998-12-11 06:00 | 1978-01-01 06:00 | 1998-12-17 06:00 | Petroleum | Unleaded gasoline | Unleaded gasoline | Retail | Steel | Steel |  | Painted or None | Steel |  | 1901-01-01 06:00 | [15 empty] | UST Currently In Use: 0; UST Temp Close: 0; AST Currently In Use: 0; AST Temp Closed: 0 | 0 | 0 | 3 | 12039-109-013249 | GEORGE CULVER
12859 | Permanently Closed | 1998-12-11 06:00 | 1978-01-01 06:00 | 1998-12-17 06:00 | Petroleum | Unleaded gasoline | Unleaded gasoline | Retail | Steel | Steel |  | Painted or None | Steel |  | 1901-01-01 06:00 | [15 empty] | UST Currently In Use: 0; UST Temp Close: 0; AST Currently In Use: 0; AST Temp Closed: 0 | 0 | 0 | 3 | 12039-109-013249 | GEORGE CULVER
12860 | Permanently Closed | 1998-12-11 06:00 | 1978-01-01 06:00 | 1998-12-17 06:00 | Petroleum | Unleaded gasoline | Unleaded gasoline | Retail | Steel | Steel |  | Painted or None | Steel |  | 1901-01-01 06:00 | [15 empty] | UST Currently In Use: 0; UST Temp Close: 0; AST Currently In Use: 0; AST Temp Closed: 0 | 0 | 0 | 3 | 12039-109-013249 | GEORGE CULVER
12861 | Permanently Closed | 1994-06-22 06:00 | 1968-01-01 06:00 | 1994-06-22 06:00 | Petroleum | Unleaded gasoline | Unleaded gasoline |  | Steel | Steel |  | Painted or None | Steel |  | 1901-01-01 06:00 | [15 empty] | UST Currently In Use: 0; UST Temp Close: 0; AST Currently In Use: 0; AST Temp Closed: 0 | 0 | 0 | 5 | 12040-097-009801 | GEORGE D KNAPP CON CO INC
12862 | Permanently Closed | 1994-06-22 06:00 | 1973-01-01 06:00 | 1994-06-22 06:00 | Petroleum | On road diesel | On road diesel |  | Steel | Steel |  | Painted or None | Steel |  | 1901-01-01 06:00 | [15 empty] | UST Currently In Use: 0; UST Temp Close: 0; AST Currently In Use: 0; AST Temp Closed: 0 | 0 | 0 | 5 | 12040-097-009801 | GEORGE D KNAPP CON CO INC
12863 | Permanently Closed | 1987-12-01 06:00 | 1973-01-01 06:00 | 1987-12-02 06:00 | Petroleum | On road diesel | On road diesel |  | Steel | Steel |  | Painted or None | Steel |  | 1901-01-01 06:00 | [15 empty] | UST Currently In Use: 0; UST Temp Close: 0; AST Currently In Use: 0; AST Temp Closed: 0 | 0 | 0 | 5 | 12040-097-009801 | GEORGE D KNAPP CON CO INC
12864 | Permanently Closed | 1987-12-01 06:00 | 1973-01-01 06:00 | 1987-12-01 06:00 | Petroleum | Unleaded gasoline | Unleaded gasoline |  | Steel | Steel |  | Painted or None | Steel |  | 1901-01-01 06:00 | [15 empty] | UST Currently In Use: 0; UST Temp Close: 0; AST Currently In Use: 0; AST Temp Closed: 0 | 0 | 0 | 5 | 12040-097-009801 | GEORGE D KNAPP CON CO INC
12865 | Permanently Closed | 1987-12-01 06:00 | 1973-01-01 06:00 | 1987-12-01 06:00 | Petroleum | On road diesel | On road diesel |  | Steel | Steel |  | Painted or None | Steel |  | 1901-01-01 06:00 | [15 empty] | UST Currently In Use: 0; UST Temp Close: 0; AST Currently In Use: 0; AST Temp Closed: 0 | 0 | 0 | 5 | 12040-097-009801 | GEORGE D KNAPP CON CO INC
12866 | Temporary Closed | 1998-12-28 06:00 | 1978-01-01 06:00 |  | Petroleum | Unleaded gasoline | Unleaded gasoline |  | Steel | Steel |  |  | Steel |  | 1901-01-01 06:00 | [15 empty] | UST Currently In Use: 0; UST Temp Close: 3; AST Currently In Use: 0; AST Temp Closed: 0 | 0 | 3 | 0 | 12041-073-010434 | GEORGE E PRUITT
12867 | Temporary Closed | 1998-12-28 06:00 | 1978-01-01 06:00 |  | Petroleum | Unleaded gasoline | Unleaded gasoline |  | Steel | Steel |  |  | Steel |  | 1901-01-01 06:00 | [15 empty] | UST Currently In Use: 0; UST Temp Close: 3; AST Currently In Use: 0; AST Temp Closed: 0 | 0 | 3 | 0 | 12041-073-010434 | GEORGE E PRUITT
12868 | Temporary Closed | 1998-12-28 06:00 | 1978-01-01 06:00 |  | Petroleum | Unleaded gasoline | Unleaded gasoline |  | Steel | Steel |  |  | Steel |  | 1901-01-01 06:00 | [15 empty] | UST Currently In Use: 0; UST Temp Close: 3; AST Currently In Use: 0; AST Temp Closed: 0 | 0 | 3 | 0 | 12041-073-010434 | GEORGE E PRUITT
12869 | Permanently Closed | 1901-01-01 06:00 | 1968-01-01 06:00 | 1988-08-01 06:00 | Petroleum | On road diesel | On road diesel |  | Steel | Steel |  | Painted or None | Steel |  | 1901-01-01 06:00 | [15 empty] | UST Currently In Use: 0; UST Temp Close: 0; AST Currently In Use: 0; AST Temp Closed: 0 | 0 | 0 | 1 | 12042-043-010293 | GEORGE ELAM CONTRACTOR
12870 | Permanently Closed | 1990-11-19 06:00 | 1965-01-01 06:00 | 1990-11-19 06:00 | Petroleum | Unleaded gasoline | Unleaded gasoline |  | Steel | Steel |  |  | Steel |  | 1901-01-01 06:00 | [15 empty] | UST Currently In Use: 0; UST Temp Close: 0; AST Currently In Use: 0; AST Temp Closed: 0 | 0 | 0 | 3 | 12043-125-008360 | GEORGE F HERRING
12871 | Permanently Closed | 1990-11-19 06:00 | 1965-01-01 06:00 | 1990-11-19 06:00 | Petroleum | Unleaded gasoline | Unleaded gasoline |  | Steel | Steel |  |  | Steel |  | 1901-01-01 06:00 | [15 empty] | UST Currently In Use: 0; UST Temp Close: 0; AST Currently In Use: 0; AST Temp Closed: 0 | 0 | 0 | 3 | 12043-125-008360 | GEORGE F HERRING
12872 | Permanently Closed | 1990-11-19 06:00 | 1965-01-01 06:00 | 1990-11-19 06:00 | Petroleum | Unleaded gasoline | Unleaded gasoline |  | Steel | Steel |  |  | Steel |  | 1901-01-01 06:00 | [15 empty] | UST Currently In Use: 0; UST Temp Close: 0; AST Currently In Use: 0; AST Temp Closed: 0 | 0 | 0 | 3 | 12043-125-008360 | GEORGE F HERRING
12873 | Currently in Use |  | 1968-01-01 06:00 |  | Petroleum | Unleaded gasoline | Unleaded gasoline | Retail | Steel | Steel | Field installed cathodic protection |  | Fiberglass reinforced plastic |  |  |  | Catchment Basin, Single walled catchment basin | Flow Rest 90% Full | Flow Rest 90% Full |  |  | Automatic Tank Gauge |  | Automatic flow restrictor (MLLD), Containment Sump | Containment Sump |  |  | Annual line testing | Annual line testing |  | UST Currently In Use: 3; UST Temp Close: 0; AST Currently In Use: 0; AST Temp Closed: 0 | 3 | 0 | 1 | 22442-035-000272 | S & S EAGLES, LLC
12874 | Currently in Use |  | 1968-01-01 06:00 |  | Petroleum | Other, NON E10 | Other | Retail | Steel | Steel | Field installed cathodic protection |  | Fiberglass reinforced plastic |  |  |  | Catchment Basin, Single walled catchment basin | Flow Rest 90% Full | Flow Rest 90% Full |  |  | Automatic Tank Gauge |  | Automatic flow restrictor (MLLD), Containment Sump | Containment Sump |  |  | Annual line testing | Annual line testing |  | UST Currently In Use: 3; UST Temp Close: 0; AST Currently In Use: 0; AST Temp Closed: 0 | 3 | 0 | 1 | 22442-035-000272 | S & S EAGLES, LLC
12875 | Currently in Use | 2019-07-10 06:00 | 1968-01-01 06:00 |  | Petroleum | Premium gasoline | Premium gasoline | Retail | Steel | Steel | Field installed cathodic protection |  | Fiberglass reinforced plastic |  |  |  | Catchment Basin, Single walled catchment basin | Flow Rest 90% Full | Flow Rest 90% Full |  |  | Automatic Tank Gauge |  | Automatic flow restrictor (MLLD), Containment Sump | Containment Sump |  |  | Annual line testing | Annual line testing |  | UST Currently In Use: 3; UST Temp Close: 0; AST Currently In Use: 0; AST Temp Closed: 0 | 3 | 0 | 1 | 22442-035-000272 | S & S EAGLES, LLC
12876 | Permanently Closed | 1997-08-25 06:00 | 1968-01-01 06:00 | 1998-10-29 06:00 | Petroleum | Used oil | Used oil | Retail | Steel | Steel | Coated & cathodic protection (sti-P3) |  | Steel |  | 1901-01-01 06:00 |  | Catchment Basin, Single walled catchment basin | [13 empty] | UST Currently In Use: 3; UST Temp Close: 0; AST Currently In Use: 0; AST Temp Closed: 0 | 3 | 0 | 1 | 22442-035-000272 | S & S EAGLES, LLC
12878 | Permanently Closed | 1987-02-04 06:00 | 1937-01-01 06:00 | 1987-02-04 06:00 | Petroleum | On road diesel | On road diesel |  | Steel | Steel |  | Painted or None | Steel |  | 1901-01-01 06:00 | [15 empty] | UST Currently In Use: 1; UST Temp Close: 0; AST Currently In Use: 0; AST Temp Closed: 0 | 1 | 0 | 1 | 24375-017-000941 | EAST ALABAMA HEALTH CARE AUTHORITY
12879 | Retired | 1988-09-01 06:00 | 1968-01-01 06:00 |  | Petroleum | Unleaded gasoline | Unleaded gasoline |  | Steel | Steel |  | Painted or None | Steel |  | 1901-01-01 06:00 | [15 empty] | UST Currently In Use: 0; UST Temp Close: 0; AST Currently In Use: 0; AST Temp Closed: 0 | 0 | 0 | 0 | 12046-121-010062 | GEORGE H LATHEM
12880 | Retired | 1988-09-01 06:00 | 1968-01-01 06:00 |  | Petroleum | Unleaded gasoline | Unleaded gasoline |  | Steel | Steel |  | Painted or None | Steel |  | 1901-01-01 06:00 | [15 empty] | UST Currently In Use: 0; UST Temp Close: 0; AST Currently In Use: 0; AST Temp Closed: 0 | 0 | 0 | 0 | 12046-121-010062 | GEORGE H LATHEM
12885 |  | 1998-12-22 06:00 | 1969-01-01 06:00 |  | Petroleum | On road diesel | On road diesel |  | Steel | Steel |  | Painted or None | Steel |  | 1901-01-01 06:00 | [15 empty] | UST Currently In Use: 0; UST Temp Close: 0; AST Currently In Use: 0; AST Temp Closed: 0 | 0 | 0 | 0 | 12048-015-011955 | TOMMY HILL
12886 |  | 1998-12-22 06:00 | 1969-01-01 06:00 |  | Petroleum | Unleaded gasoline | Unleaded gasoline |  | Steel | Steel |  | Painted or None | Steel |  | 1901-01-01 06:00 | [15 empty] | UST Currently In Use: 0; UST Temp Close: 0; AST Currently In Use: 0; AST Temp Closed: 0 | 0 | 0 | 0 | 12048-015-011955 | TOMMY HILL
12887 |  | 1998-12-22 06:00 | 1969-01-01 06:00 |  | Petroleum | Unleaded gasoline | Unleaded gasoline |  | Steel | Steel |  | Painted or None | Steel |  | 1901-01-01 06:00 | [15 empty] | UST Currently In Use: 0; UST Temp Close: 0; AST Currently In Use: 0; AST Temp Closed: 0 | 0 | 0 | 0 | 12048-015-011955 | TOMMY HILL
12888 | Currently in Use |  | 1985-01-01 06:00 |  | Petroleum | Unleaded gasoline | Unleaded gasoline | Retail | Steel | Steel | Coated & cathodic protection (sti-P3) |  | Double Wall, Flexible |  |  |  | Catchment Basin, Single walled catchment basin | Automatic shutoff device At 95% full | Automatic shutoff device At 95% full |  |  | Continuous Automatic Tank Gauge |  | Automatic flow restrictor (MLLD), Containment Sump | Containment Sump |  |  | Annual line testing | Annual line testing |  | UST Currently In Use: 3; UST Temp Close: 0; AST Currently In Use: 0; AST Temp Closed: 0 | 3 | 0 | 1 | 13026-003-007253 | SPRIGGS ENTERPRISES INC
12889 | Currently in Use |  | 1985-01-01 06:00 |  | Petroleum | Premium gasoline | Premium gasoline | Retail | Steel | Steel | Coated & cathodic protection (sti-P3) |  | Double Wall, Flexible |  |  |  | Catchment Basin, Single walled catchment basin | Automatic shutoff device At 95% full | Automatic shutoff device At 95% full |  |  | Continuous Automatic Tank Gauge |  | Automatic flow restrictor (MLLD), Containment Sump | Containment Sump |  |  | Annual line testing | Annual line testing |  | UST Currently In Use: 3; UST Temp Close: 0; AST Currently In Use: 0; AST Temp Closed: 0 | 3 | 0 | 1 | 13026-003-007253 | SPRIGGS ENTERPRISES INC
12890 | Currently in Use |  | 1985-01-01 06:00 |  | Petroleum | On road diesel | On road diesel | Retail | Steel | Steel | Coated & cathodic protection (sti-P3) |  | Double Wall, Flexible |  |  |  | Catchment Basin, Single walled catchment basin | Automatic shutoff device At 95% full | Automatic shutoff device At 95% full |  |  | Continuous Automatic Tank Gauge |  | Automatic flow restrictor (MLLD), Containment Sump | Containment Sump |  |  | Annual line testing | Annual line testing |  | UST Currently In Use: 3; UST Temp Close: 0; AST Currently In Use: 0; AST Temp Closed: 0 | 3 | 0 | 1 | 13026-003-007253 | SPRIGGS ENTERPRISES INC
12891 | Permanently Closed | 1995-08-01 06:00 | 1985-01-01 06:00 | 2000-10-25 06:00 | Petroleum | Used oil | Used oil |  | Steel | Steel | Coated & cathodic protection (sti-P3) |  | Other, NO PIPE |  | 1901-01-01 06:00 | [15 empty] | UST Currently In Use: 3; UST Temp Close: 0; AST Currently In Use: 0; AST Temp Closed: 0 | 3 | 0 | 1 | 13026-003-007253 | SPRIGGS ENTERPRISES INC
12892 | Permanently Closed | 1992-09-01 06:00 | 1977-01-01 06:00 | 1992-09-01 06:00 | Petroleum | Unleaded gasoline | Unleaded gasoline |  | Steel | Steel |  | Painted or None | Steel |  | 1901-01-01 06:00 | [15 empty] | UST Currently In Use: 0; UST Temp Close: 0; AST Currently In Use: 0; AST Temp Closed: 0 | 0 | 0 | 3 | 12051-003-011116 | GEORGE KAISER & SONS
12893 | Permanently Closed | 1992-09-01 06:00 | 1977-01-01 06:00 | 1992-09-01 06:00 | Petroleum | On road diesel | On road diesel |  | Steel | Steel |  | Painted or None | Steel |  | 1901-01-01 06:00 | [15 empty] | UST Currently In Use: 0; UST Temp Close: 0; AST Currently In Use: 0; AST Temp Closed: 0 | 0 | 0 | 3 | 12051-003-011116 | GEORGE KAISER & SONS
12894 | Permanently Closed | 1992-09-01 06:00 | 1977-01-01 06:00 | 1992-09-01 06:00 | Petroleum | On road diesel | On road diesel |  | Steel | Steel |  | Painted or None | Steel |  | 1901-01-01 06:00 | [15 empty] | UST Currently In Use: 0; UST Temp Close: 0; AST Currently In Use: 0; AST Temp Closed: 0 | 0 | 0 | 3 | 12051-003-011116 | GEORGE KAISER & SONS
12895 | Permanently Closed | 1994-02-15 06:00 | 1978-01-01 06:00 | 1994-02-15 06:00 | Petroleum | Unleaded gasoline | Unleaded gasoline |  | Steel | Steel |  | Painted or None | Steel |  | 1901-01-01 06:00 | [15 empty] | UST Currently In Use: 0; UST Temp Close: 0; AST Currently In Use: 0; AST Temp Closed: 0 | 0 | 0 | 2 | 12051-003-011117 | GEORGE KAISER & SONS
12896 | Permanently Closed | 1994-02-15 06:00 | 1978-01-01 06:00 | 1994-02-15 06:00 | Petroleum | On road diesel | On road diesel |  | Steel | Steel |  | Painted or None | Steel |  | 1901-01-01 06:00 | [15 empty] | UST Currently In Use: 0; UST Temp Close: 0; AST Currently In Use: 0; AST Temp Closed: 0 | 0 | 0 | 2 | 12051-003-011117 | GEORGE KAISER & SONS
12897 | Permanently Closed | 1992-03-26 06:00 | 1955-01-01 06:00 | 1992-03-26 06:00 | Petroleum | Unleaded gasoline | Unleaded gasoline |  | Steel | Steel |  |  | Steel |  | 1901-01-01 06:00 | [15 empty] | UST Currently In Use: 2; UST Temp Close: 0; AST Currently In Use: 0; AST Temp Closed: 0 | 2 | 0 | 3 | 25336-053-009976 | MOHAMMED S MIAH
12898 | Permanently Closed | 1992-03-26 06:00 | 1901-01-01 06:00 | 1992-03-26 06:00 | Petroleum | Unleaded gasoline | Unleaded gasoline |  | Steel | Steel |  |  | Steel |  | 1901-01-01 06:00 | [15 empty] | UST Currently In Use: 2; UST Temp Close: 0; AST Currently In Use: 0; AST Temp Closed: 0 | 2 | 0 | 3 | 25336-053-009976 | MOHAMMED S MIAH
12899 | Permanently Closed | 1992-03-26 06:00 | 1901-01-01 06:00 | 1992-03-26 06:00 | Petroleum | Unleaded gasoline | Unleaded gasoline |  | Steel | Steel |  |  | Steel |  | 1901-01-01 06:00 | [15 empty] | UST Currently In Use: 2; UST Temp Close: 0; AST Currently In Use: 0; AST Temp Closed: 0 | 2 | 0 | 3 | 25336-053-009976 | MOHAMMED S MIAH
12900 | Permanently Closed | 1998-11-20 06:00 | 1958-01-01 06:00 | 1998-11-20 06:00 | Petroleum | Unleaded gasoline | Unleaded gasoline | Retail | Steel | Steel |  | Painted or None | Steel |  | 1901-01-01 06:00 | [15 empty] | UST Currently In Use: 0; UST Temp Close: 0; AST Currently In Use: 0; AST Temp Closed: 0 | 0 | 0 | 3 | 12053-051-011030 | ROGERS JONES
12901 | Permanently Closed | 1998-11-20 06:00 | 1958-01-01 06:00 | 1998-11-20 06:00 | Petroleum | Unleaded gasoline | Unleaded gasoline | Retail | Steel | Steel |  | Painted or None | Steel |  | 1901-01-01 06:00 | [15 empty] | UST Currently In Use: 0; UST Temp Close: 0; AST Currently In Use: 0; AST Temp Closed: 0 | 0 | 0 | 3 | 12053-051-011030 | ROGERS JONES
12902 | Permanently Closed | 1998-11-20 06:00 | 1958-01-01 06:00 | 1998-11-20 06:00 | Petroleum | Unleaded gasoline | Unleaded gasoline | Retail | Steel | Steel |  | Painted or None | Steel |  | 1901-01-01 06:00 | [15 empty] | UST Currently In Use: 0; UST Temp Close: 0; AST Currently In Use: 0; AST Temp Closed: 0 | 0 | 0 | 3 | 12053-051-011030 | ROGERS JONES
12903 | Cannot Locate or abandoned | 1998-12-22 06:00 | 1980-01-01 06:00 |  | Petroleum | Unleaded gasoline | Unleaded gasoline | Retail | Steel | Steel |  | Painted or None | Steel |  | 1901-01-01 06:00 | [6 empty] | Manual Tank Gauging (only tanks 1000 gal. or less and 48” or 64” in diameter) | [8 empty] | UST Currently In Use: 0; UST Temp Close: 0; AST Currently In Use: 0; AST Temp Closed: 0 | 0 | 0 | 0 | 12054-101-004535 | GEORGE SAVAGE
12904 | Cannot Locate or abandoned | 1998-12-22 06:00 | 1972-01-01 06:00 |  | Petroleum | Unleaded gasoline | Unleaded gasoline |  | Steel | Steel |  | Painted or None | Steel |  | 1901-01-01 06:00 | [6 empty] | Statistical Inventory Reconciliation (SIR) | [8 empty] | UST Currently In Use: 0; UST Temp Close: 0; AST Currently In Use: 0; AST Temp Closed: 0 | 0 | 0 | 0 | 12054-101-004535 | GEORGE SAVAGE
12905 | Permanently Closed | 1988-12-10 06:00 | 1968-01-01 06:00 | 1988-12-10 06:00 | Petroleum | On road diesel | On road diesel |  | Steel | Steel |  |  | Steel |  | 1901-01-01 06:00 | [15 empty] | UST Currently In Use: 0; UST Temp Close: 0; AST Currently In Use: 0; AST Temp Closed: 0 | 0 | 0 | 3 | 12055-055-006045 | GEORGE SIMMONS
12906 | Permanently Closed | 1988-12-10 06:00 | 1968-01-01 06:00 | 1988-12-10 06:00 | Petroleum | On road diesel | On road diesel |  | Steel | Steel |  |  | Steel |  | 1901-01-01 06:00 | [15 empty] | UST Currently In Use: 0; UST Temp Close: 0; AST Currently In Use: 0; AST Temp Closed: 0 | 0 | 0 | 3 | 12055-055-006045 | GEORGE SIMMONS
12907 | Permanently Closed | 1988-12-10 06:00 | 1968-01-01 06:00 | 1988-12-10 06:00 | Petroleum | On road diesel | On road diesel |  | Steel | Steel |  |  | Steel |  | 1901-01-01 06:00 | [15 empty] | UST Currently In Use: 0; UST Temp Close: 0; AST Currently In Use: 0; AST Temp Closed: 0 | 0 | 0 | 3 | 12055-055-006045 | GEORGE SIMMONS
12908 | Retired | 1988-12-22 06:00 | 1968-01-01 06:00 |  | Petroleum | Used oil | Used oil |  | Steel | Steel |  | Painted or None | Steel |  | 1901-01-01 06:00 | [15 empty] | UST Currently In Use: 0; UST Temp Close: 0; AST Currently In Use: 0; AST Temp Closed: 0 | 0 | 0 | 0 | 12058-033-004702 | ARTHUR W. WALDREP
12909 | Temporary Closed | 2012-11-01 06:00 | 1986-01-01 06:00 |  | Petroleum | Unleaded gasoline | Unleaded gasoline | Retail | Single Wall, Steel | Steel | Coated & cathodic protection (sti-P3) |  | Double Wall, Flexible |  |  |  | Catchment Basin, Single walled catchment basin | Flow Rest 90% Full | Flow Rest 90% Full |  |  | Continuous Automatic Tank Gauge | Single walled submersible pump containment sump | Automatic flow restrictor (MLLD), Containment Sump | Containment Sump | Interstitial Monitoring within Secondary Containment | SENSOR TO ATG | Annual line testing | Annual line testing |  | UST Currently In Use: 0; UST Temp Close: 3; AST Currently In Use: 0; AST Temp Closed: 0 | 0 | 3 | 3 | 19750-033-004703 | GEORGE FOSTER
12910 | Permanently Closed | 1997-07-01 06:00 | 1986-01-01 06:00 | 1997-07-16 06:00 | Petroleum | Mid-grade gasoline | Mid-grade gasoline | Retail | Steel | Steel |  | Painted or None | Steel |  | 1901-01-01 06:00 |  | Catchment Basin, Single walled catchment basin | Automatic shutoff device At 95% full, Flow Rest 90% Full | Flow Rest 90% Full |  |  | Automatic Tank Gauge |  |  |  | Interstitial Monitoring within Secondary Containment |  | Annual line testing | Annual line testing |  | UST Currently In Use: 0; UST Temp Close: 3; AST Currently In Use: 0; AST Temp Closed: 0 | 0 | 3 | 3 | 19750-033-004703 | GEORGE FOSTER
12911 | Permanently Closed | 1997-07-01 06:00 | 1986-01-01 06:00 | 1997-07-16 06:00 | Petroleum | Unleaded gasoline | Unleaded gasoline | Retail | Steel | Steel |  | Painted or None | Steel |  | 1901-01-01 06:00 |  | Catchment Basin, Single walled catchment basin | Automatic shutoff device At 95% full, Flow Rest 90% Full | Flow Rest 90% Full |  |  | Automatic Tank Gauge |  |  |  | Interstitial Monitoring within Secondary Containment |  | Annual line testing | Annual line testing |  | UST Currently In Use: 0; UST Temp Close: 3; AST Currently In Use: 0; AST Temp Closed: 0 | 0 | 3 | 3 | 19750-033-004703 | GEORGE FOSTER
12912 | Temporary Closed | 2012-11-01 06:00 | 1986-01-01 06:00 |  | Petroleum | On road diesel | On road diesel | Retail | Single Wall, Steel | Steel | Coated & cathodic protection (sti-P3) |  | Fiberglass reinforced plastic, Single Wall |  |  |  | Catchment Basin, Single walled catchment basin | Flow Rest 90% Full | Flow Rest 90% Full |  |  | Continuous Automatic Tank Gauge | Direct Bury submersible pump | [7 empty] | UST Currently In Use: 0; UST Temp Close: 3; AST Currently In Use: 0; AST Temp Closed: 0 | 0 | 3 | 3 | 19750-033-004703 | GEORGE FOSTER
12913 | Permanently Closed | 1997-07-01 06:00 | 1986-01-01 06:00 | 1997-07-16 06:00 | Petroleum | Kerosene | Kerosene | Retail | Steel | Steel |  | Painted or None | Steel |  | 1901-01-01 06:00 |  | Catchment Basin, Single walled catchment basin | Automatic shutoff device At 95% full, Flow Rest 90% Full | Flow Rest 90% Full |  |  | Automatic Tank Gauge | [5 empty] | Annual line testing | Annual line testing |  | UST Currently In Use: 0; UST Temp Close: 3; AST Currently In Use: 0; AST Temp Closed: 0 | 0 | 3 | 3 | 19750-033-004703 | GEORGE FOSTER
12914 | Permanently Closed | 1991-01-18 06:00 | 1968-01-01 06:00 | 1991-01-18 06:00 | Petroleum | Unleaded gasoline | Unleaded gasoline |  | Steel | Steel |  |  | Steel |  | 1901-01-01 06:00 | [15 empty] | UST Currently In Use: 0; UST Temp Close: 0; AST Currently In Use: 0; AST Temp Closed: 0 | 0 | 0 | 4 | 12058-033-004704 | ARTHUR W. WALDREP
12915 | Permanently Closed | 1991-01-18 06:00 | 1968-01-01 06:00 | 1991-01-18 06:00 | Petroleum | Unleaded gasoline | Unleaded gasoline |  | Steel | Steel |  |  | Steel |  | 1901-01-01 06:00 | [15 empty] | UST Currently In Use: 0; UST Temp Close: 0; AST Currently In Use: 0; AST Temp Closed: 0 | 0 | 0 | 4 | 12058-033-004704 | ARTHUR W. WALDREP
12916 | Permanently Closed | 1991-01-18 06:00 | 1968-01-01 06:00 | 1991-01-18 06:00 | Petroleum | On road diesel | On road diesel |  | Steel | Steel |  |  | Steel |  | 1901-01-01 06:00 | [15 empty] | UST Currently In Use: 0; UST Temp Close: 0; AST Currently In Use: 0; AST Temp Closed: 0 | 0 | 0 | 4 | 12058-033-004704 | ARTHUR W. WALDREP
12917 | Permanently Closed | 1991-01-18 06:00 | 1968-01-01 06:00 | 1991-01-18 06:00 | Petroleum | On road diesel | On road diesel |  | Steel | Steel |  |  | Steel |  | 1901-01-01 06:00 | [15 empty] | UST Currently In Use: 0; UST Temp Close: 0; AST Currently In Use: 0; AST Temp Closed: 0 | 0 | 0 | 4 | 12058-033-004704 | ARTHUR W. WALDREP
12918 | Permanently Closed | 1988-11-01 06:00 | 1968-01-01 06:00 | 1988-11-01 06:00 | Petroleum | On road diesel | On road diesel |  | Steel | Steel |  | Painted or None | Steel |  | 1901-01-01 06:00 | [15 empty] | UST Currently In Use: 4; UST Temp Close: 0; AST Currently In Use: 0; AST Temp Closed: 0 | 4 | 0 | 1 | 12058-033-004705 | ARTHUR W. WALDREP
12919 | Currently in Use |  | 1989-11-22 06:00 |  | Petroleum | Unleaded gasoline | Unleaded gasoline | Retail | Single Wall, Steel | Steel | Coated & cathodic protection (sti-P3) |  | Fiberglass reinforced plastic, Single Wall |  |  |  | Catchment Basin, Single walled catchment basin | Automatic shutoff device At 95% full | Automatic shutoff device At 95% full |  |  | Automatic Tank Gauge | Direct Bury submersible pump | [7 empty] | UST Currently In Use: 4; UST Temp Close: 0; AST Currently In Use: 0; AST Temp Closed: 0 | 4 | 0 | 1 | 12058-033-004705 | ARTHUR W. WALDREP
12920 | Currently in Use |  | 1989-11-02 06:00 |  | Petroleum | Premium gasoline | Premium gasoline | Retail | Single Wall, Steel | Steel | Coated & cathodic protection (sti-P3) |  | Fiberglass reinforced plastic, Single Wall |  |  |  | Catchment Basin, Single walled catchment basin | Automatic shutoff device At 95% full | Automatic shutoff device At 95% full |  |  | Automatic Tank Gauge | Direct Bury submersible pump | [7 empty] | UST Currently In Use: 4; UST Temp Close: 0; AST Currently In Use: 0; AST Temp Closed: 0 | 4 | 0 | 1 | 12058-033-004705 | ARTHUR W. WALDREP
12921 | Currently in Use |  | 1989-11-02 06:00 |  | Petroleum | On road diesel | On road diesel | Retail | Single Wall, Steel | Steel | Coated & cathodic protection (sti-P3) |  | Fiberglass reinforced plastic, Single Wall |  |  |  | Catchment Basin, Single walled catchment basin | Automatic shutoff device At 95% full | Automatic shutoff device At 95% full |  |  | Automatic Tank Gauge | Direct Bury submersible pump | [7 empty] | UST Currently In Use: 4; UST Temp Close: 0; AST Currently In Use: 0; AST Temp Closed: 0 | 4 | 0 | 1 | 12058-033-004705 | ARTHUR W. WALDREP
12922 | Currently in Use |  | 1989-11-02 06:00 |  | Petroleum | On road diesel | On road diesel | Retail | Single Wall, Steel | Steel | Coated & cathodic protection (sti-P3) |  | Fiberglass reinforced plastic, Single Wall |  |  |  | Catchment Basin, Single walled catchment basin | Automatic shutoff device At 95% full | Automatic shutoff device At 95% full |  |  | Automatic Tank Gauge | Direct Bury submersible pump | [7 empty] | UST Currently In Use: 4; UST Temp Close: 0; AST Currently In Use: 0; AST Temp Closed: 0 | 4 | 0 | 1 | 12058-033-004705 | ARTHUR W. WALDREP
12923 | Permanently Closed | 1996-12-22 06:00 | 1980-01-01 06:00 | 1999-03-17 06:00 | Petroleum | On road diesel | On road diesel |  | Steel | Steel |  | Painted or None | Steel |  | 1901-01-01 06:00 |  | Catchment Basin, Single walled catchment basin | [10 empty] | Annual line testing | Annual line testing |  | UST Currently In Use: 0; UST Temp Close: 0; AST Currently In Use: 0; AST Temp Closed: 0 | 0 | 0 | 5 | 19738-033-004706 | PRAHABEN PATEL& VARSABEN BHAGAT
12924 | Permanently Closed | 1996-12-26 06:00 | 1980-01-01 06:00 | 1999-03-17 06:00 | Petroleum | On road diesel | On road diesel |  | Steel | Steel |  | Painted or None | Steel |  | 1901-01-01 06:00 |  | Catchment Basin, Single walled catchment basin | [10 empty] | Annual line testing | Annual line testing |  | UST Currently In Use: 0; UST Temp Close: 0; AST Currently In Use: 0; AST Temp Closed: 0 | 0 | 0 | 5 | 19738-033-004706 | PRAHABEN PATEL& VARSABEN BHAGAT
12925 | Permanently Closed | 1996-12-22 06:00 | 1980-01-01 06:00 | 1999-03-17 06:00 | Petroleum | Unleaded gasoline | Unleaded gasoline |  | Steel | Steel |  | Painted or None | Steel |  | 1901-01-01 06:00 | [12 empty] | Annual line testing | Annual line testing |  | UST Currently In Use: 0; UST Temp Close: 0; AST Currently In Use: 0; AST Temp Closed: 0 | 0 | 0 | 5 | 19738-033-004706 | PRAHABEN PATEL& VARSABEN BHAGAT
12926 | Permanently Closed | 1996-12-22 06:00 | 1980-01-01 06:00 | 1999-03-17 06:00 | Petroleum | Unleaded gasoline | Unleaded gasoline |  | Steel | Steel |  | Painted or None | Steel |  | 1901-01-01 06:00 | [12 empty] | Annual line testing | Annual line testing |  | UST Currently In Use: 0; UST Temp Close: 0; AST Currently In Use: 0; AST Temp Closed: 0 | 0 | 0 | 5 | 19738-033-004706 | PRAHABEN PATEL& VARSABEN BHAGAT
12927 | Permanently Closed | 1996-12-22 06:00 | 1980-01-01 06:00 | 1999-03-17 06:00 | Petroleum | Unleaded gasoline | Unleaded gasoline |  | Steel | Steel |  | Painted or None | Steel |  | 1901-01-01 06:00 | [12 empty] | Annual line testing | Annual line testing |  | UST Currently In Use: 0; UST Temp Close: 0; AST Currently In Use: 0; AST Temp Closed: 0 | 0 | 0 | 5 | 19738-033-004706 | PRAHABEN PATEL& VARSABEN BHAGAT
12928 | Permanently Closed | 1984-05-01 06:00 | 1981-01-01 06:00 | 1984-05-01 06:00 | Petroleum | Unleaded gasoline | Unleaded gasoline |  | Steel | Steel |  | Painted or None | Steel |  | 1901-01-01 06:00 | [15 empty] | UST Currently In Use: 0; UST Temp Close: 0; AST Currently In Use: 0; AST Temp Closed: 0 | 0 | 0 | 3 | 12059-017-012814 | GEORGE W MONK SR
12929 | Permanently Closed | 1984-05-01 06:00 | 1981-01-01 06:00 | 1984-05-01 06:00 | Petroleum | Unleaded gasoline | Unleaded gasoline |  | Steel | Steel |  | Painted or None | Steel |  | 1901-01-01 06:00 | [15 empty] | UST Currently In Use: 0; UST Temp Close: 0; AST Currently In Use: 0; AST Temp Closed: 0 | 0 | 0 | 3 | 12059-017-012814 | GEORGE W MONK SR
12930 | Permanently Closed | 1984-05-01 06:00 | 1901-01-01 06:00 | 1984-05-01 06:00 | Petroleum | Unleaded gasoline | Unleaded gasoline |  | Steel | Steel |  |  |  |  | 1901-01-01 06:00 | [15 empty] | UST Currently In Use: 0; UST Temp Close: 0; AST Currently In Use: 0; AST Temp Closed: 0 | 0 | 0 | 3 | 12059-017-012814 | GEORGE W MONK SR
12931 | Permanently Closed | 1975-01-01 06:00 | 1958-01-01 06:00 | 1977-01-01 06:00 | Petroleum | Unleaded gasoline | Unleaded gasoline |  | Steel | Steel |  |  | Steel |  | 1901-01-01 06:00 | [15 empty] | UST Currently In Use: 0; UST Temp Close: 0; AST Currently In Use: 0; AST Temp Closed: 0 | 0 | 0 | 2 | 12060-097-004158 | GEORGE W WARD
12932 | Permanently Closed | 1975-01-01 06:00 | 1958-01-01 06:00 | 1977-01-01 06:00 | Petroleum | Unleaded gasoline | Unleaded gasoline |  | Steel | Steel |  |  | Steel |  | 1901-01-01 06:00 | [15 empty] | UST Currently In Use: 0; UST Temp Close: 0; AST Currently In Use: 0; AST Temp Closed: 0 | 0 | 0 | 2 | 12060-097-004158 | GEORGE W WARD
12933 | Permanently Closed | 1996-01-01 06:00 | 1981-01-01 06:00 | 1996-01-01 06:00 | Petroleum | Unleaded gasoline | Unleaded gasoline |  | Fiberglass reinforced plastic | Fiberglass reinforced plastic |  |  |  |  | 1901-01-01 06:00 | [15 empty] | UST Currently In Use: 0; UST Temp Close: 0; AST Currently In Use: 0; AST Temp Closed: 0 | 0 | 0 | 1 | 12061-097-006641 | GEORGIA CROWN
12934 | Permanently Closed | 1989-11-02 06:00 | 1974-01-01 06:00 | 1989-11-02 06:00 | Petroleum | On road diesel | On road diesel |  | Steel | Steel |  | Painted or None | Steel |  | 1901-01-01 06:00 | [15 empty] | UST Currently In Use: 0; UST Temp Close: 0; AST Currently In Use: 1; AST Temp Closed: 0 | 0 | 0 | 3 | 22521-071-003089 | COASTAL LUMBER CO.
12935 | Permanently Closed | 1989-11-02 06:00 | 1974-01-01 06:00 | 1989-11-02 06:00 | Petroleum | On road diesel | On road diesel |  | Steel | Steel |  | Painted or None | Steel |  | 1901-01-01 06:00 | [15 empty] | UST Currently In Use: 0; UST Temp Close: 0; AST Currently In Use: 1; AST Temp Closed: 0 | 0 | 0 | 3 | 22521-071-003089 | COASTAL LUMBER CO.
12936 | Permanently Closed | 1989-11-02 06:00 | 1974-01-01 06:00 | 1989-11-02 06:00 | Petroleum | Unleaded gasoline | Unleaded gasoline |  | Steel | Steel |  | Painted or None | Steel |  | 1901-01-01 06:00 | [15 empty] | UST Currently In Use: 0; UST Temp Close: 0; AST Currently In Use: 1; AST Temp Closed: 0 | 0 | 0 | 3 | 22521-071-003089 | COASTAL LUMBER CO.
12937 | Permanently Closed | 1990-07-30 06:00 | 1977-01-01 06:00 | 1990-07-30 06:00 | Petroleum | On road diesel | On road diesel |  | Steel | Steel |  |  | Steel |  | 1901-01-01 06:00 | [15 empty] | UST Currently In Use: 0; UST Temp Close: 0; AST Currently In Use: 5; AST Temp Closed: 0 | 0 | 0 | 3 | 22520-071-012494 | WESTROCK
12938 | Permanently Closed | 1987-11-01 06:00 | 1974-01-01 06:00 | 1987-11-04 06:00 | Petroleum | Used oil | Used oil |  | Steel | Steel |  | Painted or None | Steel |  | 1901-01-01 06:00 | [15 empty] | UST Currently In Use: 0; UST Temp Close: 0; AST Currently In Use: 5; AST Temp Closed: 0 | 0 | 0 | 3 | 22520-071-012494 | WESTROCK
12939 | Permanently Closed | 1990-07-30 06:00 | 1981-01-01 06:00 | 1990-07-30 06:00 | Petroleum | Unleaded gasoline | Unleaded gasoline |  | Steel | Steel | Coated & cathodic protection (sti-P3) |  | Steel |  | 1901-01-01 06:00 | [15 empty] | UST Currently In Use: 0; UST Temp Close: 0; AST Currently In Use: 5; AST Temp Closed: 0 | 0 | 0 | 3 | 22520-071-012494 | WESTROCK
12940 | Permanently Closed | 1901-01-01 06:00 | 1980-01-01 06:00 | 1988-10-01 06:00 | Petroleum | Unleaded gasoline | Unleaded gasoline |  | Steel | Steel |  |  |  |  | 1901-01-01 06:00 | [15 empty] | UST Currently In Use: 0; UST Temp Close: 0; AST Currently In Use: 0; AST Temp Closed: 0 | 0 | 0 | 7 | 12062-113-004984 | MEAD CORPORATION
12941 | Permanently Closed | 1901-01-01 06:00 | 1979-01-01 06:00 | 1988-10-01 06:00 | Petroleum | On road diesel | On road diesel |  | Steel | Steel |  |  |  |  | 1901-01-01 06:00 | [15 empty] | UST Currently In Use: 0; UST Temp Close: 0; AST Currently In Use: 0; AST Temp Closed: 0 | 0 | 0 | 7 | 12062-113-004984 | MEAD CORPORATION
12942 | Permanently Closed | 1901-01-01 06:00 | 1963-01-01 06:00 | 1988-10-01 06:00 | Petroleum | Kerosene | Kerosene |  | Steel | Steel |  |  |  |  | 1901-01-01 06:00 | [15 empty] | UST Currently In Use: 0; UST Temp Close: 0; AST Currently In Use: 0; AST Temp Closed: 0 | 0 | 0 | 7 | 12062-113-004984 | MEAD CORPORATION
12943 | Permanently Closed | 1988-12-01 06:00 | 1963-01-01 06:00 | 1988-12-01 06:00 | Petroleum | Other, #6FUELOIL | Other |  | Steel | Steel |  |  |  |  | 1901-01-01 06:00 | [15 empty] | UST Currently In Use: 0; UST Temp Close: 0; AST Currently In Use: 0; AST Temp Closed: 0 | 0 | 0 | 7 | 12062-113-004984 | MEAD CORPORATION
12944 | Permanently Closed | 1988-12-01 06:00 | 1977-01-01 06:00 | 1988-12-01 06:00 | Petroleum | On road diesel | On road diesel |  | Steel | Steel |  |  |  |  | 1901-01-01 06:00 | [15 empty] | UST Currently In Use: 0; UST Temp Close: 0; AST Currently In Use: 0; AST Temp Closed: 0 | 0 | 0 | 7 | 12062-113-004984 | MEAD CORPORATION
12945 | Permanently Closed | 1988-12-01 06:00 | 1977-01-01 06:00 | 1988-12-01 06:00 | Petroleum | On road diesel | On road diesel |  | Steel | Steel |  |  |  |  | 1901-01-01 06:00 | [15 empty] | UST Currently In Use: 0; UST Temp Close: 0; AST Currently In Use: 0; AST Temp Closed: 0 | 0 | 0 | 7 | 12062-113-004984 | MEAD CORPORATION
12946 | Permanently Closed | 1901-01-01 06:00 | 1963-01-01 06:00 | 1988-10-01 06:00 | Petroleum | On road diesel | On road diesel |  | Steel | Steel |  |  |  |  | 1901-01-01 06:00 | [15 empty] | UST Currently In Use: 0; UST Temp Close: 0; AST Currently In Use: 0; AST Temp Closed: 0 | 0 | 0 | 7 | 12062-113-004984 | MEAD CORPORATION
12947 | Permanently Closed | 1993-03-25 06:00 | 1981-01-01 06:00 | 1993-03-25 06:00 | Petroleum | On road diesel | On road diesel |  | Steel | Steel |  | Painted or None | Steel |  | 1901-01-01 06:00 | [15 empty] | UST Currently In Use: 0; UST Temp Close: 0; AST Currently In Use: 2; AST Temp Closed: 0 | 0 | 0 | 2 | 12062-113-008440 | MEAD CORPORATION
12948 | Permanently Closed | 1993-03-25 06:00 | 1981-01-01 06:00 | 1993-03-25 06:00 | Petroleum | Unleaded gasoline | Unleaded gasoline |  | Steel | Steel |  | Painted or None | Steel |  | 1901-01-01 06:00 | [15 empty] | UST Currently In Use: 0; UST Temp Close: 0; AST Currently In Use: 2; AST Temp Closed: 0 | 0 | 0 | 2 | 12062-113-008440 | MEAD CORPORATION
12949 | Permanently Closed | 1989-09-01 06:00 | 1976-01-01 06:00 | 1989-09-01 06:00 | Petroleum | On road diesel | On road diesel |  | Steel | Steel |  |  | Steel |  | 1901-01-01 06:00 | [15 empty] | UST Currently In Use: 0; UST Temp Close: 0; AST Currently In Use: 0; AST Temp Closed: 0 | 0 | 0 | 1 | 12063-015-012302 | GEORGIA KRAFT CO
12950 | Permanently Closed | 1989-09-25 06:00 | 1964-01-01 06:00 | 1989-09-25 06:00 | Petroleum | On road diesel | On road diesel |  | Steel | Steel |  |  | Steel |  | 1901-01-01 06:00 | [15 empty] | UST Currently In Use: 0; UST Temp Close: 0; AST Currently In Use: 0; AST Temp Closed: 0 | 0 | 0 | 1 | 12063-019-012300 | GEORGIA KRAFT CO
12951 | Permanently Closed | 1989-09-14 06:00 | 1959-01-01 06:00 | 1989-09-14 06:00 | Petroleum | On road diesel | On road diesel |  | Steel | Steel |  |  | Steel |  | 1901-01-01 06:00 | [15 empty] | UST Currently In Use: 0; UST Temp Close: 0; AST Currently In Use: 0; AST Temp Closed: 0 | 0 | 0 | 2 | 12063-019-012301 | GEORGIA KRAFT CO
12952 | Permanently Closed | 1989-09-14 06:00 | 1959-01-01 06:00 | 1989-09-14 06:00 | Petroleum | Unleaded gasoline | Unleaded gasoline |  | Steel | Steel |  |  | Steel |  | 1901-01-01 06:00 | [15 empty] | UST Currently In Use: 0; UST Temp Close: 0; AST Currently In Use: 0; AST Temp Closed: 0 | 0 | 0 | 2 | 12063-019-012301 | GEORGIA KRAFT CO
12953 | Permanently Closed | 1901-01-01 06:00 | 1901-01-01 06:00 | 1987-10-26 06:00 | Petroleum | Unleaded gasoline | Unleaded gasoline | [7 empty] | 1901-01-01 06:00 | [15 empty] | UST Currently In Use: 0; UST Temp Close: 0; AST Currently In Use: 0; AST Temp Closed: 0 | 0 | 0 | 1 | 12064-081-012810 | GEORGIA KRAFT CO
12954 | Permanently Closed | 1901-01-01 06:00 | 1975-01-01 06:00 | 1988-12-07 06:00 | Petroleum | Unleaded gasoline | Unleaded gasoline |  | Steel | Steel |  | Painted or None | Steel |  | 1901-01-01 06:00 | [15 empty] | UST Currently In Use: 0; UST Temp Close: 0; AST Currently In Use: 11; AST Temp Closed: 0 | 0 | 0 | 3 | 12066-113-004983 | MEAD COATED BOARD INC
12955 | Permanently Closed | 1901-01-01 06:00 | 1975-01-01 06:00 | 1988-12-07 06:00 | Petroleum | Unleaded gasoline | Unleaded gasoline |  | Steel | Steel |  | Painted or None | Steel |  | 1901-01-01 06:00 | [15 empty] | UST Currently In Use: 0; UST Temp Close: 0; AST Currently In Use: 11; AST Temp Closed: 0 | 0 | 0 | 3 | 12066-113-004983 | MEAD COATED BOARD INC
12956 | Permanently Closed | 1901-01-01 06:00 | 1975-01-01 06:00 | 1988-12-07 06:00 | Petroleum | On road diesel | On road diesel |  | Steel | Steel |  | Painted or None | Steel |  | 1901-01-01 06:00 | [15 empty] | UST Currently In Use: 0; UST Temp Close: 0; AST Currently In Use: 11; AST Temp Closed: 0 | 0 | 0 | 3 | 12066-113-004983 | MEAD COATED BOARD INC
12957 | Permanently Closed | 1990-12-14 06:00 | 1968-01-01 06:00 | 1990-12-14 06:00 | Petroleum | Unleaded gasoline | Unleaded gasoline |  | Steel | Steel |  | Painted or None |  |  | 1901-01-01 06:00 | [15 empty] | UST Currently In Use: 0; UST Temp Close: 0; AST Currently In Use: 0; AST Temp Closed: 0 | 0 | 0 | 2 | 12067-121-005812 | IMERYS
12958 | Permanently Closed | 1989-11-08 06:00 | 1977-01-01 06:00 | 1989-11-08 06:00 | Petroleum | On road diesel | On road diesel |  | Steel | Steel |  | Painted or None |  |  | 1901-01-01 06:00 | [15 empty] | UST Currently In Use: 0; UST Temp Close: 0; AST Currently In Use: 0; AST Temp Closed: 0 | 0 | 0 | 1 | 12070-077-010731 | GEORGIA PACIFIC CORP CHERYL HUNTER
12959 | Permanently Closed | 1989-11-13 06:00 | 1963-01-01 06:00 | 1989-11-13 06:00 | Petroleum | On road diesel | On road diesel |  | Steel | Steel |  | Painted or None |  |  | 1901-01-01 06:00 | [15 empty] | UST Currently In Use: 0; UST Temp Close: 0; AST Currently In Use: 0; AST Temp Closed: 0 | 0 | 0 | 1 | 12070-097-010768 | GEORGIA PACIFIC CORP CHERYL HUNTER
12960 | Permanently Closed | 1995-11-13 06:00 | 1979-01-01 06:00 | 1995-11-13 06:00 | Petroleum | On road diesel | On road diesel |  | Steel | Steel |  | Painted or None | Steel |  | 1901-01-01 06:00 | [15 empty] | UST Currently In Use: 0; UST Temp Close: 0; AST Currently In Use: 0; AST Temp Closed: 0 | 0 | 0 | 1 | 18002-089-010420 | DIRECTOR REAL ESTATE GA PACIFIC
12961 | Permanently Closed | 1990-12-06 06:00 | 1972-01-01 06:00 | 1990-12-06 06:00 | Petroleum | On road diesel | On road diesel |  | Steel | Steel |  | Painted or None | Steel |  | 1901-01-01 06:00 | [15 empty] | UST Currently In Use: 0; UST Temp Close: 0; AST Currently In Use: 0; AST Temp Closed: 0 | 0 | 0 | 2 | 12072-011-000012 | G P CORP TIMBER OFFICE
12962 | Permanently Closed | 1990-12-06 06:00 | 1972-01-01 06:00 | 1990-12-06 06:00 | Petroleum | Unleaded gasoline | Unleaded gasoline |  | Steel | Steel |  | Painted or None | Steel |  | 1901-01-01 06:00 | [15 empty] | UST Currently In Use: 0; UST Temp Close: 0; AST Currently In Use: 0; AST Temp Closed: 0 | 0 | 0 | 2 | 12072-011-000012 | G P CORP TIMBER OFFICE
12964 | Permanently Closed | 1992-09-22 06:00 | 1975-01-01 06:00 | 1992-09-22 06:00 | Petroleum | Unleaded gasoline | Unleaded gasoline |  | Steel | Steel |  |  |  |  | 1901-01-01 06:00 | [15 empty] | UST Currently In Use: 0; UST Temp Close: 0; AST Currently In Use: 0; AST Temp Closed: 2 | 0 | 0 | 1 | 21985-033-007042 | BLACK EAGLE MINERALS
12965 | Permanently Closed | 1970-12-01 06:00 | 1963-01-01 06:00 | 1987-11-19 06:00 | Petroleum | Other, NONPCBDIEL | Other |  | Steel | Steel |  |  |  |  | 1901-01-01 06:00 | [15 empty] | UST Currently In Use: 0; UST Temp Close: 0; AST Currently In Use: 0; AST Temp Closed: 0 | 0 | 0 | 3 | 12073-081-012237 | GEORGIA POWER CO ATTN ENVIRN AFFAIRS
12966 | Permanently Closed | 1970-12-01 06:00 | 1963-01-01 06:00 | 1988-01-22 06:00 | Petroleum | Other, EMPTY | Other |  | Steel | Steel |  |  |  |  | 1901-01-01 06:00 | [15 empty] | UST Currently In Use: 0; UST Temp Close: 0; AST Currently In Use: 0; AST Temp Closed: 0 | 0 | 0 | 3 | 12073-081-012237 | GEORGIA POWER CO ATTN ENVIRN AFFAIRS
12967 | Permanently Closed | 1970-12-01 06:00 | 1963-01-01 06:00 | 1988-01-22 06:00 | Petroleum | Other, EMPTY | Other |  | Steel | Steel |  |  |  |  | 1901-01-01 06:00 | [15 empty] | UST Currently In Use: 0; UST Temp Close: 0; AST Currently In Use: 0; AST Temp Closed: 0 | 0 | 0 | 3 | 12073-081-012237 | GEORGIA POWER CO ATTN ENVIRN AFFAIRS
12968 | Permanently Closed | 1989-09-25 06:00 | 1968-01-01 06:00 | 1989-09-25 06:00 | Petroleum | Unleaded gasoline | Unleaded gasoline |  | Steel | Steel |  | Painted or None | Steel |  | 1901-01-01 06:00 | [15 empty] | UST Currently In Use: 0; UST Temp Close: 0; AST Currently In Use: 0; AST Temp Closed: 0 | 0 | 0 | 4 | 12074-073-012019 | GERALD & BOYCE BRASHER CHEVRON
12969 | Permanently Closed | 1989-09-25 06:00 | 1948-01-01 06:00 | 1989-09-25 06:00 | Petroleum | Unleaded gasoline | Unleaded gasoline |  | Steel | Steel |  | Painted or None | Steel |  | 1901-01-01 06:00 | [15 empty] | UST Currently In Use: 0; UST Temp Close: 0; AST Currently In Use: 0; AST Temp Closed: 0 | 0 | 0 | 4 | 12074-073-012019 | GERALD & BOYCE BRASHER CHEVRON
12970 | Permanently Closed | 1989-09-25 06:00 | 1948-01-01 06:00 | 1989-09-25 06:00 | Petroleum | Unleaded gasoline | Unleaded gasoline |  | Steel | Steel |  | Painted or None | Steel |  | 1901-01-01 06:00 | [15 empty] | UST Currently In Use: 0; UST Temp Close: 0; AST Currently In Use: 0; AST Temp Closed: 0 | 0 | 0 | 4 | 12074-073-012019 | GERALD & BOYCE BRASHER CHEVRON
12971 | Permanently Closed | 1989-09-25 06:00 | 1948-01-01 06:00 | 1989-09-25 06:00 | Petroleum | Unleaded gasoline | Unleaded gasoline |  | Steel | Steel |  | Painted or None | Steel |  | 1901-01-01 06:00 | [15 empty] | UST Currently In Use: 0; UST Temp Close: 0; AST Currently In Use: 0; AST Temp Closed: 0 | 0 | 0 | 4 | 12074-073-012019 | GERALD & BOYCE BRASHER CHEVRON
12972 | Cannot Locate or abandoned | 1999-06-15 06:00 | 1984-01-01 06:00 |  | Petroleum | Unleaded gasoline | Unleaded gasoline | Retail | Steel | Steel |  | Painted or None | Steel |  | 1901-01-01 06:00 | [12 empty] | Annual line testing | Annual line testing |  | UST Currently In Use: 0; UST Temp Close: 0; AST Currently In Use: 0; AST Temp Closed: 0 | 0 | 0 | 0 | 19972-059-006570 | JOHNIE KESSLER
12973 | Cannot Locate or abandoned | 1999-06-15 06:00 | 1984-01-01 06:00 |  | Petroleum | Unleaded gasoline | Unleaded gasoline | Retail | Steel | Steel |  | Painted or None | Steel |  | 1901-01-01 06:00 | [12 empty] | Annual line testing | Annual line testing |  | UST Currently In Use: 0; UST Temp Close: 0; AST Currently In Use: 0; AST Temp Closed: 0 | 0 | 0 | 0 | 19972-059-006570 | JOHNIE KESSLER
12974 | Cannot Locate or abandoned | 1999-06-15 06:00 | 1982-01-01 06:00 |  | Petroleum | Unleaded gasoline | Unleaded gasoline | Retail | Steel | Steel |  | Painted or None | Steel |  | 1901-01-01 06:00 | [12 empty] | Annual line testing | Annual line testing |  | UST Currently In Use: 0; UST Temp Close: 0; AST Currently In Use: 0; AST Temp Closed: 0 | 0 | 0 | 0 | 19972-059-006570 | JOHNIE KESSLER
12975 | Cannot Locate or abandoned | 1998-11-24 06:00 | 1983-01-01 06:00 |  | Petroleum | Unleaded gasoline | Unleaded gasoline | Retail | Steel | Steel | Coated & cathodic protection (sti-P3) |  | Steel |  | 1901-01-01 06:00 | [6 empty] | Statistical Inventory Reconciliation (SIR) | [8 empty] | UST Currently In Use: 0; UST Temp Close: 0; AST Currently In Use: 0; AST Temp Closed: 0 | 0 | 0 | 0 | 12076-123-004636 | GERALD ATCHINSON
12976 | Cannot Locate or abandoned | 1998-11-24 06:00 | 1983-01-01 06:00 |  | Petroleum | Unleaded gasoline | Unleaded gasoline | Retail | Steel | Steel | Coated & cathodic protection (sti-P3) |  | Steel |  | 1901-01-01 06:00 | [6 empty] | Statistical Inventory Reconciliation (SIR) | [8 empty] | UST Currently In Use: 0; UST Temp Close: 0; AST Currently In Use: 0; AST Temp Closed: 0 | 0 | 0 | 0 | 12076-123-004636 | GERALD ATCHINSON
12977 | Permanently Closed | 1989-09-01 06:00 | 1968-01-01 06:00 | 1989-09-01 06:00 | Petroleum | Unleaded gasoline | Unleaded gasoline |  | Steel | Steel |  | Painted or None | Steel |  | 1901-01-01 06:00 | [15 empty] | UST Currently In Use: 0; UST Temp Close: 0; AST Currently In Use: 0; AST Temp Closed: 0 | 0 | 0 | 5 | 19838-093-010085 | CHAD BARTON
12978 | Permanently Closed | 1989-09-01 06:00 | 1968-01-01 06:00 | 1989-09-01 06:00 | Petroleum | Unleaded gasoline | Unleaded gasoline |  | Steel | Steel |  | Painted or None | Steel |  | 1901-01-01 06:00 | [15 empty] | UST Currently In Use: 0; UST Temp Close: 0; AST Currently In Use: 0; AST Temp Closed: 0 | 0 | 0 | 5 | 19838-093-010085 | CHAD BARTON
12979 | Permanently Closed | 1989-09-01 06:00 | 1968-01-01 06:00 | 1989-09-01 06:00 | Petroleum | Unleaded gasoline | Unleaded gasoline |  | Steel | Steel |  | Painted or None | Steel |  | 1901-01-01 06:00 | [15 empty] | UST Currently In Use: 0; UST Temp Close: 0; AST Currently In Use: 0; AST Temp Closed: 0 | 0 | 0 | 5 | 19838-093-010085 | CHAD BARTON
12980 | Permanently Closed | 1998-10-08 06:00 | 1981-01-01 06:00 | 1998-10-08 06:00 | Petroleum | Unleaded gasoline | Unleaded gasoline | Retail | Steel | Steel |  | Painted or None | Steel |  | 1901-01-01 06:00 |  |  | Automatic shutoff device At 95% full | Automatic shutoff device At 95% full | [11 empty] | UST Currently In Use: 0; UST Temp Close: 0; AST Currently In Use: 0; AST Temp Closed: 0 | 0 | 0 | 5 | 19838-093-010085 | CHAD BARTON
12981 | Permanently Closed | 1998-10-08 06:00 | 1979-01-01 06:00 | 1998-10-08 06:00 | Petroleum | On road diesel | On road diesel | Retail | Steel | Steel |  | Painted or None | Steel |  | 1901-01-01 06:00 |  |  | Automatic shutoff device At 95% full | Automatic shutoff device At 95% full | [11 empty] | UST Currently In Use: 0; UST Temp Close: 0; AST Currently In Use: 0; AST Temp Closed: 0 | 0 | 0 | 5 | 19838-093-010085 | CHAD BARTON
12982 | Permanently Closed | 1995-12-01 06:00 | 1982-01-01 06:00 | 1996-01-29 06:00 | Petroleum | On road diesel | On road diesel | Farm/Residential tank Less Than 1100 gal (Not Regulated) | Steel | Steel |  | Painted or None | Steel |  | 1901-01-01 06:00 | [15 empty] | UST Currently In Use: 0; UST Temp Close: 0; AST Currently In Use: 0; AST Temp Closed: 0 | 0 | 0 | 1 | 12078-069-006704 | GERALD CROWLEY
12987 | Permanently Closed | 1990-12-05 06:00 | 1982-01-01 06:00 | 1990-12-05 06:00 | Petroleum | Unleaded gasoline | Unleaded gasoline |  | Steel | Steel |  | Painted or None | Steel |  | 1901-01-01 06:00 | [15 empty] | UST Currently In Use: 0; UST Temp Close: 0; AST Currently In Use: 0; AST Temp Closed: 0 | 0 | 0 | 4 | 12079-103-007325 | GERALD DAY
12988 | Permanently Closed | 1990-12-05 06:00 | 1982-01-01 06:00 | 1990-12-05 06:00 | Petroleum | Unleaded gasoline | Unleaded gasoline |  | Steel | Steel |  | Painted or None | Steel |  | 1901-01-01 06:00 | [15 empty] | UST Currently In Use: 0; UST Temp Close: 0; AST Currently In Use: 0; AST Temp Closed: 0 | 0 | 0 | 4 | 12079-103-007325 | GERALD DAY
12989 | Permanently Closed | 1990-12-05 06:00 | 1982-01-01 06:00 | 1990-12-05 06:00 | Petroleum | Unleaded gasoline | Unleaded gasoline |  | Steel | Steel |  | Painted or None | Steel |  | 1901-01-01 06:00 | [15 empty] | UST Currently In Use: 0; UST Temp Close: 0; AST Currently In Use: 0; AST Temp Closed: 0 | 0 | 0 | 4 | 12079-103-007325 | GERALD DAY
12990 | Permanently Closed | 1990-12-05 06:00 | 1982-01-01 06:00 | 1990-12-05 06:00 | Petroleum | Unleaded gasoline | Unleaded gasoline |  | Steel | Steel |  | Painted or None | Steel |  | 1901-01-01 06:00 | [15 empty] | UST Currently In Use: 0; UST Temp Close: 0; AST Currently In Use: 0; AST Temp Closed: 0 | 0 | 0 | 4 | 12079-103-007325 | GERALD DAY
12991 | Permanently Closed | 1992-06-16 06:00 | 1958-01-01 06:00 | 1992-06-16 06:00 | Petroleum | Unleaded gasoline | Unleaded gasoline |  | Steel | Steel |  |  | Steel |  | 1901-01-01 06:00 | [15 empty] | UST Currently In Use: 0; UST Temp Close: 0; AST Currently In Use: 0; AST Temp Closed: 0 | 0 | 0 | 3 | 12080-039-010463 | GERALD FINDLEY
12992 | Permanently Closed | 1992-06-16 06:00 | 1958-01-01 06:00 | 1992-06-16 06:00 | Petroleum | Unleaded gasoline | Unleaded gasoline |  | Steel | Steel |  |  | Steel |  | 1901-01-01 06:00 | [15 empty] | UST Currently In Use: 0; UST Temp Close: 0; AST Currently In Use: 0; AST Temp Closed: 0 | 0 | 0 | 3 | 12080-039-010463 | GERALD FINDLEY
12993 | Permanently Closed | 1992-06-16 06:00 | 1958-01-01 06:00 | 1992-06-16 06:00 | Petroleum | Unleaded gasoline | Unleaded gasoline |  | Steel | Steel |  |  | Steel |  | 1901-01-01 06:00 | [15 empty] | UST Currently In Use: 0; UST Temp Close: 0; AST Currently In Use: 0; AST Temp Closed: 0 | 0 | 0 | 3 | 12080-039-010463 | GERALD FINDLEY
12994 | Permanently Closed | 1988-12-25 06:00 | 1901-01-01 06:00 | 1988-01-01 06:00 | Petroleum | Unleaded gasoline | Unleaded gasoline | [7 empty] | 1901-01-01 06:00 | [15 empty] | UST Currently In Use: 0; UST Temp Close: 0; AST Currently In Use: 0; AST Temp Closed: 0 | 0 | 0 | 3 | 12081-005-010144 | GERALD HAMM
12995 | Permanently Closed | 1988-12-25 06:00 | 1901-01-01 06:00 | 1988-01-01 06:00 | Petroleum | Unleaded gasoline | Unleaded gasoline | [7 empty] | 1901-01-01 06:00 | [15 empty] | UST Currently In Use: 0; UST Temp Close: 0; AST Currently In Use: 0; AST Temp Closed: 0 | 0 | 0 | 3 | 12081-005-010144 | GERALD HAMM
12996 | Permanently Closed | 1988-12-25 06:00 | 1901-01-01 06:00 | 1988-01-01 06:00 | Petroleum | Unleaded gasoline | Unleaded gasoline | [7 empty] | 1901-01-01 06:00 | [15 empty] | UST Currently In Use: 0; UST Temp Close: 0; AST Currently In Use: 0; AST Temp Closed: 0 | 0 | 0 | 3 | 12081-005-010144 | GERALD HAMM
12997 | Permanently Closed | 1990-09-06 06:00 | 1974-01-01 06:00 |  | Petroleum | Unleaded gasoline | Unleaded gasoline |  | Steel | Steel | Coated & cathodic protection (sti-P3) |  | Steel |  | 1901-01-01 06:00 | [15 empty] | UST Currently In Use: 0; UST Temp Close: 0; AST Currently In Use: 0; AST Temp Closed: 0 | 0 | 0 | 3 | 12082-097-011472 | GETTY OIL CO
12998 | Permanently Closed | 1990-09-06 06:00 | 1976-01-01 06:00 |  | Petroleum | Unleaded gasoline | Unleaded gasoline |  | Fiberglass reinforced plastic | Fiberglass reinforced plastic |  |  | Steel |  | 1901-01-01 06:00 | [15 empty] | UST Currently In Use: 0; UST Temp Close: 0; AST Currently In Use: 0; AST Temp Closed: 0 | 0 | 0 | 3 | 12082-097-011472 | GETTY OIL CO
12999 | Permanently Closed | 1990-09-06 06:00 | 1976-01-01 06:00 |  | Petroleum | Unleaded gasoline | Unleaded gasoline |  | Fiberglass reinforced plastic | Fiberglass reinforced plastic |  |  | Steel |  | 1901-01-01 06:00 | [15 empty] | UST Currently In Use: 0; UST Temp Close: 0; AST Currently In Use: 0; AST Temp Closed: 0 | 0 | 0 | 3 | 12082-097-011472 | GETTY OIL CO
13000 | Permanently Closed | 1901-01-01 06:00 | 1975-01-01 06:00 |  | Petroleum | Unleaded gasoline | Unleaded gasoline |  | Steel | Steel |  |  | Steel |  | 1901-01-01 06:00 | [15 empty] | UST Currently In Use: 0; UST Temp Close: 0; AST Currently In Use: 0; AST Temp Closed: 0 | 0 | 0 | 2 | 12083-071-012022 | GIBSON GROCERY
13001 | Permanently Closed | 1901-01-01 06:00 | 1975-01-01 06:00 |  | Petroleum | Unleaded gasoline | Unleaded gasoline |  | Steel | Steel |  |  | Steel |  | 1901-01-01 06:00 | [15 empty] | UST Currently In Use: 0; UST Temp Close: 0; AST Currently In Use: 0; AST Temp Closed: 0 | 0 | 0 | 2 | 12083-071-012022 | GIBSON GROCERY
13002 | Permanently Closed | 1993-03-08 06:00 | 1970-01-01 06:00 | 1993-03-08 06:00 | Petroleum | Unleaded gasoline | Unleaded gasoline |  | Steel | Steel |  | Painted or None | Steel |  | 1901-01-01 06:00 | [15 empty] | UST Currently In Use: 2; UST Temp Close: 0; AST Currently In Use: 0; AST Temp Closed: 0 | 2 | 0 | 4 | 12084-023-004748 | GOC LTD
13003 | Permanently Closed | 1993-03-08 06:00 | 1970-01-01 06:00 | 1993-03-08 06:00 | Petroleum | Unleaded gasoline | Unleaded gasoline |  | Steel | Steel |  | Painted or None | Steel |  | 1901-01-01 06:00 | [15 empty] | UST Currently In Use: 2; UST Temp Close: 0; AST Currently In Use: 0; AST Temp Closed: 0 | 2 | 0 | 4 | 12084-023-004748 | GOC LTD
13004 | Permanently Closed | 1993-03-08 06:00 | 1970-01-01 06:00 | 1993-03-08 06:00 | Petroleum | Unleaded gasoline | Unleaded gasoline |  | Steel | Steel |  | Painted or None | Steel |  | 1901-01-01 06:00 | [15 empty] | UST Currently In Use: 2; UST Temp Close: 0; AST Currently In Use: 0; AST Temp Closed: 0 | 2 | 0 | 4 | 12084-023-004748 | GOC LTD
13005 | Permanently Closed | 1993-03-08 06:00 | 1970-01-01 06:00 | 1993-03-08 06:00 | Petroleum | On road diesel | On road diesel |  | Steel | Steel |  | Painted or None | Steel |  | 1901-01-01 06:00 | [15 empty] | UST Currently In Use: 2; UST Temp Close: 0; AST Currently In Use: 0; AST Temp Closed: 0 | 2 | 0 | 4 | 12084-023-004748 | GOC LTD
13006 | Permanently Closed | 1995-12-01 06:00 | 1976-01-01 06:00 | 1996-01-12 06:00 | Petroleum | Unleaded gasoline | Unleaded gasoline |  | Steel | Steel |  | Painted or None | Steel |  | 1901-01-01 06:00 | [6 empty] | Statistical Inventory Reconciliation (SIR) | [8 empty] | UST Currently In Use: 0; UST Temp Close: 0; AST Currently In Use: 0; AST Temp Closed: 0 | 0 | 0 | 3 | 12084-023-004749 | GOC LTD
13007 | Permanently Closed | 1995-12-01 06:00 | 1976-01-01 06:00 | 1996-01-12 06:00 | Petroleum | Unleaded gasoline | Unleaded gasoline |  | Steel | Steel |  | Painted or None | Steel |  | 1901-01-01 06:00 | [6 empty] | Statistical Inventory Reconciliation (SIR) | [8 empty] | UST Currently In Use: 0; UST Temp Close: 0; AST Currently In Use: 0; AST Temp Closed: 0 | 0 | 0 | 3 | 12084-023-004749 | GOC LTD
13008 | Permanently Closed | 1995-12-01 06:00 | 1976-01-01 06:00 | 1996-01-12 06:00 | Petroleum | Unleaded gasoline | Unleaded gasoline |  | Steel | Steel |  | Painted or None | Steel |  | 1901-01-01 06:00 | [6 empty] | Statistical Inventory Reconciliation (SIR) | [8 empty] | UST Currently In Use: 0; UST Temp Close: 0; AST Currently In Use: 0; AST Temp Closed: 0 | 0 | 0 | 3 | 12084-023-004749 | GOC LTD
13009 | Permanently Closed | 1990-10-29 06:00 | 1975-01-01 06:00 | 1992-05-01 06:00 | Petroleum | Unleaded gasoline | Unleaded gasoline |  | Steel | Steel |  | Painted or None | Steel |  | 1901-01-01 06:00 | [15 empty] | UST Currently In Use: 0; UST Temp Close: 0; AST Currently In Use: 0; AST Temp Closed: 0 | 0 | 0 | 3 | 12084-023-004753 | GOC LTD
13010 | Permanently Closed | 1990-10-29 06:00 | 1975-01-01 06:00 | 1992-05-01 06:00 | Petroleum | Unleaded gasoline | Unleaded gasoline |  | Steel | Steel |  | Painted or None | Steel |  | 1901-01-01 06:00 | [15 empty] | UST Currently In Use: 0; UST Temp Close: 0; AST Currently In Use: 0; AST Temp Closed: 0 | 0 | 0 | 3 | 12084-023-004753 | GOC LTD
13011 | Permanently Closed | 1990-10-29 06:00 | 1975-01-01 06:00 | 1992-05-01 06:00 | Petroleum | Unleaded gasoline | Unleaded gasoline |  | Steel | Steel |  | Painted or None | Steel |  | 1901-01-01 06:00 | [15 empty] | UST Currently In Use: 0; UST Temp Close: 0; AST Currently In Use: 0; AST Temp Closed: 0 | 0 | 0 | 3 | 12084-023-004753 | GOC LTD
13012 | Permanently Closed | 1991-07-29 06:00 | 1978-01-01 06:00 | 1991-07-29 06:00 | Petroleum | Unleaded gasoline | Unleaded gasoline |  | Steel | Steel | Interior lined (not allowed as a standalone method of corrosion protection) | Painted or None | Steel |  | 1901-01-01 06:00 | [15 empty] | UST Currently In Use: 0; UST Temp Close: 0; AST Currently In Use: 0; AST Temp Closed: 0 | 0 | 0 | 3 | 12084-023-004755 | GOC LTD
13013 | Permanently Closed | 1991-07-29 06:00 | 1978-01-01 06:00 | 1991-07-29 06:00 | Petroleum | Unleaded gasoline | Unleaded gasoline |  | Steel | Steel |  | Painted or None | Steel |  | 1901-01-01 06:00 | [15 empty] | UST Currently In Use: 0; UST Temp Close: 0; AST Currently In Use: 0; AST Temp Closed: 0 | 0 | 0 | 3 | 12084-023-004755 | GOC LTD
13014 | Permanently Closed | 1991-07-29 06:00 | 1978-01-01 06:00 | 1991-07-29 06:00 | Petroleum | Unleaded gasoline | Unleaded gasoline |  | Steel | Steel |  | Painted or None | Steel |  | 1901-01-01 06:00 | [15 empty] | UST Currently In Use: 0; UST Temp Close: 0; AST Currently In Use: 0; AST Temp Closed: 0 | 0 | 0 | 3 | 12084-023-004755 | GOC LTD
13015 | Permanently Closed | 1994-01-18 06:00 | 1963-01-01 06:00 | 1994-01-18 06:00 | Petroleum | On road diesel | On road diesel |  | Steel | Steel | Interior lined (not allowed as a standalone method of corrosion protection) | Painted or None | Steel |  | 1901-01-01 06:00 | [15 empty] | UST Currently In Use: 0; UST Temp Close: 0; AST Currently In Use: 0; AST Temp Closed: 0 | 0 | 0 | 4 | 12084-023-004765 | GOC LTD
13016 | Permanently Closed | 1994-01-18 06:00 | 1963-01-01 06:00 | 1994-01-18 06:00 | Petroleum | Unleaded gasoline | Unleaded gasoline |  | Steel | Steel | Interior lined (not allowed as a standalone method of corrosion protection) | Painted or None | Steel |  | 1901-01-01 06:00 | [15 empty] | UST Currently In Use: 0; UST Temp Close: 0; AST Currently In Use: 0; AST Temp Closed: 0 | 0 | 0 | 4 | 12084-023-004765 | GOC LTD
13017 | Permanently Closed | 1994-01-18 06:00 | 1968-01-01 06:00 | 1994-01-18 06:00 | Petroleum | Unleaded gasoline | Unleaded gasoline |  | Steel | Steel | Interior lined (not allowed as a standalone method of corrosion protection) | Painted or None | Steel |  | 1901-01-01 06:00 | [15 empty] | UST Currently In Use: 0; UST Temp Close: 0; AST Currently In Use: 0; AST Temp Closed: 0 | 0 | 0 | 4 | 12084-023-004765 | GOC LTD
13018 | Permanently Closed | 1994-01-18 06:00 | 1971-01-01 06:00 | 1994-01-18 06:00 | Petroleum | Unleaded gasoline | Unleaded gasoline |  | Steel | Steel | Interior lined (not allowed as a standalone method of corrosion protection) | Painted or None | Steel |  | 1901-01-01 06:00 | [15 empty] | UST Currently In Use: 0; UST Temp Close: 0; AST Currently In Use: 0; AST Temp Closed: 0 | 0 | 0 | 4 | 12084-023-004765 | GOC LTD
13019 | Permanently Closed | 1991-07-25 06:00 | 1966-01-01 06:00 | 1991-07-25 06:00 | Petroleum | Unleaded gasoline | Unleaded gasoline |  | Steel | Steel |  | Painted or None | Steel |  | 1901-01-01 06:00 | [15 empty] | UST Currently In Use: 0; UST Temp Close: 0; AST Currently In Use: 0; AST Temp Closed: 0 | 0 | 0 | 3 | 12084-023-004766 | GOC LTD
13020 | Permanently Closed | 1991-07-25 06:00 | 1966-01-01 06:00 | 1991-07-25 06:00 | Petroleum | Unleaded gasoline | Unleaded gasoline |  | Steel | Steel |  | Painted or None | Steel |  | 1901-01-01 06:00 | [15 empty] | UST Currently In Use: 0; UST Temp Close: 0; AST Currently In Use: 0; AST Temp Closed: 0 | 0 | 0 | 3 | 12084-023-004766 | GOC LTD
13021 | Permanently Closed | 1991-07-25 06:00 | 1971-01-01 06:00 | 1991-07-25 06:00 | Petroleum | Unleaded gasoline | Unleaded gasoline |  | Steel | Steel |  | Painted or None | Steel |  | 1901-01-01 06:00 | [15 empty] | UST Currently In Use: 0; UST Temp Close: 0; AST Currently In Use: 0; AST Temp Closed: 0 | 0 | 0 | 3 | 12084-023-004766 | GOC LTD
13022 | Permanently Closed | 1988-12-19 06:00 | 1963-01-01 06:00 |  | Petroleum | Unleaded gasoline | Unleaded gasoline |  | Steel | Steel |  | Painted or None | Steel |  | 1901-01-01 06:00 | [15 empty] | UST Currently In Use: 0; UST Temp Close: 0; AST Currently In Use: 0; AST Temp Closed: 0 | 0 | 0 | 5 | 12084-023-004772 | GOC LTD
13023 | Permanently Closed | 1990-01-26 06:00 | 1963-01-01 06:00 | 1990-01-26 06:00 | Petroleum | Unleaded gasoline | Unleaded gasoline |  | Steel | Steel |  | Painted or None | Steel |  | 1901-01-01 06:00 | [15 empty] | UST Currently In Use: 0; UST Temp Close: 0; AST Currently In Use: 0; AST Temp Closed: 0 | 0 | 0 | 5 | 12084-023-004772 | GOC LTD
13024 | Permanently Closed | 1990-01-26 06:00 | 1968-01-01 06:00 | 1990-01-26 06:00 | Petroleum | Unleaded gasoline | Unleaded gasoline |  | Steel | Steel |  | Painted or None | Steel |  | 1901-01-01 06:00 | [15 empty] | UST Currently In Use: 0; UST Temp Close: 0; AST Currently In Use: 0; AST Temp Closed: 0 | 0 | 0 | 5 | 12084-023-004772 | GOC LTD
13025 | Permanently Closed | 1990-01-26 06:00 | 1968-01-01 06:00 | 1990-01-26 06:00 | Petroleum | Unleaded gasoline | Unleaded gasoline |  | Steel | Steel |  | Painted or None | Steel |  | 1901-01-01 06:00 | [15 empty] | UST Currently In Use: 0; UST Temp Close: 0; AST Currently In Use: 0; AST Temp Closed: 0 | 0 | 0 | 5 | 12084-023-004772 | GOC LTD
13026 | Permanently Closed | 1990-01-26 06:00 | 1968-01-01 06:00 | 1990-01-26 06:00 | Petroleum | Unleaded gasoline | Unleaded gasoline |  | Steel | Steel |  | Painted or None | Steel |  | 1901-01-01 06:00 | [15 empty] | UST Currently In Use: 0; UST Temp Close: 0; AST Currently In Use: 0; AST Temp Closed: 0 | 0 | 0 | 5 | 12084-023-004772 | GOC LTD
13027 | Permanently Closed | 2002-01-03 06:00 | 1983-01-01 06:00 | 2002-01-03 06:00 | Petroleum | Unleaded gasoline | Unleaded gasoline | Retail | Steel | Steel | Coated & cathodic protection (sti-P3) |  | Fiberglass reinforced plastic |  | 1901-01-01 06:00 |  | Catchment Basin, Single walled catchment basin | Automatic shutoff device At 95% full | Automatic shutoff device At 95% full |  |  | Statistical Inventory Reconciliation (SIR) | [5 empty] | Annual line testing, Statistical inventory reconciliation (SIR) | Statistical inventory reconciliation (SIR) |  | UST Currently In Use: 0; UST Temp Close: 0; AST Currently In Use: 0; AST Temp Closed: 0 | 0 | 0 | 3 | 12084-025-000051 | GOC LTD
13028 | Permanently Closed | 2002-01-03 06:00 | 1983-01-01 06:00 | 2002-01-03 06:00 | Petroleum | Mid-grade gasoline | Mid-grade gasoline | Retail | Steel | Steel | Coated & cathodic protection (sti-P3) |  | Fiberglass reinforced plastic |  | 1901-01-01 06:00 |  | Catchment Basin, Single walled catchment basin | Automatic shutoff device At 95% full | Automatic shutoff device At 95% full |  |  | Statistical Inventory Reconciliation (SIR) | [5 empty] | Annual line testing, Statistical inventory reconciliation (SIR) | Statistical inventory reconciliation (SIR) |  | UST Currently In Use: 0; UST Temp Close: 0; AST Currently In Use: 0; AST Temp Closed: 0 | 0 | 0 | 3 | 12084-025-000051 | GOC LTD
13029 | Permanently Closed | 2002-01-03 06:00 | 1983-01-01 06:00 | 2002-01-03 06:00 | Petroleum | Premium gasoline | Premium gasoline | Retail | Steel | Steel | Coated & cathodic protection (sti-P3) |  | Fiberglass reinforced plastic |  | 1901-01-01 06:00 |  | Catchment Basin, Single walled catchment basin | Automatic shutoff device At 95% full | Automatic shutoff device At 95% full |  |  | Statistical Inventory Reconciliation (SIR) | [5 empty] | Annual line testing, Statistical inventory reconciliation (SIR) | Statistical inventory reconciliation (SIR) |  | UST Currently In Use: 0; UST Temp Close: 0; AST Currently In Use: 0; AST Temp Closed: 0 | 0 | 0 | 3 | 12084-025-000051 | GOC LTD
13030 | Currently in Use |  | 1962-01-01 06:00 |  | Petroleum | Kerosene | Kerosene | Retail | Steel | Steel | Field installed cathodic protection, Interior lined (not allowed as a standalone method of corrosion protection) |  | Fiberglass reinforced plastic |  | 1901-01-01 06:00 |  | Catchment Basin, Single walled catchment basin | Automatic shutoff device At 95% full | Automatic shutoff device At 95% full |  |  | Continuous Automatic Tank Gauge | [8 empty] | UST Currently In Use: 5; UST Temp Close: 0; AST Currently In Use: 0; AST Temp Closed: 0 | 5 | 0 | 0 | 12084-025-004746 | GOC LTD
13031 | Retired | 1986-12-01 06:00 | 1971-01-01 06:00 |  | Petroleum | Used oil | Used oil |  | Steel | Steel |  | Painted or None | Steel |  | 1901-01-01 06:00 | [15 empty] | UST Currently In Use: 5; UST Temp Close: 0; AST Currently In Use: 0; AST Temp Closed: 0 | 5 | 0 | 0 | 12084-025-004746 | GOC LTD
13032 | Currently in Use |  | 1986-01-01 06:00 |  | Petroleum | On road diesel | On road diesel | Retail | Fiberglass reinforced plastic | Fiberglass reinforced plastic |  |  | Flexible |  | 1901-01-01 06:00 |  | Catchment Basin, Single walled catchment basin | Automatic shutoff device At 95% full | Automatic shutoff device At 95% full |  |  | Continuous Automatic Tank Gauge |  | Automatic shutoff device (AELLD) | Automatic shutoff device (AELLD) | [5 empty] | UST Currently In Use: 5; UST Temp Close: 0; AST Currently In Use: 0; AST Temp Closed: 0 | 5 | 0 | 0 | 12084-025-004746 | GOC LTD
13033 | Currently in Use |  | 1985-01-01 06:00 |  | Petroleum | On road diesel | On road diesel | Retail | Steel | Steel | Coated & cathodic protection (sti-P3), Field installed cathodic protection |  | Flexible |  | 1901-01-01 06:00 |  | Catchment Basin, Single walled catchment basin | Automatic shutoff device At 95% full | Automatic shutoff device At 95% full |  |  | Continuous Automatic Tank Gauge |  | Automatic shutoff device (AELLD) | Automatic shutoff device (AELLD) | [5 empty] | UST Currently In Use: 5; UST Temp Close: 0; AST Currently In Use: 0; AST Temp Closed: 0 | 5 | 0 | 0 | 12084-025-004746 | GOC LTD
13034 | Currently in Use |  | 1985-01-01 06:00 |  | Petroleum | Unleaded gasoline | Unleaded gasoline | Retail | Fiberglass reinforced plastic | Fiberglass reinforced plastic |  |  | Flexible |  | 1901-01-01 06:00 |  | Catchment Basin, Single walled catchment basin | Automatic shutoff device At 95% full | Automatic shutoff device At 95% full |  |  | Continuous Automatic Tank Gauge |  | Automatic shutoff device (AELLD) | Automatic shutoff device (AELLD) | [5 empty] | UST Currently In Use: 5; UST Temp Close: 0; AST Currently In Use: 0; AST Temp Closed: 0 | 5 | 0 | 0 | 12084-025-004746 | GOC LTD
13035 | Currently in Use |  | 1985-01-01 06:00 |  | Petroleum | Premium gasoline | Premium gasoline | Retail | Fiberglass reinforced plastic | Fiberglass reinforced plastic |  |  | Flexible |  | 1901-01-01 06:00 |  | Catchment Basin, Single walled catchment basin | Automatic shutoff device At 95% full | Automatic shutoff device At 95% full |  |  | Continuous Automatic Tank Gauge |  | Automatic shutoff device (AELLD) | Automatic shutoff device (AELLD) | [5 empty] | UST Currently In Use: 5; UST Temp Close: 0; AST Currently In Use: 0; AST Temp Closed: 0 | 5 | 0 | 0 | 12084-025-004746 | GOC LTD
13036 | Permanently Closed | 1998-12-19 06:00 | 1983-01-01 06:00 | 1998-12-19 06:00 | Petroleum | Premium gasoline | Premium gasoline | Retail | Steel | Steel | Coated & cathodic protection (sti-P3) |  | Steel |  | 1901-01-01 06:00 | [6 empty] | Statistical Inventory Reconciliation (SIR) | [8 empty] | UST Currently In Use: 0; UST Temp Close: 0; AST Currently In Use: 0; AST Temp Closed: 0 | 0 | 0 | 4 | 12084-025-004747 | GOC LTD
13037 | Permanently Closed | 1998-12-19 06:00 | 1971-01-01 06:00 | 1998-12-19 06:00 | Petroleum | Unleaded gasoline | Unleaded gasoline | Retail | Steel | Steel |  | Painted or None | Steel |  | 1901-01-01 06:00 | None | [5 empty] | Statistical Inventory Reconciliation (SIR) | [8 empty] | UST Currently In Use: 0; UST Temp Close: 0; AST Currently In Use: 0; AST Temp Closed: 0 | 0 | 0 | 4 | 12084-025-004747 | GOC LTD
13038 | Permanently Closed | 1998-12-19 06:00 | 1971-01-01 06:00 | 1998-12-19 06:00 | Petroleum | On road diesel | On road diesel | Retail | Steel | Steel |  | Painted or None | Steel |  | 1901-01-01 06:00 | [6 empty] | Statistical Inventory Reconciliation (SIR) | [8 empty] | UST Currently In Use: 0; UST Temp Close: 0; AST Currently In Use: 0; AST Temp Closed: 0 | 0 | 0 | 4 | 12084-025-004747 | GOC LTD
13039 | Permanently Closed | 1998-12-19 06:00 | 1971-01-01 06:00 | 1998-12-19 06:00 | Petroleum | On road diesel | On road diesel | Retail | Steel | Steel |  | Painted or None | Steel |  | 1901-01-01 06:00 | [6 empty] | Statistical Inventory Reconciliation (SIR) | [8 empty] | UST Currently In Use: 0; UST Temp Close: 0; AST Currently In Use: 0; AST Temp Closed: 0 | 0 | 0 | 4 | 12084-025-004747 | GOC LTD
13040 | Currently in Use |  | 1983-01-01 06:00 |  | Petroleum | On road diesel | On road diesel | Retail | Steel | Steel | Coated & cathodic protection (sti-P3) |  | Fiberglass reinforced plastic |  | 1901-01-01 06:00 | Other, FLXS ISOLA | Catchment Basin, Single walled catchment basin | Automatic shutoff device At 95% full | Automatic shutoff device At 95% full |  |  | Continuous Automatic Tank Gauge |  | Automatic shutoff device (AELLD) | Automatic shutoff device (AELLD) | [5 empty] | UST Currently In Use: 4; UST Temp Close: 0; AST Currently In Use: 0; AST Temp Closed: 0 | 4 | 0 | 0 | 21711-025-004752 | LOTTIE D. KENT
13041 | Currently in Use |  | 1983-01-01 06:00 |  | Petroleum | Premium gasoline | Premium gasoline | Retail | Steel | Steel | Coated & cathodic protection (sti-P3) |  | Fiberglass reinforced plastic |  | 1901-01-01 06:00 | Other, FLXS ISOLA | Catchment Basin, Single walled catchment basin | Automatic shutoff device At 95% full | Automatic shutoff device At 95% full |  |  | Continuous Automatic Tank Gauge |  | Automatic shutoff device (AELLD) | Automatic shutoff device (AELLD) | [5 empty] | UST Currently In Use: 4; UST Temp Close: 0; AST Currently In Use: 0; AST Temp Closed: 0 | 4 | 0 | 0 | 21711-025-004752 | LOTTIE D. KENT
13042 | Currently in Use |  | 1983-01-01 06:00 |  | Petroleum | Mid-grade gasoline | Mid-grade gasoline | Retail | Steel | Steel | Coated & cathodic protection (sti-P3) |  | Fiberglass reinforced plastic |  | 1901-01-01 06:00 | Other, FLXS ISOLA | Catchment Basin, Single walled catchment basin | Flow Rest 90% Full | Flow Rest 90% Full |  |  | Continuous Automatic Tank Gauge |  | Automatic shutoff device (AELLD) | Automatic shutoff device (AELLD) | [5 empty] | UST Currently In Use: 4; UST Temp Close: 0; AST Currently In Use: 0; AST Temp Closed: 0 | 4 | 0 | 0 | 21711-025-004752 | LOTTIE D. KENT
13043 | Currently in Use |  | 1983-01-01 06:00 |  | Petroleum | Unleaded gasoline | Unleaded gasoline | Retail | Steel | Steel | Coated & cathodic protection (sti-P3) |  | Fiberglass reinforced plastic |  | 1901-01-01 06:00 | Other, FLXS ISOLA | Catchment Basin, Single walled catchment basin | Automatic shutoff device At 95% full | Automatic shutoff device At 95% full |  |  | Continuous Automatic Tank Gauge |  | Automatic shutoff device (AELLD) | Automatic shutoff device (AELLD) | [5 empty] | UST Currently In Use: 4; UST Temp Close: 0; AST Currently In Use: 0; AST Temp Closed: 0 | 4 | 0 | 0 | 21711-025-004752 | LOTTIE D. KENT
13044 | Permanently Closed | 2002-01-17 06:00 | 1983-01-01 06:00 | 2002-01-17 06:00 | Petroleum | On road diesel | On road diesel | Retail | Steel | Steel | Coated & cathodic protection (sti-P3) |  | Fiberglass reinforced plastic |  | 1901-01-01 06:00 |  | Catchment Basin, Single walled catchment basin | Automatic shutoff device At 95% full | Automatic shutoff device At 95% full |  |  | Statistical Inventory Reconciliation (SIR) | [5 empty] | Annual line testing | Annual line testing |  | UST Currently In Use: 2; UST Temp Close: 0; AST Currently In Use: 0; AST Temp Closed: 0 | 2 | 0 | 4 | 12084-025-010744 | GOC LTD
13045 | Permanently Closed | 2002-01-17 06:00 | 1983-01-01 06:00 | 2002-01-17 06:00 | Petroleum | Premium gasoline | Premium gasoline | Retail | Steel | Steel | Coated & cathodic protection (sti-P3) |  | Fiberglass reinforced plastic |  | 1901-01-01 06:00 |  | Catchment Basin, Single walled catchment basin | Automatic shutoff device At 95% full | Automatic shutoff device At 95% full |  |  | Statistical Inventory Reconciliation (SIR) | [8 empty] | UST Currently In Use: 2; UST Temp Close: 0; AST Currently In Use: 0; AST Temp Closed: 0 | 2 | 0 | 4 | 12084-025-010744 | GOC LTD
13046 | Permanently Closed | 2002-01-17 06:00 | 1983-01-01 06:00 | 2002-01-17 06:00 | Petroleum | Unleaded gasoline | Unleaded gasoline | Retail | Steel | Steel | Coated & cathodic protection (sti-P3) |  | Fiberglass reinforced plastic |  | 1901-01-01 06:00 |  | Catchment Basin, Single walled catchment basin | Automatic shutoff device At 95% full | Automatic shutoff device At 95% full |  |  | Statistical Inventory Reconciliation (SIR) | [5 empty] | Annual line testing | Annual line testing |  | UST Currently In Use: 2; UST Temp Close: 0; AST Currently In Use: 0; AST Temp Closed: 0 | 2 | 0 | 4 | 12084-025-010744 | GOC LTD
13047 | Permanently Closed | 2002-01-17 06:00 | 1983-01-01 06:00 | 2002-01-17 06:00 | Petroleum | Mid-grade gasoline | Mid-grade gasoline | Retail | Steel | Steel | Coated & cathodic protection (sti-P3) |  | Fiberglass reinforced plastic |  | 1901-01-01 06:00 |  | Catchment Basin, Single walled catchment basin | Automatic shutoff device At 95% full | Automatic shutoff device At 95% full |  |  | Statistical Inventory Reconciliation (SIR) | [5 empty] | Annual line testing | Annual line testing |  | UST Currently In Use: 2; UST Temp Close: 0; AST Currently In Use: 0; AST Temp Closed: 0 | 2 | 0 | 4 | 12084-025-010744 | GOC LTD
13048 | Cannot Locate or abandoned | 1999-02-02 06:00 | 1972-01-01 06:00 |  | Petroleum | Unleaded gasoline | Unleaded gasoline |  | Steel | Steel |  | Painted or None | Steel |  | 1901-01-01 06:00 | [6 empty] | Statistical Inventory Reconciliation (SIR) | [5 empty] | Annual line testing | Annual line testing |  | UST Currently In Use: 0; UST Temp Close: 0; AST Currently In Use: 0; AST Temp Closed: 0 | 0 | 0 | 0 | 11119-091-004750 | CLEVELAND AND MOORE OIL CO INC
13049 | Cannot Locate or abandoned | 1999-02-02 06:00 | 1972-01-01 06:00 |  | Petroleum | Unleaded gasoline | Unleaded gasoline |  | Steel | Steel |  | Painted or None | Steel |  | 1901-01-01 06:00 | [6 empty] | Statistical Inventory Reconciliation (SIR) | [5 empty] | Annual line testing | Annual line testing |  | UST Currently In Use: 0; UST Temp Close: 0; AST Currently In Use: 0; AST Temp Closed: 0 | 0 | 0 | 0 | 11119-091-004750 | CLEVELAND AND MOORE OIL CO INC
13050 | Cannot Locate or abandoned | 1999-02-02 06:00 | 1972-01-01 06:00 |  | Petroleum | Unleaded gasoline | Unleaded gasoline |  | Steel | Steel |  | Painted or None | Steel |  | 1901-01-01 06:00 | [6 empty] | Statistical Inventory Reconciliation (SIR) | [8 empty] | UST Currently In Use: 0; UST Temp Close: 0; AST Currently In Use: 0; AST Temp Closed: 0 | 0 | 0 | 0 | 11119-091-004750 | CLEVELAND AND MOORE OIL CO INC
13051 | Permanently Closed | 1996-01-01 06:00 | 1977-01-01 06:00 | 1997-01-29 06:00 | Petroleum | Unleaded gasoline | Unleaded gasoline |  | Steel | Steel |  | Painted or None | Steel |  | 1901-01-01 06:00 | [6 empty] | Statistical Inventory Reconciliation (SIR) | [5 empty] | Annual line testing | Annual line testing |  | UST Currently In Use: 2; UST Temp Close: 0; AST Currently In Use: 0; AST Temp Closed: 0 | 2 | 0 | 3 | 12084-091-004751 | GOC LTD
13052 | Permanently Closed | 1996-01-01 06:00 | 1977-01-01 06:00 | 1997-01-29 06:00 | Petroleum | Unleaded gasoline | Unleaded gasoline |  | Steel | Steel |  | Painted or None | Steel |  | 1901-01-01 06:00 | [6 empty] | Statistical Inventory Reconciliation (SIR) | [5 empty] | Annual line testing | Annual line testing |  | UST Currently In Use: 2; UST Temp Close: 0; AST Currently In Use: 0; AST Temp Closed: 0 | 2 | 0 | 3 | 12084-091-004751 | GOC LTD
13053 | Permanently Closed | 1996-01-01 06:00 | 1977-01-01 06:00 | 1997-01-29 06:00 | Petroleum | Unleaded gasoline | Unleaded gasoline |  | Steel | Steel |  | Painted or None | Steel |  | 1901-01-01 06:00 | [6 empty] | Statistical Inventory Reconciliation (SIR) | [5 empty] | Annual line testing | Annual line testing |  | UST Currently In Use: 2; UST Temp Close: 0; AST Currently In Use: 0; AST Temp Closed: 0 | 2 | 0 | 3 | 12084-091-004751 | GOC LTD
13054 | Permanently Closed | 1901-01-01 06:00 | 1983-01-01 06:00 | 1987-06-01 06:00 | Petroleum | Unleaded gasoline | Unleaded gasoline |  | Steel | Steel | Coated & cathodic protection (sti-P3) |  | Steel |  | 1901-01-01 06:00 | [15 empty] | UST Currently In Use: 0; UST Temp Close: 0; AST Currently In Use: 0; AST Temp Closed: 0 | 0 | 0 | 3 | 12084-097-010745 | GOC LTD
13055 | Permanently Closed | 1901-01-01 06:00 | 1983-01-01 06:00 | 1987-06-01 06:00 | Petroleum | Unleaded gasoline | Unleaded gasoline |  | Steel | Steel | Coated & cathodic protection (sti-P3) |  | Steel |  | 1901-01-01 06:00 | [15 empty] | UST Currently In Use: 0; UST Temp Close: 0; AST Currently In Use: 0; AST Temp Closed: 0 | 0 | 0 | 3 | 12084-097-010745 | GOC LTD
13056 | Permanently Closed | 1901-01-01 06:00 | 1983-01-01 06:00 | 1987-06-01 06:00 | Petroleum | Unleaded gasoline | Unleaded gasoline |  | Steel | Steel | Coated & cathodic protection (sti-P3) |  | Steel |  | 1901-01-01 06:00 | [15 empty] | UST Currently In Use: 0; UST Temp Close: 0; AST Currently In Use: 0; AST Temp Closed: 0 | 0 | 0 | 3 | 12084-097-010745 | GOC LTD
13057 | Currently in Use |  | 1979-01-01 06:00 |  | Petroleum | Unleaded gasoline | Unleaded gasoline | Retail | Single Wall, Steel | Steel | Field installed cathodic protection |  | Single Wall, Steel |  |  | Field installed cathodic protection | Catchment Basin, Single walled catchment basin | Automatic shutoff device At 95% full | Automatic shutoff device At 95% full |  |  | Automatic Tank Gauge |  | Automatic flow restrictor (MLLD), Containment Sump | Containment Sump |  |  | Annual line testing | Annual line testing |  | UST Currently In Use: 3; UST Temp Close: 0; AST Currently In Use: 0; AST Temp Closed: 0 | 3 | 0 | 0 | 23960-119-004754 | CUBA ONE STOP LLC
13058 | Currently in Use |  | 1979-01-01 06:00 |  | Petroleum | Premium gasoline | Premium gasoline | Retail | Single Wall, Steel | Steel | Field installed cathodic protection |  | Single Wall, Steel |  |  | Field installed cathodic protection | Catchment Basin, Single walled catchment basin | Automatic shutoff device At 95% full | Automatic shutoff device At 95% full |  |  | Automatic Tank Gauge | Single walled submersible pump containment sump | Automatic flow restrictor (MLLD), Containment Sump | Containment Sump |  |  | Annual line testing | Annual line testing |  | UST Currently In Use: 3; UST Temp Close: 0; AST Currently In Use: 0; AST Temp Closed: 0 | 3 | 0 | 0 | 23960-119-004754 | CUBA ONE STOP LLC
13059 | Currently in Use |  | 1979-01-01 06:00 |  | Petroleum | On road diesel | On road diesel | Retail | Single Wall, Steel | Steel | Field installed cathodic protection |  | Single Wall, Steel |  |  | Field installed cathodic protection | Catchment Basin, Single walled catchment basin | Automatic shutoff device At 95% full | Automatic shutoff device At 95% full |  |  | Automatic Tank Gauge |  | Automatic flow restrictor (MLLD), Containment Sump | Containment Sump |  |  | Annual line testing | Annual line testing |  | UST Currently In Use: 3; UST Temp Close: 0; AST Currently In Use: 0; AST Temp Closed: 0 | 3 | 0 | 0 | 23960-119-004754 | CUBA ONE STOP LLC
13061 | Permanently Closed | 1988-10-01 06:00 | 1971-01-01 06:00 | 1988-10-01 06:00 | Petroleum | Unleaded gasoline | Unleaded gasoline |  | Steel | Steel |  | Painted or None | Steel |  | 1901-01-01 06:00 | [15 empty] | UST Currently In Use: 4; UST Temp Close: 0; AST Currently In Use: 0; AST Temp Closed: 0 | 4 | 0 | 3 | 12084-129-004763 | GOC LTD
13062 | Permanently Closed | 1988-10-01 06:00 | 1971-01-01 06:00 | 1988-10-01 06:00 | Petroleum | Unleaded gasoline | Unleaded gasoline |  | Steel | Steel |  | Painted or None | Steel |  | 1901-01-01 06:00 | [15 empty] | UST Currently In Use: 4; UST Temp Close: 0; AST Currently In Use: 0; AST Temp Closed: 0 | 4 | 0 | 3 | 12084-129-004763 | GOC LTD
13063 | Permanently Closed | 1988-10-03 06:00 | 1971-01-01 06:00 | 1988-10-03 06:00 | Petroleum | Unleaded gasoline | Unleaded gasoline |  | Steel | Steel |  | Painted or None | Steel |  | 1901-01-01 06:00 | [15 empty] | UST Currently In Use: 4; UST Temp Close: 0; AST Currently In Use: 0; AST Temp Closed: 0 | 4 | 0 | 3 | 12084-129-004763 | GOC LTD
13064 | Currently in Use |  | 1971-01-01 06:00 |  | Petroleum | On road diesel | On road diesel | Retail | Steel | Steel | Field installed cathodic protection, Interior lined (not allowed as a standalone method of corrosion protection) |  | Fiberglass reinforced plastic |  |  |  | Catchment Basin, Single walled catchment basin | Automatic shutoff device At 95% full | Automatic shutoff device At 95% full |  |  | Continuous Automatic Tank Gauge |  | Automatic shutoff device (AELLD) | Automatic shutoff device (AELLD) | [5 empty] | UST Currently In Use: 4; UST Temp Close: 0; AST Currently In Use: 0; AST Temp Closed: 0 | 4 | 0 | 3 | 12084-129-004763 | GOC LTD
13065 | Currently in Use |  | 1986-01-01 06:00 |  | Petroleum | Unleaded gasoline | Unleaded gasoline | Retail | Fiberglass reinforced plastic | Fiberglass reinforced plastic |  |  | Fiberglass reinforced plastic |  |  |  | Catchment Basin, Single walled catchment basin | Automatic shutoff device At 95% full | Automatic shutoff device At 95% full |  |  | Continuous Automatic Tank Gauge |  | Automatic shutoff device (AELLD) | Automatic shutoff device (AELLD) | [5 empty] | UST Currently In Use: 4; UST Temp Close: 0; AST Currently In Use: 0; AST Temp Closed: 0 | 4 | 0 | 3 | 12084-129-004763 | GOC LTD
13066 | Currently in Use |  | 1986-01-01 06:00 |  | Petroleum | Premium gasoline | Premium gasoline | Retail | Fiberglass reinforced plastic | Fiberglass reinforced plastic |  |  | Fiberglass reinforced plastic |  |  |  | Catchment Basin, Single walled catchment basin | Automatic shutoff device At 95% full | Automatic shutoff device At 95% full |  |  | Continuous Automatic Tank Gauge |  | Automatic shutoff device (AELLD) | Automatic shutoff device (AELLD) | [5 empty] | UST Currently In Use: 4; UST Temp Close: 0; AST Currently In Use: 0; AST Temp Closed: 0 | 4 | 0 | 3 | 12084-129-004763 | GOC LTD
13067 | Currently in Use |  | 1986-01-01 06:00 |  | Petroleum | On road diesel | On road diesel | Retail | Steel | Steel | Coated & cathodic protection (sti-P3) |  | Fiberglass reinforced plastic |  |  |  | Catchment Basin, Single walled catchment basin | Automatic shutoff device At 95% full | Automatic shutoff device At 95% full |  |  | Continuous Automatic Tank Gauge |  | Automatic shutoff device (AELLD) | Automatic shutoff device (AELLD) | [5 empty] | UST Currently In Use: 4; UST Temp Close: 0; AST Currently In Use: 0; AST Temp Closed: 0 | 4 | 0 | 3 | 12084-129-004763 | GOC LTD
13069 | Permanently Closed | 1991-07-01 06:00 | 1980-01-01 06:00 |  | Petroleum | On road diesel | On road diesel |  | Steel | Steel |  | Painted or None | Steel |  | 1901-01-01 06:00 | [15 empty] | UST Currently In Use: 0; UST Temp Close: 0; AST Currently In Use: 0; AST Temp Closed: 0 | 0 | 0 | 5 | 12086-053-009870 | GIBSON'S TRUCK STOP
13070 | Permanently Closed | 1991-07-01 06:00 | 1980-01-01 06:00 |  | Petroleum | Unleaded gasoline | Unleaded gasoline |  | Steel | Steel |  | Painted or None | Steel |  | 1901-01-01 06:00 | [15 empty] | UST Currently In Use: 0; UST Temp Close: 0; AST Currently In Use: 0; AST Temp Closed: 0 | 0 | 0 | 5 | 12086-053-009870 | GIBSON'S TRUCK STOP
13071 | Permanently Closed | 1991-07-01 06:00 | 1980-01-01 06:00 |  | Petroleum | Unleaded gasoline | Unleaded gasoline |  | Steel | Steel |  | Painted or None | Steel |  | 1901-01-01 06:00 | [15 empty] | UST Currently In Use: 0; UST Temp Close: 0; AST Currently In Use: 0; AST Temp Closed: 0 | 0 | 0 | 5 | 12086-053-009870 | GIBSON'S TRUCK STOP
13072 | Permanently Closed | 1991-07-01 06:00 | 1980-01-01 06:00 |  | Petroleum | Unleaded gasoline | Unleaded gasoline |  | Steel | Steel |  | Painted or None | Steel |  | 1901-01-01 06:00 | [15 empty] | UST Currently In Use: 0; UST Temp Close: 0; AST Currently In Use: 0; AST Temp Closed: 0 | 0 | 0 | 5 | 12086-053-009870 | GIBSON'S TRUCK STOP
13073 | Permanently Closed | 1991-07-01 06:00 | 1980-01-01 06:00 |  | Petroleum | Unleaded gasoline | Unleaded gasoline |  | Steel | Steel |  | Painted or None | Steel |  | 1901-01-01 06:00 | [15 empty] | UST Currently In Use: 0; UST Temp Close: 0; AST Currently In Use: 0; AST Temp Closed: 0 | 0 | 0 | 5 | 12086-053-009870 | GIBSON'S TRUCK STOP
13074 | Permanently Closed | 1996-09-01 06:00 | 1978-01-01 06:00 | 1997-10-10 06:00 | Petroleum | Unleaded gasoline | Unleaded gasoline |  | Steel | Steel |  | Painted or None | Steel |  | 1901-01-01 06:00 | [15 empty] | UST Currently In Use: 0; UST Temp Close: 0; AST Currently In Use: 0; AST Temp Closed: 0 | 0 | 0 | 1 | 12087-079-011219 | GILCHRIST FARMS
13078 | Permanently Closed | 1998-12-21 06:00 | 1981-01-01 06:00 | 1999-01-15 06:00 | Petroleum | Kerosene | Kerosene | Retail | Steel | Steel |  | Painted or None | Steel |  | 1901-01-01 06:00 | [6 empty] | Statistical Inventory Reconciliation (SIR) | [8 empty] | UST Currently In Use: 0; UST Temp Close: 4; AST Currently In Use: 1; AST Temp Closed: 0 | 0 | 4 | 1 | 22979-127-009432 | SHARON ANN LEWIS
13079 | Permanently Closed | 1997-10-14 06:00 | 1979-01-01 06:00 | 1997-10-16 06:00 | Petroleum | On road diesel | On road diesel |  | Steel | Steel |  | Painted or None | Steel |  | 1901-01-01 06:00 | [15 empty] | UST Currently In Use: 0; UST Temp Close: 0; AST Currently In Use: 0; AST Temp Closed: 0 | 0 | 0 | 2 | 12089-089-008310 | GILES & KENDALL
13080 | Permanently Closed | 1982-06-01 06:00 | 1964-01-01 06:00 | 1988-12-15 06:00 | Petroleum | On road diesel | On road diesel |  | Steel | Steel |  |  | Steel |  | 1901-01-01 06:00 | [15 empty] | UST Currently In Use: 0; UST Temp Close: 0; AST Currently In Use: 0; AST Temp Closed: 0 | 0 | 0 | 2 | 12089-089-008310 | GILES & KENDALL
13081 | Permanently Closed | 1998-11-01 06:00 | 1976-01-01 06:00 | 1998-11-01 06:00 | Petroleum | Unleaded gasoline | Unleaded gasoline |  | Steel | Steel |  | Painted or None | Steel |  | 1901-01-01 06:00 | [15 empty] | UST Currently In Use: 0; UST Temp Close: 0; AST Currently In Use: 0; AST Temp Closed: 0 | 0 | 0 | 4 | 12092-113-005015 | GLADYS CREWS
13082 | Permanently Closed | 1998-11-01 06:00 | 1976-01-01 06:00 | 1998-11-01 06:00 | Petroleum | Unleaded gasoline | Unleaded gasoline |  | Steel | Steel |  | Painted or None | Steel |  | 1901-01-01 06:00 | [15 empty] | UST Currently In Use: 0; UST Temp Close: 0; AST Currently In Use: 0; AST Temp Closed: 0 | 0 | 0 | 4 | 12092-113-005015 | GLADYS CREWS
13083 | Permanently Closed | 1998-11-01 06:00 | 1976-01-01 06:00 | 1998-11-01 06:00 | Petroleum | Unleaded gasoline | Unleaded gasoline |  | Steel | Steel |  | Painted or None | Steel |  | 1901-01-01 06:00 | [15 empty] | UST Currently In Use: 0; UST Temp Close: 0; AST Currently In Use: 0; AST Temp Closed: 0 | 0 | 0 | 4 | 12092-113-005015 | GLADYS CREWS
13084 | Permanently Closed | 1998-11-01 06:00 | 1976-01-01 06:00 | 1998-11-01 06:00 | Petroleum | On road diesel | On road diesel |  | Steel | Steel |  | Painted or None | Steel |  | 1901-01-01 06:00 | [15 empty] | UST Currently In Use: 0; UST Temp Close: 0; AST Currently In Use: 0; AST Temp Closed: 0 | 0 | 0 | 4 | 12092-113-005015 | GLADYS CREWS
13085 | Permanently Closed | 1986-01-01 06:00 | 1956-01-01 06:00 | 1992-02-22 06:00 | Petroleum | On road diesel | On road diesel |  | Steel | Steel |  |  | Steel |  | 1901-01-01 06:00 | [15 empty] | UST Currently In Use: 0; UST Temp Close: 0; AST Currently In Use: 0; AST Temp Closed: 0 | 0 | 0 | 3 | 12093-077-010096 | GLEN JENKINS
13086 | Permanently Closed | 1986-01-01 06:00 | 1956-01-01 06:00 | 1992-02-22 06:00 | Petroleum | On road diesel | On road diesel |  | Steel | Steel |  |  | Steel |  | 1901-01-01 06:00 | [15 empty] | UST Currently In Use: 0; UST Temp Close: 0; AST Currently In Use: 0; AST Temp Closed: 0 | 0 | 0 | 3 | 12093-077-010096 | GLEN JENKINS
13087 | Permanently Closed | 1985-06-01 06:00 | 1956-01-01 06:00 | 1992-02-22 06:00 | Petroleum | On road diesel | On road diesel |  | Steel | Steel |  |  | Steel |  | 1901-01-01 06:00 | [15 empty] | UST Currently In Use: 0; UST Temp Close: 0; AST Currently In Use: 0; AST Temp Closed: 0 | 0 | 0 | 3 | 12093-077-010096 | GLEN JENKINS
13088 | Temporary Closed | 2013-07-31 06:00 | 1901-01-01 06:00 |  | Petroleum | Unleaded gasoline | Unleaded gasoline | Retail | Steel | Steel | Field installed cathodic protection |  | Steel |  |  | Field installed cathodic protection | Catchment Basin, Single walled catchment basin | Automatic shutoff device At 95% full | Automatic shutoff device At 95% full |  |  | Statistical Inventory Reconciliation (SIR) | [8 empty] | UST Currently In Use: 0; UST Temp Close: 4; AST Currently In Use: 0; AST Temp Closed: 0 | 0 | 4 | 0 | 24253-025-007163 | GLEN M. & LOUISE W. JERNIGAN
13089 | Temporary Closed | 2013-07-31 06:00 | 1901-01-01 06:00 |  | Petroleum | Unleaded gasoline | Unleaded gasoline |  | Steel | Steel | Field installed cathodic protection |  | Steel |  |  | Field installed cathodic protection | Catchment Basin, Single walled catchment basin | Automatic shutoff device At 95% full | Automatic shutoff device At 95% full |  |  | Statistical Inventory Reconciliation (SIR) | [8 empty] | UST Currently In Use: 0; UST Temp Close: 4; AST Currently In Use: 0; AST Temp Closed: 0 | 0 | 4 | 0 | 24253-025-007163 | GLEN M. & LOUISE W. JERNIGAN
13090 | Temporary Closed | 2013-07-31 06:00 | 1901-01-01 06:00 |  | Petroleum | Unleaded gasoline | Unleaded gasoline | Retail | Single Wall, Steel | Steel | Field installed cathodic protection |  | Single Wall, Steel |  |  | Field installed cathodic protection | Catchment Basin, Single walled catchment basin | Automatic shutoff device At 95% full | Automatic shutoff device At 95% full |  |  | Statistical Inventory Reconciliation (SIR) | [8 empty] | UST Currently In Use: 0; UST Temp Close: 4; AST Currently In Use: 0; AST Temp Closed: 0 | 0 | 4 | 0 | 24253-025-007163 | GLEN M. & LOUISE W. JERNIGAN
13091 | Temporary Closed | 2013-07-31 06:00 | 1901-01-01 06:00 |  | Petroleum | Unleaded gasoline | Unleaded gasoline | Retail | Steel | Steel | Field installed cathodic protection |  | Steel |  |  | Field installed cathodic protection | Catchment Basin, Single walled catchment basin | Automatic shutoff device At 95% full | Automatic shutoff device At 95% full |  |  | Statistical Inventory Reconciliation (SIR) | [8 empty] | UST Currently In Use: 0; UST Temp Close: 4; AST Currently In Use: 0; AST Temp Closed: 0 | 0 | 4 | 0 | 24253-025-007163 | GLEN M. & LOUISE W. JERNIGAN
13092 | Temporary Closed | 2017-01-12 06:00 | 1976-01-01 06:00 |  | Petroleum | Unleaded gasoline | Unleaded gasoline | Retail | Steel | Steel | Field installed cathodic protection |  | Steel |  |  | Field installed cathodic protection | Catchment Basin, Single walled catchment basin | Automatic shutoff device At 95% full | Automatic shutoff device At 95% full |  |  | Statistical Inventory Reconciliation (SIR) | [8 empty] | UST Currently In Use: 0; UST Temp Close: 3; AST Currently In Use: 0; AST Temp Closed: 0 | 0 | 3 | 0 | 24435-097-004727 | PAWAN KHADGI SHAHI
13093 | Temporary Closed | 2017-01-12 06:00 | 1976-01-01 06:00 |  | Petroleum | Unleaded gasoline | Unleaded gasoline | Retail | Steel | Steel | Field installed cathodic protection |  | Steel |  |  | Field installed cathodic protection | Catchment Basin, Single walled catchment basin | Automatic shutoff device At 95% full | Automatic shutoff device At 95% full |  |  | Statistical Inventory Reconciliation (SIR) | [8 empty] | UST Currently In Use: 0; UST Temp Close: 3; AST Currently In Use: 0; AST Temp Closed: 0 | 0 | 3 | 0 | 24435-097-004727 | PAWAN KHADGI SHAHI
13094 | Temporary Closed | 2003-01-01 06:00 | 1982-01-01 06:00 |  | Petroleum | Unleaded gasoline | Unleaded gasoline | Retail | Steel | Steel | Field installed cathodic protection |  | Steel |  |  | Field installed cathodic protection | Catchment Basin, Single walled catchment basin | Automatic shutoff device At 95% full | Automatic shutoff device At 95% full |  |  | Statistical Inventory Reconciliation (SIR) | [8 empty] | UST Currently In Use: 0; UST Temp Close: 3; AST Currently In Use: 0; AST Temp Closed: 0 | 0 | 3 | 0 | 24435-097-004727 | PAWAN KHADGI SHAHI
13095 | Permanently Closed | 1997-01-01 06:00 | 1975-01-01 06:00 | 1997-06-16 06:00 | Petroleum | On road diesel | On road diesel | Retail | Steel | Steel |  | Painted or None | Steel |  | 1901-01-01 06:00 | [15 empty] | UST Currently In Use: 0; UST Temp Close: 0; AST Currently In Use: 0; AST Temp Closed: 0 | 0 | 0 | 2 | 12098-069-007462 | CHARLES G TAYLOR
13096 | Permanently Closed | 1997-01-01 06:00 | 1975-01-01 06:00 | 1997-06-16 06:00 | Petroleum | Unleaded gasoline | Unleaded gasoline | Retail | Steel | Steel |  | Painted or None | Steel |  | 1901-01-01 06:00 | [15 empty] | UST Currently In Use: 0; UST Temp Close: 0; AST Currently In Use: 0; AST Temp Closed: 0 | 0 | 0 | 2 | 12098-069-007462 | CHARLES G TAYLOR
13097 | Permanently Closed | 1990-11-13 06:00 | 1974-01-01 06:00 | 1990-11-13 06:00 | Petroleum | Used oil | Used oil |  | Steel | Steel |  | Painted or None | Steel |  | 1901-01-01 06:00 | [15 empty] | UST Currently In Use: 0; UST Temp Close: 0; AST Currently In Use: 0; AST Temp Closed: 0 | 0 | 0 | 9 | 12099-017-002571 | GLENN MCCLENDON TRUCKING CO INC
13098 | Permanently Closed | 2003-03-16 06:00 | 1974-01-01 06:00 | 2010-08-17 06:00 | Petroleum | On road diesel | On road diesel | Industrial | Steel | Steel | Field installed cathodic protection |  | Steel |  | 1901-01-01 06:00 | Field installed cathodic protection | Catchment Basin, Single walled catchment basin | Automatic shutoff device At 95% full | Automatic shutoff device At 95% full |  |  | Statistical Inventory Reconciliation (SIR) | [8 empty] | UST Currently In Use: 0; UST Temp Close: 0; AST Currently In Use: 0; AST Temp Closed: 0 | 0 | 0 | 9 | 12099-017-002571 | GLENN MCCLENDON TRUCKING CO INC
13099 | Permanently Closed | 1990-11-13 06:00 | 1971-01-01 06:00 | 1990-11-13 06:00 | Petroleum | On road diesel | On road diesel |  | Steel | Steel |  | Painted or None | Steel |  | 1901-01-01 06:00 | [15 empty] | UST Currently In Use: 0; UST Temp Close: 0; AST Currently In Use: 0; AST Temp Closed: 0 | 0 | 0 | 9 | 12099-017-002571 | GLENN MCCLENDON TRUCKING CO INC
13100 | Permanently Closed | 1990-11-13 06:00 | 1971-01-01 06:00 | 1990-11-13 06:00 | Petroleum | On road diesel | On road diesel |  | Steel | Steel |  | Painted or None | Steel |  | 1901-01-01 06:00 | [15 empty] | UST Currently In Use: 0; UST Temp Close: 0; AST Currently In Use: 0; AST Temp Closed: 0 | 0 | 0 | 9 | 12099-017-002571 | GLENN MCCLENDON TRUCKING CO INC
13101 | Permanently Closed | 1901-01-01 06:00 | 1969-01-01 06:00 | 1990-11-13 06:00 | Petroleum | Other, NEW OIL | Other |  | Steel | Steel |  | Painted or None | Steel |  | 1901-01-01 06:00 | [15 empty] | UST Currently In Use: 0; UST Temp Close: 0; AST Currently In Use: 0; AST Temp Closed: 0 | 0 | 0 | 9 | 12099-017-002571 | GLENN MCCLENDON TRUCKING CO INC
13102 | Permanently Closed | 1901-01-01 06:00 | 1969-01-01 06:00 | 1990-11-13 06:00 | Petroleum | Unleaded gasoline | Unleaded gasoline |  | Steel | Steel |  | Painted or None | Steel |  | 1901-01-01 06:00 | [15 empty] | UST Currently In Use: 0; UST Temp Close: 0; AST Currently In Use: 0; AST Temp Closed: 0 | 0 | 0 | 9 | 12099-017-002571 | GLENN MCCLENDON TRUCKING CO INC
13103 | Permanently Closed | 1901-01-01 06:00 | 1969-01-01 06:00 | 1990-11-13 06:00 | Petroleum | On road diesel | On road diesel |  | Steel | Steel |  | Painted or None | Steel |  | 1901-01-01 06:00 | [15 empty] | UST Currently In Use: 0; UST Temp Close: 0; AST Currently In Use: 0; AST Temp Closed: 0 | 0 | 0 | 9 | 12099-017-002571 | GLENN MCCLENDON TRUCKING CO INC
13104 | Permanently Closed | 1901-01-01 06:00 | 1969-01-01 06:00 | 1990-11-13 06:00 | Petroleum | Used oil | Used oil |  | Steel | Steel |  | Painted or None | Steel |  | 1901-01-01 06:00 | [15 empty] | UST Currently In Use: 0; UST Temp Close: 0; AST Currently In Use: 0; AST Temp Closed: 0 | 0 | 0 | 9 | 12099-017-002571 | GLENN MCCLENDON TRUCKING CO INC
13105 | Permanently Closed | 1901-01-01 06:00 | 1969-01-01 06:00 | 1990-11-13 06:00 | Petroleum | Used oil | Used oil |  | Steel | Steel |  | Painted or None | Steel |  | 1901-01-01 06:00 | [15 empty] | UST Currently In Use: 0; UST Temp Close: 0; AST Currently In Use: 0; AST Temp Closed: 0 | 0 | 0 | 9 | 12099-017-002571 | GLENN MCCLENDON TRUCKING CO INC
13106 | Permanently Closed | 1996-06-01 06:00 | 1981-04-01 06:00 | 1997-05-20 06:00 | Petroleum | On road diesel | On road diesel |  | Steel | Steel |  | Painted or None | Steel |  | 1901-01-01 06:00 | [6 empty] | Statistical Inventory Reconciliation (SIR) |  | Other, 3 YR TEST | Other |  |  | Other, 3 YR TEST | Other |  | UST Currently In Use: 0; UST Temp Close: 0; AST Currently In Use: 0; AST Temp Closed: 0 | 0 | 0 | 1 | 12099-079-002572 | GLENN MCCLENDON TRUCKING CO INC
13107 | Cannot Locate or abandoned | 2001-10-15 06:00 | 1973-01-01 06:00 |  | Petroleum | On road diesel | On road diesel | Industrial | Steel | Steel | Field installed cathodic protection |  | Steel |  |  | Field installed cathodic protection | Catchment Basin, Single walled catchment basin | Automatic shutoff device At 95% full | Automatic shutoff device At 95% full |  |  | Statistical Inventory Reconciliation (SIR) | [8 empty] | UST Currently In Use: 0; UST Temp Close: 0; AST Currently In Use: 0; AST Temp Closed: 0 | 0 | 0 | 0 | 22602-101-002570 | JOHNSON & SON'S STEEL STEEL INC
13108 | Cannot Locate or abandoned | 2001-10-15 06:00 | 1973-01-01 06:00 |  | Petroleum | On road diesel | On road diesel | Industrial | Steel | Steel | Field installed cathodic protection |  | Steel |  |  | Field installed cathodic protection | Catchment Basin, Single walled catchment basin | Automatic shutoff device At 95% full | Automatic shutoff device At 95% full |  |  | Statistical Inventory Reconciliation (SIR) | [8 empty] | UST Currently In Use: 0; UST Temp Close: 0; AST Currently In Use: 0; AST Temp Closed: 0 | 0 | 0 | 0 | 22602-101-002570 | JOHNSON & SON'S STEEL STEEL INC
13109 | Permanently Closed | 1998-03-27 06:00 | 1974-01-01 06:00 | 1998-03-27 06:00 | Petroleum | Unleaded gasoline | Unleaded gasoline |  | Steel | Steel |  | Painted or None | Steel |  | 1901-01-01 06:00 | [15 empty] | UST Currently In Use: 0; UST Temp Close: 0; AST Currently In Use: 0; AST Temp Closed: 0 | 0 | 0 | 1 | 12100-095-006228 | GLENN VAUGHN
13110 | Permanently Closed | 1998-12-22 06:00 | 1962-01-01 06:00 | 2000-02-08 06:00 | Petroleum | Premium gasoline | Premium gasoline |  | Steel | Steel |  | Painted or None | Steel |  | 1901-01-01 06:00 |  | Catchment Basin, Single walled catchment basin |  |  |  |  | Statistical Inventory Reconciliation (SIR) | [8 empty] | UST Currently In Use: 0; UST Temp Close: 0; AST Currently In Use: 0; AST Temp Closed: 0 | 0 | 0 | 3 | 12101-073-003992 | DOUGLAS VINES
13111 | Permanently Closed | 1998-12-22 06:00 | 1962-01-01 06:00 | 2000-02-08 06:00 | Petroleum | Mid-grade gasoline | Mid-grade gasoline |  | Steel | Steel |  | Painted or None | Steel |  | 1901-01-01 06:00 |  | Catchment Basin, Single walled catchment basin |  |  |  |  | Statistical Inventory Reconciliation (SIR) | [5 empty] | Statistical inventory reconciliation (SIR) | Statistical inventory reconciliation (SIR) |  | UST Currently In Use: 0; UST Temp Close: 0; AST Currently In Use: 0; AST Temp Closed: 0 | 0 | 0 | 3 | 12101-073-003992 | DOUGLAS VINES
13112 | Permanently Closed | 1998-12-22 06:00 | 1962-01-01 06:00 | 2000-02-08 06:00 | Petroleum | Unleaded gasoline | Unleaded gasoline |  | Steel | Steel |  | Painted or None | Steel |  | 1901-01-01 06:00 |  | Catchment Basin, Single walled catchment basin |  |  |  |  | Statistical Inventory Reconciliation (SIR) | [8 empty] | UST Currently In Use: 0; UST Temp Close: 0; AST Currently In Use: 0; AST Temp Closed: 0 | 0 | 0 | 3 | 12101-073-003992 | DOUGLAS VINES
13117 | Permanently Closed | 2003-10-05 06:00 | 1985-01-01 06:00 | 2005-10-05 06:00 | Petroleum | On road diesel | On road diesel | Retail | Fiberglass coated steel | Fiberglass coated steel |  |  | Fiberglass reinforced plastic |  | 1901-01-01 06:00 |  | Catchment Basin, Single walled catchment basin | Automatic shutoff device At 95% full | Automatic shutoff device At 95% full |  |  | Continuous Automatic Tank Gauge | [5 empty] | Annual line testing, Continuous alarm system | Continuous alarm system |  | UST Currently In Use: 0; UST Temp Close: 0; AST Currently In Use: 0; AST Temp Closed: 0 | 0 | 0 | 4 | 15254-115-000525 | WADSWORTH OIL CO OF CLANTON INC
13118 | Permanently Closed | 2003-10-05 06:00 | 1985-01-01 06:00 | 2005-10-05 06:00 | Petroleum | Kerosene | Kerosene | Retail | Fiberglass coated steel | Fiberglass coated steel |  |  | Fiberglass reinforced plastic |  | 1901-01-01 06:00 |  | Catchment Basin, Single walled catchment basin | Automatic shutoff device At 95% full | Automatic shutoff device At 95% full |  |  | Continuous Automatic Tank Gauge | [5 empty] | Annual line testing, Continuous alarm system | Continuous alarm system |  | UST Currently In Use: 0; UST Temp Close: 0; AST Currently In Use: 0; AST Temp Closed: 0 | 0 | 0 | 4 | 15254-115-000525 | WADSWORTH OIL CO OF CLANTON INC
13119 | Permanently Closed | 2003-10-05 06:00 | 1985-01-01 06:00 | 2005-10-05 06:00 | Petroleum | Premium gasoline | Premium gasoline | Retail | Fiberglass coated steel | Fiberglass coated steel |  |  | Fiberglass reinforced plastic |  | 1901-01-01 06:00 | None | Catchment Basin, Single walled catchment basin | Automatic shutoff device At 95% full | Automatic shutoff device At 95% full |  |  | Continuous Automatic Tank Gauge | [5 empty] | Annual line testing, Continuous alarm system | Continuous alarm system |  | UST Currently In Use: 0; UST Temp Close: 0; AST Currently In Use: 0; AST Temp Closed: 0 | 0 | 0 | 4 | 15254-115-000525 | WADSWORTH OIL CO OF CLANTON INC
13120 | Permanently Closed | 2003-10-05 06:00 | 1985-01-01 06:00 | 2005-10-05 06:00 | Petroleum | Unleaded gasoline | Unleaded gasoline | Retail | Fiberglass coated steel | Fiberglass coated steel |  |  | Fiberglass reinforced plastic |  | 1901-01-01 06:00 | None | Catchment Basin, Single walled catchment basin | Automatic shutoff device At 95% full | Automatic shutoff device At 95% full |  |  | Continuous Automatic Tank Gauge | [5 empty] | Annual line testing, Continuous alarm system | Continuous alarm system |  | UST Currently In Use: 0; UST Temp Close: 0; AST Currently In Use: 0; AST Temp Closed: 0 | 0 | 0 | 4 | 15254-115-000525 | WADSWORTH OIL CO OF CLANTON INC
13122 | Permanently Closed | 1990-10-26 06:00 | 1964-01-01 06:00 | 1990-10-26 06:00 | Petroleum | Used oil | Used oil | [5 empty] | Steel |  | 1901-01-01 06:00 | [15 empty] | UST Currently In Use: 0; UST Temp Close: 0; AST Currently In Use: 0; AST Temp Closed: 0 | 0 | 0 | 1 | 12103-089-000700 | GLOVER & MCGAHA TRUCK SHOP
13123 | Permanently Closed | 1996-11-05 06:00 | 1987-01-01 06:00 | 1997-06-30 06:00 | Petroleum | On road diesel | On road diesel |  | Steel | Steel | Coated & cathodic protection (sti-P3) |  | Fiberglass reinforced plastic |  | 1901-01-01 06:00 | None | [11 empty] | Annual line testing | Annual line testing |  | UST Currently In Use: 0; UST Temp Close: 0; AST Currently In Use: 1; AST Temp Closed: 0 | 0 | 0 | 4 | 12106-043-004864 | GOLD KIST INC DALE ROBERTS
13124 | Permanently Closed | 1997-06-30 06:00 | 1987-01-01 06:00 | 1997-06-30 06:00 | Petroleum | On road diesel | On road diesel | Emergency power generator | Steel | Steel | Coated & cathodic protection (sti-P3) |  | Fiberglass reinforced plastic |  | 1901-01-01 06:00 | None | [14 empty] | UST Currently In Use: 0; UST Temp Close: 0; AST Currently In Use: 1; AST Temp Closed: 0 | 0 | 0 | 4 | 12106-043-004864 | GOLD KIST INC DALE ROBERTS
13125 | Permanently Closed | 1997-08-22 06:00 | 1973-01-01 06:00 | 1997-08-22 06:00 | Petroleum | On road diesel | On road diesel | Emergency power generator | Steel | Steel |  | Painted or None |  |  | 1901-01-01 06:00 | [15 empty] | UST Currently In Use: 0; UST Temp Close: 0; AST Currently In Use: 1; AST Temp Closed: 0 | 0 | 0 | 1 | 12106-029-004859 | GOLD KIST INC DALE ROBERTS
13126 | Permanently Closed | 1987-01-01 06:00 | 1978-01-01 06:00 | 1987-01-01 06:00 | Petroleum | Unleaded gasoline | Unleaded gasoline |  | Steel | Steel |  | Painted or None | Steel |  | 1901-01-01 06:00 | [12 empty] | Annual line testing | Annual line testing |  | UST Currently In Use: 0; UST Temp Close: 0; AST Currently In Use: 1; AST Temp Closed: 0 | 0 | 0 | 4 | 12106-043-004864 | GOLD KIST INC DALE ROBERTS
13127 | Permanently Closed | 1997-06-30 06:00 | 1985-01-01 06:00 | 1997-06-30 06:00 | Petroleum | Unleaded gasoline | Unleaded gasoline | Emergency power generator | Steel | Steel | Coated & cathodic protection (sti-P3) |  | Fiberglass reinforced plastic |  | 1901-01-01 06:00 | None | [14 empty] | UST Currently In Use: 0; UST Temp Close: 0; AST Currently In Use: 1; AST Temp Closed: 0 | 0 | 0 | 4 | 12106-043-004864 | GOLD KIST INC DALE ROBERTS
13128 | Retired | 1988-08-08 06:00 | 1977-01-01 06:00 |  | Petroleum | Unleaded gasoline | Unleaded gasoline |  | Steel | Steel |  | Painted or None | Steel |  | 1901-01-01 06:00 | [15 empty] | UST Currently In Use: 0; UST Temp Close: 0; AST Currently In Use: 0; AST Temp Closed: 0 | 0 | 0 | 0 | 12106-043-004865 | GOLD KIST INC DALE ROBERTS
13129 | Retired | 1988-08-08 06:00 | 1980-01-01 06:00 |  | Petroleum | On road diesel | On road diesel |  | Steel | Steel |  | Painted or None | Steel |  | 1901-01-01 06:00 | [15 empty] | UST Currently In Use: 0; UST Temp Close: 0; AST Currently In Use: 0; AST Temp Closed: 0 | 0 | 0 | 0 | 12106-043-004865 | GOLD KIST INC DALE ROBERTS
13130 | Retired | 1988-08-08 06:00 | 1980-01-01 06:00 |  | Petroleum | On road diesel | On road diesel |  | Steel | Steel |  | Painted or None | Steel |  | 1901-01-01 06:00 | [15 empty] | UST Currently In Use: 0; UST Temp Close: 0; AST Currently In Use: 0; AST Temp Closed: 0 | 0 | 0 | 0 | 12106-043-004865 | GOLD KIST INC DALE ROBERTS
13131 | Permanently Closed | 1991-06-06 06:00 | 1963-01-01 06:00 | 1991-06-06 06:00 | Petroleum | Unleaded gasoline | Unleaded gasoline |  | Steel | Steel |  | Painted or None | Steel |  | 1901-01-01 06:00 | [15 empty] | UST Currently In Use: 0; UST Temp Close: 0; AST Currently In Use: 0; AST Temp Closed: 0 | 0 | 0 | 2 | 12106-071-004863 | GOLD KIST INC DALE ROBERTS
13132 | Permanently Closed | 1991-06-06 06:00 | 1968-01-01 06:00 | 1991-06-06 06:00 | Petroleum | On road diesel | On road diesel |  | Steel | Steel |  | Painted or None | Steel |  | 1901-01-01 06:00 | [15 empty] | UST Currently In Use: 0; UST Temp Close: 0; AST Currently In Use: 0; AST Temp Closed: 0 | 0 | 0 | 2 | 12106-071-004863 | GOLD KIST INC DALE ROBERTS
13133 | Permanently Closed | 1992-12-17 06:00 | 1973-01-01 06:00 | 1992-12-17 06:00 | Petroleum | Unleaded gasoline | Unleaded gasoline |  | Steel | Steel |  | Painted or None | Steel |  | 1901-01-01 06:00 | [15 empty] | UST Currently In Use: 0; UST Temp Close: 0; AST Currently In Use: 2; AST Temp Closed: 0 | 0 | 0 | 3 | 12106-073-005867 | GOLD KIST INC DALE ROBERTS
13134 | Permanently Closed | 1992-12-17 06:00 | 1973-01-01 06:00 | 1992-12-17 06:00 | Petroleum | On road diesel | On road diesel |  | Steel | Steel |  | Painted or None | Steel |  | 1901-01-01 06:00 | [15 empty] | UST Currently In Use: 0; UST Temp Close: 0; AST Currently In Use: 2; AST Temp Closed: 0 | 0 | 0 | 3 | 12106-073-005867 | GOLD KIST INC DALE ROBERTS
13135 | Permanently Closed | 1992-12-17 06:00 | 1973-01-01 06:00 | 1992-12-17 06:00 | Petroleum | On road diesel | On road diesel |  | Steel | Steel |  | Painted or None | Steel |  | 1901-01-01 06:00 | [15 empty] | UST Currently In Use: 0; UST Temp Close: 0; AST Currently In Use: 2; AST Temp Closed: 0 | 0 | 0 | 3 | 12106-073-005867 | GOLD KIST INC DALE ROBERTS
13136 | Retired | 1979-01-01 06:00 | 1963-01-01 06:00 |  | Petroleum | On road diesel | On road diesel |  | Steel | Steel |  | Painted or None | Steel |  | 1901-01-01 06:00 | [15 empty] | UST Currently In Use: 0; UST Temp Close: 0; AST Currently In Use: 2; AST Temp Closed: 0 | 0 | 0 | 3 | 12106-073-005867 | GOLD KIST INC DALE ROBERTS
13137 | Retired | 1979-01-01 06:00 | 1963-01-01 06:00 |  | Petroleum | On road diesel | On road diesel |  | Steel | Steel |  | Painted or None | Steel |  | 1901-01-01 06:00 | [15 empty] | UST Currently In Use: 0; UST Temp Close: 0; AST Currently In Use: 2; AST Temp Closed: 0 | 0 | 0 | 3 | 12106-073-005867 | GOLD KIST INC DALE ROBERTS
13138 | Permanently Closed | 1992-01-06 06:00 | 1973-01-01 06:00 | 1992-01-06 06:00 | Petroleum | On road diesel | On road diesel |  | Steel | Steel |  | Painted or None | Steel |  | 1901-01-01 06:00 | [15 empty] | UST Currently In Use: 0; UST Temp Close: 0; AST Currently In Use: 0; AST Temp Closed: 0 | 0 | 0 | 2 | 12106-095-004860 | GOLD KIST INC DALE ROBERTS
13139 | Permanently Closed | 1992-12-01 06:00 | 1968-01-01 06:00 | 1993-01-05 06:00 | Petroleum | Unleaded gasoline | Unleaded gasoline |  | Steel | Steel |  | Painted or None | Steel |  | 1901-01-01 06:00 | [15 empty] | UST Currently In Use: 0; UST Temp Close: 0; AST Currently In Use: 0; AST Temp Closed: 0 | 0 | 0 | 2 | 12106-095-004860 | GOLD KIST INC DALE ROBERTS
13140 | Permanently Closed | 1901-01-01 06:00 | 1975-01-01 06:00 | 1988-01-01 06:00 | Petroleum | Unleaded gasoline | Unleaded gasoline |  | Steel | Steel |  | Painted or None | Steel |  | 1901-01-01 06:00 | [15 empty] | UST Currently In Use: 0; UST Temp Close: 0; AST Currently In Use: 3; AST Temp Closed: 0 | 0 | 0 | 2 | 24877-095-004861 | PILGRIMS
13141 | Permanently Closed | 1901-01-01 06:00 | 1971-01-01 06:00 | 1988-01-01 06:00 | Petroleum | On road diesel | On road diesel |  | Steel | Steel |  | Painted or None | Steel |  | 1901-01-01 06:00 | [15 empty] | UST Currently In Use: 0; UST Temp Close: 0; AST Currently In Use: 3; AST Temp Closed: 0 | 0 | 0 | 2 | 24877-095-004861 | PILGRIMS
13143 | Permanently Closed | 1991-07-18 06:00 | 1966-01-01 06:00 | 1991-07-18 06:00 | Petroleum | On road diesel | On road diesel | Emergency power generator | Steel | Steel |  | Painted or None | Steel |  | 1901-01-01 06:00 | [15 empty] | UST Currently In Use: 0; UST Temp Close: 0; AST Currently In Use: 0; AST Temp Closed: 0 | 0 | 0 | 1 | 12106-127-004866 | GOLD KIST INC DALE ROBERTS
13146 | Permanently Closed | 1997-09-01 06:00 | 1980-01-01 06:00 | 1997-09-16 06:00 | Petroleum | On road diesel | On road diesel | Retail | Steel | Steel |  | Painted or None | Steel |  | 1901-01-01 06:00 | [15 empty] | UST Currently In Use: 2; UST Temp Close: 0; AST Currently In Use: 0; AST Temp Closed: 0 | 2 | 0 | 6 | 12108-073-000124 | GOLDEN FLAKE SNACKFOOD ATTN TRANSPOR
13147 | Permanently Closed | 1997-09-01 06:00 | 1980-01-01 06:00 | 1997-09-16 06:00 | Petroleum | Unleaded gasoline | Unleaded gasoline | Retail | Steel | Steel |  | Painted or None | Steel |  | 1901-01-01 06:00 | [15 empty] | UST Currently In Use: 2; UST Temp Close: 0; AST Currently In Use: 0; AST Temp Closed: 0 | 2 | 0 | 6 | 12108-073-000124 | GOLDEN FLAKE SNACKFOOD ATTN TRANSPOR
13149 | Permanently Closed | 1989-11-21 06:00 | 1970-01-01 06:00 | 1989-11-21 06:00 | Petroleum | On road diesel | On road diesel |  | Steel | Steel |  | Painted or None | Steel |  | 1901-01-01 06:00 | [15 empty] | UST Currently In Use: 2; UST Temp Close: 0; AST Currently In Use: 0; AST Temp Closed: 0 | 2 | 0 | 6 | 12108-073-000124 | GOLDEN FLAKE SNACKFOOD ATTN TRANSPOR
13150 | Permanently Closed | 1982-10-01 06:00 | 1966-01-01 06:00 | 1988-05-16 06:00 | Petroleum | Other, OTHER | Other |  | Steel | Steel |  | Painted or None | Steel |  | 1901-01-01 06:00 | [15 empty] | UST Currently In Use: 2; UST Temp Close: 0; AST Currently In Use: 0; AST Temp Closed: 0 | 2 | 0 | 6 | 12108-073-000124 | GOLDEN FLAKE SNACKFOOD ATTN TRANSPOR
13151 | Permanently Closed | 1982-10-01 06:00 | 1967-01-01 06:00 | 1988-05-16 06:00 | Petroleum | Other, OTHER | Other |  | Steel | Steel |  | Painted or None | Steel |  | 1901-01-01 06:00 | [15 empty] | UST Currently In Use: 2; UST Temp Close: 0; AST Currently In Use: 0; AST Temp Closed: 0 | 2 | 0 | 6 | 12108-073-000124 | GOLDEN FLAKE SNACKFOOD ATTN TRANSPOR
13152 | Permanently Closed | 1980-01-01 06:00 | 1901-01-01 06:00 | 1988-05-16 06:00 | Petroleum | Other, EMPTY | Other |  | Steel | Steel |  |  |  |  | 1901-01-01 06:00 | [15 empty] | UST Currently In Use: 2; UST Temp Close: 0; AST Currently In Use: 0; AST Temp Closed: 0 | 2 | 0 | 6 | 12108-073-000124 | GOLDEN FLAKE SNACKFOOD ATTN TRANSPOR
13153 | Permanently Closed | 1995-01-13 06:00 | 1979-01-01 06:00 | 1995-01-13 06:00 | Petroleum | Unleaded gasoline | Unleaded gasoline |  | Steel | Steel |  | Painted or None | Steel |  | 1901-01-01 06:00 | [15 empty] | UST Currently In Use: 0; UST Temp Close: 0; AST Currently In Use: 0; AST Temp Closed: 0 | 0 | 0 | 1 | 12108-097-000111 | GOLDEN FLAKE SNACKFOOD ATTN TRANSPOR
13154 | Permanently Closed | 1995-01-05 06:00 | 1983-01-01 06:00 | 1995-01-10 06:00 | Petroleum | On road diesel | On road diesel |  | Fiberglass reinforced plastic | Fiberglass reinforced plastic |  |  | Fiberglass reinforced plastic |  | 1901-01-01 06:00 | None | Catchment Basin, Single walled catchment basin | [13 empty] | UST Currently In Use: 0; UST Temp Close: 0; AST Currently In Use: 0; AST Temp Closed: 0 | 0 | 0 | 1 | 12108-125-000110 | GOLDEN FLAKE SNACKFOOD ATTN TRANSPOR
13155 | Permanently Closed | 1989-01-01 06:00 | 1973-01-01 06:00 | 1989-01-01 06:00 | Petroleum | Unleaded gasoline | Unleaded gasoline | [7 empty] | 1901-01-01 06:00 | [15 empty] | UST Currently In Use: 0; UST Temp Close: 0; AST Currently In Use: 0; AST Temp Closed: 0 | 0 | 0 | 1 | 12109-065-002613 | GOLDEN ROD BROILERS INC
13156 | Permanently Closed | 1998-12-21 06:00 | 1964-01-01 06:00 | 1999-04-28 06:00 | Petroleum | Unleaded gasoline | Unleaded gasoline |  | Steel | Steel |  | Painted or None | Steel |  | 1901-01-01 06:00 | [15 empty] | UST Currently In Use: 0; UST Temp Close: 0; AST Currently In Use: 0; AST Temp Closed: 0 | 0 | 0 | 4 | 12110-073-010915 | GOODWIN OIL CO
13157 | Permanently Closed | 1998-12-21 06:00 | 1964-01-01 06:00 | 1999-04-28 06:00 | Petroleum | Unleaded gasoline | Unleaded gasoline |  | Steel | Steel |  | Painted or None | Steel |  | 1901-01-01 06:00 | [15 empty] | UST Currently In Use: 0; UST Temp Close: 0; AST Currently In Use: 0; AST Temp Closed: 0 | 0 | 0 | 4 | 12110-073-010915 | GOODWIN OIL CO
13158 | Permanently Closed | 1998-12-21 06:00 | 1964-01-01 06:00 | 1999-04-28 06:00 | Petroleum | On road diesel | On road diesel |  | Steel | Steel |  | Painted or None | Steel |  | 1901-01-01 06:00 | [15 empty] | UST Currently In Use: 0; UST Temp Close: 0; AST Currently In Use: 0; AST Temp Closed: 0 | 0 | 0 | 4 | 12110-073-010915 | GOODWIN OIL CO
13159 | Permanently Closed | 1998-12-21 06:00 | 1980-01-01 06:00 | 1999-04-28 06:00 | Petroleum | On road diesel | On road diesel |  | Steel | Steel |  | Painted or None | Steel |  | 1901-01-01 06:00 | [15 empty] | UST Currently In Use: 0; UST Temp Close: 0; AST Currently In Use: 0; AST Temp Closed: 0 | 0 | 0 | 4 | 12110-073-010915 | GOODWIN OIL CO
13160 | Permanently Closed | 1988-08-08 06:00 | 1972-01-01 06:00 | 1996-01-01 06:00 | Petroleum | Used oil | Used oil |  | Steel | Steel |  | Painted or None | Steel |  | 1901-01-01 06:00 | [15 empty] | UST Currently In Use: 0; UST Temp Close: 0; AST Currently In Use: 0; AST Temp Closed: 0 | 0 | 0 | 1 | 12111-097-001132 | GOODYEAR AUTO SERVICE CENTER #2284
13161 | Permanently Closed | 1995-04-24 06:00 | 1976-01-01 06:00 | 1995-04-24 06:00 | Petroleum | Used oil | Used oil |  | Steel | Steel |  |  | Steel |  | 1901-01-01 06:00 | [15 empty] | UST Currently In Use: 0; UST Temp Close: 0; AST Currently In Use: 0; AST Temp Closed: 0 | 0 | 0 | 1 | 12113-003-013057 | GOODYEAR TIRE AND RUBBER CO
13162 | Permanently Closed | 1996-07-10 06:00 | 1978-01-01 06:00 | 1996-07-10 06:00 | Petroleum | Used oil | Used oil |  | Steel | Steel |  |  | Steel |  | 1901-01-01 06:00 | [15 empty] | UST Currently In Use: 0; UST Temp Close: 0; AST Currently In Use: 0; AST Temp Closed: 0 | 0 | 0 | 1 | 12113-003-013072 | GOODYEAR TIRE AND RUBBER CO
13163 | Permanently Closed | 1993-04-30 06:00 | 1970-01-01 06:00 | 1993-04-30 06:00 | Petroleum | Used oil | Used oil |  | Steel | Steel |  |  | Steel |  | 1901-01-01 06:00 | [15 empty] | UST Currently In Use: 0; UST Temp Close: 0; AST Currently In Use: 0; AST Temp Closed: 0 | 0 | 0 | 1 | 12113-015-013070 | GOODYEAR TIRE AND RUBBER CO
13164 | Permanently Closed | 1990-01-01 06:00 | 1968-01-01 06:00 | 1990-01-01 06:00 | Petroleum | Used oil | Used oil |  | Steel | Steel |  |  | Steel |  | 1901-01-01 06:00 | [15 empty] | UST Currently In Use: 0; UST Temp Close: 0; AST Currently In Use: 0; AST Temp Closed: 0 | 0 | 0 | 1 | 12113-017-013075 | GOODYEAR TIRE AND RUBBER CO
13165 | Permanently Closed | 1996-10-01 06:00 | 1979-01-01 06:00 | 1996-11-06 06:00 | Petroleum | Used oil | Used oil |  | Steel | Steel |  |  | Steel |  | 1901-01-01 06:00 | [6 empty] | Manual Tank Gauging (only tanks 1000 gal. or less and 48” or 64” in diameter) | [8 empty] | UST Currently In Use: 0; UST Temp Close: 0; AST Currently In Use: 0; AST Temp Closed: 0 | 0 | 0 | 1 | 12113-047-013091 | GOODYEAR TIRE AND RUBBER CO
13166 | Cannot Locate or abandoned |  | 1968-01-01 06:00 |  | Petroleum | Used oil | Used oil |  | Steel | Steel |  |  |  |  | 1901-01-01 06:00 |  | Other, EXEMPT | Other, EXEMPT | Other | [11 empty] | UST Currently In Use: 0; UST Temp Close: 0; AST Currently In Use: 0; AST Temp Closed: 0 | 0 | 0 | 0 | 12113-053-013089 | GOODYEAR TIRE AND RUBBER CO
13167 | Permanently Closed | 1986-04-01 06:00 | 1940-01-01 06:00 | 1986-04-10 05:00 | Petroleum | On road diesel | On road diesel |  | Steel | Steel |  |  |  |  | 1901-01-01 06:00 | [15 empty] | UST Currently In Use: 0; UST Temp Close: 0; AST Currently In Use: 0; AST Temp Closed: 0 | 0 | 0 | 8 | 12113-055-002260 | GOODYEAR TIRE AND RUBBER CO
13168 | Permanently Closed | 1901-01-01 06:00 | 1965-01-01 06:00 | 1989-03-03 06:00 | Petroleum | Used oil | Used oil |  | Steel | Steel |  |  |  |  | 1901-01-01 06:00 | [15 empty] | UST Currently In Use: 0; UST Temp Close: 0; AST Currently In Use: 0; AST Temp Closed: 0 | 0 | 0 | 8 | 12113-055-002260 | GOODYEAR TIRE AND RUBBER CO
13169 | Permanently Closed | 1901-01-01 06:00 | 1960-01-01 06:00 | 1989-03-03 06:00 | Petroleum | Used oil | Used oil |  | Steel | Steel |  |  |  |  | 1901-01-01 06:00 | [15 empty] | UST Currently In Use: 0; UST Temp Close: 0; AST Currently In Use: 0; AST Temp Closed: 0 | 0 | 0 | 8 | 12113-055-002260 | GOODYEAR TIRE AND RUBBER CO
13170 | Permanently Closed | 1986-04-01 06:00 | 1965-01-01 06:00 | 1986-04-10 05:00 | Petroleum | Unleaded gasoline | Unleaded gasoline |  | Steel | Steel |  |  |  |  | 1901-01-01 06:00 | [15 empty] | UST Currently In Use: 0; UST Temp Close: 0; AST Currently In Use: 0; AST Temp Closed: 0 | 0 | 0 | 8 | 12113-055-002260 | GOODYEAR TIRE AND RUBBER CO
13171 | Permanently Closed | 1986-04-01 06:00 | 1965-01-01 06:00 | 1986-04-12 05:00 | Petroleum | Unleaded gasoline | Unleaded gasoline |  | Steel | Steel |  |  |  |  | 1901-01-01 06:00 | [15 empty] | UST Currently In Use: 0; UST Temp Close: 0; AST Currently In Use: 0; AST Temp Closed: 0 | 0 | 0 | 8 | 12113-055-002260 | GOODYEAR TIRE AND RUBBER CO
13172 | Permanently Closed | 1986-04-01 06:00 | 1965-01-01 06:00 | 1986-04-10 05:00 | Petroleum | Other, RUB SOLVNT | Other |  | Steel | Steel |  | Painted or None |  |  | 1901-01-01 06:00 | [15 empty] | UST Currently In Use: 0; UST Temp Close: 0; AST Currently In Use: 0; AST Temp Closed: 0 | 0 | 0 | 8 | 12113-055-002260 | GOODYEAR TIRE AND RUBBER CO
13173 | Permanently Closed | 1986-04-01 06:00 | 1965-01-01 06:00 | 1986-04-10 05:00 | Petroleum | Other, RUB SOLVNT | Other |  | Steel | Steel |  | Painted or None |  |  | 1901-01-01 06:00 | [15 empty] | UST Currently In Use: 0; UST Temp Close: 0; AST Currently In Use: 0; AST Temp Closed: 0 | 0 | 0 | 8 | 12113-055-002260 | GOODYEAR TIRE AND RUBBER CO
13174 | Permanently Closed | 1986-04-01 06:00 | 1965-01-01 06:00 | 1986-04-10 05:00 | Petroleum | Other, RUB SOLVNT | Other |  | Steel | Steel |  | Painted or None |  |  | 1901-01-01 06:00 | [15 empty] | UST Currently In Use: 0; UST Temp Close: 0; AST Currently In Use: 0; AST Temp Closed: 0 | 0 | 0 | 8 | 12113-055-002260 | GOODYEAR TIRE AND RUBBER CO
13175 | Permanently Closed | 1993-11-19 06:00 | 1967-01-01 06:00 | 1993-11-19 06:00 | Petroleum | Used oil | Used oil |  | Steel | Steel |  |  | Steel |  | 1901-01-01 06:00 | [15 empty] | UST Currently In Use: 0; UST Temp Close: 0; AST Currently In Use: 0; AST Temp Closed: 0 | 0 | 0 | 1 | 12113-071-013097 | GOODYEAR TIRE AND RUBBER CO
13177 | Permanently Closed | 1996-12-01 06:00 | 1973-01-01 06:00 | 1996-12-13 06:00 | Petroleum | Used oil | Used oil |  | Steel | Steel |  |  | Steel |  | 1901-01-01 06:00 | [6 empty] | Manual Tank Gauging (only tanks 1000 gal. or less and 48” or 64” in diameter) | [8 empty] | UST Currently In Use: 0; UST Temp Close: 0; AST Currently In Use: 0; AST Temp Closed: 0 | 0 | 0 | 1 | 12113-073-013058 | GOODYEAR TIRE AND RUBBER CO
13178 | Permanently Closed | 1992-04-23 06:00 | 1901-01-01 06:00 | 1992-04-23 06:00 | Petroleum | Used oil | Used oil |  | Steel | Steel |  |  | Steel |  | 1901-01-01 06:00 | [15 empty] | UST Currently In Use: 0; UST Temp Close: 0; AST Currently In Use: 0; AST Temp Closed: 0 | 0 | 0 | 1 | 12113-073-013059 | GOODYEAR TIRE AND RUBBER CO
13179 | Permanently Closed | 1995-05-25 06:00 | 1983-01-01 06:00 |  | Petroleum | Used oil | Used oil |  | Fiberglass reinforced plastic | Fiberglass reinforced plastic |  |  | Steel |  | 1901-01-01 06:00 | [15 empty] | UST Currently In Use: 0; UST Temp Close: 0; AST Currently In Use: 0; AST Temp Closed: 0 | 0 | 0 | 1 | 18000-073-013061 | REBECCA C KREUTZ
13180 | Permanently Closed | 1995-08-01 06:00 | 1969-01-01 06:00 | 1995-11-28 06:00 | Petroleum | Used oil | Used oil |  | Steel | Steel |  |  | Steel |  | 1901-01-01 06:00 | [15 empty] | UST Currently In Use: 0; UST Temp Close: 0; AST Currently In Use: 0; AST Temp Closed: 0 | 0 | 0 | 1 | 12113-073-013067 | GOODYEAR TIRE AND RUBBER CO
13181 | Cannot Locate or abandoned |  | 1970-01-01 06:00 |  | Petroleum | Used oil | Used oil |  | Steel | Steel |  |  | Steel |  | 1901-01-01 06:00 |  | Other, EXEMPT | Other, EXEMPT | Other | [11 empty] | UST Currently In Use: 0; UST Temp Close: 0; AST Currently In Use: 0; AST Temp Closed: 0 | 0 | 0 | 0 | 12113-073-013068 | GOODYEAR TIRE AND RUBBER CO
13182 | Permanently Closed | 1994-03-09 06:00 | 1972-01-01 06:00 | 1994-03-09 06:00 | Petroleum | Used oil | Used oil |  | Steel | Steel |  |  | Steel |  | 1901-01-01 06:00 | [15 empty] | UST Currently In Use: 0; UST Temp Close: 0; AST Currently In Use: 0; AST Temp Closed: 0 | 0 | 0 | 1 | 12113-073-013073 | GOODYEAR TIRE AND RUBBER CO
13183 | Retired | 1981-01-01 06:00 | 1981-01-01 06:00 |  | Petroleum | Used oil | Used oil |  | Steel | Steel |  |  | Steel |  | 1901-01-01 06:00 | [15 empty] | UST Currently In Use: 0; UST Temp Close: 0; AST Currently In Use: 0; AST Temp Closed: 0 | 0 | 0 | 0 | 19914-073-013076 | JEROME FIELDS
13184 | Permanently Closed | 1992-04-28 06:00 | 1982-01-01 06:00 | 1992-04-28 06:00 | Petroleum | Used oil | Used oil |  | Steel | Steel |  |  |  |  | 1901-01-01 06:00 | [15 empty] | UST Currently In Use: 0; UST Temp Close: 0; AST Currently In Use: 0; AST Temp Closed: 0 | 0 | 0 | 1 | 12113-073-013088 | GOODYEAR TIRE AND RUBBER CO
13185 | Permanently Closed | 1994-08-17 06:00 | 1960-01-01 06:00 | 1994-08-17 06:00 | Petroleum | Used oil | Used oil |  | Steel | Steel |  |  | Steel |  | 1901-01-01 06:00 | [15 empty] | UST Currently In Use: 0; UST Temp Close: 0; AST Currently In Use: 0; AST Temp Closed: 0 | 0 | 0 | 1 | 12113-073-013094 | GOODYEAR TIRE AND RUBBER CO
13186 | Cannot Locate or abandoned |  | 1964-01-01 06:00 |  | Petroleum | Used oil | Used oil |  | Steel | Steel |  |  | Steel |  | 1901-01-01 06:00 |  | Other, EXEMPT | Other, EXEMPT | Other | [11 empty] | UST Currently In Use: 0; UST Temp Close: 0; AST Currently In Use: 0; AST Temp Closed: 0 | 0 | 0 | 0 | 12113-073-013096 | GOODYEAR TIRE AND RUBBER CO
13187 | Permanently Closed | 1994-12-01 06:00 | 1958-01-01 06:00 | 1995-04-28 06:00 | Petroleum | Used oil | Used oil |  | Steel | Steel |  |  | Steel |  | 1901-01-01 06:00 | [15 empty] | UST Currently In Use: 0; UST Temp Close: 0; AST Currently In Use: 0; AST Temp Closed: 0 | 0 | 0 | 1 | 12113-077-013071 | GOODYEAR TIRE AND RUBBER CO
13189 | Permanently Closed | 1995-01-30 06:00 | 1969-01-01 06:00 | 1995-01-30 06:00 | Petroleum | Used oil | Used oil |  | Steel | Steel |  |  | Steel |  | 1901-01-01 06:00 | [15 empty] | UST Currently In Use: 0; UST Temp Close: 0; AST Currently In Use: 0; AST Temp Closed: 0 | 0 | 0 | 1 | 12113-089-013066 | GOODYEAR TIRE AND RUBBER CO
13190 | Permanently Closed | 1992-12-01 06:00 | 1983-01-01 06:00 | 1994-06-16 06:00 | Petroleum | Used oil | Used oil |  | Steel | Steel |  |  | Steel |  | 1901-01-01 06:00 | [15 empty] | UST Currently In Use: 0; UST Temp Close: 0; AST Currently In Use: 0; AST Temp Closed: 0 | 0 | 0 | 1 | 17246-089-013090 | HUNTSVILLE HOSPITAL PLANT OPERATIONS
13191 | Permanently Closed | 1993-10-16 06:00 | 1901-01-01 06:00 | 1993-10-16 06:00 | Petroleum | Used oil | Used oil |  | Steel | Steel |  |  | Steel |  | 1901-01-01 06:00 | [15 empty] | UST Currently In Use: 0; UST Temp Close: 0; AST Currently In Use: 0; AST Temp Closed: 0 | 0 | 0 | 1 | 12113-095-013054 | GOODYEAR TIRE AND RUBBER CO
13192 | Permanently Closed | 1996-05-01 06:00 | 1968-01-01 06:00 | 1997-04-22 06:00 | Petroleum | Used oil | Used oil |  | Steel | Steel |  |  | Steel |  | 1901-01-01 06:00 | [6 empty] | Manual Tank Gauging (only tanks 1000 gal. or less and 48” or 64” in diameter) | [8 empty] | UST Currently In Use: 0; UST Temp Close: 0; AST Currently In Use: 0; AST Temp Closed: 0 | 0 | 0 | 1 | 12113-097-013065 | GOODYEAR TIRE AND RUBBER CO
13193 | Permanently Closed | 1990-03-01 06:00 | 1981-01-01 06:00 | 1995-03-01 06:00 | Petroleum | Used oil | Used oil |  | Steel | Steel |  | Painted or None | Steel |  | 1901-01-01 06:00 | [15 empty] | UST Currently In Use: 0; UST Temp Close: 0; AST Currently In Use: 0; AST Temp Closed: 0 | 0 | 0 | 1 | 19564-097-013074 | BEL AIR MOBILE JOINT VENTURE
13194 | Permanently Closed | 1991-01-16 06:00 | 1964-01-01 06:00 | 1991-01-16 06:00 | Petroleum | Used oil | Used oil |  | Steel | Steel |  |  | Steel |  | 1901-01-01 06:00 | [15 empty] | UST Currently In Use: 0; UST Temp Close: 0; AST Currently In Use: 0; AST Temp Closed: 0 | 0 | 0 | 1 | 12113-097-013092 | GOODYEAR TIRE AND RUBBER CO
13195 | Permanently Closed | 1996-07-01 06:00 | 1976-01-01 06:00 | 1996-08-13 06:00 | Petroleum | Used oil | Used oil | Bulk facility | Steel | Steel |  |  | Steel |  | 1901-01-01 06:00 | [15 empty] | UST Currently In Use: 0; UST Temp Close: 0; AST Currently In Use: 0; AST Temp Closed: 0 | 0 | 0 | 1 | 12113-101-013064 | GOODYEAR TIRE AND RUBBER CO
13196 | Permanently Closed | 1990-05-01 06:00 | 1976-01-01 06:00 | 1990-05-01 06:00 | Petroleum | Used oil | Used oil |  | Steel | Steel |  |  | Steel |  | 1901-01-01 06:00 | [15 empty] | UST Currently In Use: 0; UST Temp Close: 0; AST Currently In Use: 0; AST Temp Closed: 0 | 0 | 0 | 1 | 12113-101-013093 | GOODYEAR TIRE AND RUBBER CO
13197 | Permanently Closed | 1996-07-01 06:00 | 1983-01-01 06:00 | 1996-08-14 06:00 | Petroleum | Used oil | Used oil | Bulk facility | Fiberglass reinforced plastic | Fiberglass reinforced plastic |  |  | Steel |  | 1901-01-01 06:00 | [15 empty] | UST Currently In Use: 0; UST Temp Close: 0; AST Currently In Use: 0; AST Temp Closed: 0 | 0 | 0 | 3 | 12113-101-013095 | GOODYEAR TIRE AND RUBBER CO
13198 | Permanently Closed | 1901-01-01 06:00 | 1964-01-01 06:00 |  | Petroleum | Used oil | Used oil |  | Steel | Steel |  |  | Steel |  | 1901-01-01 06:00 | [15 empty] | UST Currently In Use: 0; UST Temp Close: 0; AST Currently In Use: 0; AST Temp Closed: 0 | 0 | 0 | 3 | 12113-101-013095 | GOODYEAR TIRE AND RUBBER CO
13199 | Permanently Closed | 1901-01-01 06:00 | 1964-01-01 06:00 |  | Petroleum | Used oil | Used oil |  | Steel | Steel |  |  | Steel |  | 1901-01-01 06:00 | [15 empty] | UST Currently In Use: 0; UST Temp Close: 0; AST Currently In Use: 0; AST Temp Closed: 0 | 0 | 0 | 3 | 12113-101-013095 | GOODYEAR TIRE AND RUBBER CO
13200 | Permanently Closed | 1993-08-20 06:00 | 1901-01-01 06:00 | 1993-08-20 06:00 | Petroleum | Used oil | Used oil |  | Steel | Steel |  |  | Steel |  | 1901-01-01 06:00 | [15 empty] | UST Currently In Use: 0; UST Temp Close: 0; AST Currently In Use: 0; AST Temp Closed: 0 | 0 | 0 | 1 | 12113-103-013060 | GOODYEAR TIRE AND RUBBER CO
13201 | Permanently Closed | 1995-04-08 06:00 | 1983-01-01 06:00 | 1995-04-08 06:00 | Petroleum | Used oil | Used oil |  | Fiberglass reinforced plastic | Fiberglass reinforced plastic |  |  | Steel |  | 1901-01-01 06:00 | [15 empty] | UST Currently In Use: 0; UST Temp Close: 0; AST Currently In Use: 0; AST Temp Closed: 0 | 0 | 0 | 1 | 12113-103-013087 | GOODYEAR TIRE AND RUBBER CO
13202 | Retired | 1981-01-01 06:00 | 1974-01-01 06:00 |  | Petroleum | Used oil | Used oil |  | Steel | Steel |  |  | Steel |  | 1901-01-01 06:00 | [15 empty] | UST Currently In Use: 0; UST Temp Close: 0; AST Currently In Use: 0; AST Temp Closed: 0 | 0 | 0 | 0 | 12113-111-013055 | GOODYEAR TIRE AND RUBBER CO
13203 | Retired | 1985-12-01 06:00 | 1901-01-01 06:00 |  | Petroleum | Other, EMPTY | Other |  | Steel | Steel |  |  |  |  | 1901-01-01 06:00 | [15 empty] | UST Currently In Use: 0; UST Temp Close: 0; AST Currently In Use: 0; AST Temp Closed: 0 | 0 | 0 | 0 | 12113-115-013056 | GOODYEAR TIRE AND RUBBER CO
13205 | Permanently Closed | 1995-03-01 06:00 | 1979-01-01 06:00 | 1995-05-24 06:00 | Petroleum | Used oil | Used oil |  | Steel | Steel |  |  | Steel |  | 1901-01-01 06:00 | [15 empty] | UST Currently In Use: 0; UST Temp Close: 0; AST Currently In Use: 0; AST Temp Closed: 0 | 0 | 0 | 1 | 12113-117-013063 | GOODYEAR TIRE AND RUBBER CO
13206 | Permanently Closed | 1996-12-01 06:00 | 1976-01-01 06:00 | 1996-12-11 06:00 | Petroleum | Used oil | Used oil |  | Steel | Steel |  |  | Steel |  | 1901-01-01 06:00 | [6 empty] | Manual Tank Gauging (only tanks 1000 gal. or less and 48” or 64” in diameter) | [8 empty] | UST Currently In Use: 0; UST Temp Close: 0; AST Currently In Use: 0; AST Temp Closed: 0 | 0 | 0 | 1 | 12113-125-013062 | GOODYEAR TIRE AND RUBBER CO
13207 | Permanently Closed | 1991-12-10 06:00 | 1981-01-01 06:00 | 1991-12-10 06:00 | Petroleum | Used oil | Used oil |  | Steel | Steel |  |  | Steel |  | 1901-01-01 06:00 | [15 empty] | UST Currently In Use: 0; UST Temp Close: 0; AST Currently In Use: 0; AST Temp Closed: 0 | 0 | 0 | 1 | 12114-073-000606 | GOODYEAR TIRE & RUBBER CO
13209 | Permanently Closed | 1987-08-01 06:00 | 1974-01-01 06:00 | 1987-10-19 06:00 | Hazardous Substance |  |  |  | Fiberglass reinforced plastic | Fiberglass reinforced plastic |  |  | Other, SCH 80 PLS |  | 1901-01-01 06:00 | [15 empty] | UST Currently In Use: 0; UST Temp Close: 0; AST Currently In Use: 0; AST Temp Closed: 0 | 0 | 0 | 1 | 12116-071-006251 | GOODYEAR TIRE & RUBBER CO
13210 | Permanently Closed | 1988-12-01 06:00 | 1973-01-01 06:00 | 1988-12-01 06:00 | Petroleum | Unleaded gasoline | Unleaded gasoline |  | Steel | Steel |  | Painted or None | Steel |  | 1901-01-01 06:00 | [15 empty] | UST Currently In Use: 0; UST Temp Close: 0; AST Currently In Use: 0; AST Temp Closed: 0 | 0 | 0 | 1 | 12117-015-002331 | GORDON JOHNSON
13211 | Permanently Closed | 1901-01-01 06:00 | 1948-01-01 06:00 | 1988-12-10 06:00 | Petroleum | Unleaded gasoline | Unleaded gasoline |  | Steel | Steel |  | Painted or None | Steel |  | 1901-01-01 06:00 | [15 empty] | UST Currently In Use: 0; UST Temp Close: 0; AST Currently In Use: 0; AST Temp Closed: 0 | 0 | 0 | 3 | 12118-125-000875 | GORDON ROSEN
13212 | Permanently Closed | 1901-01-01 06:00 | 1948-01-01 06:00 | 1988-12-10 06:00 | Petroleum | Unleaded gasoline | Unleaded gasoline |  | Steel | Steel |  | Painted or None | Steel |  | 1901-01-01 06:00 | [15 empty] | UST Currently In Use: 0; UST Temp Close: 0; AST Currently In Use: 0; AST Temp Closed: 0 | 0 | 0 | 3 | 12118-125-000875 | GORDON ROSEN
13213 | Permanently Closed | 1901-01-01 06:00 | 1948-01-01 06:00 | 1988-12-10 06:00 | Petroleum | On road diesel | On road diesel |  | Steel | Steel |  | Painted or None | Steel |  | 1901-01-01 06:00 | [15 empty] | UST Currently In Use: 0; UST Temp Close: 0; AST Currently In Use: 0; AST Temp Closed: 0 | 0 | 0 | 3 | 12118-125-000875 | GORDON ROSEN
13214 | Permanently Closed | 1987-03-01 06:00 | 1961-01-01 06:00 | 1987-03-01 06:00 | Petroleum | Unleaded gasoline | Unleaded gasoline |  | Steel | Steel |  |  |  |  | 1901-01-01 06:00 | [15 empty] | UST Currently In Use: 0; UST Temp Close: 0; AST Currently In Use: 0; AST Temp Closed: 0 | 0 | 0 | 1 | 12119-073-008443 | GOSLIN BIRMINGHAM INC
13215 | Permanently Closed | 1901-01-01 06:00 | 1975-01-01 06:00 | 1988-11-05 06:00 | Petroleum | Unleaded gasoline | Unleaded gasoline |  | Steel | Steel |  | Painted or None | Steel |  | 1901-01-01 06:00 | [15 empty] | UST Currently In Use: 0; UST Temp Close: 0; AST Currently In Use: 0; AST Temp Closed: 0 | 0 | 0 | 1 | 12120-009-011725 | RUTH BENEDIKT
13216 | Permanently Closed | 1988-06-01 06:00 | 1968-01-01 06:00 | 1988-06-01 06:00 | Petroleum | Unleaded gasoline | Unleaded gasoline |  | Steel | Steel |  | Painted or None | Steel |  | 1901-01-01 06:00 | [15 empty] | UST Currently In Use: 0; UST Temp Close: 0; AST Currently In Use: 0; AST Temp Closed: 0 | 0 | 0 | 2 | 12121-111-008208 | GRACE HUDSON
13217 | Permanently Closed | 1988-06-01 06:00 | 1968-01-01 06:00 | 1988-06-01 06:00 | Petroleum | Unleaded gasoline | Unleaded gasoline |  | Steel | Steel |  | Painted or None | Steel |  | 1901-01-01 06:00 | [15 empty] | UST Currently In Use: 0; UST Temp Close: 0; AST Currently In Use: 0; AST Temp Closed: 0 | 0 | 0 | 2 | 12121-111-008208 | GRACE HUDSON
13218 | Permanently Closed | 1997-04-01 06:00 | 1982-01-01 06:00 | 1997-04-04 06:00 | Petroleum | Unleaded gasoline | Unleaded gasoline | Retail | Steel | Steel |  | Painted or None | Steel |  | 1901-01-01 06:00 | [12 empty] | Annual line testing | Annual line testing |  | UST Currently In Use: 1; UST Temp Close: 0; AST Currently In Use: 0; AST Temp Closed: 0 | 1 | 0 | 4 | 23075-031-000355 | JAY CHAMUNDA, LLC
13219 | Permanently Closed | 1997-04-01 06:00 | 1982-01-01 06:00 | 1997-04-04 06:00 | Petroleum | Unleaded gasoline | Unleaded gasoline | Retail | Steel | Steel |  | Painted or None | Steel |  | 1901-01-01 06:00 | [12 empty] | Annual line testing | Annual line testing |  | UST Currently In Use: 1; UST Temp Close: 0; AST Currently In Use: 0; AST Temp Closed: 0 | 1 | 0 | 4 | 23075-031-000355 | JAY CHAMUNDA, LLC
13220 | Permanently Closed | 1997-04-01 06:00 | 1982-01-01 06:00 | 1997-04-04 06:00 | Petroleum | Unleaded gasoline | Unleaded gasoline | Retail | Steel | Steel |  | Painted or None | Steel |  | 1901-01-01 06:00 | [12 empty] | Annual line testing | Annual line testing |  | UST Currently In Use: 1; UST Temp Close: 0; AST Currently In Use: 0; AST Temp Closed: 0 | 1 | 0 | 4 | 23075-031-000355 | JAY CHAMUNDA, LLC
13221 | Permanently Closed | 1997-04-01 06:00 | 1982-01-01 06:00 | 1997-04-04 06:00 | Petroleum | On road diesel | On road diesel | Retail | Steel | Steel |  | Painted or None | Steel |  | 1901-01-01 06:00 | [12 empty] | Annual line testing | Annual line testing |  | UST Currently In Use: 1; UST Temp Close: 0; AST Currently In Use: 0; AST Temp Closed: 0 | 1 | 0 | 4 | 23075-031-000355 | JAY CHAMUNDA, LLC
13222 | Retired | 1986-12-31 06:00 | 1974-01-01 06:00 |  | Petroleum | Unleaded gasoline | Unleaded gasoline |  | Steel | Steel |  | Painted or None | Steel |  | 1901-01-01 06:00 | [15 empty] | UST Currently In Use: 0; UST Temp Close: 0; AST Currently In Use: 0; AST Temp Closed: 0 | 0 | 0 | 0 | 12123-039-000645 | GRACEVILLE OIL CO INC
13223 | Retired | 1986-12-31 06:00 | 1974-01-01 06:00 |  | Petroleum | Unleaded gasoline | Unleaded gasoline |  | Steel | Steel |  | Painted or None | Steel |  | 1901-01-01 06:00 | [15 empty] | UST Currently In Use: 0; UST Temp Close: 0; AST Currently In Use: 0; AST Temp Closed: 0 | 0 | 0 | 0 | 12123-039-000645 | GRACEVILLE OIL CO INC
13224 | Currently in Use |  | 1982-01-01 06:00 |  | Petroleum | Unleaded gasoline | Unleaded gasoline | Retail | Steel | Steel | Coated & cathodic protection (sti-P3), Field installed cathodic protection |  | Steel |  | 1901-01-01 06:00 | Field installed cathodic protection | Catchment Basin, Single walled catchment basin | Automatic shutoff device At 95% full | Automatic shutoff device At 95% full |  |  | Statistical Inventory Reconciliation (SIR) |  | Automatic flow restrictor (MLLD) | Automatic flow restrictor (MLLD) |  |  | Statistical inventory reconciliation (SIR) | Statistical inventory reconciliation (SIR) |  | UST Currently In Use: 3; UST Temp Close: 0; AST Currently In Use: 0; AST Temp Closed: 0 | 3 | 0 | 0 | 23930-039-012309 | GUATAM BHAI
13225 | Currently in Use |  | 1982-01-01 06:00 |  | Petroleum | Unleaded gasoline | Unleaded gasoline | Retail | Steel | Steel | Coated & cathodic protection (sti-P3), Field installed cathodic protection |  | Steel |  | 1901-01-01 06:00 | Field installed cathodic protection | Catchment Basin, Single walled catchment basin | Automatic shutoff device At 95% full | Automatic shutoff device At 95% full |  |  | Statistical Inventory Reconciliation (SIR) |  | Automatic flow restrictor (MLLD) | Automatic flow restrictor (MLLD) |  |  | Statistical inventory reconciliation (SIR) | Statistical inventory reconciliation (SIR) |  | UST Currently In Use: 3; UST Temp Close: 0; AST Currently In Use: 0; AST Temp Closed: 0 | 3 | 0 | 0 | 23930-039-012309 | GUATAM BHAI
13226 | Currently in Use |  | 1982-01-01 06:00 |  | Petroleum | On road diesel | On road diesel | Retail | Steel | Steel | Coated & cathodic protection (sti-P3), Field installed cathodic protection |  | Steel |  | 1901-01-01 06:00 | Field installed cathodic protection | Catchment Basin, Single walled catchment basin | Automatic shutoff device At 95% full | Automatic shutoff device At 95% full |  |  | Statistical Inventory Reconciliation (SIR) |  | Automatic flow restrictor (MLLD) | Automatic flow restrictor (MLLD) |  |  | Statistical inventory reconciliation (SIR) | Statistical inventory reconciliation (SIR) |  | UST Currently In Use: 3; UST Temp Close: 0; AST Currently In Use: 0; AST Temp Closed: 0 | 3 | 0 | 0 | 23930-039-012309 | GUATAM BHAI
13227 | Currently in Use |  | 1985-01-01 06:00 |  | Petroleum | Unleaded gasoline | Unleaded gasoline |  | Steel | Steel | Coated & cathodic protection (sti-P3), Field installed cathodic protection |  | Steel |  | 1901-01-01 06:00 | Field installed cathodic protection | Catchment Basin, Single walled catchment basin | Automatic shutoff device At 95% full | Automatic shutoff device At 95% full |  |  | Continuous Automatic Tank Gauge |  | Automatic flow restrictor (MLLD) | Automatic flow restrictor (MLLD) |  |  | Annual line testing | Annual line testing |  | UST Currently In Use: 2; UST Temp Close: 1; AST Currently In Use: 0; AST Temp Closed: 0 | 2 | 1 | 0 | 24641-045-007196 | SVINU INC DBA FRESH FOODS
13228 | Temporary Closed | 2018-12-01 06:00 | 1985-01-01 06:00 |  | Petroleum | Other, CONV | Other |  | Steel | Steel | Coated & cathodic protection (sti-P3), Field installed cathodic protection |  | Steel |  | 1901-01-01 06:00 | Field installed cathodic protection | Catchment Basin, Single walled catchment basin | Automatic shutoff device At 95% full | Automatic shutoff device At 95% full |  |  | Continuous Automatic Tank Gauge |  | Automatic flow restrictor (MLLD) | Automatic flow restrictor (MLLD) |  |  | Annual line testing | Annual line testing |  | UST Currently In Use: 2; UST Temp Close: 1; AST Currently In Use: 0; AST Temp Closed: 0 | 2 | 1 | 0 | 24641-045-007196 | SVINU INC DBA FRESH FOODS
13229 | Currently in Use |  | 1985-01-01 06:00 |  | Petroleum | On road diesel | On road diesel |  | Steel | Steel | Coated & cathodic protection (sti-P3), Field installed cathodic protection |  | Steel |  | 1901-01-01 06:00 | Field installed cathodic protection | Catchment Basin, Single walled catchment basin | Automatic shutoff device At 95% full | Automatic shutoff device At 95% full |  |  | Continuous Automatic Tank Gauge |  | Automatic flow restrictor (MLLD) | Automatic flow restrictor (MLLD) |  |  | Annual line testing | Annual line testing |  | UST Currently In Use: 2; UST Temp Close: 1; AST Currently In Use: 0; AST Temp Closed: 0 | 2 | 1 | 0 | 24641-045-007196 | SVINU INC DBA FRESH FOODS
13230 | Permanently Closed | 1997-09-25 06:00 | 1980-01-01 06:00 | 1997-10-01 06:00 | Petroleum | Unleaded gasoline | Unleaded gasoline |  | Steel | Steel |  | Painted or None | Steel |  | 1901-01-01 06:00 | [12 empty] | Annual line testing | Annual line testing |  | UST Currently In Use: 1; UST Temp Close: 0; AST Currently In Use: 0; AST Temp Closed: 0 | 1 | 0 | 4 | 23781-061-000354 | SUN VALLEY MARKETS LLC
13231 | Permanently Closed | 1997-09-25 06:00 | 1980-01-01 06:00 | 1997-10-01 06:00 | Petroleum | Unleaded gasoline | Unleaded gasoline |  | Steel | Steel |  | Painted or None | Steel |  | 1901-01-01 06:00 | [12 empty] | Annual line testing | Annual line testing |  | UST Currently In Use: 1; UST Temp Close: 0; AST Currently In Use: 0; AST Temp Closed: 0 | 1 | 0 | 4 | 23781-061-000354 | SUN VALLEY MARKETS LLC
13232 | Permanently Closed | 1997-09-25 06:00 | 1980-01-01 06:00 | 1997-10-01 06:00 | Petroleum | Unleaded gasoline | Unleaded gasoline |  | Steel | Steel |  | Painted or None | Steel |  | 1901-01-01 06:00 | [12 empty] | Annual line testing | Annual line testing |  | UST Currently In Use: 1; UST Temp Close: 0; AST Currently In Use: 0; AST Temp Closed: 0 | 1 | 0 | 4 | 23781-061-000354 | SUN VALLEY MARKETS LLC
13233 | Permanently Closed | 1997-05-08 06:00 | 1980-01-01 06:00 | 1997-05-13 06:00 | Petroleum | On road diesel | On road diesel |  | Steel | Steel |  | Painted or None | Steel |  | 1901-01-01 06:00 | [12 empty] | Annual line testing | Annual line testing |  | UST Currently In Use: 1; UST Temp Close: 0; AST Currently In Use: 0; AST Temp Closed: 0 | 1 | 0 | 4 | 23781-061-000354 | SUN VALLEY MARKETS LLC
13234 | Permanently Closed | 1995-05-01 06:00 | 1974-01-01 06:00 | 1995-06-23 06:00 | Petroleum | Unleaded gasoline | Unleaded gasoline | Retail | Steel | Steel |  | Painted or None | Steel |  | 1901-01-01 06:00 | [12 empty] | Annual line testing | Annual line testing |  | UST Currently In Use: 0; UST Temp Close: 0; AST Currently In Use: 0; AST Temp Closed: 0 | 0 | 0 | 4 | 20765-069-000356 | GOCO AQUISITION CORP
13235 | Permanently Closed | 1995-05-01 06:00 | 1974-01-01 06:00 | 1995-06-23 06:00 | Petroleum | Unleaded gasoline | Unleaded gasoline | Retail | Steel | Steel |  | Painted or None | Steel |  | 1901-01-01 06:00 | [12 empty] | Annual line testing | Annual line testing |  | UST Currently In Use: 0; UST Temp Close: 0; AST Currently In Use: 0; AST Temp Closed: 0 | 0 | 0 | 4 | 20765-069-000356 | GOCO AQUISITION CORP
13236 | Permanently Closed | 1995-05-01 06:00 | 1974-01-01 06:00 | 1995-06-23 06:00 | Petroleum | Unleaded gasoline | Unleaded gasoline | Retail | Steel | Steel |  | Painted or None | Steel |  | 1901-01-01 06:00 | [12 empty] | Annual line testing | Annual line testing |  | UST Currently In Use: 0; UST Temp Close: 0; AST Currently In Use: 0; AST Temp Closed: 0 | 0 | 0 | 4 | 20765-069-000356 | GOCO AQUISITION CORP
13237 | Permanently Closed | 1995-05-01 06:00 | 1974-01-01 06:00 | 1995-06-23 06:00 | Petroleum | Unleaded gasoline | Unleaded gasoline | Retail | Steel | Steel |  | Painted or None | Steel |  | 1901-01-01 06:00 | [12 empty] | Annual line testing | Annual line testing |  | UST Currently In Use: 0; UST Temp Close: 0; AST Currently In Use: 0; AST Temp Closed: 0 | 0 | 0 | 4 | 20765-069-000356 | GOCO AQUISITION CORP
13238 | Cannot Locate or abandoned | 1996-08-01 06:00 | 1972-01-01 06:00 |  | Petroleum | Unleaded gasoline | Unleaded gasoline | Retail | Steel | Steel |  | Painted or None | Steel |  | 1901-01-01 06:00 | [12 empty] | Annual line testing | Annual line testing |  | UST Currently In Use: 0; UST Temp Close: 0; AST Currently In Use: 0; AST Temp Closed: 0 | 0 | 0 | 0 | 19961-069-000357 | WAYNE SANDERS
13239 | Cannot Locate or abandoned | 1996-08-01 06:00 | 1972-01-01 06:00 |  | Petroleum | Unleaded gasoline | Unleaded gasoline | Retail | Steel | Steel |  | Painted or None | Steel |  | 1901-01-01 06:00 | [12 empty] | Annual line testing | Annual line testing |  | UST Currently In Use: 0; UST Temp Close: 0; AST Currently In Use: 0; AST Temp Closed: 0 | 0 | 0 | 0 | 19961-069-000357 | WAYNE SANDERS
13243 | Permanently Closed | 1991-08-09 06:00 | 1979-01-01 06:00 | 1991-08-09 06:00 | Petroleum | Unleaded gasoline | Unleaded gasoline |  | Steel | Steel |  | Painted or None | Steel |  | 1901-01-01 06:00 | [15 empty] | UST Currently In Use: 0; UST Temp Close: 0; AST Currently In Use: 0; AST Temp Closed: 0 | 0 | 0 | 1 | 12125-057-007047 | GRADY BIGHAM
13244 | Permanently Closed | 1989-12-15 06:00 | 1960-01-01 06:00 | 1989-12-15 06:00 | Petroleum | Used oil | Used oil | [7 empty] | 1901-01-01 06:00 | [15 empty] | UST Currently In Use: 0; UST Temp Close: 0; AST Currently In Use: 0; AST Temp Closed: 0 | 0 | 0 | 1 | 12126-073-012282 | NICK GRAFFEO
13245 | Permanently Closed | 1989-11-01 06:00 | 1979-01-01 06:00 | 1989-11-01 06:00 | Petroleum | Unleaded gasoline | Unleaded gasoline | [7 empty] | 1901-01-01 06:00 | [15 empty] | UST Currently In Use: 0; UST Temp Close: 0; AST Currently In Use: 0; AST Temp Closed: 0 | 0 | 0 | 2 | 12127-073-013680 | METACENTRIC VENTURES
13246 | Permanently Closed | 1989-11-01 06:00 | 1979-01-01 06:00 | 1989-11-01 06:00 | Petroleum | On road diesel | On road diesel | [7 empty] | 1901-01-01 06:00 | [15 empty] | UST Currently In Use: 0; UST Temp Close: 0; AST Currently In Use: 0; AST Temp Closed: 0 | 0 | 0 | 2 | 12127-073-013680 | METACENTRIC VENTURES
13247 | Permanently Closed | 1990-04-12 06:00 | 1959-01-01 06:00 | 1990-04-12 06:00 | Petroleum | Unleaded gasoline | Unleaded gasoline |  | Steel | Steel |  | Painted or None | Steel, ASPHALTIC |  | 1901-01-01 06:00 | [15 empty] | UST Currently In Use: 0; UST Temp Close: 0; AST Currently In Use: 0; AST Temp Closed: 0 | 0 | 0 | 6 | 12128-097-006252 | GRAND MARINA INC
13248 | Permanently Closed | 1990-04-12 06:00 | 1959-01-01 06:00 | 1990-04-12 06:00 | Petroleum | Unleaded gasoline | Unleaded gasoline |  | Steel | Steel |  | Painted or None | Steel, ASPHALTIC |  | 1901-01-01 06:00 | [15 empty] | UST Currently In Use: 0; UST Temp Close: 0; AST Currently In Use: 0; AST Temp Closed: 0 | 0 | 0 | 6 | 12128-097-006252 | GRAND MARINA INC
13249 | Permanently Closed | 1990-04-12 06:00 | 1964-01-01 06:00 | 1990-04-12 06:00 | Petroleum | Unleaded gasoline | Unleaded gasoline |  | Steel | Steel |  | Painted or None | Steel, ASPHALTIC |  | 1901-01-01 06:00 | [15 empty] | UST Currently In Use: 0; UST Temp Close: 0; AST Currently In Use: 0; AST Temp Closed: 0 | 0 | 0 | 6 | 12128-097-006252 | GRAND MARINA INC
13250 | Permanently Closed | 1990-04-12 06:00 | 1964-01-01 06:00 | 1990-04-12 06:00 | Petroleum | Unleaded gasoline | Unleaded gasoline |  | Steel | Steel |  | Painted or None | Steel, ASPHALTIC |  | 1901-01-01 06:00 | [15 empty] | UST Currently In Use: 0; UST Temp Close: 0; AST Currently In Use: 0; AST Temp Closed: 0 | 0 | 0 | 6 | 12128-097-006252 | GRAND MARINA INC
13251 | Permanently Closed | 1990-04-12 06:00 | 1966-01-01 06:00 | 1990-04-12 06:00 | Petroleum | Unleaded gasoline | Unleaded gasoline |  | Steel | Steel |  | Painted or None | Steel, ASPHALTIC |  | 1901-01-01 06:00 | [15 empty] | UST Currently In Use: 0; UST Temp Close: 0; AST Currently In Use: 0; AST Temp Closed: 0 | 0 | 0 | 6 | 12128-097-006252 | GRAND MARINA INC
13252 | Permanently Closed | 1990-04-12 06:00 | 1967-01-01 06:00 | 1990-04-12 06:00 | Petroleum | Unleaded gasoline | Unleaded gasoline |  | Steel | Steel |  | Painted or None | Steel |  | 1901-01-01 06:00 | [15 empty] | UST Currently In Use: 0; UST Temp Close: 0; AST Currently In Use: 0; AST Temp Closed: 0 | 0 | 0 | 6 | 12128-097-006252 | GRAND MARINA INC
13253 | Temporary Closed | 2011-10-01 06:00 | 1984-01-01 06:00 |  | Petroleum | Unleaded gasoline | Unleaded gasoline | Retail | Single Wall, Steel | Steel | Coated & cathodic protection (sti-P3), Field installed cathodic protection |  | Single Wall, Steel |  |  | Field installed cathodic protection | Catchment Basin, Single walled catchment basin | Automatic shutoff device At 95% full | Automatic shutoff device At 95% full |  |  | Statistical Inventory Reconciliation (SIR) |  | Automatic flow restrictor (MLLD) | Automatic flow restrictor (MLLD) |  |  | Statistical inventory reconciliation (SIR) | Statistical inventory reconciliation (SIR) |  | UST Currently In Use: 0; UST Temp Close: 2; AST Currently In Use: 0; AST Temp Closed: 0 | 0 | 2 | 0 | 23291-037-000402 | JEAN PODY
13254 | Temporary Closed | 2011-08-01 06:00 | 1984-01-01 06:00 |  | Petroleum | On road diesel | On road diesel | Retail | Single Wall, Steel | Steel | Coated & cathodic protection (sti-P3), Field installed cathodic protection |  | Single Wall, Steel |  |  | Field installed cathodic protection | Catchment Basin, Single walled catchment basin | Automatic shutoff device At 95% full | Automatic shutoff device At 95% full |  |  | Statistical Inventory Reconciliation (SIR) |  | Automatic flow restrictor (MLLD) | Automatic flow restrictor (MLLD) |  |  | Statistical inventory reconciliation (SIR) | Statistical inventory reconciliation (SIR) |  | UST Currently In Use: 0; UST Temp Close: 2; AST Currently In Use: 0; AST Temp Closed: 0 | 0 | 2 | 0 | 23291-037-000402 | JEAN PODY
13255 | Permanently Closed | 1901-01-01 06:00 | 1982-01-01 06:00 | 1988-01-01 06:00 | Petroleum | Unleaded gasoline | Unleaded gasoline |  | Steel | Steel |  | Painted or None | Steel |  | 1901-01-01 06:00 | [15 empty] | UST Currently In Use: 0; UST Temp Close: 0; AST Currently In Use: 0; AST Temp Closed: 0 | 0 | 0 | 6 | 13064-037-007687 | LAWLEY OIL CO INC
13256 | Permanently Closed | 1901-01-01 06:00 | 1982-01-01 06:00 | 1988-01-01 06:00 | Petroleum | Unleaded gasoline | Unleaded gasoline |  | Steel | Steel |  | Painted or None | Steel |  | 1901-01-01 06:00 | [15 empty] | UST Currently In Use: 0; UST Temp Close: 0; AST Currently In Use: 0; AST Temp Closed: 0 | 0 | 0 | 6 | 13064-037-007687 | LAWLEY OIL CO INC
13257 | Permanently Closed | 1990-07-17 06:00 | 1984-01-01 06:00 | 1990-07-17 06:00 | Petroleum | Unleaded gasoline | Unleaded gasoline |  | Steel | Steel | Other, STIP-3 |  | Steel |  | 1901-01-01 06:00 | [15 empty] | UST Currently In Use: 0; UST Temp Close: 0; AST Currently In Use: 0; AST Temp Closed: 0 | 0 | 0 | 6 | 13064-037-007687 | LAWLEY OIL CO INC
13258 | Permanently Closed | 1990-07-17 06:00 | 1984-01-01 06:00 | 1990-07-17 06:00 | Petroleum | Kerosene | Kerosene |  | Steel | Steel | Other, STIP-3 |  | Steel |  | 1901-01-01 06:00 | [15 empty] | UST Currently In Use: 0; UST Temp Close: 0; AST Currently In Use: 0; AST Temp Closed: 0 | 0 | 0 | 6 | 13064-037-007687 | LAWLEY OIL CO INC
13259 | Permanently Closed | 1990-07-17 06:00 | 1984-01-01 06:00 | 1990-07-17 06:00 | Petroleum | Unleaded gasoline | Unleaded gasoline |  | Steel | Steel | Other, STIP-3 |  | Steel |  | 1901-01-01 06:00 | [15 empty] | UST Currently In Use: 0; UST Temp Close: 0; AST Currently In Use: 0; AST Temp Closed: 0 | 0 | 0 | 6 | 13064-037-007687 | LAWLEY OIL CO INC
13260 | Permanently Closed | 1990-07-17 06:00 | 1984-01-01 06:00 | 1990-07-17 06:00 | Petroleum | Unleaded gasoline | Unleaded gasoline |  | Steel | Steel | Other, STIP-3 |  | Steel |  | 1901-01-01 06:00 | [15 empty] | UST Currently In Use: 0; UST Temp Close: 0; AST Currently In Use: 0; AST Temp Closed: 0 | 0 | 0 | 6 | 13064-037-007687 | LAWLEY OIL CO INC
13261 | Permanently Closed | 1989-10-31 06:00 | 1958-01-01 06:00 | 1989-10-31 06:00 | Petroleum | Unleaded gasoline | Unleaded gasoline |  | Steel | Steel |  | Painted or None | Steel |  | 1901-01-01 06:00 | [15 empty] | UST Currently In Use: 0; UST Temp Close: 0; AST Currently In Use: 0; AST Temp Closed: 0 | 0 | 0 | 2 | 12130-037-011736 | GRANGER OIL CO INC
13262 | Permanently Closed | 1989-10-31 06:00 | 1958-01-01 06:00 | 1989-10-31 06:00 | Petroleum | Unleaded gasoline | Unleaded gasoline |  | Steel | Steel |  | Painted or None | Steel |  | 1901-01-01 06:00 | [15 empty] | UST Currently In Use: 0; UST Temp Close: 0; AST Currently In Use: 0; AST Temp Closed: 0 | 0 | 0 | 2 | 12130-037-011736 | GRANGER OIL CO INC
13263 | Currently in Use |  | 1982-01-01 06:00 |  | Petroleum | On road diesel | On road diesel | Retail | Single Wall, Steel | Steel | Coated & cathodic protection (sti-P3) |  | Single Wall, Steel |  |  | Galvanic Cathodic | Catchment Basin, Single walled catchment basin | Automatic shutoff device At 95% full | Automatic shutoff device At 95% full |  |  | Statistical Inventory Reconciliation (SIR) | [8 empty] | UST Currently In Use: 2; UST Temp Close: 0; AST Currently In Use: 0; AST Temp Closed: 0 | 2 | 0 | 2 | 20910-037-011754 | CURTIS BENTON C/O DAVID MOSELEY
13264 | Permanently Closed | 1999-02-08 06:00 | 1982-01-01 06:00 | 1999-12-22 06:00 | Petroleum | Unleaded gasoline | Unleaded gasoline | Retail | Steel | Steel | Other, STIP-3 |  | Steel |  | 1901-01-01 06:00 | [6 empty] | Statistical Inventory Reconciliation (SIR) | [8 empty] | UST Currently In Use: 2; UST Temp Close: 0; AST Currently In Use: 0; AST Temp Closed: 0 | 2 | 0 | 2 | 20910-037-011754 | CURTIS BENTON C/O DAVID MOSELEY
13265 | Permanently Closed | 1999-02-08 06:00 | 1982-01-01 06:00 | 1999-12-22 06:00 | Petroleum | Unleaded gasoline | Unleaded gasoline | Retail | Steel | Steel | Other, STIP-3 |  | Steel |  | 1901-01-01 06:00 | [6 empty] | Statistical Inventory Reconciliation (SIR) | [8 empty] | UST Currently In Use: 2; UST Temp Close: 0; AST Currently In Use: 0; AST Temp Closed: 0 | 2 | 0 | 2 | 20910-037-011754 | CURTIS BENTON C/O DAVID MOSELEY
13266 | Currently in Use |  | 1982-01-01 06:00 |  | Petroleum | Unleaded gasoline | Unleaded gasoline | Retail | Single Wall, Steel | Steel | Coated & cathodic protection (sti-P3) |  | Single Wall, Steel |  |  | Galvanic Cathodic | Catchment Basin, Single walled catchment basin | Automatic shutoff device At 95% full | Automatic shutoff device At 95% full |  |  | Statistical Inventory Reconciliation (SIR) | [8 empty] | UST Currently In Use: 2; UST Temp Close: 0; AST Currently In Use: 0; AST Temp Closed: 0 | 2 | 0 | 2 | 20910-037-011754 | CURTIS BENTON C/O DAVID MOSELEY
13267 | Permanently Closed | 1994-07-18 06:00 | 1984-01-01 06:00 | 1994-07-18 06:00 | Petroleum | Unleaded gasoline | Unleaded gasoline |  | Steel | Steel |  | Painted or None | Steel |  | 1901-01-01 06:00 | [15 empty] | UST Currently In Use: 0; UST Temp Close: 0; AST Currently In Use: 0; AST Temp Closed: 0 | 0 | 0 | 2 | 12130-037-011767 | GRANGER OIL CO INC
13268 | Permanently Closed | 1994-07-18 06:00 | 1984-01-01 06:00 | 1994-07-18 06:00 | Petroleum | Unleaded gasoline | Unleaded gasoline |  | Steel | Steel |  | Painted or None | Steel |  | 1901-01-01 06:00 | [15 empty] | UST Currently In Use: 0; UST Temp Close: 0; AST Currently In Use: 0; AST Temp Closed: 0 | 0 | 0 | 2 | 12130-037-011767 | GRANGER OIL CO INC
13269 | Permanently Closed | 2012-12-31 06:00 | 1987-06-01 06:00 | 2013-05-02 06:00 | Petroleum | Unleaded gasoline | Unleaded gasoline | Retail | Steel | Steel | Coated & cathodic protection (sti-P3) |  | Flexible |  | 1901-01-01 06:00 |  | Catchment Basin, Single walled catchment basin | Automatic shutoff device At 95% full | Automatic shutoff device At 95% full |  |  | Statistical Inventory Reconciliation (SIR) | [8 empty] | UST Currently In Use: 0; UST Temp Close: 0; AST Currently In Use: 0; AST Temp Closed: 0 | 0 | 0 | 3 | 21126-051-012880 | FREEDOM FUELS LLC
13270 | Permanently Closed | 2012-12-31 06:00 | 1987-06-01 06:00 | 2013-05-02 06:00 | Petroleum | Mid-grade gasoline | Mid-grade gasoline | Retail | Steel | Steel | Coated & cathodic protection (sti-P3) |  | Flexible |  | 1901-01-01 06:00 |  | Catchment Basin, Single walled catchment basin | Automatic shutoff device At 95% full | Automatic shutoff device At 95% full |  |  | Statistical Inventory Reconciliation (SIR) | [8 empty] | UST Currently In Use: 0; UST Temp Close: 0; AST Currently In Use: 0; AST Temp Closed: 0 | 0 | 0 | 3 | 21126-051-012880 | FREEDOM FUELS LLC
13271 | Permanently Closed | 2012-12-31 06:00 | 1987-06-01 06:00 | 2013-05-02 06:00 | Petroleum | Premium gasoline | Premium gasoline | Retail | Steel | Steel | Coated & cathodic protection (sti-P3) |  | Flexible |  | 1901-01-01 06:00 |  | Catchment Basin, Single walled catchment basin | Automatic shutoff device At 95% full | Automatic shutoff device At 95% full |  |  | Statistical Inventory Reconciliation (SIR) | [8 empty] | UST Currently In Use: 0; UST Temp Close: 0; AST Currently In Use: 0; AST Temp Closed: 0 | 0 | 0 | 3 | 21126-051-012880 | FREEDOM FUELS LLC
13272 | Permanently Closed | 1992-10-06 06:00 | 1987-01-01 06:00 | 1992-10-06 06:00 | Petroleum | Unleaded gasoline | Unleaded gasoline |  | Steel | Steel | Coated & cathodic protection (sti-P3) |  | Steel |  | 1901-01-01 06:00 | [15 empty] | UST Currently In Use: 0; UST Temp Close: 0; AST Currently In Use: 0; AST Temp Closed: 0 | 0 | 0 | 2 | 12130-037-014143 | GRANGER OIL CO INC
13273 | Permanently Closed | 1992-10-06 06:00 | 1987-01-01 06:00 | 1992-10-06 06:00 | Petroleum | Unleaded gasoline | Unleaded gasoline |  | Steel | Steel | Coated & cathodic protection (sti-P3) |  | Steel |  | 1901-01-01 06:00 | [15 empty] | UST Currently In Use: 0; UST Temp Close: 0; AST Currently In Use: 0; AST Temp Closed: 0 | 0 | 0 | 2 | 12130-037-014143 | GRANGER OIL CO INC
13274 | Permanently Closed | 1998-12-22 06:00 | 1984-01-01 06:00 | 1999-07-12 06:00 | Petroleum | Unleaded gasoline | Unleaded gasoline |  | Steel | Steel | Other, STIP-3 |  | Steel |  | 1901-01-01 06:00 | [6 empty] | Statistical Inventory Reconciliation (SIR) | [8 empty] | UST Currently In Use: 0; UST Temp Close: 0; AST Currently In Use: 0; AST Temp Closed: 0 | 0 | 0 | 3 | 12130-051-000810 | GRANGER OIL CO INC
13275 | Permanently Closed | 1998-12-22 06:00 | 1984-01-01 06:00 | 1999-07-12 06:00 | Petroleum | Unleaded gasoline | Unleaded gasoline |  | Steel | Steel | Other, STIP-3 |  | Steel |  | 1901-01-01 06:00 | [6 empty] | Statistical Inventory Reconciliation (SIR) | [8 empty] | UST Currently In Use: 0; UST Temp Close: 0; AST Currently In Use: 0; AST Temp Closed: 0 | 0 | 0 | 3 | 12130-051-000810 | GRANGER OIL CO INC
13276 | Permanently Closed | 1998-12-22 06:00 | 1984-01-01 06:00 | 1999-07-12 06:00 | Petroleum | Unleaded gasoline | Unleaded gasoline |  | Steel | Steel | Other, STIP-3 |  | Steel |  | 1901-01-01 06:00 | [6 empty] | Statistical Inventory Reconciliation (SIR) | [8 empty] | UST Currently In Use: 0; UST Temp Close: 0; AST Currently In Use: 0; AST Temp Closed: 0 | 0 | 0 | 3 | 12130-051-000810 | GRANGER OIL CO INC
13277 | Permanently Closed | 1989-08-21 06:00 | 1971-01-01 06:00 | 1989-08-21 06:00 | Petroleum | Unleaded gasoline | Unleaded gasoline |  | Steel | Steel |  | Painted or None | Steel |  | 1901-01-01 06:00 | [15 empty] | UST Currently In Use: 0; UST Temp Close: 0; AST Currently In Use: 0; AST Temp Closed: 0 | 0 | 0 | 2 | 12130-051-011762 | GRANGER OIL CO INC
13278 | Permanently Closed | 1989-08-21 06:00 | 1971-01-01 06:00 | 1989-08-21 06:00 | Petroleum | Unleaded gasoline | Unleaded gasoline |  | Steel | Steel |  | Painted or None | Steel |  | 1901-01-01 06:00 | [15 empty] | UST Currently In Use: 0; UST Temp Close: 0; AST Currently In Use: 0; AST Temp Closed: 0 | 0 | 0 | 2 | 12130-051-011762 | GRANGER OIL CO INC
13279 | Permanently Closed | 1993-10-06 06:00 | 1972-01-01 06:00 | 1999-12-22 06:00 | Petroleum | Unleaded gasoline | Unleaded gasoline |  | Steel | Steel |  | Painted or None | Steel |  | 1901-01-01 06:00 | [15 empty] | UST Currently In Use: 0; UST Temp Close: 0; AST Currently In Use: 0; AST Temp Closed: 0 | 0 | 0 | 3 | 12130-051-011763 | GRANGER OIL CO INC
13280 | Permanently Closed | 1990-09-17 06:00 | 1969-01-01 06:00 | 1990-09-17 06:00 | Petroleum | Unleaded gasoline | Unleaded gasoline |  | Steel | Steel |  | Painted or None | Steel |  | 1901-01-01 06:00 | [15 empty] | UST Currently In Use: 0; UST Temp Close: 0; AST Currently In Use: 0; AST Temp Closed: 0 | 0 | 0 | 3 | 12130-051-011763 | GRANGER OIL CO INC
13281 | Permanently Closed | 1990-09-17 06:00 | 1969-01-01 06:00 | 1990-09-17 06:00 | Petroleum | Unleaded gasoline | Unleaded gasoline |  | Steel | Steel |  | Painted or None | Steel |  | 1901-01-01 06:00 | [15 empty] | UST Currently In Use: 0; UST Temp Close: 0; AST Currently In Use: 0; AST Temp Closed: 0 | 0 | 0 | 3 | 12130-051-011763 | GRANGER OIL CO INC
13282 | Currently in Use |  | 1975-01-01 06:00 |  | Petroleum | Unleaded gasoline | Unleaded gasoline | Retail | Steel | Steel | Field installed cathodic protection | Painted or None | Fiberglass reinforced plastic, UPGRADED |  |  | Other, FLXS ISOLA | Catchment Basin, Single walled catchment basin | Automatic shutoff device At 95% full | Automatic shutoff device At 95% full |  |  | Continuous Automatic Tank Gauge |  | Automatic flow restrictor (MLLD) | Automatic flow restrictor (MLLD) |  |  | Annual line testing | Annual line testing |  | UST Currently In Use: 2; UST Temp Close: 0; AST Currently In Use: 0; AST Temp Closed: 0 | 2 | 0 | 0 | 23835-051-011764 | MANOJAVAYA INC
13284 | Currently in Use |  | 1975-01-01 06:00 |  | Petroleum | Premium gasoline | Premium gasoline | Retail | Steel | Steel | Field installed cathodic protection | Painted or None | Fiberglass reinforced plastic, UPGRADED |  |  | Other, FLXS ISOLA | Catchment Basin, Single walled catchment basin | Automatic shutoff device At 95% full | Automatic shutoff device At 95% full |  |  | Continuous Automatic Tank Gauge |  | Automatic flow restrictor (MLLD) | Automatic flow restrictor (MLLD) |  |  | Annual line testing | Annual line testing |  | UST Currently In Use: 2; UST Temp Close: 0; AST Currently In Use: 0; AST Temp Closed: 0 | 2 | 0 | 0 | 23835-051-011764 | MANOJAVAYA INC
13285 |  |  | 1962-01-01 06:00 |  | Petroleum | Unleaded gasoline | Unleaded gasoline |  | Steel | Steel |  | Painted or None | Steel |  | 1901-01-01 06:00 | [15 empty] | UST Currently In Use: 0; UST Temp Close: 0; AST Currently In Use: 0; AST Temp Closed: 0 | 0 | 0 | 1 | 12130-051-011766 | GRANGER OIL CO INC
13286 |  |  | 1962-01-01 06:00 |  | Petroleum | Unleaded gasoline | Unleaded gasoline |  | Steel | Steel |  | Painted or None | Steel |  | 1901-01-01 06:00 | [15 empty] | UST Currently In Use: 0; UST Temp Close: 0; AST Currently In Use: 0; AST Temp Closed: 0 | 0 | 0 | 1 | 12130-051-011766 | GRANGER OIL CO INC
13287 | Permanently Closed | 1988-11-01 06:00 | 1962-01-01 06:00 | 1988-11-01 06:00 | Petroleum | On road diesel | On road diesel |  | Steel | Steel |  | Painted or None | Steel |  | 1901-01-01 06:00 | [15 empty] | UST Currently In Use: 0; UST Temp Close: 0; AST Currently In Use: 0; AST Temp Closed: 0 | 0 | 0 | 1 | 12130-051-011766 | GRANGER OIL CO INC
13288 | Permanently Closed | 1998-12-22 06:00 | 1984-01-01 06:00 | 1998-12-22 06:00 | Petroleum | On road diesel | On road diesel |  | Steel | Steel | Coated & cathodic protection (sti-P3) |  | Steel |  | 1901-01-01 06:00 | [6 empty] | Statistical Inventory Reconciliation (SIR) | [8 empty] | UST Currently In Use: 0; UST Temp Close: 0; AST Currently In Use: 0; AST Temp Closed: 0 | 0 | 0 | 3 | 12130-123-000071 | GRANGER OIL CO INC
13289 | Permanently Closed | 1998-12-22 06:00 | 1984-01-01 06:00 | 1998-12-22 06:00 | Petroleum | Unleaded gasoline | Unleaded gasoline |  | Steel | Steel | Coated & cathodic protection (sti-P3) |  | Steel |  | 1901-01-01 06:00 | [6 empty] | Statistical Inventory Reconciliation (SIR) | [8 empty] | UST Currently In Use: 0; UST Temp Close: 0; AST Currently In Use: 0; AST Temp Closed: 0 | 0 | 0 | 3 | 12130-123-000071 | GRANGER OIL CO INC
13290 | Permanently Closed | 1998-12-22 06:00 | 1984-01-01 06:00 | 1998-12-22 06:00 | Petroleum | Unleaded gasoline | Unleaded gasoline |  | Steel | Steel | Other, STIP-3 |  | Steel |  | 1901-01-01 06:00 | [6 empty] | Statistical Inventory Reconciliation (SIR) | [8 empty] | UST Currently In Use: 0; UST Temp Close: 0; AST Currently In Use: 0; AST Temp Closed: 0 | 0 | 0 | 3 | 12130-123-000071 | GRANGER OIL CO INC
13291 | Temporary Closed | 2007-11-01 06:00 | 1984-01-01 06:00 |  | Petroleum | On road diesel | On road diesel | Retail | Steel | Steel | Coated & cathodic protection (sti-P3), STIP-3 |  | Fiberglass reinforced plastic |  | 1901-01-01 06:00 | Other, FLXS ISOLA | Catchment Basin, Single walled catchment basin | Automatic shutoff device At 95% full | Automatic shutoff device At 95% full |  |  | Statistical Inventory Reconciliation (SIR) | [8 empty] | UST Currently In Use: 0; UST Temp Close: 2; AST Currently In Use: 0; AST Temp Closed: 0 | 0 | 2 | 0 | 25528-123-000969 | SOUTHERN CAPITAL PARTNERS
13292 | Temporary Closed | 2007-01-01 06:00 | 1984-01-01 06:00 |  | Petroleum | Other, OFF RD DSL | Other | Retail | Steel | Steel | Coated & cathodic protection (sti-P3), STIP-3 |  | Fiberglass reinforced plastic |  | 1901-01-01 06:00 | Other, FLXS ISOLA | Catchment Basin, Single walled catchment basin | Automatic shutoff device At 95% full | Automatic shutoff device At 95% full |  |  | Statistical Inventory Reconciliation (SIR) | [8 empty] | UST Currently In Use: 0; UST Temp Close: 2; AST Currently In Use: 0; AST Temp Closed: 0 | 0 | 2 | 0 | 25528-123-000969 | SOUTHERN CAPITAL PARTNERS
13293 | Permanently Closed | 2009-12-07 06:00 | 1982-01-01 06:00 | 2009-12-07 06:00 | Petroleum | Unleaded gasoline | Unleaded gasoline | Retail | Steel | Steel | Field installed cathodic protection |  | Fiberglass reinforced plastic |  |  |  | Catchment Basin, Single walled catchment basin | Automatic shutoff device At 95% full | Automatic shutoff device At 95% full |  |  | Statistical Inventory Reconciliation (SIR) | [5 empty] | Statistical inventory reconciliation (SIR) | Statistical inventory reconciliation (SIR) |  | UST Currently In Use: 1; UST Temp Close: 0; AST Currently In Use: 0; AST Temp Closed: 0 | 1 | 0 | 3 | 23523-123-005810 | GREG HARRIS
13294 | Permanently Closed | 2009-12-07 06:00 | 1982-01-01 06:00 | 2009-12-07 06:00 | Petroleum | Premium gasoline | Premium gasoline | Retail | Steel | Steel | Field installed cathodic protection |  | Fiberglass reinforced plastic |  |  |  | Catchment Basin, Single walled catchment basin | Automatic shutoff device At 95% full | Automatic shutoff device At 95% full |  |  | Statistical Inventory Reconciliation (SIR) | [5 empty] | Statistical inventory reconciliation (SIR) | Statistical inventory reconciliation (SIR) |  | UST Currently In Use: 1; UST Temp Close: 0; AST Currently In Use: 0; AST Temp Closed: 0 | 1 | 0 | 3 | 23523-123-005810 | GREG HARRIS
13295 | Permanently Closed | 2009-12-07 06:00 | 1982-01-01 06:00 | 2009-12-07 06:00 | Petroleum | On road diesel | On road diesel | Retail | Steel | Steel | Field installed cathodic protection |  | Fiberglass reinforced plastic |  |  |  | Catchment Basin, Single walled catchment basin | Automatic shutoff device At 95% full | Automatic shutoff device At 95% full |  |  | Statistical Inventory Reconciliation (SIR) | [8 empty] | UST Currently In Use: 1; UST Temp Close: 0; AST Currently In Use: 0; AST Temp Closed: 0 | 1 | 0 | 3 | 23523-123-005810 | GREG HARRIS
13296 | Currently in Use |  | 1983-01-01 06:00 |  | Petroleum | Unleaded gasoline | Unleaded gasoline | Retail | Steel | Steel | Coated & cathodic protection (sti-P3) |  | Fiberglass reinforced plastic |  |  |  | Catchment Basin, Single walled catchment basin | Automatic shutoff device At 95% full, Flow Rest 90% Full | Flow Rest 90% Full |  |  | Continuous Automatic Tank Gauge |  | Automatic flow restrictor (MLLD) | Automatic flow restrictor (MLLD) | Interstitial Monitoring within Secondary Containment |  | Continuous alarm system | Continuous alarm system |  | UST Currently In Use: 4; UST Temp Close: 1; AST Currently In Use: 0; AST Temp Closed: 0 | 4 | 1 | 0 | 22677-123-008929 | KOONS INVESTMENTS LLC
13297 | Currently in Use |  | 1983-01-01 06:00 |  | Petroleum | Other, NON ETHANO | Other | Retail | Steel | Steel | Coated & cathodic protection (sti-P3) |  | Fiberglass reinforced plastic |  |  |  | Catchment Basin, Single walled catchment basin | Automatic shutoff device At 95% full, Flow Rest 90% Full | Flow Rest 90% Full |  |  | Continuous Automatic Tank Gauge |  | Automatic flow restrictor (MLLD) | Automatic flow restrictor (MLLD) | Interstitial Monitoring within Secondary Containment |  | Continuous alarm system | Continuous alarm system |  | UST Currently In Use: 4; UST Temp Close: 1; AST Currently In Use: 0; AST Temp Closed: 0 | 4 | 1 | 0 | 22677-123-008929 | KOONS INVESTMENTS LLC
13298 | Currently in Use |  | 1983-01-01 06:00 |  | Petroleum | Premium gasoline | Premium gasoline | Retail | Steel | Steel | Coated & cathodic protection (sti-P3) |  | Fiberglass reinforced plastic |  |  |  | Catchment Basin, Single walled catchment basin | Automatic shutoff device At 95% full, Flow Rest 90% Full | Flow Rest 90% Full |  |  | Continuous Automatic Tank Gauge |  | Automatic flow restrictor (MLLD) | Automatic flow restrictor (MLLD) | Interstitial Monitoring within Secondary Containment |  | Continuous alarm system | Continuous alarm system |  | UST Currently In Use: 4; UST Temp Close: 1; AST Currently In Use: 0; AST Temp Closed: 0 | 4 | 1 | 0 | 22677-123-008929 | KOONS INVESTMENTS LLC
13299 | Currently in Use |  | 1983-01-01 06:00 |  | Petroleum | Unleaded gasoline | Unleaded gasoline | Retail | Steel | Steel | Coated & cathodic protection (sti-P3) |  | Fiberglass reinforced plastic |  |  |  | Catchment Basin, Single walled catchment basin | Automatic shutoff device At 95% full, Flow Rest 90% Full | Flow Rest 90% Full |  |  | Continuous Automatic Tank Gauge |  | Automatic flow restrictor (MLLD) | Automatic flow restrictor (MLLD) | Interstitial Monitoring within Secondary Containment |  | Continuous alarm system | Continuous alarm system |  | UST Currently In Use: 4; UST Temp Close: 1; AST Currently In Use: 0; AST Temp Closed: 0 | 4 | 1 | 0 | 22677-123-008929 | KOONS INVESTMENTS LLC
13300 | Temporary Closed | 2000-11-29 06:00 | 1983-01-01 06:00 |  | Petroleum | Kerosene | Kerosene | Retail | Steel | Steel | Coated & cathodic protection (sti-P3) |  | Steel |  |  |  | Catchment Basin, Single walled catchment basin | Flow Rest 90% Full | Flow Rest 90% Full |  |  | Statistical Inventory Reconciliation (SIR) |  | Automatic flow restrictor (MLLD) | Automatic flow restrictor (MLLD) |  |  | Statistical inventory reconciliation (SIR) | Statistical inventory reconciliation (SIR) |  | UST Currently In Use: 4; UST Temp Close: 1; AST Currently In Use: 0; AST Temp Closed: 0 | 4 | 1 | 0 | 22677-123-008929 | KOONS INVESTMENTS LLC
13301 | Permanently Closed | 2005-10-31 06:00 | 1965-01-01 06:00 | 2006-06-19 06:00 | Petroleum | Unleaded gasoline | Unleaded gasoline | Retail | Steel | Steel | Field installed cathodic protection |  | Steel |  | 1901-01-01 06:00 | Field installed cathodic protection | Catchment Basin, Single walled catchment basin | Automatic shutoff device At 95% full | Automatic shutoff device At 95% full |  |  | Statistical Inventory Reconciliation (SIR) | [8 empty] | UST Currently In Use: 0; UST Temp Close: 0; AST Currently In Use: 0; AST Temp Closed: 0 | 0 | 0 | 3 | 21126-123-008930 | FREEDOM FUELS LLC
13302 | Permanently Closed | 2005-10-31 06:00 | 1965-01-01 06:00 | 2006-06-19 06:00 | Petroleum | Premium gasoline | Premium gasoline | Retail | Steel | Steel | Field installed cathodic protection |  | Steel |  | 1901-01-01 06:00 | Field installed cathodic protection | Catchment Basin, Single walled catchment basin | Automatic shutoff device At 95% full | Automatic shutoff device At 95% full |  |  | Statistical Inventory Reconciliation (SIR) | [8 empty] | UST Currently In Use: 0; UST Temp Close: 0; AST Currently In Use: 0; AST Temp Closed: 0 | 0 | 0 | 3 | 21126-123-008930 | FREEDOM FUELS LLC
13303 | Permanently Closed | 2005-10-31 06:00 | 1971-01-01 06:00 | 2006-06-19 06:00 | Petroleum | Mid-grade gasoline | Mid-grade gasoline | Retail | Steel | Steel | Field installed cathodic protection |  | Steel |  | 1901-01-01 06:00 | Field installed cathodic protection | Catchment Basin, Single walled catchment basin | Automatic shutoff device At 95% full | Automatic shutoff device At 95% full |  |  | Statistical Inventory Reconciliation (SIR) | [8 empty] | UST Currently In Use: 0; UST Temp Close: 0; AST Currently In Use: 0; AST Temp Closed: 0 | 0 | 0 | 3 | 21126-123-008930 | FREEDOM FUELS LLC
13304 | Currently in Use |  | 1982-01-01 06:00 |  | Petroleum | Ethanol free gasoline | Ethanol free gasoline | Retail | Steel | Steel | Coated & cathodic protection (sti-P3), Field installed cathodic protection |  | Steel |  | 1901-01-01 06:00 | Field installed cathodic protection | Catchment Basin, Single walled catchment basin | Automatic shutoff device At 95% full | Automatic shutoff device At 95% full |  |  | Continuous Automatic Tank Gauge | [8 empty] | UST Currently In Use: 4; UST Temp Close: 0; AST Currently In Use: 0; AST Temp Closed: 0 | 4 | 0 | 0 | 22305-123-011731 | LYNN PATTERSON
13305 | Permanently Closed | 1988-09-01 06:00 | 1958-01-01 06:00 | 1988-09-01 06:00 | Petroleum | Unleaded gasoline | Unleaded gasoline |  | Steel | Steel |  | Painted or None | Steel |  | 1901-01-01 06:00 | [15 empty] | UST Currently In Use: 0; UST Temp Close: 0; AST Currently In Use: 0; AST Temp Closed: 0 | 0 | 0 | 3 | 12130-123-011732 | GRANGER OIL CO INC
13306 | Permanently Closed | 1988-09-01 06:00 | 1958-01-01 06:00 | 1988-09-01 06:00 | Petroleum | Unleaded gasoline | Unleaded gasoline |  | Steel | Steel |  | Painted or None | Steel |  | 1901-01-01 06:00 | [15 empty] | UST Currently In Use: 0; UST Temp Close: 0; AST Currently In Use: 0; AST Temp Closed: 0 | 0 | 0 | 3 | 12130-123-011732 | GRANGER OIL CO INC
13307 | Permanently Closed | 1988-09-01 06:00 | 1972-01-01 06:00 | 1988-09-01 06:00 | Petroleum | Unleaded gasoline | Unleaded gasoline |  | Steel | Steel |  | Painted or None | Steel |  | 1901-01-01 06:00 | [15 empty] | UST Currently In Use: 0; UST Temp Close: 0; AST Currently In Use: 0; AST Temp Closed: 0 | 0 | 0 | 3 | 12130-123-011732 | GRANGER OIL CO INC
13308 | Permanently Closed | 1988-09-01 06:00 | 1978-01-01 06:00 | 1988-09-01 06:00 | Petroleum | Unleaded gasoline | Unleaded gasoline |  | Steel | Steel |  | Painted or None | Steel |  | 1901-01-01 06:00 | [15 empty] | UST Currently In Use: 0; UST Temp Close: 0; AST Currently In Use: 0; AST Temp Closed: 0 | 0 | 0 | 1 | 12130-123-011734 | GRANGER OIL CO INC
13309 | Permanently Closed | 1901-01-01 06:00 | 1958-01-01 06:00 | 1988-03-01 06:00 | Petroleum | Unleaded gasoline | Unleaded gasoline |  | Steel | Steel |  | Painted or None | Steel |  | 1901-01-01 06:00 | [15 empty] | UST Currently In Use: 0; UST Temp Close: 0; AST Currently In Use: 0; AST Temp Closed: 0 | 0 | 0 | 4 | 12130-123-011735 | GRANGER OIL CO INC
13310 | Permanently Closed | 1901-01-01 06:00 | 1958-01-01 06:00 | 1988-03-01 06:00 | Petroleum | Unleaded gasoline | Unleaded gasoline |  | Steel | Steel |  | Painted or None | Steel |  | 1901-01-01 06:00 | [15 empty] | UST Currently In Use: 0; UST Temp Close: 0; AST Currently In Use: 0; AST Temp Closed: 0 | 0 | 0 | 4 | 12130-123-011735 | GRANGER OIL CO INC
13311 | Permanently Closed | 1901-01-01 06:00 | 1971-01-01 06:00 | 1988-03-01 06:00 | Petroleum | Unleaded gasoline | Unleaded gasoline |  | Steel | Steel |  | Painted or None | Steel |  | 1901-01-01 06:00 | [15 empty] | UST Currently In Use: 0; UST Temp Close: 0; AST Currently In Use: 0; AST Temp Closed: 0 | 0 | 0 | 4 | 12130-123-011735 | GRANGER OIL CO INC
13312 | Permanently Closed | 1901-01-01 06:00 | 1958-01-01 06:00 | 1988-03-01 06:00 | Petroleum | Unleaded gasoline | Unleaded gasoline |  | Steel | Steel |  | Painted or None | Steel |  | 1901-01-01 06:00 | [15 empty] | UST Currently In Use: 0; UST Temp Close: 0; AST Currently In Use: 0; AST Temp Closed: 0 | 0 | 0 | 4 | 12130-123-011735 | GRANGER OIL CO INC
13313 | Permanently Closed | 1987-09-01 06:00 | 1971-01-01 06:00 | 1987-09-01 06:00 | Petroleum | On road diesel | On road diesel |  | Steel | Steel |  | Painted or None | Steel |  | 1901-01-01 06:00 | [15 empty] | UST Currently In Use: 0; UST Temp Close: 0; AST Currently In Use: 0; AST Temp Closed: 0 | 0 | 0 | 1 | 12130-123-011738 | GRANGER OIL CO INC
13314 | Permanently Closed | 1989-12-14 06:00 | 1957-01-01 06:00 | 1989-12-14 06:00 | Petroleum | Unleaded gasoline | Unleaded gasoline |  | Steel | Steel |  | Painted or None | Steel |  | 1901-01-01 06:00 | [15 empty] | UST Currently In Use: 0; UST Temp Close: 0; AST Currently In Use: 0; AST Temp Closed: 0 | 0 | 0 | 1 | 12130-123-011739 | GRANGER OIL CO INC
13315 | Permanently Closed | 1992-09-01 06:00 | 1976-01-01 06:00 | 1994-05-06 06:00 | Petroleum | Unleaded gasoline | Unleaded gasoline |  | Steel | Steel |  | Painted or None | Steel |  | 1901-01-01 06:00 | [15 empty] | UST Currently In Use: 0; UST Temp Close: 0; AST Currently In Use: 0; AST Temp Closed: 0 | 0 | 0 | 2 | 12130-123-011740 | GRANGER OIL CO INC
13316 | Permanently Closed | 1992-09-01 06:00 | 1976-01-01 06:00 | 1994-05-06 06:00 | Petroleum | Unleaded gasoline | Unleaded gasoline |  | Steel | Steel |  | Painted or None | Steel |  | 1901-01-01 06:00 | [15 empty] | UST Currently In Use: 0; UST Temp Close: 0; AST Currently In Use: 0; AST Temp Closed: 0 | 0 | 0 | 2 | 12130-123-011740 | GRANGER OIL CO INC
13317 | Permanently Closed | 1992-09-16 06:00 | 1977-01-01 06:00 | 1992-09-16 06:00 | Petroleum | Unleaded gasoline | Unleaded gasoline |  | Steel | Steel |  | Painted or None | Steel |  | 1901-01-01 06:00 | [15 empty] | UST Currently In Use: 0; UST Temp Close: 0; AST Currently In Use: 0; AST Temp Closed: 0 | 0 | 0 | 2 | 12130-123-011741 | GRANGER OIL CO INC
13318 | Permanently Closed | 1992-09-16 06:00 | 1977-01-01 06:00 | 1992-09-16 06:00 | Petroleum | On road diesel | On road diesel |  | Steel | Steel |  | Painted or None | Steel |  | 1901-01-01 06:00 | [15 empty] | UST Currently In Use: 0; UST Temp Close: 0; AST Currently In Use: 0; AST Temp Closed: 0 | 0 | 0 | 2 | 12130-123-011741 | GRANGER OIL CO INC
13319 | Permanently Closed | 1988-09-01 06:00 | 1977-01-01 06:00 | 1988-09-01 06:00 | Petroleum | On road diesel | On road diesel |  | Steel | Steel |  | Painted or None | Steel |  | 1901-01-01 06:00 | [15 empty] | UST Currently In Use: 0; UST Temp Close: 0; AST Currently In Use: 0; AST Temp Closed: 0 | 0 | 0 | 1 | 12130-123-011742 | GRANGER OIL CO INC
13320 | Permanently Closed | 1901-01-01 06:00 | 1972-01-01 06:00 | 2011-11-11 06:00 | Petroleum | On road diesel | On road diesel |  | Steel | Steel |  | Painted or None | Steel |  | 1901-01-01 06:00 | [15 empty] | UST Currently In Use: 0; UST Temp Close: 0; AST Currently In Use: 0; AST Temp Closed: 0 | 0 | 0 | 3 | 12130-123-011743 | GRANGER OIL CO INC
13321 | Permanently Closed | 1901-01-01 06:00 | 1977-01-01 06:00 | 2011-11-11 06:00 | Petroleum | Unleaded gasoline | Unleaded gasoline |  | Steel | Steel |  | Painted or None | Steel |  | 1901-01-01 06:00 | [15 empty] | UST Currently In Use: 0; UST Temp Close: 0; AST Currently In Use: 0; AST Temp Closed: 0 | 0 | 0 | 3 | 12130-123-011743 | GRANGER OIL CO INC
13322 | Permanently Closed | 1992-11-11 06:00 | 1959-01-01 06:00 | 1992-11-11 06:00 | Petroleum | Unleaded gasoline | Unleaded gasoline |  | Steel | Steel |  | Painted or None | Steel |  | 1901-01-01 06:00 | [15 empty] | UST Currently In Use: 0; UST Temp Close: 0; AST Currently In Use: 0; AST Temp Closed: 0 | 0 | 0 | 3 | 12130-123-011743 | GRANGER OIL CO INC
13323 | Permanently Closed | 1998-11-24 06:00 | 1967-01-01 06:00 | 1998-11-24 06:00 | Petroleum | Unleaded gasoline | Unleaded gasoline |  | Steel | Steel |  | Painted or None | Steel |  | 1901-01-01 06:00 | [6 empty] | Statistical Inventory Reconciliation (SIR) | [8 empty] | UST Currently In Use: 0; UST Temp Close: 0; AST Currently In Use: 0; AST Temp Closed: 0 | 0 | 0 | 1 | 12130-123-011744 | GRANGER OIL CO INC
13324 | Permanently Closed | 1998-11-24 06:00 | 1975-01-01 06:00 | 1999-07-29 06:00 | Petroleum | Unleaded gasoline | Unleaded gasoline | Retail | Steel | Steel |  | Painted or None | Steel |  | 1901-01-01 06:00 | [6 empty] | Statistical Inventory Reconciliation (SIR) | [8 empty] | UST Currently In Use: 1; UST Temp Close: 0; AST Currently In Use: 0; AST Temp Closed: 0 | 1 | 0 | 3 | 21126-123-011745 | FREEDOM FUELS LLC
13325 | Permanently Closed | 1992-09-16 06:00 | 1975-01-01 06:00 | 1992-09-16 06:00 | Petroleum | Unleaded gasoline | Unleaded gasoline | Retail | Steel | Steel |  | Painted or None | Steel |  | 1901-01-01 06:00 | [15 empty] | UST Currently In Use: 1; UST Temp Close: 0; AST Currently In Use: 0; AST Temp Closed: 0 | 1 | 0 | 3 | 21126-123-011745 | FREEDOM FUELS LLC
13326 | Permanently Closed | 1998-11-24 06:00 | 1975-01-01 06:00 | 1999-07-29 06:00 | Petroleum | On road diesel | On road diesel | Retail | Steel | Steel |  | Painted or None | Steel |  | 1901-01-01 06:00 | [6 empty] | Statistical Inventory Reconciliation (SIR) | [8 empty] | UST Currently In Use: 1; UST Temp Close: 0; AST Currently In Use: 0; AST Temp Closed: 0 | 1 | 0 | 3 | 21126-123-011745 | FREEDOM FUELS LLC
13327 | Permanently Closed | 1989-11-17 06:00 | 1957-01-01 06:00 | 1989-11-17 06:00 | Petroleum | Unleaded gasoline | Unleaded gasoline |  | Steel | Steel |  | Painted or None | Steel |  | 1901-01-01 06:00 | [15 empty] | UST Currently In Use: 0; UST Temp Close: 0; AST Currently In Use: 0; AST Temp Closed: 0 | 0 | 0 | 1 | 12130-123-011746 | GRANGER OIL CO INC
13328 | Permanently Closed | 1986-12-01 06:00 | 1958-01-01 06:00 | 1986-12-01 06:00 | Petroleum | Unleaded gasoline | Unleaded gasoline |  | Steel | Steel |  | Painted or None | Steel |  | 1901-01-01 06:00 | [15 empty] | UST Currently In Use: 0; UST Temp Close: 0; AST Currently In Use: 0; AST Temp Closed: 0 | 0 | 0 | 1 | 12130-123-011747 | GRANGER OIL CO INC
13329 | Permanently Closed | 1993-06-01 06:00 | 1977-01-01 06:00 | 1993-10-26 06:00 | Petroleum | Unleaded gasoline | Unleaded gasoline |  | Steel | Steel |  | Painted or None | Steel |  | 1901-01-01 06:00 | [15 empty] | UST Currently In Use: 0; UST Temp Close: 0; AST Currently In Use: 0; AST Temp Closed: 0 | 0 | 0 | 1 | 18080-123-011748 | DAVID D VOSS
13330 | Permanently Closed | 1990-09-27 06:00 | 1970-01-01 06:00 |  | Petroleum | Unleaded gasoline | Unleaded gasoline |  | Steel | Steel |  | Painted or None | Steel |  | 1901-01-01 06:00 | [8 empty] | Containment Sump | Containment Sump | [5 empty] | UST Currently In Use: 1; UST Temp Close: 0; AST Currently In Use: 0; AST Temp Closed: 0 | 1 | 0 | 4 | 25187-051-011749 | RUSSELL MARINE LLC
13331 | Permanently Closed | 1990-09-27 06:00 | 1970-01-01 06:00 |  | Petroleum | Unleaded gasoline | Unleaded gasoline |  | Steel | Steel |  | Painted or None | Steel |  | 1901-01-01 06:00 | [8 empty] | Containment Sump | Containment Sump | [5 empty] | UST Currently In Use: 1; UST Temp Close: 0; AST Currently In Use: 0; AST Temp Closed: 0 | 1 | 0 | 4 | 25187-051-011749 | RUSSELL MARINE LLC
13332 | Permanently Closed | 1990-09-27 06:00 | 1970-01-01 06:00 |  | Petroleum | Unleaded gasoline | Unleaded gasoline |  | Steel | Steel |  | Painted or None | Steel |  | 1901-01-01 06:00 | [8 empty] | Containment Sump | Containment Sump | [5 empty] | UST Currently In Use: 1; UST Temp Close: 0; AST Currently In Use: 0; AST Temp Closed: 0 | 1 | 0 | 4 | 25187-051-011749 | RUSSELL MARINE LLC
13333 | Permanently Closed | 1990-09-27 06:00 | 1970-01-01 06:00 |  | Petroleum | Unleaded gasoline | Unleaded gasoline |  | Steel | Steel |  | Painted or None | Steel |  | 1901-01-01 06:00 | [8 empty] | Containment Sump | Containment Sump | [5 empty] | UST Currently In Use: 1; UST Temp Close: 0; AST Currently In Use: 0; AST Temp Closed: 0 | 1 | 0 | 4 | 25187-051-011749 | RUSSELL MARINE LLC
13334 | Permanently Closed | 2012-01-01 06:00 | 1977-01-01 06:00 | 2019-06-13 06:00 | Petroleum | Unleaded gasoline | Unleaded gasoline | Retail | Steel | Steel | Field installed cathodic protection |  | Steel |  |  | Field installed cathodic protection | Catchment Basin, Single walled catchment basin | Automatic shutoff device At 95% full | Automatic shutoff device At 95% full |  |  | Statistical Inventory Reconciliation (SIR) | [8 empty] | UST Currently In Use: 0; UST Temp Close: 0; AST Currently In Use: 0; AST Temp Closed: 0 | 0 | 0 | 3 | 23126-123-011750 | RNJ INTERNATIONAL INC.
13335 | Permanently Closed | 2012-08-01 06:00 | 1977-01-01 06:00 | 2019-06-13 06:00 | Petroleum | Mid-grade gasoline | Mid-grade gasoline | Retail | Steel | Steel | Field installed cathodic protection |  | Steel |  |  | Field installed cathodic protection | Catchment Basin, Single walled catchment basin | Automatic shutoff device At 95% full | Automatic shutoff device At 95% full |  |  | Statistical Inventory Reconciliation (SIR) | [8 empty] | UST Currently In Use: 0; UST Temp Close: 0; AST Currently In Use: 0; AST Temp Closed: 0 | 0 | 0 | 3 | 23126-123-011750 | RNJ INTERNATIONAL INC.
13336 | Permanently Closed | 2011-07-01 06:00 | 1977-01-01 06:00 | 2019-06-13 06:00 | Petroleum | Premium gasoline | Premium gasoline | Retail | Steel | Steel | Field installed cathodic protection |  | Steel |  |  | Field installed cathodic protection | Catchment Basin, Single walled catchment basin | Automatic shutoff device At 95% full | Automatic shutoff device At 95% full |  |  | Statistical Inventory Reconciliation (SIR) | [8 empty] | UST Currently In Use: 0; UST Temp Close: 0; AST Currently In Use: 0; AST Temp Closed: 0 | 0 | 0 | 3 | 23126-123-011750 | RNJ INTERNATIONAL INC.
13337 | Permanently Closed | 1988-11-01 06:00 | 1977-01-01 06:00 | 1988-11-01 06:00 | Petroleum | Unleaded gasoline | Unleaded gasoline |  | Steel | Steel |  | Painted or None | Steel |  | 1901-01-01 06:00 | [15 empty] | UST Currently In Use: 0; UST Temp Close: 0; AST Currently In Use: 0; AST Temp Closed: 0 | 0 | 0 | 2 | 12130-123-011751 | GRANGER OIL CO INC
13338 | Permanently Closed | 1988-11-01 06:00 | 1977-01-01 06:00 | 1988-11-01 06:00 | Petroleum | Unleaded gasoline | Unleaded gasoline |  | Steel | Steel |  | Painted or None | Steel |  | 1901-01-01 06:00 | [15 empty] | UST Currently In Use: 0; UST Temp Close: 0; AST Currently In Use: 0; AST Temp Closed: 0 | 0 | 0 | 2 | 12130-123-011751 | GRANGER OIL CO INC
13339 | Permanently Closed | 1987-01-01 06:00 | 1973-01-01 06:00 | 1987-01-01 06:00 | Petroleum | Unleaded gasoline | Unleaded gasoline |  | Steel | Steel |  | Painted or None | Steel |  | 1901-01-01 06:00 | [15 empty] | UST Currently In Use: 0; UST Temp Close: 0; AST Currently In Use: 0; AST Temp Closed: 0 | 0 | 0 | 3 | 12130-123-011752 | GRANGER OIL CO INC
13340 | Permanently Closed | 1987-01-01 06:00 | 1973-01-01 06:00 | 1987-01-01 06:00 | Petroleum | Unleaded gasoline | Unleaded gasoline |  | Steel | Steel |  | Painted or None | Steel |  | 1901-01-01 06:00 | [15 empty] | UST Currently In Use: 0; UST Temp Close: 0; AST Currently In Use: 0; AST Temp Closed: 0 | 0 | 0 | 3 | 12130-123-011752 | GRANGER OIL CO INC
13341 | Permanently Closed | 1987-01-01 06:00 | 1973-01-01 06:00 | 1987-01-01 06:00 | Petroleum | Unleaded gasoline | Unleaded gasoline |  | Steel | Steel |  | Painted or None | Steel |  | 1901-01-01 06:00 | [15 empty] | UST Currently In Use: 0; UST Temp Close: 0; AST Currently In Use: 0; AST Temp Closed: 0 | 0 | 0 | 3 | 12130-123-011752 | GRANGER OIL CO INC
13342 | Currently in Use |  | 1977-01-01 06:00 |  | Petroleum | Unleaded gasoline | Unleaded gasoline | Retail | Steel | Steel | Field installed cathodic protection |  | Steel |  |  | Field installed cathodic protection | Catchment Basin, Single walled catchment basin | Automatic shutoff device At 95% full | Automatic shutoff device At 95% full |  |  | Statistical Inventory Reconciliation (SIR) | [8 empty] | UST Currently In Use: 4; UST Temp Close: 0; AST Currently In Use: 0; AST Temp Closed: 0 | 4 | 0 | 0 | 24286-123-011753 | AGW ENTERPRISES
13343 | Currently in Use |  | 1975-01-01 06:00 |  | Petroleum | On road diesel | On road diesel | Retail | Steel | Steel | Field installed cathodic protection |  | Steel |  |  | Field installed cathodic protection | Catchment Basin, Single walled catchment basin | Automatic shutoff device At 95% full | Automatic shutoff device At 95% full |  |  | Statistical Inventory Reconciliation (SIR) | [8 empty] | UST Currently In Use: 4; UST Temp Close: 0; AST Currently In Use: 0; AST Temp Closed: 0 | 4 | 0 | 0 | 24286-123-011753 | AGW ENTERPRISES
13344 | Currently in Use |  | 1975-01-01 06:00 |  | Petroleum | Unleaded gasoline | Unleaded gasoline | Retail | Steel | Steel | Field installed cathodic protection |  | Steel |  |  | Field installed cathodic protection | Catchment Basin, Single walled catchment basin | Automatic shutoff device At 95% full | Automatic shutoff device At 95% full |  |  | Statistical Inventory Reconciliation (SIR) | [8 empty] | UST Currently In Use: 4; UST Temp Close: 0; AST Currently In Use: 0; AST Temp Closed: 0 | 4 | 0 | 0 | 24286-123-011753 | AGW ENTERPRISES
13345 | Currently in Use |  | 1982-01-01 06:00 |  | Petroleum | Other, OFFROAD | Other | Retail | Steel | Steel | Coated & cathodic protection (sti-P3), Field installed cathodic protection |  | Steel |  |  | Field installed cathodic protection | Catchment Basin, Single walled catchment basin | Automatic shutoff device At 95% full | Automatic shutoff device At 95% full |  |  | Statistical Inventory Reconciliation (SIR) | [8 empty] | UST Currently In Use: 4; UST Temp Close: 0; AST Currently In Use: 0; AST Temp Closed: 0 | 4 | 0 | 0 | 24286-123-011753 | AGW ENTERPRISES
13346 | Permanently Closed | 1990-12-15 06:00 | 1969-01-01 06:00 | 1990-12-15 06:00 | Petroleum | Unleaded gasoline | Unleaded gasoline |  | Steel | Steel |  | Painted or None | Steel |  | 1901-01-01 06:00 | [15 empty] | UST Currently In Use: 0; UST Temp Close: 0; AST Currently In Use: 0; AST Temp Closed: 0 | 0 | 0 | 3 | 12130-123-011755 | GRANGER OIL CO INC
13347 | Permanently Closed | 1990-12-15 06:00 | 1969-01-01 06:00 | 1990-12-15 06:00 | Petroleum | Unleaded gasoline | Unleaded gasoline |  | Steel | Steel |  | Painted or None | Steel |  | 1901-01-01 06:00 | [15 empty] | UST Currently In Use: 0; UST Temp Close: 0; AST Currently In Use: 0; AST Temp Closed: 0 | 0 | 0 | 3 | 12130-123-011755 | GRANGER OIL CO INC
13348 | Permanently Closed | 1990-12-15 06:00 | 1969-01-01 06:00 | 1990-12-15 06:00 | Petroleum | Unleaded gasoline | Unleaded gasoline |  | Steel | Steel |  | Painted or None | Steel |  | 1901-01-01 06:00 | [15 empty] | UST Currently In Use: 0; UST Temp Close: 0; AST Currently In Use: 0; AST Temp Closed: 0 | 0 | 0 | 3 | 12130-123-011755 | GRANGER OIL CO INC
13349 | Permanently Closed | 1901-01-01 06:00 | 1971-01-01 06:00 | 1987-07-07 06:00 | Petroleum | Unleaded gasoline | Unleaded gasoline |  | Steel | Steel |  | Painted or None | Steel |  | 1901-01-01 06:00 | [15 empty] | UST Currently In Use: 0; UST Temp Close: 0; AST Currently In Use: 0; AST Temp Closed: 0 | 0 | 0 | 7 | 12130-123-011756 | GRANGER OIL CO INC
13350 | Permanently Closed | 1901-01-01 06:00 | 1971-01-01 06:00 | 1987-07-01 06:00 | Petroleum | Unleaded gasoline | Unleaded gasoline |  | Steel | Steel |  | Painted or None | Steel |  | 1901-01-01 06:00 | [15 empty] | UST Currently In Use: 0; UST Temp Close: 0; AST Currently In Use: 0; AST Temp Closed: 0 | 0 | 0 | 7 | 12130-123-011756 | GRANGER OIL CO INC
13351 | Permanently Closed | 1901-01-01 06:00 | 1971-01-01 06:00 | 1987-07-01 06:00 | Petroleum | Unleaded gasoline | Unleaded gasoline |  | Steel | Steel |  | Painted or None | Steel |  | 1901-01-01 06:00 | [15 empty] | UST Currently In Use: 0; UST Temp Close: 0; AST Currently In Use: 0; AST Temp Closed: 0 | 0 | 0 | 7 | 12130-123-011756 | GRANGER OIL CO INC
13352 | Permanently Closed | 1997-09-09 06:00 | 1982-01-01 06:00 |  | Petroleum | Unleaded gasoline | Unleaded gasoline | Retail | Steel | Steel | Other, STIP-3 |  | Steel |  | 1901-01-01 06:00 | [15 empty] | UST Currently In Use: 0; UST Temp Close: 0; AST Currently In Use: 0; AST Temp Closed: 0 | 0 | 0 | 7 | 12130-123-011756 | GRANGER OIL CO INC
13353 | Permanently Closed | 1997-09-09 06:00 | 1982-01-01 06:00 |  | Petroleum | Unleaded gasoline | Unleaded gasoline | Retail | Steel | Steel | Other, STIP-3 |  | Steel |  | 1901-01-01 06:00 | [15 empty] | UST Currently In Use: 0; UST Temp Close: 0; AST Currently In Use: 0; AST Temp Closed: 0 | 0 | 0 | 7 | 12130-123-011756 | GRANGER OIL CO INC
13354 | Permanently Closed | 1997-09-09 06:00 | 1981-01-01 06:00 |  | Petroleum | Unleaded gasoline | Unleaded gasoline | Retail | Steel | Steel |  | Painted or None | Steel |  | 1901-01-01 06:00 | [15 empty] | UST Currently In Use: 0; UST Temp Close: 0; AST Currently In Use: 0; AST Temp Closed: 0 | 0 | 0 | 7 | 12130-123-011756 | GRANGER OIL CO INC
13355 | Permanently Closed | 1997-09-09 06:00 | 1981-01-01 06:00 |  | Petroleum | Kerosene | Kerosene | Retail | Steel | Steel |  | Painted or None | Steel |  | 1901-01-01 06:00 | [15 empty] | UST Currently In Use: 0; UST Temp Close: 0; AST Currently In Use: 0; AST Temp Closed: 0 | 0 | 0 | 7 | 12130-123-011756 | GRANGER OIL CO INC
13356 | Permanently Closed | 1992-09-15 06:00 | 1975-01-01 06:00 | 1992-09-15 06:00 | Petroleum | Unleaded gasoline | Unleaded gasoline |  | Steel | Steel |  | Painted or None | Steel |  | 1901-01-01 06:00 | [15 empty] | UST Currently In Use: 0; UST Temp Close: 0; AST Currently In Use: 0; AST Temp Closed: 0 | 0 | 0 | 2 | 12130-123-011757 | GRANGER OIL CO INC
13357 | Permanently Closed | 1992-09-15 06:00 | 1975-01-01 06:00 | 1992-09-15 06:00 | Petroleum | Unleaded gasoline | Unleaded gasoline |  | Steel | Steel |  | Painted or None | Steel |  | 1901-01-01 06:00 | [15 empty] | UST Currently In Use: 0; UST Temp Close: 0; AST Currently In Use: 0; AST Temp Closed: 0 | 0 | 0 | 2 | 12130-123-011757 | GRANGER OIL CO INC
13358 | Permanently Closed | 1992-11-30 06:00 | 1968-01-01 06:00 | 1992-11-30 06:00 | Petroleum | Unleaded gasoline | Unleaded gasoline |  | Steel | Steel |  | Painted or None | Steel |  | 1901-01-01 06:00 | [15 empty] | UST Currently In Use: 0; UST Temp Close: 0; AST Currently In Use: 0; AST Temp Closed: 0 | 0 | 0 | 3 | 12130-123-011758 | GRANGER OIL CO INC
13359 | Permanently Closed | 1992-11-30 06:00 | 1968-01-01 06:00 | 1992-11-30 06:00 | Petroleum | Unleaded gasoline | Unleaded gasoline |  | Steel | Steel |  | Painted or None | Steel |  | 1901-01-01 06:00 | [15 empty] | UST Currently In Use: 0; UST Temp Close: 0; AST Currently In Use: 0; AST Temp Closed: 0 | 0 | 0 | 3 | 12130-123-011758 | GRANGER OIL CO INC
13360 | Permanently Closed | 1992-11-30 06:00 | 1968-01-01 06:00 | 1992-11-30 06:00 | Petroleum | Unleaded gasoline | Unleaded gasoline |  | Steel | Steel |  | Painted or None | Steel |  | 1901-01-01 06:00 | [15 empty] | UST Currently In Use: 0; UST Temp Close: 0; AST Currently In Use: 0; AST Temp Closed: 0 | 0 | 0 | 3 | 12130-123-011758 | GRANGER OIL CO INC
13361 | Permanently Closed | 1998-12-22 06:00 | 1981-01-01 06:00 | 1999-08-23 06:00 | Petroleum | Unleaded gasoline | Unleaded gasoline | Retail | Steel | Steel |  | Painted or None | Steel |  | 1901-01-01 06:00 | [6 empty] | Statistical Inventory Reconciliation (SIR) | [5 empty] | Statistical inventory reconciliation (SIR) | Statistical inventory reconciliation (SIR) |  | UST Currently In Use: 1; UST Temp Close: 0; AST Currently In Use: 0; AST Temp Closed: 0 | 1 | 0 | 3 | 21156-123-011759 | KLENTON L MCLEMORE
13362 | Permanently Closed | 1998-12-22 06:00 | 1981-01-01 06:00 | 1999-08-23 06:00 | Petroleum | Unleaded gasoline | Unleaded gasoline | Retail | Steel | Steel |  | Painted or None | Steel |  | 1901-01-01 06:00 | [6 empty] | Statistical Inventory Reconciliation (SIR) | [5 empty] | Statistical inventory reconciliation (SIR) | Statistical inventory reconciliation (SIR) |  | UST Currently In Use: 1; UST Temp Close: 0; AST Currently In Use: 0; AST Temp Closed: 0 | 1 | 0 | 3 | 21156-123-011759 | KLENTON L MCLEMORE
13363 | Permanently Closed | 1998-12-22 06:00 | 1981-01-01 06:00 | 1999-08-23 06:00 | Petroleum | Unleaded gasoline | Unleaded gasoline | Retail | Steel | Steel |  | Painted or None | Steel |  | 1901-01-01 06:00 | [6 empty] | Statistical Inventory Reconciliation (SIR) | [5 empty] | Statistical inventory reconciliation (SIR) | Statistical inventory reconciliation (SIR) |  | UST Currently In Use: 1; UST Temp Close: 0; AST Currently In Use: 0; AST Temp Closed: 0 | 1 | 0 | 3 | 21156-123-011759 | KLENTON L MCLEMORE
13364 | Permanently Closed | 1996-05-29 06:00 | 1970-01-01 06:00 | 1996-05-29 06:00 | Petroleum | Unleaded gasoline | Unleaded gasoline | Retail | Steel | Steel |  | Painted or None | Steel |  | 1901-01-01 06:00 | [15 empty] | UST Currently In Use: 1; UST Temp Close: 0; AST Currently In Use: 0; AST Temp Closed: 0 | 1 | 0 | 3 | 20760-123-011760 | LAKE MARTIN, INC
13365 | Permanently Closed | 1996-05-29 06:00 | 1970-01-01 06:00 | 1996-05-29 06:00 | Petroleum | Unleaded gasoline | Unleaded gasoline | Retail | Steel | Steel |  | Painted or None | Steel |  | 1901-01-01 06:00 | [15 empty] | UST Currently In Use: 1; UST Temp Close: 0; AST Currently In Use: 0; AST Temp Closed: 0 | 1 | 0 | 3 | 20760-123-011760 | LAKE MARTIN, INC
13366 | Permanently Closed | 1996-05-29 06:00 | 1970-01-01 06:00 | 1996-05-29 06:00 | Petroleum | Unleaded gasoline | Unleaded gasoline | Retail | Steel | Steel |  | Painted or None | Steel |  | 1901-01-01 06:00 | [15 empty] | UST Currently In Use: 1; UST Temp Close: 0; AST Currently In Use: 0; AST Temp Closed: 0 | 1 | 0 | 3 | 20760-123-011760 | LAKE MARTIN, INC
13367 | Permanently Closed | 1989-11-17 06:00 | 1975-01-01 06:00 | 1989-11-17 06:00 | Petroleum | Unleaded gasoline | Unleaded gasoline |  | Steel | Steel |  | Painted or None | Steel |  | 1901-01-01 06:00 | [15 empty] | UST Currently In Use: 0; UST Temp Close: 0; AST Currently In Use: 0; AST Temp Closed: 0 | 0 | 0 | 4 | 12130-123-011761 | GRANGER OIL CO INC
13368 | Permanently Closed | 1989-11-17 06:00 | 1979-01-01 06:00 | 1989-11-17 06:00 | Petroleum | Unleaded gasoline | Unleaded gasoline |  | Steel | Steel |  | Painted or None | Steel |  | 1901-01-01 06:00 | [15 empty] | UST Currently In Use: 0; UST Temp Close: 0; AST Currently In Use: 0; AST Temp Closed: 0 | 0 | 0 | 4 | 12130-123-011761 | GRANGER OIL CO INC
13369 | Permanently Closed | 1989-11-17 06:00 | 1959-01-01 06:00 | 1989-11-17 06:00 | Petroleum | Unleaded gasoline | Unleaded gasoline |  | Steel | Steel |  | Painted or None | Steel |  | 1901-01-01 06:00 | [15 empty] | UST Currently In Use: 0; UST Temp Close: 0; AST Currently In Use: 0; AST Temp Closed: 0 | 0 | 0 | 4 | 12130-123-011761 | GRANGER OIL CO INC
13370 | Permanently Closed | 1989-11-17 06:00 | 1959-01-01 06:00 | 1989-11-17 06:00 | Petroleum | Unleaded gasoline | Unleaded gasoline |  | Steel | Steel |  | Painted or None | Steel |  | 1901-01-01 06:00 | [15 empty] | UST Currently In Use: 0; UST Temp Close: 0; AST Currently In Use: 0; AST Temp Closed: 0 | 0 | 0 | 4 | 12130-123-011761 | GRANGER OIL CO INC
13371 | Permanently Closed | 1989-05-28 06:00 | 1972-01-01 06:00 | 1989-05-28 06:00 | Petroleum | Unleaded gasoline | Unleaded gasoline |  | Steel | Steel |  | Painted or None | Steel |  | 1901-01-01 06:00 | [15 empty] | UST Currently In Use: 0; UST Temp Close: 3; AST Currently In Use: 0; AST Temp Closed: 0 | 0 | 3 | 3 | 23527-123-011765 | JACKIE OLIVER
13372 | Permanently Closed | 1989-05-28 06:00 | 1962-01-01 06:00 | 1989-05-28 06:00 | Petroleum | Unleaded gasoline | Unleaded gasoline |  | Steel | Steel |  | Painted or None | Steel |  | 1901-01-01 06:00 | [15 empty] | UST Currently In Use: 0; UST Temp Close: 3; AST Currently In Use: 0; AST Temp Closed: 0 | 0 | 3 | 3 | 23527-123-011765 | JACKIE OLIVER
13373 | Permanently Closed | 1989-05-28 06:00 | 1962-01-01 06:00 | 1989-05-28 06:00 | Petroleum | Unleaded gasoline | Unleaded gasoline |  | Steel | Steel |  | Painted or None | Steel |  | 1901-01-01 06:00 | [15 empty] | UST Currently In Use: 0; UST Temp Close: 3; AST Currently In Use: 0; AST Temp Closed: 0 | 0 | 3 | 3 | 23527-123-011765 | JACKIE OLIVER
13374 | Permanently Closed | 1989-10-17 06:00 | 1953-01-01 06:00 | 1989-10-17 06:00 | Petroleum | Unleaded gasoline | Unleaded gasoline |  | Steel | Steel |  | Painted or None | Steel |  | 1901-01-01 06:00 | [15 empty] | UST Currently In Use: 0; UST Temp Close: 0; AST Currently In Use: 0; AST Temp Closed: 0 | 0 | 0 | 1 | 12130-123-011768 | GRANGER OIL CO INC
13375 |  | 2001-10-29 06:00 | 1953-01-01 06:00 |  | Petroleum | On road diesel | On road diesel | Retail | Steel | Steel |  | Painted or None | Steel |  | 1901-01-01 06:00 | [15 empty] | UST Currently In Use: 0; UST Temp Close: 0; AST Currently In Use: 0; AST Temp Closed: 0 | 0 | 0 | 1 | 12130-123-011768 | GRANGER OIL CO INC
13376 | Permanently Closed | 2020-04-28 06:00 | 1985-01-01 06:00 | 2021-12-15 06:00 | Petroleum | Mid-grade gasoline | Mid-grade gasoline | Retail | Steel | Steel | Coated & cathodic protection (sti-P3), Field installed cathodic protection |  | Steel |  |  | Field installed cathodic protection | Catchment Basin, Single walled catchment basin | Automatic shutoff device At 95% full | Automatic shutoff device At 95% full |  |  | Continuous Automatic Tank Gauge |  | Automatic shutoff device (AELLD) | Automatic shutoff device (AELLD) | [5 empty] | UST Currently In Use: 0; UST Temp Close: 0; AST Currently In Use: 0; AST Temp Closed: 0 | 0 | 0 | 4 | 15420-123-012881 | MAPCO EXPRESS, LLC
13377 | Permanently Closed | 2020-04-28 06:00 | 1985-01-01 06:00 | 2021-12-15 06:00 | Petroleum | Unleaded gasoline | Unleaded gasoline | Retail | Steel | Steel | Coated & cathodic protection (sti-P3), Field installed cathodic protection |  | Steel |  |  | Field installed cathodic protection | Catchment Basin, Single walled catchment basin | Automatic shutoff device At 95% full | Automatic shutoff device At 95% full |  |  | Continuous Automatic Tank Gauge |  | Automatic shutoff device (AELLD) | Automatic shutoff device (AELLD) | [5 empty] | UST Currently In Use: 0; UST Temp Close: 0; AST Currently In Use: 0; AST Temp Closed: 0 | 0 | 0 | 4 | 15420-123-012881 | MAPCO EXPRESS, LLC
13378 | Permanently Closed | 2020-04-28 06:00 | 1985-01-01 06:00 | 2021-12-15 06:00 | Petroleum | Premium gasoline | Premium gasoline | Retail | Steel | Steel | Coated & cathodic protection (sti-P3), Field installed cathodic protection |  | Steel |  |  | Field installed cathodic protection | Catchment Basin, Single walled catchment basin | Automatic shutoff device At 95% full | Automatic shutoff device At 95% full |  |  | Continuous Automatic Tank Gauge |  | Automatic shutoff device (AELLD) | Automatic shutoff device (AELLD) | [5 empty] | UST Currently In Use: 0; UST Temp Close: 0; AST Currently In Use: 0; AST Temp Closed: 0 | 0 | 0 | 4 | 15420-123-012881 | MAPCO EXPRESS, LLC
13379 | Permanently Closed | 2018-06-18 06:00 | 1985-01-01 06:00 | 2021-12-15 06:00 | Petroleum | Kerosene | Kerosene | Retail | Steel | Steel | Coated & cathodic protection (sti-P3), Field installed cathodic protection |  | Steel |  |  | Field installed cathodic protection | Catchment Basin, Single walled catchment basin | Automatic shutoff device At 95% full | Automatic shutoff device At 95% full |  |  | Continuous Automatic Tank Gauge | [8 empty] | UST Currently In Use: 0; UST Temp Close: 0; AST Currently In Use: 0; AST Temp Closed: 0 | 0 | 0 | 4 | 15420-123-012881 | MAPCO EXPRESS, LLC
13380 | Temporary Closed | 2016-01-01 06:00 | 1987-01-01 06:00 |  | Petroleum | Mid-grade gasoline | Mid-grade gasoline | Retail | Steel | Steel | Coated & cathodic protection (sti-P3), Field installed cathodic protection |  | Steel |  |  | Field installed cathodic protection | Catchment Basin, Single walled catchment basin | Automatic shutoff device At 95% full | Automatic shutoff device At 95% full |  |  | Statistical Inventory Reconciliation (SIR) |  | Automatic flow restrictor (MLLD) | Automatic flow restrictor (MLLD) |  |  | Statistical inventory reconciliation (SIR) | Statistical inventory reconciliation (SIR) |  | UST Currently In Use: 3; UST Temp Close: 2; AST Currently In Use: 0; AST Temp Closed: 0 | 3 | 2 | 0 | 25777-123-012882 | ALEX CITY INVESTMENT LLC
13381 | Currently in Use |  | 1987-01-01 06:00 |  | Petroleum | Unleaded gasoline | Unleaded gasoline | Retail | Steel | Steel | Coated & cathodic protection (sti-P3), Field installed cathodic protection |  | Steel |  |  | Field installed cathodic protection | Catchment Basin, Single walled catchment basin | Automatic shutoff device At 95% full | Automatic shutoff device At 95% full |  |  | Statistical Inventory Reconciliation (SIR) |  | Automatic flow restrictor (MLLD) | Automatic flow restrictor (MLLD) |  |  | Statistical inventory reconciliation (SIR) | Statistical inventory reconciliation (SIR) |  | UST Currently In Use: 3; UST Temp Close: 2; AST Currently In Use: 0; AST Temp Closed: 0 | 3 | 2 | 0 | 25777-123-012882 | ALEX CITY INVESTMENT LLC
13382 | Currently in Use |  | 1987-01-01 06:00 |  | Petroleum | Premium gasoline | Premium gasoline | Retail | Steel | Steel | Coated & cathodic protection (sti-P3), Field installed cathodic protection |  | Steel |  |  | Field installed cathodic protection | Catchment Basin, Single walled catchment basin | Automatic shutoff device At 95% full | Automatic shutoff device At 95% full |  |  | Statistical Inventory Reconciliation (SIR) |  | Automatic flow restrictor (MLLD) | Automatic flow restrictor (MLLD) |  |  | Statistical inventory reconciliation (SIR) | Statistical inventory reconciliation (SIR) |  | UST Currently In Use: 3; UST Temp Close: 2; AST Currently In Use: 0; AST Temp Closed: 0 | 3 | 2 | 0 | 25777-123-012882 | ALEX CITY INVESTMENT LLC
13383 | Currently in Use |  | 1987-01-01 06:00 |  | Petroleum | On road diesel | On road diesel | Retail | Steel | Steel | Coated & cathodic protection (sti-P3), Field installed cathodic protection |  | Steel |  |  | Field installed cathodic protection | Catchment Basin, Single walled catchment basin | Automatic shutoff device At 95% full | Automatic shutoff device At 95% full |  |  | Statistical Inventory Reconciliation (SIR) |  | Automatic flow restrictor (MLLD) | Automatic flow restrictor (MLLD) |  |  | Statistical inventory reconciliation (SIR) | Statistical inventory reconciliation (SIR) |  | UST Currently In Use: 3; UST Temp Close: 2; AST Currently In Use: 0; AST Temp Closed: 0 | 3 | 2 | 0 | 25777-123-012882 | ALEX CITY INVESTMENT LLC
13384 | Temporary Closed | 2019-01-01 06:00 | 1987-01-01 06:00 |  | Petroleum | Kerosene | Kerosene | Retail | Steel | Steel | Coated & cathodic protection (sti-P3), Field installed cathodic protection |  | Steel |  |  | Field installed cathodic protection | Catchment Basin, Single walled catchment basin | Automatic shutoff device At 95% full | Automatic shutoff device At 95% full |  |  | Statistical Inventory Reconciliation (SIR) | [8 empty] | UST Currently In Use: 3; UST Temp Close: 2; AST Currently In Use: 0; AST Temp Closed: 0 | 3 | 2 | 0 | 25777-123-012882 | ALEX CITY INVESTMENT LLC
13385 | Permanently Closed | 2018-06-15 06:00 | 1988-06-01 06:00 | 2018-06-15 06:00 | Petroleum | Unleaded gasoline | Unleaded gasoline | Bulk facility | Steel | Steel | Coated & cathodic protection (sti-P3) |  | Fiberglass reinforced plastic |  |  | Other, FLXS ISOLA | Catchment Basin, Single walled catchment basin | Automatic shutoff device At 95% full | Automatic shutoff device At 95% full |  |  | Statistical Inventory Reconciliation (SIR) |  | Automatic flow restrictor (MLLD) | Automatic flow restrictor (MLLD) |  |  | Statistical inventory reconciliation (SIR) | Statistical inventory reconciliation (SIR) |  | UST Currently In Use: 0; UST Temp Close: 0; AST Currently In Use: 0; AST Temp Closed: 0 | 0 | 0 | 4 | 21126-123-012883 | FREEDOM FUELS LLC
13386 | Permanently Closed | 2018-06-15 06:00 | 1988-06-01 06:00 | 2018-06-15 06:00 | Petroleum | On road diesel | On road diesel | Bulk facility | Steel | Steel | Coated & cathodic protection (sti-P3) |  | Fiberglass reinforced plastic |  |  | Other, FLXS ISOLA | Catchment Basin, Single walled catchment basin | Automatic shutoff device At 95% full | Automatic shutoff device At 95% full |  |  | Statistical Inventory Reconciliation (SIR) |  | Automatic flow restrictor (MLLD) | Automatic flow restrictor (MLLD) |  |  | Statistical inventory reconciliation (SIR) | Statistical inventory reconciliation (SIR) |  | UST Currently In Use: 0; UST Temp Close: 0; AST Currently In Use: 0; AST Temp Closed: 0 | 0 | 0 | 4 | 21126-123-012883 | FREEDOM FUELS LLC
13387 | Permanently Closed | 2003-07-21 06:00 | 1988-06-01 06:00 | 2003-07-21 06:00 | Petroleum | Unleaded gasoline | Unleaded gasoline | Retail | Steel | Steel | Coated & cathodic protection (sti-P3) |  | Fiberglass reinforced plastic |  |  |  | Catchment Basin, Single walled catchment basin | Automatic shutoff device At 95% full | Automatic shutoff device At 95% full |  |  | Statistical Inventory Reconciliation (SIR) | [5 empty] | Statistical inventory reconciliation (SIR) | Statistical inventory reconciliation (SIR) |  | UST Currently In Use: 0; UST Temp Close: 0; AST Currently In Use: 0; AST Temp Closed: 0 | 0 | 0 | 4 | 21126-123-012883 | FREEDOM FUELS LLC
13388 | Permanently Closed | 1983-03-01 06:00 | 1973-01-01 06:00 |  | Petroleum | Unleaded gasoline | Unleaded gasoline |  | Steel | Steel |  | Painted or None | Steel |  | 1901-01-01 06:00 | [15 empty] | UST Currently In Use: 0; UST Temp Close: 0; AST Currently In Use: 0; AST Temp Closed: 0 | 0 | 0 | 1 | 12131-125-007765 | GRAVE DRILLING CO
13389 | Permanently Closed | 1901-01-01 06:00 | 1979-01-01 06:00 | 1988-12-22 06:00 | Petroleum | On road diesel | On road diesel |  | Steel | Steel |  | Painted or None | Steel |  | 1901-01-01 06:00 | [15 empty] | UST Currently In Use: 0; UST Temp Close: 0; AST Currently In Use: 0; AST Temp Closed: 0 | 0 | 0 | 3 | 12132-091-003173 | GRAVES CO
13390 | Permanently Closed | 1901-01-01 06:00 | 1973-01-01 06:00 | 1988-12-22 06:00 | Petroleum | On road diesel | On road diesel |  | Steel | Steel |  | Painted or None | Steel |  | 1901-01-01 06:00 | [15 empty] | UST Currently In Use: 0; UST Temp Close: 0; AST Currently In Use: 0; AST Temp Closed: 0 | 0 | 0 | 3 | 12132-091-003173 | GRAVES CO
13391 | Permanently Closed | 1901-01-01 06:00 | 1969-01-01 06:00 | 1988-12-22 06:00 | Petroleum | Unleaded gasoline | Unleaded gasoline |  | Steel | Steel |  | Painted or None | Steel |  | 1901-01-01 06:00 | [15 empty] | UST Currently In Use: 0; UST Temp Close: 0; AST Currently In Use: 0; AST Temp Closed: 0 | 0 | 0 | 3 | 12132-091-003173 | GRAVES CO
13392 | Temporary Closed | 2007-12-31 06:00 | 1975-01-01 06:00 |  | Petroleum | Unleaded gasoline | Unleaded gasoline | Retail | Steel | Steel | Field installed cathodic protection |  | Steel |  |  | Field installed cathodic protection | Catchment Basin, Single walled catchment basin | Automatic shutoff device At 95% full | Automatic shutoff device At 95% full |  |  | Statistical Inventory Reconciliation (SIR) | [8 empty] | UST Currently In Use: 0; UST Temp Close: 4; AST Currently In Use: 0; AST Temp Closed: 0 | 0 | 4 | 0 | 23530-035-005975 | BDS INVESTMENTS LLC
13393 | Temporary Closed | 2007-12-31 06:00 | 1975-01-01 06:00 |  | Petroleum | Mid-grade gasoline | Mid-grade gasoline | Retail | Steel | Steel | Field installed cathodic protection |  | Fiberglass reinforced plastic |  |  | Galvanic Cathodic, RISER | Catchment Basin, Single walled catchment basin | Automatic shutoff device At 95% full | Automatic shutoff device At 95% full |  |  | Statistical Inventory Reconciliation (SIR) | [8 empty] | UST Currently In Use: 0; UST Temp Close: 4; AST Currently In Use: 0; AST Temp Closed: 0 | 0 | 4 | 0 | 23530-035-005975 | BDS INVESTMENTS LLC
13394 | Temporary Closed | 2007-12-31 06:00 | 1975-01-01 06:00 |  | Petroleum | Premium gasoline | Premium gasoline | Retail | Steel | Steel | Field installed cathodic protection |  | Fiberglass reinforced plastic |  |  | Galvanic Cathodic, RISER | Catchment Basin, Single walled catchment basin | Automatic shutoff device At 95% full | Automatic shutoff device At 95% full |  |  | Statistical Inventory Reconciliation (SIR) | [8 empty] | UST Currently In Use: 0; UST Temp Close: 4; AST Currently In Use: 0; AST Temp Closed: 0 | 0 | 4 | 0 | 23530-035-005975 | BDS INVESTMENTS LLC
13395 | Temporary Closed | 2007-12-31 06:00 | 1975-01-01 06:00 |  | Petroleum | On road diesel | On road diesel | Retail | Steel | Steel | Field installed cathodic protection |  | Fiberglass reinforced plastic |  |  | Galvanic Cathodic, RISER | Catchment Basin, Single walled catchment basin | Automatic shutoff device At 95% full | Automatic shutoff device At 95% full |  |  | Statistical Inventory Reconciliation (SIR) | [8 empty] | UST Currently In Use: 0; UST Temp Close: 4; AST Currently In Use: 0; AST Temp Closed: 0 | 0 | 4 | 0 | 23530-035-005975 | BDS INVESTMENTS LLC
13396 | Permanently Closed | 1990-05-24 06:00 | 1978-01-01 06:00 | 1990-05-24 06:00 | Petroleum | Unleaded gasoline | Unleaded gasoline |  | Steel | Steel |  | Painted or None | Steel |  | 1901-01-01 06:00 | [15 empty] | UST Currently In Use: 0; UST Temp Close: 0; AST Currently In Use: 0; AST Temp Closed: 0 | 0 | 0 | 2 | 12134-121-004393 | GRAVES WELLDRILLING CO INC
13397 | Permanently Closed | 1990-05-24 06:00 | 1976-01-01 06:00 | 1990-05-24 06:00 | Petroleum | On road diesel | On road diesel |  | Steel | Steel |  | Painted or None | Steel |  | 1901-01-01 06:00 | [15 empty] | UST Currently In Use: 0; UST Temp Close: 0; AST Currently In Use: 0; AST Temp Closed: 0 | 0 | 0 | 2 | 12134-121-004393 | GRAVES WELLDRILLING CO INC
13398 | Permanently Closed | 1991-12-31 06:00 | 1975-01-01 06:00 | 1991-12-31 06:00 | Petroleum | Unleaded gasoline | Unleaded gasoline |  | Steel | Steel |  | Painted or None | Steel |  | 1901-01-01 06:00 | [15 empty] | UST Currently In Use: 2; UST Temp Close: 0; AST Currently In Use: 0; AST Temp Closed: 0 | 2 | 0 | 2 | 24154-003-002466 | STOCKTON FOOD MAX INC DBA POWELLS GR
13399 | Permanently Closed | 1991-12-31 06:00 | 1975-01-01 06:00 | 1991-12-31 06:00 | Petroleum | Unleaded gasoline | Unleaded gasoline |  | Steel | Steel |  | Painted or None | Steel |  | 1901-01-01 06:00 | [15 empty] | UST Currently In Use: 2; UST Temp Close: 0; AST Currently In Use: 0; AST Temp Closed: 0 | 2 | 0 | 2 | 24154-003-002466 | STOCKTON FOOD MAX INC DBA POWELLS GR
13400 | Permanently Closed | 1991-02-26 06:00 | 1972-01-01 06:00 |  | Petroleum | Unleaded gasoline | Unleaded gasoline |  | Steel | Steel |  | Painted or None | Steel |  | 1901-01-01 06:00 | [15 empty] | UST Currently In Use: 2; UST Temp Close: 0; AST Currently In Use: 0; AST Temp Closed: 0 | 2 | 0 | 3 | 24771-003-002513 | PARTH PATEL
13401 | Permanently Closed | 1991-02-26 06:00 | 1972-01-01 06:00 |  | Petroleum | Unleaded gasoline | Unleaded gasoline |  | Steel | Steel |  | Painted or None | Steel |  | 1901-01-01 06:00 | [15 empty] | UST Currently In Use: 2; UST Temp Close: 0; AST Currently In Use: 0; AST Temp Closed: 0 | 2 | 0 | 3 | 24771-003-002513 | PARTH PATEL
13402 | Permanently Closed | 1991-02-26 06:00 | 1972-01-01 06:00 | 1991-02-26 06:00 | Petroleum | On road diesel | On road diesel |  | Steel | Steel |  | Painted or None | Steel |  | 1901-01-01 06:00 | [15 empty] | UST Currently In Use: 2; UST Temp Close: 0; AST Currently In Use: 0; AST Temp Closed: 0 | 2 | 0 | 3 | 24771-003-002513 | PARTH PATEL
13403 | Permanently Closed | 1989-10-01 06:00 | 1970-01-01 06:00 | 1989-10-01 06:00 | Petroleum | Unleaded gasoline | Unleaded gasoline |  | Steel | Steel |  | Painted or None | Steel |  | 1901-01-01 06:00 | [15 empty] | UST Currently In Use: 3; UST Temp Close: 0; AST Currently In Use: 0; AST Temp Closed: 0 | 3 | 0 | 4 | 11453-053-001033 | DIAMOND GASOLINE STATIONS, INC.
13404 | Permanently Closed | 1989-10-01 06:00 | 1970-01-01 06:00 | 1989-10-01 06:00 | Petroleum | Unleaded gasoline | Unleaded gasoline |  | Steel | Steel |  | Painted or None | Steel |  | 1901-01-01 06:00 | [15 empty] | UST Currently In Use: 3; UST Temp Close: 0; AST Currently In Use: 0; AST Temp Closed: 0 | 3 | 0 | 4 | 11453-053-001033 | DIAMOND GASOLINE STATIONS, INC.
13405 | Permanently Closed | 1989-10-01 06:00 | 1970-01-01 06:00 | 1989-10-01 06:00 | Petroleum | Unleaded gasoline | Unleaded gasoline |  | Steel | Steel |  | Painted or None | Steel |  | 1901-01-01 06:00 | [15 empty] | UST Currently In Use: 3; UST Temp Close: 0; AST Currently In Use: 0; AST Temp Closed: 0 | 3 | 0 | 4 | 11453-053-001033 | DIAMOND GASOLINE STATIONS, INC.
13406 | Permanently Closed | 1989-10-01 06:00 | 1973-01-01 06:00 | 1989-10-01 06:00 | Petroleum | Unleaded gasoline | Unleaded gasoline |  | Steel | Steel |  | Painted or None | Steel |  | 1901-01-01 06:00 | [15 empty] | UST Currently In Use: 3; UST Temp Close: 0; AST Currently In Use: 0; AST Temp Closed: 0 | 3 | 0 | 4 | 11453-053-001033 | DIAMOND GASOLINE STATIONS, INC.
13407 | Currently in Use |  | 1988-01-01 06:00 |  | Petroleum | Unleaded gasoline | Unleaded gasoline | Retail | Fiberglass coated steel | Fiberglass coated steel |  |  | Fiberglass reinforced plastic |  | 1901-01-01 06:00 |  | Catchment Basin, Single walled catchment basin | Flow Rest 90% Full | Flow Rest 90% Full |  |  | Continuous Automatic Tank Gauge |  | Automatic flow restrictor (MLLD), Containment Sump | Containment Sump |  |  | Annual line testing | Annual line testing |  | UST Currently In Use: 3; UST Temp Close: 0; AST Currently In Use: 0; AST Temp Closed: 0 | 3 | 0 | 4 | 11453-053-001033 | DIAMOND GASOLINE STATIONS, INC.
13409 | Currently in Use |  | 1988-01-01 06:00 |  | Petroleum | Premium gasoline | Premium gasoline | Retail | Fiberglass coated steel | Fiberglass coated steel |  |  | Fiberglass reinforced plastic |  | 1901-01-01 06:00 |  | Catchment Basin, Single walled catchment basin | Flow Rest 90% Full | Flow Rest 90% Full |  |  | Continuous Automatic Tank Gauge |  | Automatic flow restrictor (MLLD), Containment Sump | Containment Sump |  |  | Annual line testing | Annual line testing |  | UST Currently In Use: 3; UST Temp Close: 0; AST Currently In Use: 0; AST Temp Closed: 0 | 3 | 0 | 4 | 11453-053-001033 | DIAMOND GASOLINE STATIONS, INC.
13410 | Permanently Closed | 1990-05-16 06:00 | 1973-01-01 06:00 | 1990-05-16 06:00 | Petroleum | Unleaded gasoline | Unleaded gasoline |  | Steel | Steel |  | Painted or None | Steel |  | 1901-01-01 06:00 | [15 empty] | UST Currently In Use: 0; UST Temp Close: 0; AST Currently In Use: 0; AST Temp Closed: 0 | 0 | 0 | 2 | 12136-053-001757 | GRAY OIL CO INC
13411 | Permanently Closed | 1990-05-16 06:00 | 1973-01-01 06:00 | 1990-05-16 06:00 | Petroleum | Unleaded gasoline | Unleaded gasoline |  | Steel | Steel |  | Painted or None | Steel |  | 1901-01-01 06:00 | [15 empty] | UST Currently In Use: 0; UST Temp Close: 0; AST Currently In Use: 0; AST Temp Closed: 0 | 0 | 0 | 2 | 12136-053-001757 | GRAY OIL CO INC
13412 | Permanently Closed | 1901-01-01 06:00 | 1973-01-01 06:00 | 1988-08-08 06:00 | Petroleum | Unleaded gasoline | Unleaded gasoline |  | Steel | Steel |  | Painted or None | Steel |  | 1901-01-01 06:00 | [15 empty] | UST Currently In Use: 0; UST Temp Close: 0; AST Currently In Use: 0; AST Temp Closed: 0 | 0 | 0 | 6 | 12136-053-001814 | GRAY OIL CO INC
13413 | Permanently Closed | 1901-01-01 06:00 | 1973-01-01 06:00 | 1988-08-08 06:00 | Petroleum | Unleaded gasoline | Unleaded gasoline |  | Steel | Steel |  | Painted or None | Steel |  | 1901-01-01 06:00 | [15 empty] | UST Currently In Use: 0; UST Temp Close: 0; AST Currently In Use: 0; AST Temp Closed: 0 | 0 | 0 | 6 | 12136-053-001814 | GRAY OIL CO INC
13414 | Permanently Closed | 1901-01-01 06:00 | 1973-01-01 06:00 | 1988-08-08 06:00 | Petroleum | Unleaded gasoline | Unleaded gasoline |  | Steel | Steel |  | Painted or None | Steel |  | 1901-01-01 06:00 | [15 empty] | UST Currently In Use: 0; UST Temp Close: 0; AST Currently In Use: 0; AST Temp Closed: 0 | 0 | 0 | 6 | 12136-053-001814 | GRAY OIL CO INC
13415 | Permanently Closed | 1998-01-01 06:00 | 1987-01-01 06:00 | 1998-07-14 06:00 | Petroleum | Unleaded gasoline | Unleaded gasoline |  | Fiberglass coated steel | Fiberglass coated steel |  |  | Fiberglass reinforced plastic |  | 1901-01-01 06:00 | [6 empty] | Automatic Tank Gauge | [8 empty] | UST Currently In Use: 0; UST Temp Close: 0; AST Currently In Use: 0; AST Temp Closed: 0 | 0 | 0 | 6 | 12136-053-001814 | GRAY OIL CO INC
13416 | Permanently Closed | 1998-01-01 06:00 | 1987-01-01 06:00 | 1998-07-14 06:00 | Petroleum | Unleaded gasoline | Unleaded gasoline |  | Fiberglass coated steel | Fiberglass coated steel |  |  | Fiberglass reinforced plastic |  | 1901-01-01 06:00 | [6 empty] | Automatic Tank Gauge | [8 empty] | UST Currently In Use: 0; UST Temp Close: 0; AST Currently In Use: 0; AST Temp Closed: 0 | 0 | 0 | 6 | 12136-053-001814 | GRAY OIL CO INC
13417 | Permanently Closed | 1998-01-01 06:00 | 1987-01-01 06:00 | 1998-07-14 06:00 | Petroleum | Unleaded gasoline | Unleaded gasoline |  | Fiberglass coated steel | Fiberglass coated steel |  |  | Fiberglass reinforced plastic |  | 1901-01-01 06:00 | [6 empty] | Automatic Tank Gauge | [8 empty] | UST Currently In Use: 0; UST Temp Close: 0; AST Currently In Use: 0; AST Temp Closed: 0 | 0 | 0 | 6 | 12136-053-001814 | GRAY OIL CO INC
13418 | Permanently Closed | 1992-12-17 06:00 | 1974-01-01 06:00 | 1992-12-17 06:00 | Petroleum | Unleaded gasoline | Unleaded gasoline |  | Steel | Steel |  | Painted or None | Steel |  | 1901-01-01 06:00 | [12 empty] | Annual line testing | Annual line testing |  | UST Currently In Use: 0; UST Temp Close: 0; AST Currently In Use: 0; AST Temp Closed: 0 | 0 | 0 | 3 | 12136-053-001902 | GRAY OIL CO INC
13419 | Permanently Closed | 1992-12-17 06:00 | 1974-01-01 06:00 | 1992-12-17 06:00 | Petroleum | Unleaded gasoline | Unleaded gasoline |  | Steel | Steel |  | Painted or None | Steel |  | 1901-01-01 06:00 | [12 empty] | Annual line testing | Annual line testing |  | UST Currently In Use: 0; UST Temp Close: 0; AST Currently In Use: 0; AST Temp Closed: 0 | 0 | 0 | 3 | 12136-053-001902 | GRAY OIL CO INC
13420 | Permanently Closed | 1992-12-17 06:00 | 1974-01-01 06:00 | 1992-12-17 06:00 | Petroleum | Unleaded gasoline | Unleaded gasoline |  | Steel | Steel |  | Painted or None | Steel |  | 1901-01-01 06:00 | [15 empty] | UST Currently In Use: 0; UST Temp Close: 0; AST Currently In Use: 0; AST Temp Closed: 0 | 0 | 0 | 3 | 12136-053-001902 | GRAY OIL CO INC
13421 | Permanently Closed | 1901-01-01 06:00 | 1975-01-01 06:00 | 1988-01-01 06:00 | Petroleum | Kerosene | Kerosene |  | Steel | Steel |  | Painted or None | Steel |  | 1901-01-01 06:00 | [15 empty] | UST Currently In Use: 5; UST Temp Close: 0; AST Currently In Use: 7; AST Temp Closed: 0 | 5 | 0 | 5 | 20308-053-001937 | MCMURPHY OIL CO INC
13422 | Permanently Closed | 1901-01-01 06:00 | 1975-01-01 06:00 | 1988-01-01 06:00 | Petroleum | Unleaded gasoline | Unleaded gasoline |  | Steel | Steel |  | Painted or None | Steel |  | 1901-01-01 06:00 | [15 empty] | UST Currently In Use: 5; UST Temp Close: 0; AST Currently In Use: 7; AST Temp Closed: 0 | 5 | 0 | 5 | 20308-053-001937 | MCMURPHY OIL CO INC
13423 | Permanently Closed | 1901-01-01 06:00 | 1975-01-01 06:00 | 1988-01-01 06:00 | Petroleum | Unleaded gasoline | Unleaded gasoline |  | Steel | Steel |  | Painted or None | Steel |  | 1901-01-01 06:00 | [15 empty] | UST Currently In Use: 5; UST Temp Close: 0; AST Currently In Use: 7; AST Temp Closed: 0 | 5 | 0 | 5 | 20308-053-001937 | MCMURPHY OIL CO INC
13424 | Permanently Closed | 1901-01-01 06:00 | 1975-01-01 06:00 | 1988-01-01 06:00 | Petroleum | Unleaded gasoline | Unleaded gasoline |  | Steel | Steel |  | Painted or None | Steel |  | 1901-01-01 06:00 | [15 empty] | UST Currently In Use: 5; UST Temp Close: 0; AST Currently In Use: 7; AST Temp Closed: 0 | 5 | 0 | 5 | 20308-053-001937 | MCMURPHY OIL CO INC
13425 | Permanently Closed | 1901-01-01 06:00 | 1975-01-01 06:00 | 1988-01-01 06:00 | Petroleum | On road diesel | On road diesel |  | Steel | Steel |  | Painted or None | Steel |  | 1901-01-01 06:00 | [15 empty] | UST Currently In Use: 5; UST Temp Close: 0; AST Currently In Use: 7; AST Temp Closed: 0 | 5 | 0 | 5 | 20308-053-001937 | MCMURPHY OIL CO INC
13426 | Currently in Use |  | 1988-01-01 06:00 |  | Petroleum | Unleaded gasoline | Unleaded gasoline | Bulk facility, Retail | Fiberglass coated steel, Single Wall | Single Wall |  |  | Flexible, Single Wall |  | 1901-01-01 06:00 |  | Catchment Basin, Single walled catchment basin | Audible high level alarm At 90% full, Automatic shutoff device At 95% full, Flow Rest 90% Full | Flow Rest 90% Full |  |  | Continuous Automatic Tank Gauge |  | Automatic flow restrictor (MLLD) | Automatic flow restrictor (MLLD) |  |  | Annual line testing | Annual line testing |  | UST Currently In Use: 5; UST Temp Close: 0; AST Currently In Use: 7; AST Temp Closed: 0 | 5 | 0 | 5 | 20308-053-001937 | MCMURPHY OIL CO INC
13427 | Currently in Use |  | 1988-01-01 06:00 |  | Petroleum | Mid-grade gasoline | Mid-grade gasoline | Bulk facility, Retail | Fiberglass coated steel, Single Wall | Single Wall |  |  | Flexible, Single Wall |  | 1901-01-01 06:00 |  | Catchment Basin, Single walled catchment basin | Audible high level alarm At 90% full, Automatic shutoff device At 95% full, Flow Rest 90% Full | Flow Rest 90% Full |  |  | Continuous Automatic Tank Gauge |  | Automatic flow restrictor (MLLD) | Automatic flow restrictor (MLLD) |  |  | Annual line testing | Annual line testing |  | UST Currently In Use: 5; UST Temp Close: 0; AST Currently In Use: 7; AST Temp Closed: 0 | 5 | 0 | 5 | 20308-053-001937 | MCMURPHY OIL CO INC
13428 | Currently in Use |  | 1988-01-01 06:00 |  | Petroleum | On road diesel | On road diesel | Bulk facility, Retail | Fiberglass coated steel, Single Wall | Single Wall |  |  | Flexible, Single Wall |  | 1901-01-01 06:00 |  | Catchment Basin, Single walled catchment basin | Audible high level alarm At 90% full, Automatic shutoff device At 95% full, Flow Rest 90% Full | Flow Rest 90% Full |  |  | Continuous Automatic Tank Gauge |  | Automatic flow restrictor (MLLD) | Automatic flow restrictor (MLLD) |  |  | Annual line testing | Annual line testing |  | UST Currently In Use: 5; UST Temp Close: 0; AST Currently In Use: 7; AST Temp Closed: 0 | 5 | 0 | 5 | 20308-053-001937 | MCMURPHY OIL CO INC
13429 | Currently in Use |  | 1988-01-01 06:00 |  | Petroleum | On road diesel | On road diesel | Bulk facility, Retail | Fiberglass coated steel, Single Wall | Single Wall |  |  | Flexible, Single Wall |  | 1901-01-01 06:00 |  | Catchment Basin, Single walled catchment basin | Audible high level alarm At 90% full, Automatic shutoff device At 95% full, Flow Rest 90% Full | Flow Rest 90% Full |  |  | Continuous Automatic Tank Gauge |  | Automatic flow restrictor (MLLD) | Automatic flow restrictor (MLLD) |  |  | Annual line testing | Annual line testing |  | UST Currently In Use: 5; UST Temp Close: 0; AST Currently In Use: 7; AST Temp Closed: 0 | 5 | 0 | 5 | 20308-053-001937 | MCMURPHY OIL CO INC
13430 | Currently in Use |  | 1988-01-01 06:00 |  | Petroleum | Kerosene | Kerosene | Bulk facility, Retail | Fiberglass coated steel, Single Wall | Single Wall |  |  | Flexible, Single Wall |  | 1901-01-01 06:00 |  | Catchment Basin, Single walled catchment basin | Audible high level alarm At 90% full, Automatic shutoff device At 95% full, Flow Rest 90% Full | Flow Rest 90% Full |  |  | Continuous Automatic Tank Gauge |  | Automatic flow restrictor (MLLD) | Automatic flow restrictor (MLLD) |  |  | Annual line testing | Annual line testing |  | UST Currently In Use: 5; UST Temp Close: 0; AST Currently In Use: 7; AST Temp Closed: 0 | 5 | 0 | 5 | 20308-053-001937 | MCMURPHY OIL CO INC
13433 | Permanently Closed | 1992-12-18 06:00 | 1976-01-01 06:00 | 1992-12-18 06:00 | Petroleum | Unleaded gasoline | Unleaded gasoline |  | Steel | Steel |  | Painted or None | Steel |  | 1901-01-01 06:00 | [15 empty] | UST Currently In Use: 0; UST Temp Close: 0; AST Currently In Use: 0; AST Temp Closed: 0 | 0 | 0 | 3 | 12136-053-008197 | GRAY OIL CO INC
13434 | Permanently Closed | 1992-12-18 06:00 | 1976-01-01 06:00 | 1992-12-18 06:00 | Petroleum | Unleaded gasoline | Unleaded gasoline |  | Steel | Steel |  | Painted or None | Steel |  | 1901-01-01 06:00 | [15 empty] | UST Currently In Use: 0; UST Temp Close: 0; AST Currently In Use: 0; AST Temp Closed: 0 | 0 | 0 | 3 | 12136-053-008197 | GRAY OIL CO INC
13435 | Permanently Closed | 1992-12-18 06:00 | 1976-01-01 06:00 | 1992-12-18 06:00 | Petroleum | Unleaded gasoline | Unleaded gasoline |  | Steel | Steel |  | Painted or None | Steel |  | 1901-01-01 06:00 | [15 empty] | UST Currently In Use: 0; UST Temp Close: 0; AST Currently In Use: 0; AST Temp Closed: 0 | 0 | 0 | 3 | 12136-053-008197 | GRAY OIL CO INC
13436 | Permanently Closed | 1991-09-11 06:00 | 1982-01-01 06:00 | 1991-09-11 06:00 | Petroleum | Unleaded gasoline | Unleaded gasoline |  | Fiberglass coated steel | Fiberglass coated steel |  |  | Steel |  | 1901-01-01 06:00 | [15 empty] | UST Currently In Use: 0; UST Temp Close: 0; AST Currently In Use: 0; AST Temp Closed: 0 | 0 | 0 | 2 | 12136-053-012352 | GRAY OIL CO INC
13437 | Permanently Closed | 1991-09-11 06:00 | 1982-01-01 06:00 | 1991-09-11 06:00 | Petroleum | Unleaded gasoline | Unleaded gasoline |  | Fiberglass coated steel | Fiberglass coated steel |  |  | Steel |  | 1901-01-01 06:00 | [15 empty] | UST Currently In Use: 0; UST Temp Close: 0; AST Currently In Use: 0; AST Temp Closed: 0 | 0 | 0 | 2 | 12136-053-012352 | GRAY OIL CO INC
13438 | Permanently Closed | 1993-11-02 06:00 | 1987-01-01 06:00 | 1993-11-02 06:00 | Petroleum | Unleaded gasoline | Unleaded gasoline |  | Fiberglass coated steel | Fiberglass coated steel |  |  | Steel |  | 1901-01-01 06:00 | [15 empty] | UST Currently In Use: 0; UST Temp Close: 0; AST Currently In Use: 0; AST Temp Closed: 0 | 0 | 0 | 4 | 12136-053-014252 | GRAY OIL CO INC
13439 | Permanently Closed | 1993-11-02 06:00 | 1987-01-01 06:00 | 1993-11-02 06:00 | Petroleum | Unleaded gasoline | Unleaded gasoline |  | Fiberglass coated steel | Fiberglass coated steel |  |  | Steel |  | 1901-01-01 06:00 | [15 empty] | UST Currently In Use: 0; UST Temp Close: 0; AST Currently In Use: 0; AST Temp Closed: 0 | 0 | 0 | 4 | 12136-053-014252 | GRAY OIL CO INC
13440 | Permanently Closed | 1993-11-02 06:00 | 1987-01-01 06:00 | 1993-11-02 06:00 | Petroleum | On road diesel | On road diesel |  | Fiberglass coated steel | Fiberglass coated steel |  |  | Steel |  | 1901-01-01 06:00 | [15 empty] | UST Currently In Use: 0; UST Temp Close: 0; AST Currently In Use: 0; AST Temp Closed: 0 | 0 | 0 | 4 | 12136-053-014252 | GRAY OIL CO INC
13441 | Permanently Closed | 1993-11-02 06:00 | 1987-01-01 06:00 | 1993-11-02 06:00 | Petroleum | Kerosene | Kerosene |  | Fiberglass coated steel | Fiberglass coated steel |  |  | Steel |  | 1901-01-01 06:00 | [15 empty] | UST Currently In Use: 0; UST Temp Close: 0; AST Currently In Use: 0; AST Temp Closed: 0 | 0 | 0 | 4 | 12136-053-014252 | GRAY OIL CO INC
13442 | Permanently Closed | 1991-12-31 06:00 | 1974-01-01 06:00 | 1991-12-31 06:00 | Petroleum | Unleaded gasoline | Unleaded gasoline |  | Steel | Steel |  | Painted or None | Steel |  | 1901-01-01 06:00 | [15 empty] | UST Currently In Use: 0; UST Temp Close: 0; AST Currently In Use: 0; AST Temp Closed: 0 | 0 | 0 | 2 | 12136-099-000671 | GRAY OIL CO INC
13443 | Permanently Closed | 1991-12-31 06:00 | 1982-01-01 06:00 | 1991-12-31 06:00 | Petroleum | On road diesel | On road diesel |  | Steel | Steel |  | Painted or None | Steel |  | 1901-01-01 06:00 | [15 empty] | UST Currently In Use: 0; UST Temp Close: 0; AST Currently In Use: 0; AST Temp Closed: 0 | 0 | 0 | 2 | 12136-099-000671 | GRAY OIL CO INC
13444 | Permanently Closed | 1982-03-01 06:00 | 1964-01-01 06:00 | 1988-12-02 06:00 | Petroleum | Unleaded gasoline | Unleaded gasoline |  | Steel | Steel |  | Painted or None | Steel |  | 1901-01-01 06:00 | [15 empty] | UST Currently In Use: 0; UST Temp Close: 0; AST Currently In Use: 0; AST Temp Closed: 0 | 0 | 0 | 2 | 12136-099-002319 | GRAY OIL CO INC
13445 | Permanently Closed | 1982-03-01 06:00 | 1964-01-01 06:00 | 1988-12-02 06:00 | Petroleum | Unleaded gasoline | Unleaded gasoline |  | Steel | Steel |  | Painted or None | Steel |  | 1901-01-01 06:00 | [15 empty] | UST Currently In Use: 0; UST Temp Close: 0; AST Currently In Use: 0; AST Temp Closed: 0 | 0 | 0 | 2 | 12136-099-002319 | GRAY OIL CO INC
13446 | Permanently Closed | 2003-12-31 06:00 | 1969-01-01 06:00 | 2004-10-31 06:00 | Petroleum | Unleaded gasoline | Unleaded gasoline | Retail | Steel | Steel | Field installed cathodic protection |  | Steel |  | 1901-01-01 06:00 | Field installed cathodic protection | Catchment Basin, Single walled catchment basin | Automatic shutoff device At 95% full | Automatic shutoff device At 95% full | [11 empty] | UST Currently In Use: 0; UST Temp Close: 0; AST Currently In Use: 0; AST Temp Closed: 0 | 0 | 0 | 2 | 12138-051-003586 | GENE CARTER
13447 | Permanently Closed | 2003-12-31 06:00 | 1969-01-01 06:00 | 2004-10-31 06:00 | Petroleum | Premium gasoline | Premium gasoline | Retail | Steel | Steel | Field installed cathodic protection |  | Steel |  | 1901-01-01 06:00 | Field installed cathodic protection | Catchment Basin, Single walled catchment basin | Automatic shutoff device At 95% full | Automatic shutoff device At 95% full | [11 empty] | UST Currently In Use: 0; UST Temp Close: 0; AST Currently In Use: 0; AST Temp Closed: 0 | 0 | 0 | 2 | 12138-051-003586 | GENE CARTER
13448 | Cannot Locate or abandoned | 1999-01-13 06:00 | 1978-01-01 06:00 |  | Petroleum | Unleaded gasoline | Unleaded gasoline |  | Steel | Steel |  | Painted or None | Steel |  | 1901-01-01 06:00 | [15 empty] | UST Currently In Use: 0; UST Temp Close: 0; AST Currently In Use: 0; AST Temp Closed: 0 | 0 | 0 | 0 | 20415-063-000271 | HENRY LEWIS, J&L QUICK STOP
13449 | Cannot Locate or abandoned | 1999-01-13 06:00 | 1978-01-01 06:00 |  | Petroleum | Unleaded gasoline | Unleaded gasoline |  | Steel | Steel |  | Painted or None | Steel |  | 1901-01-01 06:00 | [15 empty] | UST Currently In Use: 0; UST Temp Close: 0; AST Currently In Use: 0; AST Temp Closed: 0 | 0 | 0 | 0 | 20415-063-000271 | HENRY LEWIS, J&L QUICK STOP
13450 | Currently in Use |  | 1990-03-10 06:00 |  | Petroleum | Unleaded gasoline | Unleaded gasoline | Retail | Single Wall, Steel | Steel | Coated & cathodic protection (sti-P3) |  | Fiberglass reinforced plastic, Single Wall |  |  |  | Catchment Basin, Single walled catchment basin | Automatic shutoff device At 95% full | Automatic shutoff device At 95% full |  |  | Continuous Automatic Tank Gauge |  | Automatic flow restrictor (MLLD) | Automatic flow restrictor (MLLD) |  |  | Annual line testing | Annual line testing |  | UST Currently In Use: 2; UST Temp Close: 1; AST Currently In Use: 0; AST Temp Closed: 0 | 2 | 1 | 0 | 24645-119-014910 | WALID NAJI SHOHATEE
13451 | Temporary Closed | 2015-10-01 06:00 | 1990-03-10 06:00 |  | Petroleum | Mid-grade gasoline | Mid-grade gasoline | Retail | Single Wall, Steel | Steel | Coated & cathodic protection (sti-P3) |  | Fiberglass reinforced plastic, Single Wall |  |  |  | Catchment Basin, Single walled catchment basin | Automatic shutoff device At 95% full | Automatic shutoff device At 95% full |  |  | Continuous Automatic Tank Gauge |  | Automatic flow restrictor (MLLD) | Automatic flow restrictor (MLLD) |  |  | Annual line testing | Annual line testing |  | UST Currently In Use: 2; UST Temp Close: 1; AST Currently In Use: 0; AST Temp Closed: 0 | 2 | 1 | 0 | 24645-119-014910 | WALID NAJI SHOHATEE
13452 | Currently in Use |  | 1990-03-10 06:00 |  | Petroleum | Premium gasoline | Premium gasoline | Retail | Single Wall, Steel | Steel | Coated & cathodic protection (sti-P3) |  | Fiberglass reinforced plastic, Single Wall |  |  |  | Catchment Basin, Single walled catchment basin | Automatic shutoff device At 95% full | Automatic shutoff device At 95% full |  |  | Continuous Automatic Tank Gauge |  | Automatic flow restrictor (MLLD) | Automatic flow restrictor (MLLD) |  |  | Annual line testing | Annual line testing |  | UST Currently In Use: 2; UST Temp Close: 1; AST Currently In Use: 0; AST Temp Closed: 0 | 2 | 1 | 0 | 24645-119-014910 | WALID NAJI SHOHATEE
13453 | Currently in Use |  | 1989-12-19 06:00 |  | Petroleum | Unleaded gasoline | Unleaded gasoline | Retail | Steel | Steel | Coated & cathodic protection (sti-P3) |  | Fiberglass reinforced plastic |  |  | Other, FLEX CONNS | Catchment Basin, Single walled catchment basin | Automatic shutoff device At 95% full | Automatic shutoff device At 95% full |  |  | Continuous Automatic Tank Gauge |  | Automatic flow restrictor (MLLD) | Automatic flow restrictor (MLLD) |  |  | Annual line testing | Annual line testing |  | UST Currently In Use: 3; UST Temp Close: 0; AST Currently In Use: 0; AST Temp Closed: 0 | 3 | 0 | 0 | 10748-119-014963 | BURNS AND BURNS, INC.
13454 | Currently in Use |  | 1987-12-19 06:00 |  | Petroleum | Unleaded gasoline | Unleaded gasoline | Retail | Steel | Steel | Coated & cathodic protection (sti-P3) |  | Fiberglass reinforced plastic |  |  | Other, FLEX CONNS | Catchment Basin, Single walled catchment basin | Automatic shutoff device At 95% full | Automatic shutoff device At 95% full |  |  | Continuous Automatic Tank Gauge |  | Automatic flow restrictor (MLLD) | Automatic flow restrictor (MLLD) |  |  | Annual line testing | Annual line testing |  | UST Currently In Use: 3; UST Temp Close: 0; AST Currently In Use: 0; AST Temp Closed: 0 | 3 | 0 | 0 | 10748-119-014963 | BURNS AND BURNS, INC.
13455 | Currently in Use |  | 1989-12-19 06:00 |  | Petroleum | Premium gasoline | Premium gasoline | Retail | Steel | Steel | Coated & cathodic protection (sti-P3) |  | Fiberglass reinforced plastic |  |  | Other, FLEX CONNS | Catchment Basin, Single walled catchment basin | Automatic shutoff device At 95% full | Automatic shutoff device At 95% full |  |  | Continuous Automatic Tank Gauge |  | Automatic flow restrictor (MLLD) | Automatic flow restrictor (MLLD) |  |  | Annual line testing | Annual line testing |  | UST Currently In Use: 3; UST Temp Close: 0; AST Currently In Use: 0; AST Temp Closed: 0 | 3 | 0 | 0 | 10748-119-014963 | BURNS AND BURNS, INC.
13456 | Currently in Use |  | 1977-01-01 06:00 |  | Petroleum | On road diesel | On road diesel | Industrial | Steel | Steel | Field installed cathodic protection |  | Fiberglass reinforced plastic |  |  |  | Catchment Basin, Single walled catchment basin | Automatic shutoff device At 95% full | Automatic shutoff device At 95% full |  |  | Continuous Automatic Tank Gauge | [8 empty] | UST Currently In Use: 1; UST Temp Close: 0; AST Currently In Use: 0; AST Temp Closed: 1 | 1 | 0 | 0 | 12140-097-001980 | GREAT SOUTHERN WOOD PRESERVING
13457 | Permanently Closed | 1992-02-01 06:00 | 1972-06-15 06:00 | 1993-02-22 06:00 | Petroleum | Unleaded gasoline | Unleaded gasoline |  | Steel | Steel |  |  |  |  | 1901-01-01 06:00 | [15 empty] | UST Currently In Use: 0; UST Temp Close: 0; AST Currently In Use: 1; AST Temp Closed: 0 | 0 | 0 | 2 | 12141-067-002034 | GREAT SOUTHERN WOOD PRESERVING INC
13458 | Permanently Closed | 1981-01-01 06:00 | 1971-01-01 06:00 | 1993-02-22 06:00 | Petroleum | On road diesel | On road diesel |  | Steel | Steel |  |  |  |  | 1901-01-01 06:00 | [15 empty] | UST Currently In Use: 0; UST Temp Close: 0; AST Currently In Use: 1; AST Temp Closed: 0 | 0 | 0 | 2 | 12141-067-002034 | GREAT SOUTHERN WOOD PRESERVING INC
13459 | Permanently Closed | 1979-11-01 06:00 | 1964-01-01 06:00 | 1991-04-02 06:00 | Petroleum | Unleaded gasoline | Unleaded gasoline |  | Steel | Steel |  |  |  |  | 1901-01-01 06:00 | [15 empty] | UST Currently In Use: 0; UST Temp Close: 0; AST Currently In Use: 0; AST Temp Closed: 0 | 0 | 0 | 1 | 12142-073-002685 | GREEN CARE LAWN SERVICE
13460 | Permanently Closed | 1992-07-08 06:00 | 1983-01-01 06:00 | 1992-07-08 06:00 | Petroleum | Unleaded gasoline | Unleaded gasoline |  | Steel | Steel |  | Painted or None | Steel |  | 1901-01-01 06:00 | [15 empty] | UST Currently In Use: 2; UST Temp Close: 0; AST Currently In Use: 0; AST Temp Closed: 0 | 2 | 0 | 4 | 12144-015-007153 | JACK GREEN OIL CO INC
13461 | Permanently Closed | 1992-07-08 06:00 | 1983-01-01 06:00 | 1992-07-08 06:00 | Petroleum | Unleaded gasoline | Unleaded gasoline |  | Steel | Steel |  | Painted or None | Steel |  | 1901-01-01 06:00 | [15 empty] | UST Currently In Use: 2; UST Temp Close: 0; AST Currently In Use: 0; AST Temp Closed: 0 | 2 | 0 | 4 | 12144-015-007153 | JACK GREEN OIL CO INC
13462 | Permanently Closed | 1992-07-08 06:00 | 1983-01-01 06:00 | 1992-07-08 06:00 | Petroleum | Unleaded gasoline | Unleaded gasoline |  | Steel | Steel |  | Painted or None | Steel |  | 1901-01-01 06:00 | [15 empty] | UST Currently In Use: 2; UST Temp Close: 0; AST Currently In Use: 0; AST Temp Closed: 0 | 2 | 0 | 4 | 12144-015-007153 | JACK GREEN OIL CO INC
13463 | Permanently Closed | 1992-07-08 06:00 | 1983-01-01 06:00 | 1992-07-08 06:00 | Petroleum | Unleaded gasoline | Unleaded gasoline |  | Steel | Steel |  | Painted or None | Steel |  | 1901-01-01 06:00 | [15 empty] | UST Currently In Use: 2; UST Temp Close: 0; AST Currently In Use: 0; AST Temp Closed: 0 | 2 | 0 | 4 | 12144-015-007153 | JACK GREEN OIL CO INC
13464 | Permanently Closed | 2000-04-07 06:00 | 1982-01-01 06:00 | 2000-04-07 06:00 | Petroleum | Unleaded gasoline | Unleaded gasoline | State/federal government | Steel | Steel |  | Painted or None | Steel |  | 1901-01-01 06:00 | [6 empty] | Statistical Inventory Reconciliation (SIR) | [5 empty] | Annual line testing, Statistical inventory reconciliation (SIR) | Statistical inventory reconciliation (SIR) |  | UST Currently In Use: 0; UST Temp Close: 0; AST Currently In Use: 0; AST Temp Closed: 0 | 0 | 0 | 4 | 14655-015-007154 | DEPARTMENT OF TRANSPORTATION
13465 | Permanently Closed | 1999-01-01 06:00 | 1982-01-01 06:00 | 2000-04-07 06:00 | Petroleum | Unleaded gasoline | Unleaded gasoline | State/federal government | Steel | Steel |  | Painted or None | Steel |  | 1901-01-01 06:00 | [6 empty] | Statistical Inventory Reconciliation (SIR) | [5 empty] | Annual line testing, Statistical inventory reconciliation (SIR) | Statistical inventory reconciliation (SIR) |  | UST Currently In Use: 0; UST Temp Close: 0; AST Currently In Use: 0; AST Temp Closed: 0 | 0 | 0 | 4 | 14655-015-007154 | DEPARTMENT OF TRANSPORTATION
13466 | Permanently Closed | 2000-04-07 06:00 | 1982-01-01 06:00 | 2000-04-07 06:00 | Petroleum | Unleaded gasoline | Unleaded gasoline | State/federal government | Steel | Steel |  | Painted or None | Steel |  | 1901-01-01 06:00 | [6 empty] | Statistical Inventory Reconciliation (SIR) | [5 empty] | Annual line testing | Annual line testing |  | UST Currently In Use: 0; UST Temp Close: 0; AST Currently In Use: 0; AST Temp Closed: 0 | 0 | 0 | 4 | 14655-015-007154 | DEPARTMENT OF TRANSPORTATION
13467 | Permanently Closed | 2000-04-07 06:00 | 1982-01-01 06:00 | 2000-04-07 06:00 | Petroleum | On road diesel | On road diesel | State/federal government | Steel | Steel |  | Painted or None | Steel |  | 1901-01-01 06:00 | [6 empty] | Statistical Inventory Reconciliation (SIR) | [8 empty] | UST Currently In Use: 0; UST Temp Close: 0; AST Currently In Use: 0; AST Temp Closed: 0 | 0 | 0 | 4 | 14655-015-007154 | DEPARTMENT OF TRANSPORTATION
13468 | Temporary Closed | 2009-04-09 06:00 | 1982-01-01 06:00 |  | Petroleum | Unleaded gasoline | Unleaded gasoline | Retail | Steel | Steel | Field installed cathodic protection |  | Steel |  | 1901-01-01 06:00 | Field installed cathodic protection | Catchment Basin, Single walled catchment basin | Automatic shutoff device At 95% full | Automatic shutoff device At 95% full | [11 empty] | UST Currently In Use: 0; UST Temp Close: 3; AST Currently In Use: 0; AST Temp Closed: 0 | 0 | 3 | 0 | 17708-015-007157 | WALTER YOUNG
13469 | Temporary Closed | 2009-04-09 06:00 | 1982-01-01 06:00 |  | Petroleum | Mid-grade gasoline | Mid-grade gasoline | Retail | Steel | Steel | Field installed cathodic protection |  | Steel |  | 1901-01-01 06:00 | Field installed cathodic protection | Catchment Basin, Single walled catchment basin | Automatic shutoff device At 95% full | Automatic shutoff device At 95% full | [11 empty] | UST Currently In Use: 0; UST Temp Close: 3; AST Currently In Use: 0; AST Temp Closed: 0 | 0 | 3 | 0 | 17708-015-007157 | WALTER YOUNG
13470 | Temporary Closed | 2009-04-09 06:00 | 1982-01-01 06:00 |  | Petroleum | Premium gasoline | Premium gasoline | Retail | Steel | Steel | Field installed cathodic protection |  | Steel |  | 1901-01-01 06:00 | Field installed cathodic protection | Catchment Basin, Single walled catchment basin | Automatic shutoff device At 95% full | Automatic shutoff device At 95% full | [11 empty] | UST Currently In Use: 0; UST Temp Close: 3; AST Currently In Use: 0; AST Temp Closed: 0 | 0 | 3 | 0 | 17708-015-007157 | WALTER YOUNG
13471 | Permanently Closed | 1995-12-14 06:00 | 1982-01-01 06:00 | 1995-12-14 06:00 | Petroleum | On road diesel | On road diesel |  | Steel | Steel |  | Painted or None | Steel |  | 1901-01-01 06:00 | [6 empty] | Statistical Inventory Reconciliation (SIR) | [8 empty] | UST Currently In Use: 0; UST Temp Close: 0; AST Currently In Use: 0; AST Temp Closed: 0 | 0 | 0 | 1 | 12144-015-007158 | JACK GREEN OIL CO INC
13472 | Permanently Closed | 1996-10-27 06:00 | 1986-01-01 06:00 | 1998-10-27 06:00 | Petroleum | Unleaded gasoline | Unleaded gasoline |  | Steel | Steel | Coated & cathodic protection (sti-P3) |  | Fiberglass reinforced plastic |  | 1901-01-01 06:00 | [6 empty] | Statistical Inventory Reconciliation (SIR) | [5 empty] | Annual line testing, Statistical inventory reconciliation (SIR) | Statistical inventory reconciliation (SIR) |  | UST Currently In Use: 3; UST Temp Close: 0; AST Currently In Use: 0; AST Temp Closed: 0 | 3 | 0 | 4 | 12144-015-013183 | JACK GREEN OIL CO INC
13473 | Permanently Closed | 1996-10-27 06:00 | 1986-01-01 06:00 | 1998-10-27 06:00 | Petroleum | Unleaded gasoline | Unleaded gasoline |  | Steel | Steel | Coated & cathodic protection (sti-P3) |  | Fiberglass reinforced plastic |  | 1901-01-01 06:00 | [6 empty] | Statistical Inventory Reconciliation (SIR) | [5 empty] | Annual line testing, Statistical inventory reconciliation (SIR) | Statistical inventory reconciliation (SIR) |  | UST Currently In Use: 3; UST Temp Close: 0; AST Currently In Use: 0; AST Temp Closed: 0 | 3 | 0 | 4 | 12144-015-013183 | JACK GREEN OIL CO INC
13474 | Permanently Closed | 1996-10-27 06:00 | 1986-01-01 06:00 | 1998-10-27 06:00 | Petroleum | Unleaded gasoline | Unleaded gasoline |  | Steel | Steel | Coated & cathodic protection (sti-P3) |  | Fiberglass reinforced plastic |  | 1901-01-01 06:00 | [6 empty] | Statistical Inventory Reconciliation (SIR) | [5 empty] | Annual line testing, Statistical inventory reconciliation (SIR) | Statistical inventory reconciliation (SIR) |  | UST Currently In Use: 3; UST Temp Close: 0; AST Currently In Use: 0; AST Temp Closed: 0 | 3 | 0 | 4 | 12144-015-013183 | JACK GREEN OIL CO INC
13475 | Permanently Closed | 1996-10-27 06:00 | 1986-01-01 06:00 | 1998-10-27 06:00 | Petroleum | On road diesel | On road diesel |  | Steel | Steel | Coated & cathodic protection (sti-P3) |  | Fiberglass reinforced plastic |  | 1901-01-01 06:00 | [6 empty] | Statistical Inventory Reconciliation (SIR) | [5 empty] | Annual line testing, Statistical inventory reconciliation (SIR) | Statistical inventory reconciliation (SIR) |  | UST Currently In Use: 3; UST Temp Close: 0; AST Currently In Use: 0; AST Temp Closed: 0 | 3 | 0 | 4 | 12144-015-013183 | JACK GREEN OIL CO INC
13476 | Currently in Use |  | 1987-01-01 06:00 |  | Petroleum | Kerosene | Kerosene | Bulk facility, Retail | Single Wall, Steel | Steel | Coated & cathodic protection (sti-P3) |  | Fiberglass reinforced plastic, Single Wall |  |  |  | Catchment Basin, Single walled catchment basin | Automatic shutoff device At 95% full | Automatic shutoff device At 95% full |  |  | Continuous Automatic Tank Gauge |  | Automatic flow restrictor (MLLD) | Automatic flow restrictor (MLLD) |  |  | Annual line testing | Annual line testing |  | UST Currently In Use: 7; UST Temp Close: 0; AST Currently In Use: 0; AST Temp Closed: 0 | 7 | 0 | 0 | 12144-015-014657 | JACK GREEN OIL CO INC
13477 | Permanently Closed | 1990-01-01 06:00 | 1987-01-01 06:00 | 1990-01-01 06:00 | Petroleum | Used oil | Used oil |  | Steel | Steel | Coated & cathodic protection (sti-P3) |  | Steel |  | 1901-01-01 06:00 | [12 empty] | Annual line testing | Annual line testing |  | UST Currently In Use: 0; UST Temp Close: 0; AST Currently In Use: 0; AST Temp Closed: 0 | 0 | 0 | 1 | 12144-015-014073 | JACK GREEN OIL CO INC
13478 | Currently in Use |  | 1987-01-01 06:00 |  | Petroleum | Unleaded gasoline | Unleaded gasoline | Retail | Single Wall, Steel | Steel | Coated & cathodic protection (sti-P3) |  | Double Wall, UNKNOWN |  | 2017-11-01 06:00 |  | Catchment Basin, Single walled catchment basin | Automatic shutoff device At 95% full | Automatic shutoff device At 95% full |  |  | Continuous Automatic Tank Gauge |  | Automatic flow restrictor (MLLD), Containment Sump | Containment Sump | Interstitial Monitoring within Secondary Containment |  |  |  |  | UST Currently In Use: 3; UST Temp Close: 0; AST Currently In Use: 0; AST Temp Closed: 0 | 3 | 0 | 0 | 12144-015-014074 | JACK GREEN OIL CO INC
13479 | Currently in Use |  | 1987-01-01 06:00 |  | Petroleum | Unleaded gasoline | Unleaded gasoline | Retail | Single Wall, Steel | Steel | Coated & cathodic protection (sti-P3) |  | Double Wall, UNKNOWN |  |  |  | Catchment Basin, Single walled catchment basin | Automatic shutoff device At 95% full | Automatic shutoff device At 95% full |  |  | Continuous Automatic Tank Gauge |  | Automatic flow restrictor (MLLD) | Automatic flow restrictor (MLLD) | Interstitial Monitoring within Secondary Containment |  |  |  |  | UST Currently In Use: 3; UST Temp Close: 0; AST Currently In Use: 0; AST Temp Closed: 0 | 3 | 0 | 0 | 12144-015-014074 | JACK GREEN OIL CO INC
13480 | Currently in Use |  | 1987-01-01 06:00 |  | Petroleum | Premium gasoline | Premium gasoline | Retail | Single Wall, Steel | Steel | Coated & cathodic protection (sti-P3) |  | Other, UNKNOWN |  | 2017-11-01 06:00 |  | Catchment Basin, Single walled catchment basin | Automatic shutoff device At 95% full | Automatic shutoff device At 95% full |  |  | Continuous Automatic Tank Gauge |  | Automatic flow restrictor (MLLD) | Automatic flow restrictor (MLLD) | Interstitial Monitoring within Secondary Containment |  |  |  |  | UST Currently In Use: 3; UST Temp Close: 0; AST Currently In Use: 0; AST Temp Closed: 0 | 3 | 0 | 0 | 12144-015-014074 | JACK GREEN OIL CO INC
13481 | Currently in Use |  | 1988-01-01 06:00 |  | Petroleum | On road diesel | On road diesel | Bulk facility, Retail | Single Wall, Steel | Steel | Coated & cathodic protection (sti-P3) |  | Fiberglass reinforced plastic, Single Wall |  |  |  | Catchment Basin, Single walled catchment basin | Flow Rest 90% Full | Flow Rest 90% Full |  |  | Continuous Automatic Tank Gauge |  | Automatic flow restrictor (MLLD) | Automatic flow restrictor (MLLD) |  |  | Annual line testing | Annual line testing |  | UST Currently In Use: 7; UST Temp Close: 0; AST Currently In Use: 0; AST Temp Closed: 0 | 7 | 0 | 0 | 12144-015-014657 | JACK GREEN OIL CO INC
13482 | Currently in Use |  | 1988-01-01 06:00 |  | Petroleum | Premium gasoline | Premium gasoline | Bulk facility, Retail | Single Wall, Steel | Steel | Coated & cathodic protection (sti-P3) |  | Fiberglass reinforced plastic, Single Wall |  |  |  | Catchment Basin, Single walled catchment basin | Flow Rest 90% Full | Flow Rest 90% Full |  |  | Continuous Automatic Tank Gauge |  | Automatic flow restrictor (MLLD) | Automatic flow restrictor (MLLD) |  |  | Annual line testing | Annual line testing |  | UST Currently In Use: 7; UST Temp Close: 0; AST Currently In Use: 0; AST Temp Closed: 0 | 7 | 0 | 0 | 12144-015-014657 | JACK GREEN OIL CO INC
13483 | Currently in Use |  | 1988-01-01 06:00 |  | Petroleum | Unleaded gasoline | Unleaded gasoline | Bulk facility, Retail | Steel | Steel | Coated & cathodic protection (sti-P3) |  | Fiberglass reinforced plastic, Single Wall |  |  |  | Catchment Basin, Single walled catchment basin | Flow Rest 90% Full | Flow Rest 90% Full |  |  | Continuous Automatic Tank Gauge |  | Automatic flow restrictor (MLLD) | Automatic flow restrictor (MLLD) |  |  | Annual line testing | Annual line testing |  | UST Currently In Use: 7; UST Temp Close: 0; AST Currently In Use: 0; AST Temp Closed: 0 | 7 | 0 | 0 | 12144-015-014657 | JACK GREEN OIL CO INC
13484 | Currently in Use |  | 1988-01-01 06:00 |  | Petroleum | Other, OFFROAD | Other | Bulk facility, Retail | Single Wall, Steel | Steel | Coated & cathodic protection (sti-P3) |  | Fiberglass reinforced plastic, Single Wall |  |  |  | Catchment Basin, Single walled catchment basin | Flow Rest 90% Full | Flow Rest 90% Full |  |  | Continuous Automatic Tank Gauge |  | Automatic flow restrictor (MLLD) | Automatic flow restrictor (MLLD) |  |  | Annual line testing | Annual line testing |  | UST Currently In Use: 7; UST Temp Close: 0; AST Currently In Use: 0; AST Temp Closed: 0 | 7 | 0 | 0 | 12144-015-014657 | JACK GREEN OIL CO INC
13485 | Currently in Use |  | 1988-01-01 06:00 |  | Petroleum | Used oil | Used oil | Industrial | Single Wall, Steel | Steel | Coated & cathodic protection (sti-P3) |  | Fiberglass reinforced plastic, Single Wall |  |  |  | Other, EXEMPT | Other, EXEMPT | Other |  |  | Continuous Automatic Tank Gauge | [8 empty] | UST Currently In Use: 7; UST Temp Close: 0; AST Currently In Use: 0; AST Temp Closed: 0 | 7 | 0 | 0 | 12144-015-014657 | JACK GREEN OIL CO INC
13486 | Currently in Use |  | 1981-01-01 06:00 |  | Petroleum | Mid-grade gasoline | Mid-grade gasoline | Retail | Steel | Steel | Field installed cathodic protection |  | Steel |  |  | Field installed cathodic protection | Catchment Basin, Single walled catchment basin | Automatic shutoff device At 95% full | Automatic shutoff device At 95% full |  |  | Statistical Inventory Reconciliation (SIR) | [8 empty] | UST Currently In Use: 4; UST Temp Close: 0; AST Currently In Use: 0; AST Temp Closed: 0 | 4 | 0 | 0 | 20223-029-007156 | MILDRED J HEARD
13487 | Currently in Use |  | 1981-01-01 06:00 |  | Petroleum | Unleaded gasoline | Unleaded gasoline | Retail | Steel | Steel | Field installed cathodic protection |  | Steel |  |  | Field installed cathodic protection | Catchment Basin, Single walled catchment basin | Automatic shutoff device At 95% full | Automatic shutoff device At 95% full |  |  | Statistical Inventory Reconciliation (SIR) | [8 empty] | UST Currently In Use: 4; UST Temp Close: 0; AST Currently In Use: 0; AST Temp Closed: 0 | 4 | 0 | 0 | 20223-029-007156 | MILDRED J HEARD
13488 | Currently in Use |  | 1979-01-01 06:00 |  | Petroleum | Premium gasoline | Premium gasoline | Retail | Steel | Steel | Field installed cathodic protection |  | Steel |  |  | Field installed cathodic protection | Catchment Basin, Single walled catchment basin | Automatic shutoff device At 95% full | Automatic shutoff device At 95% full |  |  | Statistical Inventory Reconciliation (SIR) | [8 empty] | UST Currently In Use: 4; UST Temp Close: 0; AST Currently In Use: 0; AST Temp Closed: 0 | 4 | 0 | 0 | 20223-029-007156 | MILDRED J HEARD
13489 | Currently in Use |  | 1979-01-01 06:00 |  | Petroleum | Kerosene | Kerosene | Retail | Steel | Steel | Field installed cathodic protection |  | Steel |  |  | Field installed cathodic protection | Catchment Basin, Single walled catchment basin | Automatic shutoff device At 95% full | Automatic shutoff device At 95% full |  |  | Statistical Inventory Reconciliation (SIR) | [8 empty] | UST Currently In Use: 4; UST Temp Close: 0; AST Currently In Use: 0; AST Temp Closed: 0 | 4 | 0 | 0 | 20223-029-007156 | MILDRED J HEARD
13490 | Permanently Closed | 1998-12-22 06:00 | 1981-01-01 06:00 | 2000-04-11 06:00 | Petroleum | Unleaded gasoline | Unleaded gasoline |  | Steel | Steel |  | Painted or None | Steel |  | 1901-01-01 06:00 | [12 empty] | Annual line testing | Annual line testing |  | UST Currently In Use: 0; UST Temp Close: 0; AST Currently In Use: 0; AST Temp Closed: 0 | 0 | 0 | 5 | 17754-115-007155 | CECIL RODGERS
13491 | Permanently Closed | 1998-12-22 06:00 | 1981-01-01 06:00 | 2000-04-11 06:00 | Petroleum | Unleaded gasoline | Unleaded gasoline |  | Steel | Steel |  | Painted or None | Steel |  | 1901-01-01 06:00 | [15 empty] | UST Currently In Use: 0; UST Temp Close: 0; AST Currently In Use: 0; AST Temp Closed: 0 | 0 | 0 | 5 | 17754-115-007155 | CECIL RODGERS
13492 | Permanently Closed | 1998-12-22 06:00 | 1981-01-01 06:00 | 2000-04-11 06:00 | Petroleum | Unleaded gasoline | Unleaded gasoline |  | Steel | Steel |  | Painted or None | Steel |  | 1901-01-01 06:00 | [12 empty] | Annual line testing | Annual line testing |  | UST Currently In Use: 0; UST Temp Close: 0; AST Currently In Use: 0; AST Temp Closed: 0 | 0 | 0 | 5 | 17754-115-007155 | CECIL RODGERS
13493 | Permanently Closed | 1998-12-22 06:00 | 1981-01-01 06:00 | 2000-04-11 06:00 | Petroleum | On road diesel | On road diesel |  | Steel | Steel |  | Painted or None | Steel |  | 1901-01-01 06:00 | [15 empty] | UST Currently In Use: 0; UST Temp Close: 0; AST Currently In Use: 0; AST Temp Closed: 0 | 0 | 0 | 5 | 17754-115-007155 | CECIL RODGERS
13494 | Permanently Closed | 1998-12-22 06:00 | 1982-01-01 06:00 |  | Petroleum | On road diesel | On road diesel |  | Steel | Steel |  | Painted or None | Steel |  | 1901-01-01 06:00 | [15 empty] | UST Currently In Use: 0; UST Temp Close: 0; AST Currently In Use: 0; AST Temp Closed: 0 | 0 | 0 | 5 | 17754-115-007155 | CECIL RODGERS
13495 | Permanently Closed | 2000-04-20 06:00 | 1990-01-01 06:00 | 2000-04-20 06:00 | Petroleum | Unleaded gasoline | Unleaded gasoline | Retail | Steel | Steel | Coated & cathodic protection (sti-P3), Field installed cathodic protection |  | Fiberglass reinforced plastic |  | 1901-01-01 06:00 | Field installed cathodic protection | Catchment Basin, Single walled catchment basin | Audible high level alarm At 90% full, Automatic shutoff device At 95% full | Automatic shutoff device At 95% full |  |  | Statistical Inventory Reconciliation (SIR) | [5 empty] | Annual line testing, Statistical inventory reconciliation (SIR) | Statistical inventory reconciliation (SIR) |  | UST Currently In Use: 0; UST Temp Close: 0; AST Currently In Use: 0; AST Temp Closed: 0 | 0 | 0 | 3 | 20224-121-014777 | RALPH CARTER
13496 | Permanently Closed | 2000-04-20 06:00 | 1990-01-01 06:00 | 2000-04-20 06:00 | Petroleum | Mid-grade gasoline | Mid-grade gasoline | Retail | Steel | Steel | Coated & cathodic protection (sti-P3), Field installed cathodic protection |  | Fiberglass reinforced plastic |  | 1901-01-01 06:00 | Field installed cathodic protection | Catchment Basin, Single walled catchment basin | Automatic shutoff device At 95% full | Automatic shutoff device At 95% full |  |  | Statistical Inventory Reconciliation (SIR) | [5 empty] | Annual line testing, Statistical inventory reconciliation (SIR) | Statistical inventory reconciliation (SIR) |  | UST Currently In Use: 0; UST Temp Close: 0; AST Currently In Use: 0; AST Temp Closed: 0 | 0 | 0 | 3 | 20224-121-014777 | RALPH CARTER
13497 | Permanently Closed | 2000-04-20 06:00 | 1990-01-01 06:00 | 2000-04-20 06:00 | Petroleum | Premium gasoline | Premium gasoline | Retail | Steel | Steel | Coated & cathodic protection (sti-P3), Field installed cathodic protection |  | Fiberglass reinforced plastic |  | 1901-01-01 06:00 | Field installed cathodic protection | Catchment Basin, Single walled catchment basin | Automatic shutoff device At 95% full | Automatic shutoff device At 95% full |  |  | Statistical Inventory Reconciliation (SIR) | [5 empty] | Annual line testing, Statistical inventory reconciliation (SIR) | Statistical inventory reconciliation (SIR) |  | UST Currently In Use: 0; UST Temp Close: 0; AST Currently In Use: 0; AST Temp Closed: 0 | 0 | 0 | 3 | 20224-121-014777 | RALPH CARTER
13498 | Permanently Closed | 1990-08-01 06:00 | 1974-01-01 06:00 | 1990-08-01 06:00 | Petroleum | Used oil | Used oil |  | Steel | Steel |  | Painted or None | Steel |  | 1901-01-01 06:00 | [15 empty] | UST Currently In Use: 0; UST Temp Close: 0; AST Currently In Use: 0; AST Temp Closed: 0 | 0 | 0 | 4 | 12145-073-002715 | GREEN VALLEY CAR CARE INC
13499 | Permanently Closed | 1990-08-01 06:00 | 1974-01-01 06:00 | 1990-08-01 06:00 | Petroleum | Other, OTHER | Other |  | Steel | Steel |  | Painted or None | Steel |  | 1901-01-01 06:00 | [15 empty] | UST Currently In Use: 0; UST Temp Close: 0; AST Currently In Use: 0; AST Temp Closed: 0 | 0 | 0 | 4 | 12145-073-002715 | GREEN VALLEY CAR CARE INC
13500 | Permanently Closed | 1990-08-01 06:00 | 1974-01-01 06:00 | 1990-08-01 06:00 | Petroleum | Other, OTHER | Other |  | Steel | Steel |  | Painted or None | Steel |  | 1901-01-01 06:00 | [15 empty] | UST Currently In Use: 0; UST Temp Close: 0; AST Currently In Use: 0; AST Temp Closed: 0 | 0 | 0 | 4 | 12145-073-002715 | GREEN VALLEY CAR CARE INC
13501 | Permanently Closed | 1990-08-01 06:00 | 1974-01-01 06:00 | 1990-08-01 06:00 | Petroleum | Other, OTHER | Other |  | Steel | Steel |  | Painted or None | Steel |  | 1901-01-01 06:00 | [15 empty] | UST Currently In Use: 0; UST Temp Close: 0; AST Currently In Use: 0; AST Temp Closed: 0 | 0 | 0 | 4 | 12145-073-002715 | GREEN VALLEY CAR CARE INC
13502 | Permanently Closed | 1990-11-26 06:00 | 1974-01-01 06:00 | 1990-11-26 06:00 | Petroleum | Unleaded gasoline | Unleaded gasoline |  | Steel | Steel |  |  | Steel |  | 1901-01-01 06:00 | [15 empty] | UST Currently In Use: 0; UST Temp Close: 0; AST Currently In Use: 0; AST Temp Closed: 0 | 0 | 0 | 1 | 12146-073-010506 | GREEN VALLEY COUNTRY CLUB
13503 | Permanently Closed | 1998-10-21 06:00 | 1974-01-01 06:00 | 1998-12-18 06:00 | Petroleum | Unleaded gasoline | Unleaded gasoline | Local government | Steel | Steel |  | Painted or None | Steel |  | 1901-01-01 06:00 | [15 empty] | UST Currently In Use: 0; UST Temp Close: 0; AST Currently In Use: 2; AST Temp Closed: 0 | 0 | 0 | 3 | 12147-063-001178 | GREENE COUNTY BOARD OF EDUCATION
13504 | Permanently Closed | 1998-10-02 06:00 | 1974-01-01 06:00 | 1998-12-18 06:00 | Petroleum | Unleaded gasoline | Unleaded gasoline | Local government | Steel | Steel |  | Painted or None | Steel |  | 1901-01-01 06:00 | [15 empty] | UST Currently In Use: 0; UST Temp Close: 0; AST Currently In Use: 2; AST Temp Closed: 0 | 0 | 0 | 3 | 12147-063-001178 | GREENE COUNTY BOARD OF EDUCATION
13505 | Permanently Closed | 1998-10-02 06:00 | 1981-01-01 06:00 | 1998-12-18 06:00 | Petroleum | On road diesel | On road diesel | Local government | Steel | Steel |  | Painted or None | Steel |  | 1901-01-01 06:00 | [15 empty] | UST Currently In Use: 0; UST Temp Close: 0; AST Currently In Use: 2; AST Temp Closed: 0 | 0 | 0 | 3 | 12147-063-001178 | GREENE COUNTY BOARD OF EDUCATION
13506 | Permanently Closed | 1988-12-02 06:00 | 1979-01-01 06:00 | 1988-12-05 06:00 | Petroleum | On road diesel | On road diesel |  | Steel | Steel |  | Painted or None | Steel |  | 1901-01-01 06:00 | [15 empty] | UST Currently In Use: 0; UST Temp Close: 0; AST Currently In Use: 1; AST Temp Closed: 0 | 0 | 0 | 1 | 12148-033-000263 | GREENES CARTAGE CO INC
13507 | Permanently Closed | 1901-01-01 06:00 | 1964-01-01 06:00 | 1988-11-30 06:00 | Petroleum | Unleaded gasoline | Unleaded gasoline |  | Steel | Steel |  | Painted or None | Steel |  | 1901-01-01 06:00 | [15 empty] | UST Currently In Use: 0; UST Temp Close: 0; AST Currently In Use: 0; AST Temp Closed: 0 | 0 | 0 | 1 | 12149-013-010176 | GREENVILLE FERT INC
13508 | Permanently Closed | 1901-01-01 06:00 | 1968-01-01 06:00 | 1988-12-20 06:00 | Petroleum | Unleaded gasoline | Unleaded gasoline | [5 empty] | Steel |  | 1901-01-01 06:00 | [15 empty] | UST Currently In Use: 0; UST Temp Close: 0; AST Currently In Use: 0; AST Temp Closed: 0 | 0 | 0 | 2 | 12150-101-001914 | GREENWOOD CEMETARY
13509 | Permanently Closed | 1992-06-09 06:00 | 1987-01-01 06:00 | 1992-06-09 06:00 | Petroleum | Unleaded gasoline | Unleaded gasoline |  | Fiberglass reinforced plastic | Fiberglass reinforced plastic |  |  |  |  | 1901-01-01 06:00 | Field installed cathodic protection | [14 empty] | UST Currently In Use: 0; UST Temp Close: 0; AST Currently In Use: 0; AST Temp Closed: 0 | 0 | 0 | 2 | 12150-101-001914 | GREENWOOD CEMETARY
13510 | Permanently Closed | 2000-10-26 06:00 | 1954-01-01 06:00 | 2000-10-26 06:00 | Petroleum | On road diesel | On road diesel |  | Steel | Steel |  | Painted or None | Steel |  | 1901-01-01 06:00 | [15 empty] | UST Currently In Use: 0; UST Temp Close: 0; AST Currently In Use: 0; AST Temp Closed: 0 | 0 | 0 | 2 | 12151-055-002138 | GREGERSONS FOODS INC
13511 | Permanently Closed | 2000-10-26 06:00 | 1980-01-01 06:00 | 2000-10-26 06:00 | Petroleum | Unleaded gasoline | Unleaded gasoline |  | Steel | Steel |  | Painted or None | Steel |  | 1901-01-01 06:00 | [15 empty] | UST Currently In Use: 0; UST Temp Close: 0; AST Currently In Use: 0; AST Temp Closed: 0 | 0 | 0 | 2 | 12151-055-002138 | GREGERSONS FOODS INC
13512 | Permanently Closed | 2017-06-01 06:00 | 1973-01-01 06:00 | 2017-12-26 06:00 | Petroleum | Premium gasoline | Premium gasoline | Retail | Steel | Steel | Field installed cathodic protection | Painted or None | Steel |  | 1901-01-01 06:00 | Field installed cathodic protection | Catchment Basin, Single walled catchment basin | Automatic shutoff device At 95% full | Automatic shutoff device At 95% full | [8 empty] | Annual line testing | Annual line testing |  | UST Currently In Use: 0; UST Temp Close: 0; AST Currently In Use: 0; AST Temp Closed: 0 | 0 | 0 | 3 | 12151-055-002880 | GREGERSONS FOODS INC
13513 | Permanently Closed | 2017-01-07 06:00 | 1973-01-01 06:00 | 2017-12-26 06:00 | Petroleum | Mid-grade gasoline | Mid-grade gasoline | Retail | Steel | Steel | Field installed cathodic protection | Painted or None | Steel |  | 1901-01-01 06:00 | Field installed cathodic protection | Catchment Basin, Single walled catchment basin | Automatic shutoff device At 95% full | Automatic shutoff device At 95% full | [8 empty] | Annual line testing | Annual line testing |  | UST Currently In Use: 0; UST Temp Close: 0; AST Currently In Use: 0; AST Temp Closed: 0 | 0 | 0 | 3 | 12151-055-002880 | GREGERSONS FOODS INC
13514 | Permanently Closed | 2017-01-07 06:00 | 1983-01-01 06:00 | 2017-12-26 06:00 | Petroleum | Unleaded gasoline | Unleaded gasoline | Retail | Steel | Steel | Coated & cathodic protection (sti-P3), Field installed cathodic protection |  | Steel |  | 1901-01-01 06:00 | Field installed cathodic protection | Catchment Basin, Single walled catchment basin | Automatic shutoff device At 95% full | Automatic shutoff device At 95% full | [11 empty] | UST Currently In Use: 0; UST Temp Close: 0; AST Currently In Use: 0; AST Temp Closed: 0 | 0 | 0 | 3 | 12151-055-002880 | GREGERSONS FOODS INC
13515 | Currently in Use |  | 1983-01-01 06:00 |  | Petroleum | Unleaded gasoline | Unleaded gasoline | Retail | Steel | Steel | Coated & cathodic protection (sti-P3) |  | Fiberglass reinforced plastic |  |  |  | Catchment Basin, Single walled catchment basin | Automatic shutoff device At 95% full | Automatic shutoff device At 95% full |  |  | Statistical Inventory Reconciliation (SIR) |  | Automatic flow restrictor (MLLD) | Automatic flow restrictor (MLLD) |  |  | Statistical inventory reconciliation (SIR) | Statistical inventory reconciliation (SIR) |  | UST Currently In Use: 3; UST Temp Close: 0; AST Currently In Use: 0; AST Temp Closed: 0 | 3 | 0 | 0 | 26003-097-006887 | RAJ PETRO LLC
13517 | Currently in Use |  | 1983-01-01 06:00 |  | Petroleum | Premium gasoline | Premium gasoline | Retail | Steel | Steel | Coated & cathodic protection (sti-P3) |  | Fiberglass reinforced plastic |  |  |  | Catchment Basin, Single walled catchment basin | Automatic shutoff device At 95% full | Automatic shutoff device At 95% full |  |  | Statistical Inventory Reconciliation (SIR) |  | Automatic flow restrictor (MLLD) | Automatic flow restrictor (MLLD) |  |  | Statistical inventory reconciliation (SIR) | Statistical inventory reconciliation (SIR) |  | UST Currently In Use: 3; UST Temp Close: 0; AST Currently In Use: 0; AST Temp Closed: 0 | 3 | 0 | 0 | 26003-097-006887 | RAJ PETRO LLC
13518 | Currently in Use |  | 1989-01-01 06:00 |  | Petroleum | On road diesel | On road diesel | Retail | Steel | Steel | Coated & cathodic protection (sti-P3) |  | Fiberglass reinforced plastic |  |  |  | Catchment Basin, Single walled catchment basin | Automatic shutoff device At 95% full | Automatic shutoff device At 95% full |  |  | Statistical Inventory Reconciliation (SIR) |  | Automatic flow restrictor (MLLD) | Automatic flow restrictor (MLLD) |  |  | Statistical inventory reconciliation (SIR) | Statistical inventory reconciliation (SIR) |  | UST Currently In Use: 3; UST Temp Close: 0; AST Currently In Use: 0; AST Temp Closed: 0 | 3 | 0 | 0 | 26003-097-006887 | RAJ PETRO LLC
13519 | Permanently Closed | 1989-12-28 06:00 | 1963-01-01 06:00 | 1989-12-28 06:00 | Petroleum | Unleaded gasoline | Unleaded gasoline |  | Steel | Steel |  | Painted or None |  |  | 1901-01-01 06:00 | [15 empty] | UST Currently In Use: 0; UST Temp Close: 0; AST Currently In Use: 0; AST Temp Closed: 0 | 0 | 0 | 7 | 12152-097-008358 | F N, INC.
13520 | Permanently Closed | 1989-12-28 06:00 | 1963-01-01 06:00 | 1989-12-28 06:00 | Petroleum | Unleaded gasoline | Unleaded gasoline |  | Steel | Steel |  | Painted or None |  |  | 1901-01-01 06:00 | [15 empty] | UST Currently In Use: 0; UST Temp Close: 0; AST Currently In Use: 0; AST Temp Closed: 0 | 0 | 0 | 7 | 12152-097-008358 | F N, INC.
13521 | Permanently Closed | 1989-12-28 06:00 | 1963-01-01 06:00 | 1989-12-28 06:00 | Petroleum | Unleaded gasoline | Unleaded gasoline |  | Steel | Steel |  | Painted or None |  |  | 1901-01-01 06:00 | [15 empty] | UST Currently In Use: 0; UST Temp Close: 0; AST Currently In Use: 0; AST Temp Closed: 0 | 0 | 0 | 7 | 12152-097-008358 | F N, INC.
13522 | Permanently Closed | 1989-12-28 06:00 | 1963-01-01 06:00 | 1989-12-28 06:00 | Petroleum | Unleaded gasoline | Unleaded gasoline |  | Steel | Steel |  | Painted or None |  |  | 1901-01-01 06:00 | [15 empty] | UST Currently In Use: 0; UST Temp Close: 0; AST Currently In Use: 0; AST Temp Closed: 0 | 0 | 0 | 7 | 12152-097-008358 | F N, INC.
13523 | Permanently Closed | 1966-01-01 06:00 | 1943-01-01 07:00 |  | Petroleum | Other, EMPTY | Other | [7 empty] | 1901-01-01 06:00 | [15 empty] | UST Currently In Use: 0; UST Temp Close: 0; AST Currently In Use: 0; AST Temp Closed: 0 | 0 | 0 | 7 | 12152-097-008358 | F N, INC.
13524 | Permanently Closed | 1966-01-01 06:00 | 1943-01-01 07:00 |  | Petroleum | Other, EMPTY | Other | [7 empty] | 1901-01-01 06:00 | [15 empty] | UST Currently In Use: 0; UST Temp Close: 0; AST Currently In Use: 0; AST Temp Closed: 0 | 0 | 0 | 7 | 12152-097-008358 | F N, INC.
13525 | Permanently Closed | 1966-01-01 06:00 | 1943-01-01 07:00 |  | Petroleum | Other, EMPTY | Other | [7 empty] | 1901-01-01 06:00 | [15 empty] | UST Currently In Use: 0; UST Temp Close: 0; AST Currently In Use: 0; AST Temp Closed: 0 | 0 | 0 | 7 | 12152-097-008358 | F N, INC.
13526 | Permanently Closed | 1901-01-01 06:00 | 1971-01-01 06:00 | 1988-04-25 06:00 | Petroleum | On road diesel | On road diesel |  | Steel | Steel |  | Painted or None | Steel |  | 1901-01-01 06:00 | [15 empty] | UST Currently In Use: 0; UST Temp Close: 0; AST Currently In Use: 0; AST Temp Closed: 0 | 0 | 0 | 2 | 12153-043-004189 | GREIF BROS CORP
13527 | Permanently Closed | 1901-01-01 06:00 | 1978-01-01 06:00 | 1988-04-25 06:00 | Petroleum | On road diesel | On road diesel |  | Steel | Steel |  | Painted or None | Steel |  | 1901-01-01 06:00 | [15 empty] | UST Currently In Use: 0; UST Temp Close: 0; AST Currently In Use: 0; AST Temp Closed: 0 | 0 | 0 | 2 | 12153-043-004189 | GREIF BROS CORP
13528 | Permanently Closed | 1993-03-01 06:00 | 1962-01-01 06:00 | 1993-03-01 06:00 | Petroleum | On road diesel | On road diesel |  | Steel | Steel |  |  | Steel |  | 1901-01-01 06:00 | [15 empty] | UST Currently In Use: 0; UST Temp Close: 0; AST Currently In Use: 0; AST Temp Closed: 0 | 0 | 0 | 3 | 12154-073-011250 | GREYHOUND LINES INC ENVIRO DEPT
13529 | Permanently Closed | 1993-03-01 06:00 | 1957-01-01 06:00 | 1992-08-01 06:00 | Petroleum | On road diesel | On road diesel |  | Steel | Steel |  |  | Steel |  | 1901-01-01 06:00 | [15 empty] | UST Currently In Use: 0; UST Temp Close: 0; AST Currently In Use: 0; AST Temp Closed: 0 | 0 | 0 | 3 | 12154-073-011250 | GREYHOUND LINES INC ENVIRO DEPT
13530 | Permanently Closed | 1991-08-01 06:00 | 1963-01-01 06:00 | 1992-07-30 06:00 | Petroleum | On road diesel | On road diesel |  | Steel | Steel |  | Painted or None | Steel |  | 1901-01-01 06:00 | [15 empty] | UST Currently In Use: 0; UST Temp Close: 0; AST Currently In Use: 0; AST Temp Closed: 0 | 0 | 0 | 2 | 12154-101-011252 | GREYHOUND LINES INC ENVIRO DEPT
13531 | Permanently Closed | 1991-08-01 06:00 | 1963-01-01 06:00 | 1992-07-30 06:00 | Petroleum | On road diesel | On road diesel |  | Steel | Steel |  | Painted or None | Steel |  | 1901-01-01 06:00 | [15 empty] | UST Currently In Use: 0; UST Temp Close: 0; AST Currently In Use: 0; AST Temp Closed: 0 | 0 | 0 | 2 | 12154-101-011252 | GREYHOUND LINES INC ENVIRO DEPT
13532 | Permanently Closed | 1992-02-06 06:00 | 1964-01-01 06:00 | 1992-02-06 06:00 | Petroleum | On road diesel | On road diesel | Local government | Steel | Steel |  |  |  |  | 1901-01-01 06:00 | [15 empty] | UST Currently In Use: 0; UST Temp Close: 0; AST Currently In Use: 0; AST Temp Closed: 0 | 0 | 0 | 4 | 17649-097-003376 | MOBILE COUNTY COMMISSION
13533 | Permanently Closed | 1992-02-06 06:00 | 1964-01-01 06:00 | 1992-02-06 06:00 | Petroleum | On road diesel | On road diesel | Local government | Steel | Steel |  |  |  |  | 1901-01-01 06:00 | [15 empty] | UST Currently In Use: 0; UST Temp Close: 0; AST Currently In Use: 0; AST Temp Closed: 0 | 0 | 0 | 4 | 17649-097-003376 | MOBILE COUNTY COMMISSION
13534 | Permanently Closed | 1992-02-06 06:00 | 1964-01-01 06:00 | 1992-02-06 06:00 | Petroleum | On road diesel | On road diesel | Local government | Steel | Steel |  |  |  |  | 1901-01-01 06:00 | [15 empty] | UST Currently In Use: 0; UST Temp Close: 0; AST Currently In Use: 0; AST Temp Closed: 0 | 0 | 0 | 4 | 17649-097-003376 | MOBILE COUNTY COMMISSION
13535 | Permanently Closed | 1992-02-06 06:00 | 1964-01-01 06:00 | 1992-02-06 06:00 | Petroleum | On road diesel | On road diesel | Local government | Steel | Steel |  |  |  |  | 1901-01-01 06:00 | [15 empty] | UST Currently In Use: 0; UST Temp Close: 0; AST Currently In Use: 0; AST Temp Closed: 0 | 0 | 0 | 4 | 17649-097-003376 | MOBILE COUNTY COMMISSION
13536 | Permanently Closed | 1992-06-15 06:00 | 1964-01-01 06:00 | 1992-06-15 06:00 | Petroleum | On road diesel | On road diesel |  | Steel | Steel |  | Painted or None | Steel |  | 1901-01-01 06:00 | [15 empty] | UST Currently In Use: 0; UST Temp Close: 0; AST Currently In Use: 0; AST Temp Closed: 0 | 0 | 0 | 1 | 12156-069-011251 | GREYHOUND LINES INC ATTN ENVIRO DEPT
13537 | Permanently Closed | 1996-06-21 06:00 | 1967-01-01 06:00 | 1999-06-21 06:00 | Petroleum | Unleaded gasoline | Unleaded gasoline |  | Steel | Steel |  |  |  |  | 1901-01-01 06:00 | [15 empty] | UST Currently In Use: 0; UST Temp Close: 0; AST Currently In Use: 0; AST Temp Closed: 0 | 0 | 0 | 6 | 19020-031-002585 | LARRY CAULEY
13538 | Permanently Closed | 1996-06-21 06:00 | 1972-01-01 06:00 | 1999-06-21 06:00 | Petroleum | Unleaded gasoline | Unleaded gasoline |  | Steel | Steel |  |  |  |  | 1901-01-01 06:00 | [15 empty] | UST Currently In Use: 0; UST Temp Close: 0; AST Currently In Use: 0; AST Temp Closed: 0 | 0 | 0 | 6 | 19020-031-002585 | LARRY CAULEY
13539 | Permanently Closed | 1996-06-21 06:00 | 1967-01-01 06:00 | 1999-06-21 06:00 | Petroleum | Unleaded gasoline | Unleaded gasoline |  | Steel | Steel |  |  |  |  | 1901-01-01 06:00 | [15 empty] | UST Currently In Use: 0; UST Temp Close: 0; AST Currently In Use: 0; AST Temp Closed: 0 | 0 | 0 | 6 | 19020-031-002585 | LARRY CAULEY
13540 | Permanently Closed | 1996-06-21 06:00 | 1969-01-01 06:00 | 1999-06-21 06:00 | Petroleum | On road diesel | On road diesel |  | Steel | Steel |  | Painted or None |  |  | 1901-01-01 06:00 | [15 empty] | UST Currently In Use: 0; UST Temp Close: 0; AST Currently In Use: 0; AST Temp Closed: 0 | 0 | 0 | 6 | 19020-031-002585 | LARRY CAULEY
13542 | Permanently Closed | 1996-06-21 06:00 | 1967-01-01 06:00 | 1999-06-21 06:00 | Petroleum | Kerosene | Kerosene | Retail | Steel | Steel |  |  |  |  | 1901-01-01 06:00 | [15 empty] | UST Currently In Use: 0; UST Temp Close: 0; AST Currently In Use: 0; AST Temp Closed: 0 | 0 | 0 | 6 | 19020-031-002585 | LARRY CAULEY
13543 | Permanently Closed | 1988-08-08 06:00 | 1967-01-01 06:00 | 1999-06-21 06:00 | Petroleum | Other, EMPTY | Other |  | Steel | Steel |  |  |  |  | 1901-01-01 06:00 | [15 empty] | UST Currently In Use: 0; UST Temp Close: 0; AST Currently In Use: 0; AST Temp Closed: 0 | 0 | 0 | 6 | 19020-031-002585 | LARRY CAULEY
13544 | Permanently Closed | 2001-04-12 06:00 | 1963-01-01 06:00 | 2001-04-12 06:00 | Petroleum | Unleaded gasoline | Unleaded gasoline |  | Steel | Steel |  | Painted or None | Steel |  | 1901-01-01 06:00 | [15 empty] | UST Currently In Use: 0; UST Temp Close: 0; AST Currently In Use: 0; AST Temp Closed: 0 | 0 | 0 | 4 | 19020-031-007900 | LARRY CAULEY
13545 | Permanently Closed | 2001-04-12 06:00 | 1963-01-01 06:00 | 2001-04-12 06:00 | Petroleum | Unleaded gasoline | Unleaded gasoline |  | Steel | Steel |  | Painted or None | Steel |  | 1901-01-01 06:00 | [15 empty] | UST Currently In Use: 0; UST Temp Close: 0; AST Currently In Use: 0; AST Temp Closed: 0 | 0 | 0 | 4 | 19020-031-007900 | LARRY CAULEY
13546 | Permanently Closed | 2001-04-12 06:00 | 1963-01-01 06:00 | 2001-04-12 06:00 | Petroleum | Unleaded gasoline | Unleaded gasoline |  | Steel | Steel |  | Painted or None | Steel |  | 1901-01-01 06:00 | [15 empty] | UST Currently In Use: 0; UST Temp Close: 0; AST Currently In Use: 0; AST Temp Closed: 0 | 0 | 0 | 4 | 19020-031-007900 | LARRY CAULEY
13547 | Retired | 1988-08-08 06:00 | 1963-01-01 06:00 |  | Petroleum | Unleaded gasoline | Unleaded gasoline |  | Steel | Steel |  | Painted or None | Steel |  | 1901-01-01 06:00 | [15 empty] | UST Currently In Use: 2; UST Temp Close: 0; AST Currently In Use: 0; AST Temp Closed: 0 | 2 | 0 | 0 | 25240-031-007901 | BOBBY COURSON
13548 | Retired | 1988-01-01 06:00 | 1963-01-01 06:00 |  | Petroleum | Unleaded gasoline | Unleaded gasoline |  | Steel | Steel |  | Painted or None | Steel |  | 1901-01-01 06:00 | [15 empty] | UST Currently In Use: 0; UST Temp Close: 0; AST Currently In Use: 0; AST Temp Closed: 0 | 0 | 0 | 0 | 12162-031-007904 | GRIMES OIL CO INC
13549 | Permanently Closed | 1998-11-25 06:00 | 1963-01-01 06:00 | 1998-11-25 06:00 | Petroleum | Unleaded gasoline | Unleaded gasoline |  | Steel | Steel |  |  | Steel |  | 1901-01-01 06:00 | [15 empty] | UST Currently In Use: 0; UST Temp Close: 0; AST Currently In Use: 0; AST Temp Closed: 0 | 0 | 0 | 2 | 18063-031-007905 | JOE GREEN
13550 | Permanently Closed | 1998-11-25 06:00 | 1963-01-01 06:00 | 1998-11-25 06:00 | Petroleum | Unleaded gasoline | Unleaded gasoline |  | Steel | Steel |  |  | Steel |  | 1901-01-01 06:00 | [15 empty] | UST Currently In Use: 0; UST Temp Close: 0; AST Currently In Use: 0; AST Temp Closed: 0 | 0 | 0 | 2 | 18063-031-007905 | JOE GREEN
13551 | Permanently Closed | 1998-12-10 06:00 | 1963-01-01 06:00 | 1999-09-07 06:00 | Petroleum | Unleaded gasoline | Unleaded gasoline | Retail | Steel | Steel |  | Painted or None | Steel |  | 1901-01-01 06:00 | [6 empty] | Statistical Inventory Reconciliation (SIR) | [8 empty] | UST Currently In Use: 0; UST Temp Close: 0; AST Currently In Use: 0; AST Temp Closed: 0 | 0 | 0 | 4 | 19035-031-007906 | JAMES L HANSON
13552 | Permanently Closed | 1998-12-10 06:00 | 1981-01-01 06:00 | 1999-09-07 06:00 | Petroleum | On road diesel | On road diesel | Retail | Steel | Steel |  | Painted or None | Steel |  | 1901-01-01 06:00 | [6 empty] | Statistical Inventory Reconciliation (SIR) | [8 empty] | UST Currently In Use: 0; UST Temp Close: 0; AST Currently In Use: 0; AST Temp Closed: 0 | 0 | 0 | 4 | 19035-031-007906 | JAMES L HANSON
13554 | Permanently Closed | 1998-12-10 06:00 | 1987-01-01 06:00 | 1999-09-07 06:00 | Petroleum | Unleaded gasoline | Unleaded gasoline | Retail | Steel | Steel |  | Painted or None | Steel |  | 1901-01-01 06:00 | [6 empty] | Statistical Inventory Reconciliation (SIR) | [8 empty] | UST Currently In Use: 0; UST Temp Close: 0; AST Currently In Use: 0; AST Temp Closed: 0 | 0 | 0 | 4 | 19035-031-007906 | JAMES L HANSON
13555 | Permanently Closed | 1998-12-10 06:00 | 1987-01-01 06:00 | 1999-09-07 06:00 | Petroleum | Unleaded gasoline | Unleaded gasoline | Retail | Steel | Steel |  | Painted or None | Steel |  | 1901-01-01 06:00 | [6 empty] | Statistical Inventory Reconciliation (SIR) | [8 empty] | UST Currently In Use: 0; UST Temp Close: 0; AST Currently In Use: 0; AST Temp Closed: 0 | 0 | 0 | 4 | 19035-031-007906 | JAMES L HANSON
13556 | Cannot Locate or abandoned | 1988-12-25 06:00 | 1963-01-01 06:00 |  | Petroleum | Unleaded gasoline | Unleaded gasoline |  | Steel | Steel |  | Painted or None | Steel |  | 1901-01-01 06:00 | [15 empty] | UST Currently In Use: 0; UST Temp Close: 0; AST Currently In Use: 0; AST Temp Closed: 0 | 0 | 0 | 0 | 12162-031-007909 | GRIMES OIL CO INC
13557 | Cannot Locate or abandoned | 1988-12-25 06:00 | 1963-01-01 06:00 |  | Petroleum | Unleaded gasoline | Unleaded gasoline |  | Steel | Steel |  | Painted or None | Steel |  | 1901-01-01 06:00 | [15 empty] | UST Currently In Use: 0; UST Temp Close: 0; AST Currently In Use: 0; AST Temp Closed: 0 | 0 | 0 | 0 | 12162-031-007909 | GRIMES OIL CO INC
13558 | Cannot Locate or abandoned | 1988-12-25 06:00 | 1963-01-01 06:00 |  | Petroleum | On road diesel | On road diesel |  | Steel | Steel |  | Painted or None | Steel |  | 1901-01-01 06:00 | [15 empty] | UST Currently In Use: 0; UST Temp Close: 0; AST Currently In Use: 0; AST Temp Closed: 0 | 0 | 0 | 0 | 12162-031-007909 | GRIMES OIL CO INC
13559 | Cannot Locate or abandoned | 1988-12-25 06:00 | 1963-01-01 06:00 |  | Petroleum | On road diesel | On road diesel |  | Steel | Steel |  | Painted or None | Steel |  | 1901-01-01 06:00 | [15 empty] | UST Currently In Use: 0; UST Temp Close: 0; AST Currently In Use: 0; AST Temp Closed: 0 | 0 | 0 | 0 | 12162-031-007909 | GRIMES OIL CO INC
13560 | Cannot Locate or abandoned |  | 1966-01-01 06:00 |  | Petroleum | Unleaded gasoline | Unleaded gasoline |  | Steel | Steel |  | Painted or None | Steel |  | 1901-01-01 06:00 | [15 empty] | UST Currently In Use: 0; UST Temp Close: 0; AST Currently In Use: 0; AST Temp Closed: 0 | 0 | 0 | 0 | 12162-031-007911 | GRIMES OIL CO INC
13561 | Cannot Locate or abandoned |  | 1966-01-01 06:00 |  | Petroleum | Unleaded gasoline | Unleaded gasoline |  | Steel | Steel |  | Painted or None | Steel |  | 1901-01-01 06:00 | [15 empty] | UST Currently In Use: 0; UST Temp Close: 0; AST Currently In Use: 0; AST Temp Closed: 0 | 0 | 0 | 0 | 12162-031-007911 | GRIMES OIL CO INC
13562 | Retired | 1986-02-01 06:00 | 1966-01-01 06:00 |  | Petroleum | Unleaded gasoline | Unleaded gasoline |  | Steel | Steel |  | Painted or None | Steel |  | 1901-01-01 06:00 | [15 empty] | UST Currently In Use: 0; UST Temp Close: 0; AST Currently In Use: 0; AST Temp Closed: 0 | 0 | 0 | 0 | 12162-031-007911 | GRIMES OIL CO INC
13563 | Permanently Closed | 1996-01-20 06:00 | 1963-01-01 06:00 | 1999-01-20 06:00 | Petroleum | Unleaded gasoline | Unleaded gasoline |  | Steel | Steel |  | Painted or None | Steel |  | 1901-01-01 06:00 | [15 empty] | UST Currently In Use: 0; UST Temp Close: 0; AST Currently In Use: 0; AST Temp Closed: 0 | 0 | 0 | 5 | 19020-031-007912 | LARRY CAULEY
13564 | Permanently Closed | 1996-01-20 06:00 | 1963-01-01 06:00 | 1999-01-20 06:00 | Petroleum | Unleaded gasoline | Unleaded gasoline |  | Steel | Steel |  | Painted or None | Steel |  | 1901-01-01 06:00 | [15 empty] | UST Currently In Use: 0; UST Temp Close: 0; AST Currently In Use: 0; AST Temp Closed: 0 | 0 | 0 | 5 | 19020-031-007912 | LARRY CAULEY
13565 | Permanently Closed | 1996-01-20 06:00 | 1963-01-01 06:00 | 1999-01-20 06:00 | Petroleum | Unleaded gasoline | Unleaded gasoline |  | Steel | Steel |  | Painted or None | Steel |  | 1901-01-01 06:00 | [15 empty] | UST Currently In Use: 0; UST Temp Close: 0; AST Currently In Use: 0; AST Temp Closed: 0 | 0 | 0 | 5 | 19020-031-007912 | LARRY CAULEY
13566 | Permanently Closed | 1996-01-20 06:00 | 1963-01-01 06:00 | 1999-01-20 06:00 | Petroleum | On road diesel | On road diesel |  | Steel | Steel |  | Painted or None | Steel |  | 1901-01-01 06:00 | [15 empty] | UST Currently In Use: 0; UST Temp Close: 0; AST Currently In Use: 0; AST Temp Closed: 0 | 0 | 0 | 5 | 19020-031-007912 | LARRY CAULEY
13567 | Permanently Closed | 1996-01-20 06:00 | 1963-01-01 06:00 | 1999-01-20 06:00 | Petroleum | On road diesel | On road diesel |  | Steel | Steel |  | Painted or None | Steel |  | 1901-01-01 06:00 | [15 empty] | UST Currently In Use: 0; UST Temp Close: 0; AST Currently In Use: 0; AST Temp Closed: 0 | 0 | 0 | 5 | 19020-031-007912 | LARRY CAULEY
13568 | Cannot Locate or abandoned | 1988-12-25 06:00 | 1968-01-01 06:00 |  | Petroleum | Unleaded gasoline | Unleaded gasoline |  | Steel | Steel |  | Painted or None | Steel |  | 1901-01-01 06:00 | [15 empty] | UST Currently In Use: 0; UST Temp Close: 0; AST Currently In Use: 0; AST Temp Closed: 0 | 0 | 0 | 0 | 12162-031-009313 | GRIMES OIL CO INC
13569 | Cannot Locate or abandoned | 1988-12-25 06:00 | 1968-01-01 06:00 |  | Petroleum | Unleaded gasoline | Unleaded gasoline |  | Steel | Steel |  | Painted or None | Steel |  | 1901-01-01 06:00 | [15 empty] | UST Currently In Use: 0; UST Temp Close: 0; AST Currently In Use: 0; AST Temp Closed: 0 | 0 | 0 | 0 | 12162-031-009313 | GRIMES OIL CO INC
13570 | Retired | 1975-05-01 06:00 | 1968-01-01 06:00 |  | Petroleum | Unleaded gasoline | Unleaded gasoline |  | Steel | Steel |  | Painted or None | Steel |  | 1901-01-01 06:00 | [15 empty] | UST Currently In Use: 0; UST Temp Close: 0; AST Currently In Use: 0; AST Temp Closed: 0 | 0 | 0 | 0 | 12162-031-009313 | GRIMES OIL CO INC
13571 | Retired | 1975-05-01 06:00 | 1968-01-01 06:00 |  | Petroleum | Unleaded gasoline | Unleaded gasoline |  | Steel | Steel |  | Painted or None | Steel |  | 1901-01-01 06:00 | [15 empty] | UST Currently In Use: 0; UST Temp Close: 0; AST Currently In Use: 0; AST Temp Closed: 0 | 0 | 0 | 0 | 12162-031-009313 | GRIMES OIL CO INC
13572 | Permanently Closed | 1996-02-01 06:00 | 1968-01-01 06:00 | 1997-12-05 06:00 | Petroleum | Unleaded gasoline | Unleaded gasoline |  | Steel | Steel |  | Painted or None | Steel |  | 1901-01-01 06:00 | [15 empty] | UST Currently In Use: 0; UST Temp Close: 0; AST Currently In Use: 0; AST Temp Closed: 0 | 0 | 0 | 3 | 19020-031-009418 | LARRY CAULEY
13573 | Permanently Closed | 1996-02-01 06:00 | 1953-01-01 06:00 | 1997-12-05 06:00 | Petroleum | Unleaded gasoline | Unleaded gasoline |  | Steel | Steel |  |  | Steel |  | 1901-01-01 06:00 | [15 empty] | UST Currently In Use: 0; UST Temp Close: 0; AST Currently In Use: 0; AST Temp Closed: 0 | 0 | 0 | 3 | 19020-031-009418 | LARRY CAULEY
13574 | Permanently Closed | 1996-02-01 06:00 | 1953-01-01 06:00 | 1997-12-05 06:00 | Petroleum | Unleaded gasoline | Unleaded gasoline |  | Steel | Steel |  |  | Steel |  | 1901-01-01 06:00 | [15 empty] | UST Currently In Use: 0; UST Temp Close: 0; AST Currently In Use: 0; AST Temp Closed: 0 | 0 | 0 | 3 | 19020-031-009418 | LARRY CAULEY
13575 | Permanently Closed | 1998-05-14 06:00 | 1960-01-01 06:00 | 1998-05-14 06:00 | Petroleum | Unleaded gasoline | Unleaded gasoline |  | Steel | Steel |  |  |  |  | 1901-01-01 06:00 | [15 empty] | UST Currently In Use: 0; UST Temp Close: 0; AST Currently In Use: 0; AST Temp Closed: 0 | 0 | 0 | 1 | 19020-031-009717 | LARRY CAULEY
13576 | Permanently Closed | 2002-08-15 06:00 | 1978-01-01 06:00 | 2009-02-23 06:00 | Petroleum | On road diesel | On road diesel |  | Steel | Steel |  | Painted or None | Steel |  | 1901-01-01 06:00 | [15 empty] | UST Currently In Use: 0; UST Temp Close: 0; AST Currently In Use: 0; AST Temp Closed: 0 | 0 | 0 | 5 | 12162-031-012678 | GRIMES OIL CO INC
13577 | Permanently Closed | 2002-08-15 06:00 | 1978-01-01 06:00 | 2009-02-23 06:00 | Petroleum | Unleaded gasoline | Unleaded gasoline |  | Steel | Steel |  | Painted or None | Steel |  | 1901-01-01 06:00 | [15 empty] | UST Currently In Use: 0; UST Temp Close: 0; AST Currently In Use: 0; AST Temp Closed: 0 | 0 | 0 | 5 | 12162-031-012678 | GRIMES OIL CO INC
13578 | Permanently Closed | 2002-08-15 06:00 | 1978-01-01 06:00 | 2009-02-23 06:00 | Petroleum | Unleaded gasoline | Unleaded gasoline |  | Steel | Steel |  | Painted or None | Steel |  | 1901-01-01 06:00 | [15 empty] | UST Currently In Use: 0; UST Temp Close: 0; AST Currently In Use: 0; AST Temp Closed: 0 | 0 | 0 | 5 | 12162-031-012678 | GRIMES OIL CO INC
13579 | Permanently Closed | 2002-08-15 06:00 | 1978-01-01 06:00 | 2009-02-23 06:00 | Petroleum | Unleaded gasoline | Unleaded gasoline |  | Steel | Steel |  | Painted or None | Steel |  | 1901-01-01 06:00 | [15 empty] | UST Currently In Use: 0; UST Temp Close: 0; AST Currently In Use: 0; AST Temp Closed: 0 | 0 | 0 | 5 | 12162-031-012678 | GRIMES OIL CO INC
13580 | Permanently Closed | 2002-08-15 06:00 | 1978-01-01 06:00 | 2009-02-23 06:00 | Petroleum | Kerosene | Kerosene |  | Steel | Steel |  | Painted or None | Steel |  | 1901-01-01 06:00 | [15 empty] | UST Currently In Use: 0; UST Temp Close: 0; AST Currently In Use: 0; AST Temp Closed: 0 | 0 | 0 | 5 | 12162-031-012678 | GRIMES OIL CO INC
13581 | Retired | 1983-06-01 06:00 | 1978-01-01 06:00 |  | Petroleum | Unleaded gasoline | Unleaded gasoline |  | Steel | Steel |  |  | Steel |  | 1901-01-01 06:00 | [15 empty] | UST Currently In Use: 0; UST Temp Close: 0; AST Currently In Use: 0; AST Temp Closed: 0 | 0 | 0 | 0 | 19030-031-012898 | NEWELL WILLIAMS
13582 | Retired | 1983-06-01 06:00 | 1978-01-01 06:00 |  | Petroleum | Unleaded gasoline | Unleaded gasoline |  | Steel | Steel |  |  | Steel |  | 1901-01-01 06:00 | [15 empty] | UST Currently In Use: 0; UST Temp Close: 0; AST Currently In Use: 0; AST Temp Closed: 0 | 0 | 0 | 0 | 19030-031-012898 | NEWELL WILLIAMS
13583 | Cannot Locate or abandoned | 2003-02-11 06:00 | 1981-01-01 06:00 |  | Petroleum | On road diesel | On road diesel |  | Steel | Steel |  |  | Steel |  | 1901-01-01 06:00 | [15 empty] | UST Currently In Use: 0; UST Temp Close: 0; AST Currently In Use: 0; AST Temp Closed: 0 | 0 | 0 | 0 | 12162-031-014015 | GRIMES OIL CO INC
13584 | Cannot Locate or abandoned | 2003-02-11 06:00 | 1981-01-01 06:00 |  | Petroleum | Unleaded gasoline | Unleaded gasoline |  | Steel | Steel |  |  | Steel |  | 1901-01-01 06:00 | [15 empty] | UST Currently In Use: 0; UST Temp Close: 0; AST Currently In Use: 0; AST Temp Closed: 0 | 0 | 0 | 0 | 12162-031-014015 | GRIMES OIL CO INC
13585 | Cannot Locate or abandoned | 2003-02-11 06:00 | 1981-01-01 06:00 |  | Petroleum | Unleaded gasoline | Unleaded gasoline |  | Steel | Steel |  |  | Steel |  | 1901-01-01 06:00 | [15 empty] | UST Currently In Use: 0; UST Temp Close: 0; AST Currently In Use: 0; AST Temp Closed: 0 | 0 | 0 | 0 | 12162-031-014015 | GRIMES OIL CO INC
13586 | Permanently Closed | 1999-10-15 06:00 | 1963-01-01 06:00 | 1999-10-15 06:00 | Petroleum | Unleaded gasoline | Unleaded gasoline | Retail | Steel | Steel |  | Painted or None | Steel |  | 1901-01-01 06:00 | [15 empty] | UST Currently In Use: 0; UST Temp Close: 0; AST Currently In Use: 0; AST Temp Closed: 0 | 0 | 0 | 1 | 19020-039-007907 | LARRY CAULEY
13587 | Cannot Locate or abandoned | 2002-11-12 06:00 | 1981-01-01 06:00 |  | Petroleum | Unleaded gasoline | Unleaded gasoline |  | Steel | Steel |  | Painted or None | Steel |  | 1901-01-01 06:00 | [15 empty] | UST Currently In Use: 0; UST Temp Close: 0; AST Currently In Use: 0; AST Temp Closed: 0 | 0 | 0 | 0 | 19020-061-007902 | LARRY CAULEY
13588 | Cannot Locate or abandoned | 2002-11-12 06:00 | 1981-01-01 06:00 |  | Petroleum | Unleaded gasoline | Unleaded gasoline |  | Steel | Steel |  | Painted or None | Steel |  | 1901-01-01 06:00 | [15 empty] | UST Currently In Use: 0; UST Temp Close: 0; AST Currently In Use: 0; AST Temp Closed: 0 | 0 | 0 | 0 | 19020-061-007902 | LARRY CAULEY
13589 | Retired | 1988-12-22 06:00 | 1963-01-01 06:00 |  | Petroleum | On road diesel | On road diesel |  | Steel | Steel |  | Painted or None | Steel |  | 1901-01-01 06:00 | [15 empty] | UST Currently In Use: 0; UST Temp Close: 0; AST Currently In Use: 0; AST Temp Closed: 0 | 0 | 0 | 0 | 12162-061-007910 | GRIMES OIL CO INC
13590 | Permanently Closed | 1990-03-16 06:00 | 1982-01-01 06:00 | 1990-03-16 06:00 | Petroleum | Unleaded gasoline | Unleaded gasoline |  | Steel | Steel |  | Painted or None | Steel |  | 1901-01-01 06:00 | [15 empty] | UST Currently In Use: 0; UST Temp Close: 0; AST Currently In Use: 0; AST Temp Closed: 0 | 0 | 0 | 3 | 12165-111-008710 | CINDY SUMNERS
13591 | Permanently Closed | 1990-03-16 06:00 | 1982-01-01 06:00 | 1990-03-16 06:00 | Petroleum | Unleaded gasoline | Unleaded gasoline |  | Steel | Steel |  | Painted or None | Steel |  | 1901-01-01 06:00 | [15 empty] | UST Currently In Use: 0; UST Temp Close: 0; AST Currently In Use: 0; AST Temp Closed: 0 | 0 | 0 | 3 | 12165-111-008710 | CINDY SUMNERS
13592 | Permanently Closed | 1990-03-16 06:00 | 1982-01-01 06:00 | 1990-03-16 06:00 | Petroleum | Unleaded gasoline | Unleaded gasoline |  | Steel | Steel |  | Painted or None | Steel |  | 1901-01-01 06:00 | [15 empty] | UST Currently In Use: 0; UST Temp Close: 0; AST Currently In Use: 0; AST Temp Closed: 0 | 0 | 0 | 3 | 12165-111-008710 | CINDY SUMNERS
13593 | Permanently Closed | 2018-09-25 06:00 | 1973-01-01 06:00 |  | Petroleum | Unleaded gasoline | Unleaded gasoline | Retail | Steel | Steel | Field installed cathodic protection |  | Steel |  |  | Field installed cathodic protection | Catchment Basin, Single walled catchment basin | Automatic shutoff device At 95% full | Automatic shutoff device At 95% full | [11 empty] | UST Currently In Use: 0; UST Temp Close: 0; AST Currently In Use: 0; AST Temp Closed: 0 | 0 | 0 | 3 | 12165-111-009701 | CINDY SUMNERS
13594 | Permanently Closed | 2018-04-15 06:00 | 1973-01-01 06:00 |  | Petroleum | Premium gasoline | Premium gasoline | Retail | Steel | Steel | Field installed cathodic protection |  | Steel |  |  | Field installed cathodic protection | Catchment Basin, Single walled catchment basin | Automatic shutoff device At 95% full | Automatic shutoff device At 95% full | [11 empty] | UST Currently In Use: 0; UST Temp Close: 0; AST Currently In Use: 0; AST Temp Closed: 0 | 0 | 0 | 3 | 12165-111-009701 | CINDY SUMNERS
13595 | Permanently Closed | 2018-12-21 06:00 | 1973-01-01 06:00 |  | Petroleum | Unleaded gasoline | Unleaded gasoline |  | Steel | Steel | Field installed cathodic protection |  | Steel |  |  | Field installed cathodic protection | [14 empty] | UST Currently In Use: 0; UST Temp Close: 0; AST Currently In Use: 0; AST Temp Closed: 0 | 0 | 0 | 3 | 12165-111-009701 | CINDY SUMNERS
13596 | Permanently Closed | 1996-10-07 06:00 | 1980-01-01 06:00 | 1998-10-07 06:00 | Petroleum | Unleaded gasoline | Unleaded gasoline |  | Steel | Steel |  | Painted or None | Steel |  | 1901-01-01 06:00 | [15 empty] | UST Currently In Use: 0; UST Temp Close: 0; AST Currently In Use: 0; AST Temp Closed: 0 | 0 | 0 | 2 | 12167-115-009968 | GROVER H COX
13597 | Permanently Closed | 1996-10-07 06:00 | 1980-01-01 06:00 | 1998-10-07 06:00 | Petroleum | Unleaded gasoline | Unleaded gasoline |  | Steel | Steel |  | Painted or None | Steel |  | 1901-01-01 06:00 | [15 empty] | UST Currently In Use: 0; UST Temp Close: 0; AST Currently In Use: 0; AST Temp Closed: 0 | 0 | 0 | 2 | 12167-115-009968 | GROVER H COX
13602 | Permanently Closed | 1990-11-15 06:00 | 1967-01-01 06:00 |  | Petroleum | Other, TELLUS OIL | Other |  | Steel | Steel |  | Painted or None | Steel |  | 1901-01-01 06:00 | [15 empty] | UST Currently In Use: 0; UST Temp Close: 0; AST Currently In Use: 1; AST Temp Closed: 0 | 0 | 0 | 3 | 23472-089-000385 | SANMINA
13603 | Permanently Closed | 2001-11-20 06:00 | 1987-01-01 06:00 | 2001-11-20 06:00 | Petroleum | On road diesel | On road diesel | Bulk facility, Emergency Power Generator | Fiberglass reinforced plastic | Fiberglass reinforced plastic |  |  | Flexible |  | 1901-01-01 06:00 |  | Catchment Basin, Single walled catchment basin | Audible high level alarm At 90% full | Audible high level alarm At 90% full |  |  | Automatic Tank Gauge | [8 empty] | UST Currently In Use: 1; UST Temp Close: 0; AST Currently In Use: 0; AST Temp Closed: 0 | 1 | 0 | 1 | 12169-053-013899 | COGENT FIBER LLC
13604 | Permanently Closed | 1901-01-01 06:00 | 1982-01-01 06:00 | 1988-10-19 06:00 | Petroleum | On road diesel | On road diesel |  | Fiberglass reinforced plastic | Fiberglass reinforced plastic |  |  | Steel |  | 1901-01-01 06:00 | [15 empty] | UST Currently In Use: 0; UST Temp Close: 0; AST Currently In Use: 0; AST Temp Closed: 0 | 0 | 0 | 1 | 12169-073-007040 | COGENT FIBER LLC
13605 | Permanently Closed | 1901-01-01 06:00 | 1982-01-01 06:00 | 1988-10-11 06:00 | Petroleum | On road diesel | On road diesel |  | Fiberglass reinforced plastic | Fiberglass reinforced plastic |  |  | Steel |  | 1901-01-01 06:00 | [15 empty] | UST Currently In Use: 0; UST Temp Close: 0; AST Currently In Use: 0; AST Temp Closed: 0 | 0 | 0 | 1 | 12169-097-007038 | COGENT FIBER LLC
13606 | Permanently Closed | 1901-01-01 06:00 | 1981-01-01 06:00 | 1988-10-10 06:00 | Petroleum | On road diesel | On road diesel |  | Fiberglass reinforced plastic | Fiberglass reinforced plastic |  |  | Steel |  | 1901-01-01 06:00 | [15 empty] | UST Currently In Use: 0; UST Temp Close: 0; AST Currently In Use: 0; AST Temp Closed: 0 | 0 | 0 | 1 | 12169-101-007039 | COGENT FIBER LLC
13607 | Permanently Closed | 1901-01-01 06:00 | 1976-01-01 06:00 | 1988-07-01 06:00 | Petroleum | Other, OTHER | Other |  | Steel | Steel |  |  | Steel |  | 1901-01-01 06:00 | [15 empty] | UST Currently In Use: 0; UST Temp Close: 0; AST Currently In Use: 0; AST Temp Closed: 0 | 0 | 0 | 1 | 12170-123-000938 | GUERDON INDUSTRIES INC
13608 | Retired | 1988-08-08 06:00 | 1973-01-01 06:00 |  | Petroleum | Used oil | Used oil |  | Fiberglass reinforced plastic | Fiberglass reinforced plastic |  |  | Steel |  | 1901-01-01 06:00 | [15 empty] | UST Currently In Use: 0; UST Temp Close: 0; AST Currently In Use: 0; AST Temp Closed: 0 | 0 | 0 | 0 | 12171-125-012456 | SOUTHRAIL CORPORATION
13609 | Retired | 1988-08-08 06:00 | 1973-01-01 06:00 |  | Petroleum | On road diesel | On road diesel |  | Fiberglass reinforced plastic | Fiberglass reinforced plastic |  |  | Steel |  | 1901-01-01 06:00 | [15 empty] | UST Currently In Use: 0; UST Temp Close: 0; AST Currently In Use: 0; AST Temp Closed: 0 | 0 | 0 | 0 | 12171-125-012456 | SOUTHRAIL CORPORATION
13610 | Permanently Closed | 1984-12-01 06:00 | 1977-01-01 06:00 |  | Petroleum | Unleaded gasoline | Unleaded gasoline |  | Steel | Steel |  |  |  |  | 1901-01-01 06:00 | [15 empty] | UST Currently In Use: 0; UST Temp Close: 0; AST Currently In Use: 0; AST Temp Closed: 0 | 0 | 0 | 4 | 12172-003-003118 | GULF CHRYSLER PLYMOUTH DODGE INC
13611 | Permanently Closed | 1984-12-01 06:00 | 1977-01-01 06:00 |  | Petroleum | Unleaded gasoline | Unleaded gasoline |  | Steel | Steel |  |  |  |  | 1901-01-01 06:00 | [15 empty] | UST Currently In Use: 0; UST Temp Close: 0; AST Currently In Use: 0; AST Temp Closed: 0 | 0 | 0 | 4 | 12172-003-003118 | GULF CHRYSLER PLYMOUTH DODGE INC
13612 | Permanently Closed | 1984-12-01 06:00 | 1977-01-01 06:00 |  | Petroleum | Unleaded gasoline | Unleaded gasoline |  | Steel | Steel |  |  |  |  | 1901-01-01 06:00 | [15 empty] | UST Currently In Use: 0; UST Temp Close: 0; AST Currently In Use: 0; AST Temp Closed: 0 | 0 | 0 | 4 | 12172-003-003118 | GULF CHRYSLER PLYMOUTH DODGE INC
13613 | Permanently Closed | 1990-01-15 06:00 | 1977-01-01 06:00 |  | Petroleum | Used oil | Used oil |  | Steel | Steel |  |  |  |  | 1901-01-01 06:00 | [15 empty] | UST Currently In Use: 0; UST Temp Close: 0; AST Currently In Use: 0; AST Temp Closed: 0 | 0 | 0 | 4 | 12172-003-003118 | GULF CHRYSLER PLYMOUTH DODGE INC
13614 | Permanently Closed | 1991-09-12 06:00 | 1969-01-01 06:00 | 1991-09-12 06:00 | Petroleum | Unleaded gasoline | Unleaded gasoline |  | Steel | Steel |  | Painted or None | Steel |  | 1901-01-01 06:00 | [15 empty] | UST Currently In Use: 0; UST Temp Close: 0; AST Currently In Use: 0; AST Temp Closed: 0 | 0 | 0 | 1 | 12173-097-000552 | GULF COAST MARINE SUPPLY
13615 | Permanently Closed | 1984-04-01 05:00 | 1968-01-01 06:00 |  | Petroleum | Other, MNRLSPIRIT | Other | [7 empty] | 1901-01-01 06:00 | [15 empty] | UST Currently In Use: 0; UST Temp Close: 0; AST Currently In Use: 0; AST Temp Closed: 0 | 0 | 0 | 1 | 12174-097-011390 | GULF COAST PAINT MFG INC
13616 | Permanently Closed | 1998-04-11 06:00 | 1975-01-01 06:00 | 1998-04-20 06:00 | Petroleum | Unleaded gasoline | Unleaded gasoline |  | Steel | Steel |  | Painted or None |  |  | 1901-01-01 06:00 | [6 empty] | Statistical Inventory Reconciliation (SIR) | [8 empty] | UST Currently In Use: 1; UST Temp Close: 0; AST Currently In Use: 0; AST Temp Closed: 0 | 1 | 0 | 4 | 24804-097-010834 | PRA PROPERTIES, LLC
13617 | Permanently Closed | 1998-04-11 06:00 | 1975-01-01 06:00 | 1998-04-20 06:00 | Petroleum | Unleaded gasoline | Unleaded gasoline |  | Steel | Steel |  | Painted or None |  |  | 1901-01-01 06:00 | [6 empty] | Statistical Inventory Reconciliation (SIR) | [8 empty] | UST Currently In Use: 1; UST Temp Close: 0; AST Currently In Use: 0; AST Temp Closed: 0 | 1 | 0 | 4 | 24804-097-010834 | PRA PROPERTIES, LLC
13618 | Permanently Closed | 1998-04-11 06:00 | 1975-01-01 06:00 | 1998-04-20 06:00 | Petroleum | Unleaded gasoline | Unleaded gasoline |  | Steel | Steel |  | Painted or None |  |  | 1901-01-01 06:00 | [6 empty] | Statistical Inventory Reconciliation (SIR) | [8 empty] | UST Currently In Use: 1; UST Temp Close: 0; AST Currently In Use: 0; AST Temp Closed: 0 | 1 | 0 | 4 | 24804-097-010834 | PRA PROPERTIES, LLC
13619 | Permanently Closed | 1998-04-11 06:00 | 1975-01-01 06:00 | 1998-04-20 06:00 | Petroleum | Unleaded gasoline | Unleaded gasoline |  | Steel | Steel |  | Painted or None |  |  | 1901-01-01 06:00 | [6 empty] | Statistical Inventory Reconciliation (SIR) | [8 empty] | UST Currently In Use: 1; UST Temp Close: 0; AST Currently In Use: 0; AST Temp Closed: 0 | 1 | 0 | 4 | 24804-097-010834 | PRA PROPERTIES, LLC
13620 | Permanently Closed | 1990-06-22 06:00 | 1977-01-01 06:00 | 1991-03-06 06:00 | Petroleum | Unleaded gasoline | Unleaded gasoline |  | Steel | Steel |  | Painted or None |  |  | 1901-01-01 06:00 | [15 empty] | UST Currently In Use: 0; UST Temp Close: 0; AST Currently In Use: 0; AST Temp Closed: 0 | 0 | 0 | 5 | 12175-097-010849 | GULF COAST PETROLEUM OF DUVAL INC
13621 | Permanently Closed | 1990-06-22 06:00 | 1977-01-01 06:00 | 1991-03-06 06:00 | Petroleum | Unleaded gasoline | Unleaded gasoline |  | Steel | Steel |  | Painted or None |  |  | 1901-01-01 06:00 | [15 empty] | UST Currently In Use: 0; UST Temp Close: 0; AST Currently In Use: 0; AST Temp Closed: 0 | 0 | 0 | 5 | 12175-097-010849 | GULF COAST PETROLEUM OF DUVAL INC
13622 | Permanently Closed | 1990-06-22 06:00 | 1977-01-01 06:00 | 1991-03-06 06:00 | Petroleum | Unleaded gasoline | Unleaded gasoline |  | Steel | Steel |  | Painted or None |  |  | 1901-01-01 06:00 | [15 empty] | UST Currently In Use: 0; UST Temp Close: 0; AST Currently In Use: 0; AST Temp Closed: 0 | 0 | 0 | 5 | 12175-097-010849 | GULF COAST PETROLEUM OF DUVAL INC
13623 | Permanently Closed | 1990-06-22 06:00 | 1977-01-01 06:00 | 1991-03-06 06:00 | Petroleum | Unleaded gasoline | Unleaded gasoline |  | Steel | Steel |  | Painted or None |  |  | 1901-01-01 06:00 | [15 empty] | UST Currently In Use: 0; UST Temp Close: 0; AST Currently In Use: 0; AST Temp Closed: 0 | 0 | 0 | 5 | 12175-097-010849 | GULF COAST PETROLEUM OF DUVAL INC
13624 | Permanently Closed | 1990-06-22 06:00 | 1977-01-01 06:00 | 1991-03-06 06:00 | Petroleum | Unleaded gasoline | Unleaded gasoline |  | Steel | Steel |  | Painted or None |  |  | 1901-01-01 06:00 | [15 empty] | UST Currently In Use: 0; UST Temp Close: 0; AST Currently In Use: 0; AST Temp Closed: 0 | 0 | 0 | 5 | 12175-097-010849 | GULF COAST PETROLEUM OF DUVAL INC
13625 | Permanently Closed | 1990-09-13 06:00 | 1980-01-01 06:00 | 1990-09-13 06:00 | Petroleum | Unleaded gasoline | Unleaded gasoline |  | Steel | Steel |  | Painted or None |  |  | 1901-01-01 06:00 | [15 empty] | UST Currently In Use: 3; UST Temp Close: 0; AST Currently In Use: 0; AST Temp Closed: 0 | 3 | 0 | 5 | 25894-097-010933 | RUMANA TASNIM
13626 | Permanently Closed | 1990-09-13 06:00 | 1980-01-01 06:00 | 1990-09-13 06:00 | Petroleum | Unleaded gasoline | Unleaded gasoline |  | Steel | Steel |  | Painted or None |  |  | 1901-01-01 06:00 | [15 empty] | UST Currently In Use: 3; UST Temp Close: 0; AST Currently In Use: 0; AST Temp Closed: 0 | 3 | 0 | 5 | 25894-097-010933 | RUMANA TASNIM
13627 | Permanently Closed | 1990-09-13 06:00 | 1980-01-01 06:00 | 1990-09-13 06:00 | Petroleum | Unleaded gasoline | Unleaded gasoline |  | Steel | Steel |  | Painted or None |  |  | 1901-01-01 06:00 | [15 empty] | UST Currently In Use: 3; UST Temp Close: 0; AST Currently In Use: 0; AST Temp Closed: 0 | 3 | 0 | 5 | 25894-097-010933 | RUMANA TASNIM
13628 | Permanently Closed | 1990-09-13 06:00 | 1980-01-01 06:00 | 1990-09-13 06:00 | Petroleum | Unleaded gasoline | Unleaded gasoline |  | Steel | Steel |  | Painted or None |  |  | 1901-01-01 06:00 | [15 empty] | UST Currently In Use: 3; UST Temp Close: 0; AST Currently In Use: 0; AST Temp Closed: 0 | 3 | 0 | 5 | 25894-097-010933 | RUMANA TASNIM
13629 | Permanently Closed | 1990-09-13 06:00 | 1980-01-01 06:00 | 1990-09-13 06:00 | Petroleum | Unleaded gasoline | Unleaded gasoline |  | Steel | Steel |  | Painted or None |  |  | 1901-01-01 06:00 | [15 empty] | UST Currently In Use: 3; UST Temp Close: 0; AST Currently In Use: 0; AST Temp Closed: 0 | 3 | 0 | 5 | 25894-097-010933 | RUMANA TASNIM
13630 | Permanently Closed | 1990-06-22 06:00 | 1975-01-01 06:00 | 1990-09-12 06:00 | Petroleum | Unleaded gasoline | Unleaded gasoline |  | Steel | Steel |  | Painted or None |  |  | 1901-01-01 06:00 | [15 empty] | UST Currently In Use: 0; UST Temp Close: 0; AST Currently In Use: 0; AST Temp Closed: 0 | 0 | 0 | 4 | 12175-097-011028 | GULF COAST PETROLEUM OF DUVAL INC
13631 | Permanently Closed | 1990-06-22 06:00 | 1975-01-01 06:00 | 1990-09-12 06:00 | Petroleum | Unleaded gasoline | Unleaded gasoline |  | Steel | Steel |  | Painted or None |  |  | 1901-01-01 06:00 | [15 empty] | UST Currently In Use: 0; UST Temp Close: 0; AST Currently In Use: 0; AST Temp Closed: 0 | 0 | 0 | 4 | 12175-097-011028 | GULF COAST PETROLEUM OF DUVAL INC
13632 | Permanently Closed | 1988-02-01 06:00 | 1975-01-01 06:00 | 1990-09-12 06:00 | Petroleum | Unleaded gasoline | Unleaded gasoline |  | Steel | Steel |  | Painted or None |  |  | 1901-01-01 06:00 | [15 empty] | UST Currently In Use: 0; UST Temp Close: 0; AST Currently In Use: 0; AST Temp Closed: 0 | 0 | 0 | 4 | 12175-097-011028 | GULF COAST PETROLEUM OF DUVAL INC
13633 | Permanently Closed | 1990-06-22 06:00 | 1975-01-01 06:00 | 1990-09-12 06:00 | Petroleum | Unleaded gasoline | Unleaded gasoline |  | Steel | Steel |  | Painted or None |  |  | 1901-01-01 06:00 | [15 empty] | UST Currently In Use: 0; UST Temp Close: 0; AST Currently In Use: 0; AST Temp Closed: 0 | 0 | 0 | 4 | 12175-097-011028 | GULF COAST PETROLEUM OF DUVAL INC
13634 | Permanently Closed | 1990-06-22 06:00 | 1980-01-01 06:00 | 1990-09-14 06:00 | Petroleum | Unleaded gasoline | Unleaded gasoline |  | Steel | Steel |  | Painted or None |  |  | 1901-01-01 06:00 | [15 empty] | UST Currently In Use: 0; UST Temp Close: 0; AST Currently In Use: 0; AST Temp Closed: 0 | 0 | 0 | 4 | 12175-097-011034 | GULF COAST PETROLEUM OF DUVAL INC
13635 | Permanently Closed | 1990-06-22 06:00 | 1980-01-01 06:00 | 1990-09-14 06:00 | Petroleum | Unleaded gasoline | Unleaded gasoline |  | Steel | Steel |  | Painted or None |  |  | 1901-01-01 06:00 | [15 empty] | UST Currently In Use: 0; UST Temp Close: 0; AST Currently In Use: 0; AST Temp Closed: 0 | 0 | 0 | 4 | 12175-097-011034 | GULF COAST PETROLEUM OF DUVAL INC
13636 | Permanently Closed | 1990-06-22 06:00 | 1980-01-01 06:00 | 1990-09-14 06:00 | Petroleum | Unleaded gasoline | Unleaded gasoline |  | Steel | Steel |  | Painted or None |  |  | 1901-01-01 06:00 | [15 empty] | UST Currently In Use: 0; UST Temp Close: 0; AST Currently In Use: 0; AST Temp Closed: 0 | 0 | 0 | 4 | 12175-097-011034 | GULF COAST PETROLEUM OF DUVAL INC
13637 | Permanently Closed | 1990-06-22 06:00 | 1980-01-01 06:00 | 1990-09-14 06:00 | Petroleum | Unleaded gasoline | Unleaded gasoline |  | Steel | Steel |  | Painted or None |  |  | 1901-01-01 06:00 | [15 empty] | UST Currently In Use: 0; UST Temp Close: 0; AST Currently In Use: 0; AST Temp Closed: 0 | 0 | 0 | 4 | 12175-097-011034 | GULF COAST PETROLEUM OF DUVAL INC
13638 | Permanently Closed | 1990-06-22 06:00 | 1980-01-01 06:00 | 1991-02-28 06:00 | Petroleum | Unleaded gasoline | Unleaded gasoline |  | Steel | Steel |  | Painted or None |  |  | 1901-01-01 06:00 | [15 empty] | UST Currently In Use: 0; UST Temp Close: 0; AST Currently In Use: 0; AST Temp Closed: 0 | 0 | 0 | 5 | 12175-097-011040 | GULF COAST PETROLEUM OF DUVAL INC
13639 | Permanently Closed | 1990-06-22 06:00 | 1980-01-01 06:00 | 1991-02-28 06:00 | Petroleum | Unleaded gasoline | Unleaded gasoline |  | Steel | Steel |  | Painted or None |  |  | 1901-01-01 06:00 | [15 empty] | UST Currently In Use: 0; UST Temp Close: 0; AST Currently In Use: 0; AST Temp Closed: 0 | 0 | 0 | 5 | 12175-097-011040 | GULF COAST PETROLEUM OF DUVAL INC
13640 | Permanently Closed | 1990-06-22 06:00 | 1980-01-01 06:00 | 1991-02-28 06:00 | Petroleum | Unleaded gasoline | Unleaded gasoline |  | Steel | Steel |  | Painted or None |  |  | 1901-01-01 06:00 | [15 empty] | UST Currently In Use: 0; UST Temp Close: 0; AST Currently In Use: 0; AST Temp Closed: 0 | 0 | 0 | 5 | 12175-097-011040 | GULF COAST PETROLEUM OF DUVAL INC
13641 | Permanently Closed | 1990-06-22 06:00 | 1980-01-01 06:00 | 1991-02-28 06:00 | Petroleum | Unleaded gasoline | Unleaded gasoline |  | Steel | Steel |  | Painted or None |  |  | 1901-01-01 06:00 | [15 empty] | UST Currently In Use: 0; UST Temp Close: 0; AST Currently In Use: 0; AST Temp Closed: 0 | 0 | 0 | 5 | 12175-097-011040 | GULF COAST PETROLEUM OF DUVAL INC
13642 | Permanently Closed | 1990-06-22 06:00 | 1980-01-01 06:00 | 1991-02-28 06:00 | Petroleum | Unleaded gasoline | Unleaded gasoline |  | Steel | Steel |  | Painted or None |  |  | 1901-01-01 06:00 | [15 empty] | UST Currently In Use: 0; UST Temp Close: 0; AST Currently In Use: 0; AST Temp Closed: 0 | 0 | 0 | 5 | 12175-097-011040 | GULF COAST PETROLEUM OF DUVAL INC
13643 | Permanently Closed | 1990-06-22 06:00 | 1980-01-01 06:00 | 1990-09-11 06:00 | Petroleum | Unleaded gasoline | Unleaded gasoline |  | Steel | Steel |  | Painted or None |  |  | 1901-01-01 06:00 | [15 empty] | UST Currently In Use: 0; UST Temp Close: 0; AST Currently In Use: 0; AST Temp Closed: 0 | 0 | 0 | 6 | 12175-097-011055 | GULF COAST PETROLEUM OF DUVAL INC
13644 | Permanently Closed | 1990-06-22 06:00 | 1980-01-01 06:00 | 1990-09-11 06:00 | Petroleum | Unleaded gasoline | Unleaded gasoline |  | Steel | Steel |  | Painted or None |  |  | 1901-01-01 06:00 | [15 empty] | UST Currently In Use: 0; UST Temp Close: 0; AST Currently In Use: 0; AST Temp Closed: 0 | 0 | 0 | 6 | 12175-097-011055 | GULF COAST PETROLEUM OF DUVAL INC
13645 | Permanently Closed | 1990-06-22 06:00 | 1980-01-01 06:00 | 1990-09-11 06:00 | Petroleum | Unleaded gasoline | Unleaded gasoline |  | Steel | Steel |  | Painted or None |  |  | 1901-01-01 06:00 | [15 empty] | UST Currently In Use: 0; UST Temp Close: 0; AST Currently In Use: 0; AST Temp Closed: 0 | 0 | 0 | 6 | 12175-097-011055 | GULF COAST PETROLEUM OF DUVAL INC
13646 | Permanently Closed | 1990-06-22 06:00 | 1980-01-01 06:00 | 1990-09-11 06:00 | Petroleum | Unleaded gasoline | Unleaded gasoline |  | Steel | Steel |  | Painted or None |  |  | 1901-01-01 06:00 | [15 empty] | UST Currently In Use: 0; UST Temp Close: 0; AST Currently In Use: 0; AST Temp Closed: 0 | 0 | 0 | 6 | 12175-097-011055 | GULF COAST PETROLEUM OF DUVAL INC
13647 | Permanently Closed | 1985-04-01 06:00 | 1980-01-01 06:00 | 1985-04-01 06:00 | Petroleum | Other, EMPTY | Other | [7 empty] | 1901-01-01 06:00 | [15 empty] | UST Currently In Use: 0; UST Temp Close: 0; AST Currently In Use: 0; AST Temp Closed: 0 | 0 | 0 | 6 | 12175-097-011055 | GULF COAST PETROLEUM OF DUVAL INC
13648 | Permanently Closed | 1990-09-11 06:00 | 1901-01-01 06:00 | 1990-09-11 06:00 | Petroleum | Used oil | Used oil | [7 empty] | 1901-01-01 06:00 | [15 empty] | UST Currently In Use: 0; UST Temp Close: 0; AST Currently In Use: 0; AST Temp Closed: 0 | 0 | 0 | 6 | 12175-097-011055 | GULF COAST PETROLEUM OF DUVAL INC
13649 | Permanently Closed | 1901-01-01 06:00 | 1982-01-01 06:00 | 1988-02-01 06:00 | Hazardous Substance |  |  |  | Fiberglass coated steel | Fiberglass coated steel | Interior lined (not allowed as a standalone method of corrosion protection) |  | Steel |  | 1901-01-01 06:00 | [15 empty] | UST Currently In Use: 0; UST Temp Close: 0; AST Currently In Use: 0; AST Temp Closed: 0 | 0 | 0 | 2 | 12177-003-000765 | GULF COAST RESINS INC
13650 | Permanently Closed | 1901-01-01 06:00 | 1981-01-01 06:00 | 1988-02-01 06:00 | Petroleum | On road diesel | On road diesel |  | Steel | Steel |  | Painted or None | Steel |  | 1901-01-01 06:00 | [15 empty] | UST Currently In Use: 0; UST Temp Close: 0; AST Currently In Use: 0; AST Temp Closed: 0 | 0 | 0 | 2 | 12177-003-000765 | GULF COAST RESINS INC
13651 | Permanently Closed | 1994-02-07 06:00 | 1978-01-01 06:00 | 1994-02-07 06:00 | Hazardous Substance |  |  |  | Fiberglass coated steel | Fiberglass coated steel | Interior lined (not allowed as a standalone method of corrosion protection) |  | Steel |  | 1901-01-01 06:00 | [15 empty] | UST Currently In Use: 0; UST Temp Close: 0; AST Currently In Use: 0; AST Temp Closed: 0 | 0 | 0 | 2 | 12177-003-008637 | GULF COAST RESINS INC
13652 | Permanently Closed | 1987-01-01 06:00 | 1978-01-01 06:00 | 1988-01-01 06:00 | Petroleum | On road diesel | On road diesel |  | Steel | Steel |  | Painted or None | Steel |  | 1901-01-01 06:00 | [15 empty] | UST Currently In Use: 0; UST Temp Close: 0; AST Currently In Use: 0; AST Temp Closed: 0 | 0 | 0 | 2 | 12177-003-008637 | GULF COAST RESINS INC
13653 | Permanently Closed | 1901-01-01 06:00 | 1974-01-01 06:00 | 1988-11-12 06:00 | Petroleum | Used oil | Used oil |  | Steel | Steel |  |  | Steel |  | 1901-01-01 06:00 | [15 empty] | UST Currently In Use: 0; UST Temp Close: 0; AST Currently In Use: 0; AST Temp Closed: 0 | 0 | 0 | 2 | 12178-097-001892 | GULF COAST TRUCK & EQUIPMENT CO INC
13654 | Permanently Closed | 1901-01-01 06:00 | 1974-01-01 06:00 | 1988-11-12 06:00 | Petroleum | Unleaded gasoline | Unleaded gasoline |  | Steel | Steel |  | Painted or None | Steel |  | 1901-01-01 06:00 | [15 empty] | UST Currently In Use: 0; UST Temp Close: 0; AST Currently In Use: 0; AST Temp Closed: 0 | 0 | 0 | 2 | 12178-097-001892 | GULF COAST TRUCK & EQUIPMENT CO INC
13655 | Permanently Closed | 1985-01-01 06:00 | 1966-01-01 06:00 | 1988-11-30 06:00 | Petroleum | On road diesel | On road diesel |  | Steel | Steel |  |  | Steel |  | 1901-01-01 06:00 | [15 empty] | UST Currently In Use: 0; UST Temp Close: 0; AST Currently In Use: 0; AST Temp Closed: 0 | 0 | 0 | 3 | 12178-131-012008 | GULF COAST TRUCK & EQUIPMENT CO INC
13656 | Permanently Closed | 1901-01-01 06:00 | 1966-01-01 06:00 | 1988-11-30 06:00 | Petroleum | Unleaded gasoline | Unleaded gasoline |  | Steel | Steel |  |  | Steel |  | 1901-01-01 06:00 | [15 empty] | UST Currently In Use: 0; UST Temp Close: 0; AST Currently In Use: 0; AST Temp Closed: 0 | 0 | 0 | 3 | 12178-131-012008 | GULF COAST TRUCK & EQUIPMENT CO INC
13657 | Permanently Closed | 1901-01-01 06:00 | 1966-01-01 06:00 | 1988-11-30 06:00 | Petroleum | Used oil | Used oil |  | Steel | Steel |  |  | Steel |  | 1901-01-01 06:00 | [15 empty] | UST Currently In Use: 0; UST Temp Close: 0; AST Currently In Use: 0; AST Temp Closed: 0 | 0 | 0 | 3 | 12178-131-012008 | GULF COAST TRUCK & EQUIPMENT CO INC
13658 | Permanently Closed | 1991-08-21 06:00 | 1978-01-01 06:00 | 1991-08-21 06:00 | Petroleum | Unleaded gasoline | Unleaded gasoline |  | Steel | Steel |  | Painted or None | Steel |  | 1901-01-01 06:00 | [15 empty] | UST Currently In Use: 0; UST Temp Close: 0; AST Currently In Use: 0; AST Temp Closed: 0 | 0 | 0 | 2 | 12179-097-004624 | GULF DISTRIBUTING CO INC
13659 | Permanently Closed | 1991-08-21 06:00 | 1978-01-01 06:00 | 1991-08-21 06:00 | Petroleum | Unleaded gasoline | Unleaded gasoline |  | Steel | Steel |  | Painted or None | Steel |  | 1901-01-01 06:00 | [15 empty] | UST Currently In Use: 0; UST Temp Close: 0; AST Currently In Use: 0; AST Temp Closed: 0 | 0 | 0 | 2 | 12179-097-004624 | GULF DISTRIBUTING CO INC
13660 | Permanently Closed | 1991-08-21 06:00 | 1971-01-01 06:00 | 1991-08-21 06:00 | Petroleum | Unleaded gasoline | Unleaded gasoline |  | Steel | Steel |  | Painted or None | Steel |  | 1901-01-01 06:00 | [15 empty] | UST Currently In Use: 0; UST Temp Close: 0; AST Currently In Use: 0; AST Temp Closed: 0 | 0 | 0 | 1 | 12180-097-001016 | GULF ELECTRIC CONPANY OF MOBILE
13661 | Permanently Closed | 1901-01-01 06:00 | 1974-01-01 06:00 | 1988-09-21 06:00 | Petroleum | Unleaded gasoline | Unleaded gasoline |  | Steel | Steel |  |  | Steel |  | 1901-01-01 06:00 | [15 empty] | UST Currently In Use: 0; UST Temp Close: 0; AST Currently In Use: 0; AST Temp Closed: 0 | 0 | 0 | 1 | 12181-097-001385 | GULF FURNITURE STORES INC
13662 | Permanently Closed | 1987-06-01 06:00 | 1979-01-01 06:00 | 1988-01-01 06:00 | Petroleum | Unleaded gasoline | Unleaded gasoline |  | Steel | Steel |  | Painted or None | Steel |  | 1901-01-01 06:00 | [15 empty] | UST Currently In Use: 0; UST Temp Close: 0; AST Currently In Use: 2; AST Temp Closed: 0 | 0 | 0 | 4 | 25084-097-001774 | NSSG HOLDINGS, LLC
13663 | Permanently Closed | 1987-06-01 06:00 | 1974-01-01 06:00 | 1988-01-01 06:00 | Petroleum | On road diesel | On road diesel |  | Steel | Steel |  | Painted or None | Steel |  | 1901-01-01 06:00 | [15 empty] | UST Currently In Use: 0; UST Temp Close: 0; AST Currently In Use: 2; AST Temp Closed: 0 | 0 | 0 | 4 | 25084-097-001774 | NSSG HOLDINGS, LLC
13664 | Permanently Closed | 1987-06-01 06:00 | 1974-01-01 06:00 | 1988-01-01 06:00 | Petroleum | On road diesel | On road diesel |  | Steel | Steel |  | Painted or None | Steel |  | 1901-01-01 06:00 | [15 empty] | UST Currently In Use: 0; UST Temp Close: 0; AST Currently In Use: 2; AST Temp Closed: 0 | 0 | 0 | 4 | 25084-097-001774 | NSSG HOLDINGS, LLC
13665 | Permanently Closed | 1987-06-01 06:00 | 1974-01-01 06:00 | 1988-01-01 06:00 | Petroleum | On road diesel | On road diesel |  | Steel | Steel |  | Painted or None | Steel |  | 1901-01-01 06:00 | [15 empty] | UST Currently In Use: 0; UST Temp Close: 0; AST Currently In Use: 2; AST Temp Closed: 0 | 0 | 0 | 4 | 25084-097-001774 | NSSG HOLDINGS, LLC
13666 | Permanently Closed | 1976-03-01 06:00 | 1964-01-01 06:00 | 2011-11-11 06:00 | Petroleum | Used oil | Used oil |  | Steel | Steel |  | Painted or None | Steel |  | 1901-01-01 06:00 | [15 empty] | UST Currently In Use: 0; UST Temp Close: 0; AST Currently In Use: 0; AST Temp Closed: 0 | 0 | 0 | 1 | 12183-067-003343 | GULF OIL CORP
13673 | Permanently Closed | 1988-01-01 06:00 | 1973-01-01 06:00 | 1988-01-01 06:00 | Petroleum | Unleaded gasoline | Unleaded gasoline |  | Steel | Steel |  | Painted or None | Steel |  | 1901-01-01 06:00 | [15 empty] | UST Currently In Use: 0; UST Temp Close: 0; AST Currently In Use: 0; AST Temp Closed: 0 | 0 | 0 | 1 | 12186-097-010283 | GULF PRIME MEATS INC
13674 | Permanently Closed | 1991-07-12 06:00 | 1982-01-01 06:00 | 1991-07-12 06:00 | Petroleum | On road diesel | On road diesel |  | Steel | Steel |  | Painted or None | Steel |  | 1901-01-01 06:00 | [15 empty] | UST Currently In Use: 0; UST Temp Close: 0; AST Currently In Use: 0; AST Temp Closed: 0 | 0 | 0 | 1 | 12187-007-001045 | WESTERVELT COMPANY
13675 | Permanently Closed | 1990-10-18 06:00 | 1980-01-01 06:00 | 1990-10-18 06:00 | Petroleum | On road diesel | On road diesel |  | Steel | Steel |  | Painted or None | Steel |  | 1901-01-01 06:00 | [15 empty] | UST Currently In Use: 0; UST Temp Close: 0; AST Currently In Use: 0; AST Temp Closed: 0 | 0 | 0 | 3 | 12187-065-001046 | WESTERVELT COMPANY
13676 | Permanently Closed | 1990-10-18 06:00 | 1978-01-01 06:00 | 1990-10-18 06:00 | Petroleum | On road diesel | On road diesel |  | Steel | Steel |  | Painted or None | Steel |  | 1901-01-01 06:00 | [15 empty] | UST Currently In Use: 0; UST Temp Close: 0; AST Currently In Use: 0; AST Temp Closed: 0 | 0 | 0 | 3 | 12187-065-001046 | WESTERVELT COMPANY
13677 | Permanently Closed | 1990-10-18 06:00 | 1978-01-01 06:00 | 1990-10-18 06:00 | Petroleum | Unleaded gasoline | Unleaded gasoline |  | Steel | Steel |  | Painted or None | Steel |  | 1901-01-01 06:00 | [15 empty] | UST Currently In Use: 0; UST Temp Close: 0; AST Currently In Use: 0; AST Temp Closed: 0 | 0 | 0 | 3 | 12187-065-001046 | WESTERVELT COMPANY
13678 | Permanently Closed | 1901-01-01 06:00 | 1979-01-01 06:00 | 1989-03-28 06:00 | Petroleum | Unleaded gasoline | Unleaded gasoline |  | Steel | Steel |  | Painted or None |  |  | 1901-01-01 06:00 | [15 empty] | UST Currently In Use: 0; UST Temp Close: 0; AST Currently In Use: 0; AST Temp Closed: 0 | 0 | 0 | 2 | 12187-091-001034 | WESTERVELT COMPANY
13679 | Permanently Closed | 1993-10-25 06:00 | 1983-01-01 06:00 | 1993-10-25 06:00 | Petroleum | On road diesel | On road diesel |  | Steel | Steel |  | Painted or None |  |  | 1901-01-01 06:00 | [15 empty] | UST Currently In Use: 0; UST Temp Close: 0; AST Currently In Use: 0; AST Temp Closed: 0 | 0 | 0 | 2 | 12187-091-001034 | WESTERVELT COMPANY
13680 | Permanently Closed | 1998-06-01 06:00 | 1981-01-01 06:00 | 1998-08-04 06:00 | Petroleum | On road diesel | On road diesel |  | Steel | Steel |  | Painted or None | Steel |  | 1901-01-01 06:00 | [6 empty] | Automatic Tank Gauge | [8 empty] | UST Currently In Use: 0; UST Temp Close: 0; AST Currently In Use: 0; AST Temp Closed: 0 | 0 | 0 | 3 | 12187-091-001039 | WESTERVELT COMPANY
13681 | Permanently Closed | 1998-06-01 06:00 | 1981-01-01 06:00 | 1998-08-04 06:00 | Petroleum | On road diesel | On road diesel |  | Steel | Steel |  | Painted or None | Steel |  | 1901-01-01 06:00 | [6 empty] | Automatic Tank Gauge | [8 empty] | UST Currently In Use: 0; UST Temp Close: 0; AST Currently In Use: 0; AST Temp Closed: 0 | 0 | 0 | 3 | 12187-091-001039 | WESTERVELT COMPANY
13682 | Permanently Closed | 1998-06-01 06:00 | 1981-01-01 06:00 | 1998-08-04 06:00 | Petroleum | Unleaded gasoline | Unleaded gasoline |  | Steel | Steel |  | Painted or None | Steel |  | 1901-01-01 06:00 | [6 empty] | Automatic Tank Gauge | [8 empty] | UST Currently In Use: 0; UST Temp Close: 0; AST Currently In Use: 0; AST Temp Closed: 0 | 0 | 0 | 3 | 12187-091-001039 | WESTERVELT COMPANY
13683 | Permanently Closed | 1998-06-01 06:00 | 1980-01-01 06:00 | 1998-08-03 06:00 | Petroleum | Unleaded gasoline | Unleaded gasoline |  | Steel | Steel |  | Painted or None | Steel |  | 1901-01-01 06:00 | [6 empty] | Automatic Tank Gauge | [8 empty] | UST Currently In Use: 0; UST Temp Close: 0; AST Currently In Use: 0; AST Temp Closed: 0 | 0 | 0 | 3 | 12187-107-001038 | WESTERVELT COMPANY
13684 | Permanently Closed | 1998-06-01 06:00 | 1980-01-01 06:00 | 1998-08-03 06:00 | Petroleum | On road diesel | On road diesel |  | Steel | Steel |  | Painted or None | Steel |  | 1901-01-01 06:00 | [6 empty] | Automatic Tank Gauge | [8 empty] | UST Currently In Use: 0; UST Temp Close: 0; AST Currently In Use: 0; AST Temp Closed: 0 | 0 | 0 | 3 | 12187-107-001038 | WESTERVELT COMPANY
13685 | Permanently Closed | 1998-06-01 06:00 | 1980-01-01 06:00 | 1998-08-03 06:00 | Petroleum | On road diesel | On road diesel |  | Steel | Steel |  | Painted or None | Steel |  | 1901-01-01 06:00 | [6 empty] | Automatic Tank Gauge | [8 empty] | UST Currently In Use: 0; UST Temp Close: 0; AST Currently In Use: 0; AST Temp Closed: 0 | 0 | 0 | 3 | 12187-107-001038 | WESTERVELT COMPANY
13686 | Permanently Closed | 1998-07-01 06:00 | 1980-01-01 06:00 | 1998-08-06 06:00 | Petroleum | Unleaded gasoline | Unleaded gasoline |  | Steel | Steel |  | Painted or None | Steel |  | 1901-01-01 06:00 | [6 empty] | Automatic Tank Gauge | [8 empty] | UST Currently In Use: 0; UST Temp Close: 0; AST Currently In Use: 0; AST Temp Closed: 0 | 0 | 0 | 2 | 12187-117-001040 | WESTERVELT COMPANY
13687 | Permanently Closed | 1998-07-01 06:00 | 1980-01-01 06:00 | 1998-08-06 06:00 | Petroleum | On road diesel | On road diesel |  | Steel | Steel |  | Painted or None | Steel |  | 1901-01-01 06:00 | [6 empty] | Automatic Tank Gauge | [8 empty] | UST Currently In Use: 0; UST Temp Close: 0; AST Currently In Use: 0; AST Temp Closed: 0 | 0 | 0 | 2 | 12187-117-001040 | WESTERVELT COMPANY
13688 | Permanently Closed | 1994-05-12 06:00 | 1977-01-01 06:00 | 1994-05-12 06:00 | Petroleum | Kerosene | Kerosene |  | Steel | Steel |  | Painted or None | Steel |  | 1901-01-01 06:00 | [6 empty] | Automatic Tank Gauge | [5 empty] | Annual line testing | Annual line testing |  | UST Currently In Use: 1; UST Temp Close: 0; AST Currently In Use: 0; AST Temp Closed: 0 | 1 | 0 | 1 | 21215-125-001035 | Univ. of AL Health & Safety
13689 | Permanently Closed | 1992-01-17 06:00 | 1975-01-01 06:00 | 1992-01-17 06:00 | Petroleum | Unleaded gasoline | Unleaded gasoline |  | Steel | Steel |  | Painted or None | Steel |  | 1901-01-01 06:00 | [15 empty] | UST Currently In Use: 0; UST Temp Close: 0; AST Currently In Use: 0; AST Temp Closed: 0 | 0 | 0 | 5 | 12187-125-001036 | WESTERVELT COMPANY
13690 | Permanently Closed | 1992-01-17 06:00 | 1975-01-01 06:00 | 1992-01-17 06:00 | Petroleum | Unleaded gasoline | Unleaded gasoline |  | Steel | Steel |  | Painted or None | Steel |  | 1901-01-01 06:00 | [15 empty] | UST Currently In Use: 0; UST Temp Close: 0; AST Currently In Use: 0; AST Temp Closed: 0 | 0 | 0 | 5 | 12187-125-001036 | WESTERVELT COMPANY
13691 | Permanently Closed | 1991-12-10 06:00 | 1970-01-01 06:00 | 1991-12-10 06:00 | Petroleum | Unleaded gasoline | Unleaded gasoline |  | Steel | Steel |  | Painted or None | Steel |  | 1901-01-01 06:00 | [15 empty] | UST Currently In Use: 0; UST Temp Close: 0; AST Currently In Use: 0; AST Temp Closed: 0 | 0 | 0 | 5 | 12187-125-001036 | WESTERVELT COMPANY
13692 | Permanently Closed | 1991-12-10 06:00 | 1970-01-01 06:00 | 1991-12-10 06:00 | Petroleum | Unleaded gasoline | Unleaded gasoline |  | Steel | Steel |  | Painted or None | Steel |  | 1901-01-01 06:00 | [15 empty] | UST Currently In Use: 0; UST Temp Close: 0; AST Currently In Use: 0; AST Temp Closed: 0 | 0 | 0 | 5 | 12187-125-001036 | WESTERVELT COMPANY
13693 | Permanently Closed | 1991-12-10 06:00 | 1970-01-01 06:00 | 1991-12-10 06:00 | Petroleum | Unleaded gasoline | Unleaded gasoline |  | Steel | Steel |  | Painted or None | Steel |  | 1901-01-01 06:00 | [15 empty] | UST Currently In Use: 0; UST Temp Close: 0; AST Currently In Use: 0; AST Temp Closed: 0 | 0 | 0 | 5 | 12187-125-001036 | WESTERVELT COMPANY
13694 | Permanently Closed | 1998-06-01 06:00 | 1979-01-01 06:00 | 1998-08-10 06:00 | Petroleum | On road diesel | On road diesel |  | Steel | Steel |  | Painted or None | Steel |  | 1901-01-01 06:00 | [6 empty] | Automatic Tank Gauge | [8 empty] | UST Currently In Use: 0; UST Temp Close: 0; AST Currently In Use: 0; AST Temp Closed: 0 | 0 | 0 | 3 | 12187-125-001037 | WESTERVELT COMPANY
13695 | Permanently Closed | 1998-06-01 06:00 | 1979-01-01 06:00 | 1998-08-10 06:00 | Petroleum | Unleaded gasoline | Unleaded gasoline |  | Steel | Steel |  | Painted or None | Steel |  | 1901-01-01 06:00 | [6 empty] | Automatic Tank Gauge | [8 empty] | UST Currently In Use: 0; UST Temp Close: 0; AST Currently In Use: 0; AST Temp Closed: 0 | 0 | 0 | 3 | 12187-125-001037 | WESTERVELT COMPANY
13696 | Permanently Closed | 1998-06-01 06:00 | 1979-01-01 06:00 | 1998-08-10 06:00 | Petroleum | Unleaded gasoline | Unleaded gasoline |  | Steel | Steel |  | Painted or None | Steel |  | 1901-01-01 06:00 | [6 empty] | Automatic Tank Gauge | [8 empty] | UST Currently In Use: 0; UST Temp Close: 0; AST Currently In Use: 0; AST Temp Closed: 0 | 0 | 0 | 3 | 12187-125-001037 | WESTERVELT COMPANY
13697 | Permanently Closed | 1992-03-08 06:00 | 1975-01-01 06:00 | 1992-03-08 06:00 | Petroleum | On road diesel | On road diesel |  | Steel | Steel |  | Painted or None | Steel |  | 1901-01-01 06:00 | [15 empty] | UST Currently In Use: 0; UST Temp Close: 0; AST Currently In Use: 0; AST Temp Closed: 0 | 0 | 0 | 2 | 12187-125-001041 | WESTERVELT COMPANY
13698 | Permanently Closed | 1992-03-08 06:00 | 1975-01-01 06:00 | 1992-03-08 06:00 | Petroleum | On road diesel | On road diesel |  | Steel | Steel |  | Painted or None | Steel |  | 1901-01-01 06:00 | [15 empty] | UST Currently In Use: 0; UST Temp Close: 0; AST Currently In Use: 0; AST Temp Closed: 0 | 0 | 0 | 2 | 12187-125-001041 | WESTERVELT COMPANY
13699 | Permanently Closed | 1992-03-13 06:00 | 1982-01-01 06:00 | 1992-03-13 06:00 | Petroleum | On road diesel | On road diesel |  | Steel | Steel |  | Painted or None | Steel |  | 1901-01-01 06:00 | [15 empty] | UST Currently In Use: 0; UST Temp Close: 0; AST Currently In Use: 0; AST Temp Closed: 0 | 0 | 0 | 1 | 12187-125-001042 | WESTERVELT COMPANY
13700 | Permanently Closed | 1901-01-01 06:00 | 1978-01-01 06:00 | 1987-03-01 06:00 | Petroleum | On road diesel | On road diesel |  | Steel | Steel |  | Painted or None |  |  | 1901-01-01 06:00 | [15 empty] | UST Currently In Use: 0; UST Temp Close: 0; AST Currently In Use: 0; AST Temp Closed: 0 | 0 | 0 | 1 | 12187-125-001044 | WESTERVELT COMPANY
13701 | Permanently Closed | 1995-05-16 06:00 | 1973-01-01 06:00 | 1995-06-16 06:00 | Petroleum | On road diesel | On road diesel |  | Steel | Steel |  | Painted or None | Steel |  | 1901-01-01 06:00 | [15 empty] | UST Currently In Use: 0; UST Temp Close: 0; AST Currently In Use: 0; AST Temp Closed: 0 | 0 | 0 | 3 | 12188-095-008313 | GUNTERSVILLE CONCRETE INC
13702 | Permanently Closed | 1995-05-16 06:00 | 1963-01-01 06:00 | 1995-05-16 06:00 | Petroleum | Unleaded gasoline | Unleaded gasoline |  | Steel | Steel |  | Painted or None | Steel |  | 1901-01-01 06:00 | [15 empty] | UST Currently In Use: 0; UST Temp Close: 0; AST Currently In Use: 0; AST Temp Closed: 0 | 0 | 0 | 3 | 12188-095-008313 | GUNTERSVILLE CONCRETE INC
13703 | Permanently Closed | 1995-05-16 06:00 | 1963-01-01 06:00 | 1995-06-15 06:00 | Petroleum | On road diesel | On road diesel |  | Steel | Steel |  | Painted or None | Steel |  | 1901-01-01 06:00 | [15 empty] | UST Currently In Use: 0; UST Temp Close: 0; AST Currently In Use: 0; AST Temp Closed: 0 | 0 | 0 | 3 | 12188-095-008313 | GUNTERSVILLE CONCRETE INC
13704 | Permanently Closed | 1901-01-01 06:00 | 1961-01-01 06:00 | 2011-11-11 06:00 | Petroleum | On road diesel | On road diesel |  | Steel | Steel |  |  | Steel |  | 1901-01-01 06:00 | [15 empty] | UST Currently In Use: 0; UST Temp Close: 0; AST Currently In Use: 0; AST Temp Closed: 0 | 0 | 0 | 23 | 12189-055-008326 | GULF STATES STEEL INC
13705 | Permanently Closed | 1982-07-01 06:00 | 1969-01-01 06:00 |  | Petroleum | Other, #4FUELOIL | Other |  | Steel | Steel |  | Painted or None | Steel |  | 1901-01-01 06:00 | [15 empty] | UST Currently In Use: 0; UST Temp Close: 0; AST Currently In Use: 0; AST Temp Closed: 0 | 0 | 0 | 23 | 12189-055-008326 | GULF STATES STEEL INC
13706 | Permanently Closed | 1982-07-01 06:00 | 1969-01-01 06:00 |  | Petroleum | Other, #4FUELOIL | Other |  | Steel | Steel |  | Painted or None | Steel |  | 1901-01-01 06:00 | [15 empty] | UST Currently In Use: 0; UST Temp Close: 0; AST Currently In Use: 0; AST Temp Closed: 0 | 0 | 0 | 23 | 12189-055-008326 | GULF STATES STEEL INC
13707 | Permanently Closed | 1982-07-01 06:00 | 1969-01-01 06:00 |  | Petroleum | Other, #4FUELOIL | Other |  | Steel | Steel |  | Painted or None | Steel |  | 1901-01-01 06:00 | [15 empty] | UST Currently In Use: 0; UST Temp Close: 0; AST Currently In Use: 0; AST Temp Closed: 0 | 0 | 0 | 23 | 12189-055-008326 | GULF STATES STEEL INC
13708 | Permanently Closed | 1983-01-01 06:00 | 1958-01-01 06:00 | 2011-11-11 06:00 | Petroleum | Unleaded gasoline | Unleaded gasoline |  | Steel | Steel |  |  | Steel |  | 1901-01-01 06:00 | [15 empty] | UST Currently In Use: 0; UST Temp Close: 0; AST Currently In Use: 0; AST Temp Closed: 0 | 0 | 0 | 23 | 12189-055-008326 | GULF STATES STEEL INC
13709 | Permanently Closed | 1901-01-01 06:00 | 1958-01-01 06:00 | 2011-11-11 06:00 | Petroleum | On road diesel | On road diesel |  | Steel | Steel |  |  | Steel |  | 1901-01-01 06:00 | [15 empty] | UST Currently In Use: 0; UST Temp Close: 0; AST Currently In Use: 0; AST Temp Closed: 0 | 0 | 0 | 23 | 12189-055-008326 | GULF STATES STEEL INC
13710 | Permanently Closed | 1901-01-01 06:00 | 1967-01-01 06:00 | 2011-11-11 06:00 | Petroleum | On road diesel | On road diesel |  | Steel | Steel |  |  | Steel |  | 1901-01-01 06:00 | [15 empty] | UST Currently In Use: 0; UST Temp Close: 0; AST Currently In Use: 0; AST Temp Closed: 0 | 0 | 0 | 23 | 12189-055-008326 | GULF STATES STEEL INC
13711 | Permanently Closed | 1901-01-01 06:00 | 1967-01-01 06:00 | 1988-12-20 06:00 | Petroleum | On road diesel | On road diesel |  | Steel | Steel |  |  | Steel |  | 1901-01-01 06:00 | [15 empty] | UST Currently In Use: 0; UST Temp Close: 0; AST Currently In Use: 0; AST Temp Closed: 0 | 0 | 0 | 23 | 12189-055-008326 | GULF STATES STEEL INC
13712 | Permanently Closed | 1979-01-01 06:00 | 1958-01-01 06:00 | 2011-11-11 06:00 | Petroleum | Unleaded gasoline | Unleaded gasoline |  | Steel | Steel |  |  | Steel |  | 1901-01-01 06:00 | [15 empty] | UST Currently In Use: 0; UST Temp Close: 0; AST Currently In Use: 0; AST Temp Closed: 0 | 0 | 0 | 23 | 12189-055-008326 | GULF STATES STEEL INC
13713 | Permanently Closed | 1901-01-01 06:00 | 1940-01-01 06:00 | 2011-11-11 06:00 | Petroleum | Unleaded gasoline | Unleaded gasoline |  | Steel | Steel |  |  | Steel |  | 1901-01-01 06:00 | [15 empty] | UST Currently In Use: 0; UST Temp Close: 0; AST Currently In Use: 0; AST Temp Closed: 0 | 0 | 0 | 23 | 12189-055-008326 | GULF STATES STEEL INC
13714 | Permanently Closed | 1901-01-01 06:00 | 1940-01-01 06:00 | 2011-11-11 06:00 | Petroleum | Unleaded gasoline | Unleaded gasoline |  | Steel | Steel |  |  | Steel |  | 1901-01-01 06:00 | [15 empty] | UST Currently In Use: 0; UST Temp Close: 0; AST Currently In Use: 0; AST Temp Closed: 0 | 0 | 0 | 23 | 12189-055-008326 | GULF STATES STEEL INC
13715 | Permanently Closed | 1901-01-01 06:00 | 1962-01-01 06:00 | 2011-11-11 06:00 | Petroleum | On road diesel | On road diesel |  | Steel | Steel |  |  | Steel |  | 1901-01-01 06:00 | [15 empty] | UST Currently In Use: 0; UST Temp Close: 0; AST Currently In Use: 0; AST Temp Closed: 0 | 0 | 0 | 23 | 12189-055-008326 | GULF STATES STEEL INC
13716 | Permanently Closed | 1901-01-01 06:00 | 1958-01-01 06:00 | 2011-11-11 06:00 | Petroleum | On road diesel | On road diesel |  | Steel | Steel |  |  | Steel |  | 1901-01-01 06:00 | [15 empty] | UST Currently In Use: 0; UST Temp Close: 0; AST Currently In Use: 0; AST Temp Closed: 0 | 0 | 0 | 23 | 12189-055-008326 | GULF STATES STEEL INC
13717 | Permanently Closed | 1988-12-20 06:00 | 1963-01-01 06:00 | 1988-12-20 06:00 | Petroleum | On road diesel | On road diesel |  | Steel | Steel |  |  | Steel |  | 1901-01-01 06:00 | [15 empty] | UST Currently In Use: 0; UST Temp Close: 0; AST Currently In Use: 0; AST Temp Closed: 0 | 0 | 0 | 23 | 12189-055-008326 | GULF STATES STEEL INC
13718 | Permanently Closed | 1988-06-01 06:00 | 1959-01-01 06:00 | 1988-06-01 06:00 | Petroleum | Other, HYD OIL | Other |  | Steel | Steel |  | Painted or None | Other, EPOXY COAT |  | 1901-01-01 06:00 | [15 empty] | UST Currently In Use: 0; UST Temp Close: 0; AST Currently In Use: 0; AST Temp Closed: 0 | 0 | 0 | 23 | 12189-055-008326 | GULF STATES STEEL INC
13719 | Permanently Closed | 1988-06-01 06:00 | 1959-01-01 06:00 | 1988-06-01 06:00 | Petroleum | Used oil | Used oil |  | Steel | Steel |  | Painted or None | Other, EPOXY COAT |  | 1901-01-01 06:00 | [15 empty] | UST Currently In Use: 0; UST Temp Close: 0; AST Currently In Use: 0; AST Temp Closed: 0 | 0 | 0 | 23 | 12189-055-008326 | GULF STATES STEEL INC
13720 | Permanently Closed | 1901-01-01 06:00 | 1901-01-01 06:00 |  | Petroleum | Used oil | Used oil |  | Steel | Steel |  |  | Steel |  | 1901-01-01 06:00 | [15 empty] | UST Currently In Use: 0; UST Temp Close: 0; AST Currently In Use: 0; AST Temp Closed: 0 | 0 | 0 | 23 | 12189-055-008326 | GULF STATES STEEL INC
13721 | Permanently Closed | 1901-01-01 06:00 | 1901-01-01 06:00 |  | Petroleum | Used oil | Used oil |  | Steel | Steel |  |  | Steel |  | 1901-01-01 06:00 | [15 empty] | UST Currently In Use: 0; UST Temp Close: 0; AST Currently In Use: 0; AST Temp Closed: 0 | 0 | 0 | 23 | 12189-055-008326 | GULF STATES STEEL INC
13722 | Permanently Closed | 1901-01-01 06:00 | 1901-01-01 06:00 | 2011-11-11 06:00 | Petroleum | Used oil | Used oil |  | Steel | Steel |  |  | Steel |  | 1901-01-01 06:00 | [15 empty] | UST Currently In Use: 0; UST Temp Close: 0; AST Currently In Use: 0; AST Temp Closed: 0 | 0 | 0 | 23 | 12189-055-008326 | GULF STATES STEEL INC
13723 | Permanently Closed | 1901-01-01 06:00 | 1901-01-01 06:00 | 2011-11-11 06:00 | Petroleum | Other, OTHER | Other |  | Steel | Steel |  |  | Steel |  | 1901-01-01 06:00 | [15 empty] | UST Currently In Use: 0; UST Temp Close: 0; AST Currently In Use: 0; AST Temp Closed: 0 | 0 | 0 | 23 | 12189-055-008326 | GULF STATES STEEL INC
13724 | Permanently Closed | 1901-01-01 06:00 | 1901-01-01 06:00 | 2011-11-11 06:00 | Petroleum | Other, OTHER | Other |  | Steel | Steel |  |  | Steel |  | 1901-01-01 06:00 | [15 empty] | UST Currently In Use: 0; UST Temp Close: 0; AST Currently In Use: 0; AST Temp Closed: 0 | 0 | 0 | 23 | 12189-055-008326 | GULF STATES STEEL INC
13725 | Permanently Closed | 2002-03-20 06:00 | 1988-06-10 06:00 | 2008-12-08 06:00 | Petroleum | Mid-grade gasoline | Mid-grade gasoline | Industrial | Fiberglass reinforced plastic | Fiberglass reinforced plastic |  |  | Fiberglass reinforced plastic |  | 1901-01-01 06:00 |  | Catchment Basin, Single walled catchment basin | Flow Rest 90% Full | Flow Rest 90% Full | Interstitial Monitoring within Secondary Containment | [5 empty] | Interstitial Monitoring within Secondary Containment |  |  |  |  | UST Currently In Use: 0; UST Temp Close: 0; AST Currently In Use: 0; AST Temp Closed: 0 | 0 | 0 | 23 | 12189-055-008326 | GULF STATES STEEL INC
13726 | Permanently Closed | 2002-08-01 06:00 | 1988-06-10 06:00 | 2008-12-08 06:00 | Petroleum | Premium gasoline | Premium gasoline | Industrial | Fiberglass reinforced plastic | Fiberglass reinforced plastic |  |  | Fiberglass reinforced plastic |  | 1901-01-01 06:00 |  | Catchment Basin, Single walled catchment basin | Automatic shutoff device At 95% full | Automatic shutoff device At 95% full | Interstitial Monitoring within Secondary Containment | [5 empty] | Interstitial Monitoring within Secondary Containment |  |  |  |  | UST Currently In Use: 0; UST Temp Close: 0; AST Currently In Use: 0; AST Temp Closed: 0 | 0 | 0 | 23 | 12189-055-008326 | GULF STATES STEEL INC
13727 | Permanently Closed | 2017-12-18 06:00 | 1981-01-01 06:00 | 2017-12-18 06:00 | Petroleum | Unleaded gasoline | Unleaded gasoline | Retail | Single Wall, Steel, 4K/4K | Steel | Field installed cathodic protection, Interior lined (not allowed as a standalone method of corrosion protection) |  | Flexible, Single Wall |  |  | Other, FLXS ISOLA | Catchment Basin, Single walled catchment basin | Flow Rest 90% Full | Flow Rest 90% Full |  |  | Continuous Automatic Tank Gauge | [5 empty] | Annual line testing | Annual line testing |  | UST Currently In Use: 0; UST Temp Close: 0; AST Currently In Use: 0; AST Temp Closed: 0 | 0 | 0 | 3 | 25320-073-004006 | CONSOLIDATED PIPE AND SUPPLY CO
13729 | Permanently Closed | 2017-12-18 06:00 | 1981-01-01 06:00 | 2017-12-18 06:00 | Petroleum | Premium gasoline | Premium gasoline | Retail | Single Wall, Steel | Steel | Field installed cathodic protection, Interior lined (not allowed as a standalone method of corrosion protection) |  | Flexible |  |  | Other, FLXS ISOLA | Catchment Basin, Single walled catchment basin | Flow Rest 90% Full | Flow Rest 90% Full |  |  | Continuous Automatic Tank Gauge | [5 empty] | Annual line testing | Annual line testing |  | UST Currently In Use: 0; UST Temp Close: 0; AST Currently In Use: 0; AST Temp Closed: 0 | 0 | 0 | 3 | 25320-073-004006 | CONSOLIDATED PIPE AND SUPPLY CO
13730 | Permanently Closed | 1991-07-09 06:00 | 1988-01-01 06:00 | 1991-07-09 06:00 | Petroleum | Kerosene | Kerosene |  | Steel | Steel | Coated & cathodic protection (sti-P3) |  | Steel |  | 1901-01-01 06:00 | [15 empty] | UST Currently In Use: 0; UST Temp Close: 0; AST Currently In Use: 0; AST Temp Closed: 0 | 0 | 0 | 3 | 25320-073-004006 | CONSOLIDATED PIPE AND SUPPLY CO
13732 | Permanently Closed | 2003-05-02 06:00 | 1989-08-01 06:00 | 2003-05-02 06:00 | Petroleum | On road diesel | On road diesel | Emergency Power Generator, Industrial | Fiberglass reinforced plastic | Fiberglass reinforced plastic |  |  | Fiberglass reinforced plastic |  | 1901-01-01 06:00 |  | Catchment Basin, Single walled catchment basin | Flow Rest 90% Full | Flow Rest 90% Full | Interstitial Monitoring within Secondary Containment | [10 empty] | UST Currently In Use: 1; UST Temp Close: 0; AST Currently In Use: 0; AST Temp Closed: 0 | 1 | 0 | 1 | 12191-095-015353 | MARSHALL MEDICAL CENTER NORTH
13733 | Permanently Closed | 1998-05-01 06:00 | 1979-01-01 06:00 | 1998-05-28 06:00 | Petroleum | On road diesel | On road diesel | Emergency Power Generator, Local Government | Steel | Steel |  | Painted or None | Other, BLACK IRON |  | 1901-01-01 06:00 | [15 empty] | UST Currently In Use: 0; UST Temp Close: 0; AST Currently In Use: 1; AST Temp Closed: 0 | 0 | 0 | 1 | 12192-095-001715 | GUNTERSVILLE WATER AND SEWER BOARD
13734 | Permanently Closed | 2022-08-08 06:00 | 1989-01-01 06:00 | 2022-08-08 06:00 | Petroleum | Unleaded gasoline | Unleaded gasoline | Retail | Fiberglass reinforced plastic, Single Wall | Single Wall |  |  | Fiberglass reinforced plastic, Single Wall |  | 1901-01-01 06:00 |  | Catchment Basin, Single walled catchment basin | Flow Rest 90% Full | Flow Rest 90% Full |  |  | Statistical Inventory Reconciliation (SIR) |  | Automatic flow restrictor (MLLD) | Automatic flow restrictor (MLLD) |  |  | Statistical inventory reconciliation (SIR) | Statistical inventory reconciliation (SIR) |  | UST Currently In Use: 0; UST Temp Close: 0; AST Currently In Use: 0; AST Temp Closed: 0 | 0 | 0 | 3 | 23413-073-013914 | CIRCLE K STORES, INC.
13735 | Permanently Closed | 2022-08-08 06:00 | 1989-01-01 06:00 | 2022-08-08 06:00 | Petroleum | Premium gasoline | Premium gasoline | Retail | Fiberglass reinforced plastic, Single Wall | Single Wall |  |  | Fiberglass reinforced plastic, Single Wall |  | 1901-01-01 06:00 |  | Catchment Basin, Single walled catchment basin | Automatic shutoff device At 95% full | Automatic shutoff device At 95% full |  |  | Statistical Inventory Reconciliation (SIR) |  | Automatic flow restrictor (MLLD) | Automatic flow restrictor (MLLD) |  |  | Statistical inventory reconciliation (SIR) | Statistical inventory reconciliation (SIR) |  | UST Currently In Use: 0; UST Temp Close: 0; AST Currently In Use: 0; AST Temp Closed: 0 | 0 | 0 | 3 | 23413-073-013914 | CIRCLE K STORES, INC.
13736 | Permanently Closed | 2022-08-08 06:00 | 1989-01-01 06:00 | 2022-08-08 06:00 | Petroleum | On road diesel | On road diesel | Retail | Fiberglass reinforced plastic, Single Wall | Single Wall |  |  | Fiberglass reinforced plastic, Single Wall |  | 1901-01-01 06:00 |  | Catchment Basin, Single walled catchment basin | Automatic shutoff device At 95% full | Automatic shutoff device At 95% full |  |  | Statistical Inventory Reconciliation (SIR) |  | Automatic flow restrictor (MLLD) | Automatic flow restrictor (MLLD) |  |  | Statistical inventory reconciliation (SIR) | Statistical inventory reconciliation (SIR) |  | UST Currently In Use: 0; UST Temp Close: 0; AST Currently In Use: 0; AST Temp Closed: 0 | 0 | 0 | 3 | 23413-073-013914 | CIRCLE K STORES, INC.
13737 | Currently in Use |  | 1973-01-01 06:00 |  | Petroleum | Unleaded gasoline | Unleaded gasoline | Retail | Fiberglass reinforced plastic, Single Wall | Single Wall |  |  | Fiberglass reinforced plastic, Single Wall |  | 1901-01-01 06:00 | None | Catchment Basin, Single walled catchment basin | Flow Rest 90% Full | Flow Rest 90% Full |  |  | Continuous Automatic Tank Gauge |  | Automatic shutoff device (AELLD) | Automatic shutoff device (AELLD) |  |  | Automatic electronic line leak detector (AELLD) | Automatic electronic line leak detector (AELLD) |  | UST Currently In Use: 2; UST Temp Close: 0; AST Currently In Use: 0; AST Temp Closed: 0 | 2 | 0 | 0 | 24196-073-014005 | FDTT LLC
13739 | Currently in Use |  | 1973-01-01 06:00 |  | Petroleum | Premium gasoline | Premium gasoline | Retail | Fiberglass reinforced plastic, Single Wall | Single Wall |  |  | Fiberglass reinforced plastic, Single Wall |  | 1901-01-01 06:00 | None | Catchment Basin, Single walled catchment basin | Flow Rest 90% Full | Flow Rest 90% Full |  |  | Continuous Automatic Tank Gauge |  | Automatic shutoff device (AELLD) | Automatic shutoff device (AELLD) |  |  | Automatic electronic line leak detector (AELLD) | Automatic electronic line leak detector (AELLD) |  | UST Currently In Use: 2; UST Temp Close: 0; AST Currently In Use: 0; AST Temp Closed: 0 | 2 | 0 | 0 | 24196-073-014005 | FDTT LLC
13740 | Currently in Use |  | 1988-01-01 06:00 |  | Petroleum | Unleaded gasoline | Unleaded gasoline | Retail | Fiberglass reinforced plastic | Fiberglass reinforced plastic |  |  | Flexible |  | 2021-10-20 06:00 |  | Catchment Basin, Single walled catchment basin | Flow Rest 90% Full | Flow Rest 90% Full |  |  | Continuous Automatic Tank Gauge |  | Automatic flow restrictor (MLLD) | Automatic flow restrictor (MLLD) | Interstitial Monitoring within Secondary Containment |  |  |  |  | UST Currently In Use: 3; UST Temp Close: 0; AST Currently In Use: 0; AST Temp Closed: 0 | 3 | 0 | 0 | 25895-073-014006 | DELTA INVESTMENTS
13741 | Currently in Use |  | 1988-01-01 06:00 |  | Petroleum | On road diesel | On road diesel | Retail | Fiberglass reinforced plastic | Fiberglass reinforced plastic |  |  | Double Wall, Flexible |  | 2021-10-20 06:00 |  | Catchment Basin, Single walled catchment basin | Flow Rest 90% Full | Flow Rest 90% Full |  |  | Continuous Automatic Tank Gauge |  | Automatic flow restrictor (MLLD) | Automatic flow restrictor (MLLD) | [5 empty] | UST Currently In Use: 3; UST Temp Close: 0; AST Currently In Use: 0; AST Temp Closed: 0 | 3 | 0 | 0 | 25895-073-014006 | DELTA INVESTMENTS
13742 | Currently in Use |  | 1988-01-01 06:00 |  | Petroleum | Premium gasoline | Premium gasoline | Retail | Fiberglass reinforced plastic | Fiberglass reinforced plastic |  |  | Double Wall, Flexible |  | 2021-10-20 06:00 |  | Catchment Basin, Single walled catchment basin | Flow Rest 90% Full | Flow Rest 90% Full |  |  | Continuous Automatic Tank Gauge |  | Automatic flow restrictor (MLLD) | Automatic flow restrictor (MLLD) | [5 empty] | UST Currently In Use: 3; UST Temp Close: 0; AST Currently In Use: 0; AST Temp Closed: 0 | 3 | 0 | 0 | 25895-073-014006 | DELTA INVESTMENTS
13743 | Currently in Use |  | 1988-01-01 06:00 |  | Petroleum | Unleaded gasoline | Unleaded gasoline | Retail | Fiberglass reinforced plastic | Fiberglass reinforced plastic |  |  | Double Wall, Fiberglass reinforced plastic | APT | 2000-07-21 06:00 |  | Catchment Basin, Single walled catchment basin | Flow Rest 90% Full | Flow Rest 90% Full |  |  | Continuous Automatic Tank Gauge |  | Automatic shutoff device (AELLD) | Automatic shutoff device (AELLD) | [5 empty] | UST Currently In Use: 3; UST Temp Close: 0; AST Currently In Use: 0; AST Temp Closed: 0 | 3 | 0 | 0 | 13526-073-014007 | MOORE OIL COMPANY, INC.
13744 | Currently in Use |  | 1988-01-01 06:00 |  | Petroleum | Premium gasoline | Premium gasoline | Retail | Fiberglass reinforced plastic | Fiberglass reinforced plastic |  |  | Fiberglass reinforced plastic | APT |  |  | Catchment Basin, Single walled catchment basin | Flow Rest 90% Full | Flow Rest 90% Full |  |  | Continuous Automatic Tank Gauge |  | Automatic shutoff device (AELLD) | Automatic shutoff device (AELLD) | [5 empty] | UST Currently In Use: 3; UST Temp Close: 0; AST Currently In Use: 0; AST Temp Closed: 0 | 3 | 0 | 0 | 13526-073-014007 | MOORE OIL COMPANY, INC.
13745 | Currently in Use |  | 1988-01-01 06:00 |  | Petroleum | On road diesel | On road diesel | Retail | Fiberglass reinforced plastic | Fiberglass reinforced plastic |  |  | Fiberglass reinforced plastic |  | 1901-01-01 06:00 |  | Catchment Basin, Single walled catchment basin | Flow Rest 90% Full | Flow Rest 90% Full |  |  | Continuous Automatic Tank Gauge |  | Automatic flow restrictor (MLLD) | Automatic flow restrictor (MLLD) |  |  | Annual line testing | Annual line testing |  | UST Currently In Use: 3; UST Temp Close: 0; AST Currently In Use: 0; AST Temp Closed: 0 | 3 | 0 | 0 | 13526-073-014007 | MOORE OIL COMPANY, INC.
13746 | Currently in Use |  | 1980-01-01 06:00 |  | Petroleum | Unleaded gasoline | Unleaded gasoline | Retail | Fiberglass reinforced plastic, Single Wall | Single Wall |  |  | Fiberglass reinforced plastic, Single Wall |  | 1901-01-01 06:00 |  | Catchment Basin, Single walled catchment basin | Automatic shutoff device At 95% full | Automatic shutoff device At 95% full |  |  | Continuous Automatic Tank Gauge |  | Automatic flow restrictor (MLLD) | Automatic flow restrictor (MLLD) |  |  | Statistical inventory reconciliation (SIR) | Statistical inventory reconciliation (SIR) |  | UST Currently In Use: 3; UST Temp Close: 0; AST Currently In Use: 0; AST Temp Closed: 0 | 3 | 0 | 0 | 23413-073-014008 | CIRCLE K STORES, INC.
13747 | Currently in Use |  | 1980-01-01 06:00 |  | Petroleum | On road diesel | On road diesel | Retail | Fiberglass reinforced plastic, Single Wall | Single Wall |  |  | Fiberglass reinforced plastic, Single Wall |  | 1901-01-01 06:00 |  | Catchment Basin, Single walled catchment basin | Automatic shutoff device At 95% full | Automatic shutoff device At 95% full |  |  | Continuous Automatic Tank Gauge |  | Automatic flow restrictor (MLLD) | Automatic flow restrictor (MLLD) |  |  | Statistical inventory reconciliation (SIR) | Statistical inventory reconciliation (SIR) |  | UST Currently In Use: 3; UST Temp Close: 0; AST Currently In Use: 0; AST Temp Closed: 0 | 3 | 0 | 0 | 23413-073-014008 | CIRCLE K STORES, INC.
13748 | Currently in Use |  | 1980-01-01 06:00 |  | Petroleum | Premium gasoline | Premium gasoline | Retail | Fiberglass reinforced plastic, Single Wall | Single Wall |  |  | Fiberglass reinforced plastic, Single Wall |  | 1901-01-01 06:00 |  | Catchment Basin, Single walled catchment basin | Automatic shutoff device At 95% full | Automatic shutoff device At 95% full |  |  | Continuous Automatic Tank Gauge |  | Automatic flow restrictor (MLLD) | Automatic flow restrictor (MLLD) |  |  | Statistical inventory reconciliation (SIR) | Statistical inventory reconciliation (SIR) |  | UST Currently In Use: 3; UST Temp Close: 0; AST Currently In Use: 0; AST Temp Closed: 0 | 3 | 0 | 0 | 23413-073-014008 | CIRCLE K STORES, INC.
13749 | Permanently Closed | 2015-11-13 06:00 | 1988-09-01 06:00 | 2017-12-05 06:00 | Petroleum | Unleaded gasoline | Unleaded gasoline | Retail | Fiberglass reinforced plastic | Fiberglass reinforced plastic |  |  | Fiberglass reinforced plastic |  |  |  | Catchment Basin, Single walled catchment basin | Flow Rest 90% Full | Flow Rest 90% Full |  |  | Statistical Inventory Reconciliation (SIR) |  | Automatic shutoff device (AELLD) | Automatic shutoff device (AELLD) |  |  | Statistical inventory reconciliation (SIR) | Statistical inventory reconciliation (SIR) |  | UST Currently In Use: 3; UST Temp Close: 0; AST Currently In Use: 0; AST Temp Closed: 0 | 3 | 0 | 3 | 23413-117-014356 | CIRCLE K STORES, INC.
13750 | Permanently Closed | 2015-11-13 06:00 | 1988-09-01 06:00 | 2017-12-05 06:00 | Petroleum | Mid-grade gasoline | Mid-grade gasoline | Retail | Fiberglass reinforced plastic | Fiberglass reinforced plastic |  |  | Fiberglass reinforced plastic |  | 2017-12-06 06:00 |  | Catchment Basin, Single walled catchment basin | Flow Rest 90% Full | Flow Rest 90% Full |  |  | Statistical Inventory Reconciliation (SIR) |  | Automatic shutoff device (AELLD) | Automatic shutoff device (AELLD) |  |  | Statistical inventory reconciliation (SIR) | Statistical inventory reconciliation (SIR) |  | UST Currently In Use: 3; UST Temp Close: 0; AST Currently In Use: 0; AST Temp Closed: 0 | 3 | 0 | 3 | 23413-117-014356 | CIRCLE K STORES, INC.
13751 | Permanently Closed | 2015-11-13 06:00 | 1988-09-01 06:00 | 2017-12-05 06:00 | Petroleum | Premium gasoline | Premium gasoline | Retail | Fiberglass reinforced plastic | Fiberglass reinforced plastic |  |  | Fiberglass reinforced plastic |  | 2017-12-06 06:00 |  | Catchment Basin, Single walled catchment basin | Flow Rest 90% Full | Flow Rest 90% Full |  |  | Statistical Inventory Reconciliation (SIR) |  | Automatic shutoff device (AELLD) | Automatic shutoff device (AELLD) |  |  | Statistical inventory reconciliation (SIR) | Statistical inventory reconciliation (SIR) |  | UST Currently In Use: 3; UST Temp Close: 0; AST Currently In Use: 0; AST Temp Closed: 0 | 3 | 0 | 3 | 23413-117-014356 | CIRCLE K STORES, INC.
13752 | Permanently Closed | 2007-07-11 06:00 | 1987-09-01 06:00 | 2007-09-21 06:00 | Petroleum | Unleaded gasoline | Unleaded gasoline | Retail | Fiberglass reinforced plastic | Fiberglass reinforced plastic |  |  | Fiberglass reinforced plastic |  | 1901-01-01 06:00 |  | Catchment Basin, Single walled catchment basin | Flow Rest 90% Full | Flow Rest 90% Full |  |  | Continuous Automatic Tank Gauge, Statistical Inventory Reconciliation (SIR) |  | Automatic shutoff device (AELLD) | Automatic shutoff device (AELLD) |  |  | Statistical inventory reconciliation (SIR) | Statistical inventory reconciliation (SIR) |  | UST Currently In Use: 0; UST Temp Close: 0; AST Currently In Use: 0; AST Temp Closed: 0 | 0 | 0 | 3 | 10975-097-008602 | CIRCLE K STORES INC ENVIRONMTAL
13753 | Permanently Closed | 2007-07-11 06:00 | 1987-09-01 06:00 | 2007-09-21 06:00 | Petroleum | Mid-grade gasoline | Mid-grade gasoline | Retail | Fiberglass reinforced plastic | Fiberglass reinforced plastic |  |  | Fiberglass reinforced plastic |  | 1901-01-01 06:00 |  | Catchment Basin, Single walled catchment basin | Flow Rest 90% Full | Flow Rest 90% Full |  |  | Continuous Automatic Tank Gauge, Statistical Inventory Reconciliation (SIR) |  | Automatic shutoff device (AELLD) | Automatic shutoff device (AELLD) |  |  | Statistical inventory reconciliation (SIR) | Statistical inventory reconciliation (SIR) |  | UST Currently In Use: 0; UST Temp Close: 0; AST Currently In Use: 0; AST Temp Closed: 0 | 0 | 0 | 3 | 10975-097-008602 | CIRCLE K STORES INC ENVIRONMTAL
13754 | Permanently Closed | 2007-07-11 06:00 | 1987-09-01 06:00 | 2007-09-21 06:00 | Petroleum | Premium gasoline | Premium gasoline | Retail | Fiberglass reinforced plastic | Fiberglass reinforced plastic |  |  | Fiberglass reinforced plastic |  | 1901-01-01 06:00 |  | Catchment Basin, Single walled catchment basin | Flow Rest 90% Full | Flow Rest 90% Full |  |  | Continuous Automatic Tank Gauge, Statistical Inventory Reconciliation (SIR) |  | Automatic shutoff device (AELLD) | Automatic shutoff device (AELLD) |  |  | Statistical inventory reconciliation (SIR) | Statistical inventory reconciliation (SIR) |  | UST Currently In Use: 0; UST Temp Close: 0; AST Currently In Use: 0; AST Temp Closed: 0 | 0 | 0 | 3 | 10975-097-008602 | CIRCLE K STORES INC ENVIRONMTAL
13755 | Currently in Use |  | 1988-01-01 06:00 |  | Petroleum | Unleaded gasoline | Unleaded gasoline | Retail | Fiberglass reinforced plastic | Fiberglass reinforced plastic |  |  | Fiberglass reinforced plastic |  | 1901-01-01 06:00 |  | Catchment Basin, Single walled catchment basin | Flow Rest 90% Full | Flow Rest 90% Full |  |  | Continuous Automatic Tank Gauge, Statistical Inventory Reconciliation (SIR) |  | Automatic flow restrictor (MLLD) | Automatic flow restrictor (MLLD) |  |  | Annual line testing, Statistical inventory reconciliation (SIR) | Statistical inventory reconciliation (SIR) |  | UST Currently In Use: 3; UST Temp Close: 0; AST Currently In Use: 0; AST Temp Closed: 0 | 3 | 0 | 0 | 23413-097-009859 | CIRCLE K STORES, INC.
13756 | Currently in Use |  | 1988-01-01 06:00 |  | Petroleum | Mid-grade gasoline | Mid-grade gasoline | Retail | Fiberglass reinforced plastic | Fiberglass reinforced plastic |  |  | Fiberglass reinforced plastic |  | 1901-01-01 06:00 |  | Catchment Basin, Single walled catchment basin | Flow Rest 90% Full | Flow Rest 90% Full |  |  | Continuous Automatic Tank Gauge, Statistical Inventory Reconciliation (SIR) |  | Automatic flow restrictor (MLLD) | Automatic flow restrictor (MLLD) |  |  | Statistical inventory reconciliation (SIR) | Statistical inventory reconciliation (SIR) |  | UST Currently In Use: 3; UST Temp Close: 0; AST Currently In Use: 0; AST Temp Closed: 0 | 3 | 0 | 0 | 23413-097-009859 | CIRCLE K STORES, INC.
13757 | Currently in Use |  | 1988-01-01 06:00 |  | Petroleum | Premium gasoline | Premium gasoline | Retail | Fiberglass reinforced plastic | Fiberglass reinforced plastic |  |  | Fiberglass reinforced plastic |  | 1901-01-01 06:00 |  | Catchment Basin, Single walled catchment basin | Flow Rest 90% Full | Flow Rest 90% Full |  |  | Continuous Automatic Tank Gauge, Statistical Inventory Reconciliation (SIR) |  | Automatic flow restrictor (MLLD) | Automatic flow restrictor (MLLD) |  |  | Statistical inventory reconciliation (SIR) | Statistical inventory reconciliation (SIR) |  | UST Currently In Use: 3; UST Temp Close: 0; AST Currently In Use: 0; AST Temp Closed: 0 | 3 | 0 | 0 | 23413-097-009859 | CIRCLE K STORES, INC.
13758 | Permanently Closed | 1987-12-01 06:00 | 1963-01-01 06:00 | 1987-12-01 06:00 | Petroleum | Used oil | Used oil |  | Steel | Steel |  | Painted or None | Steel |  | 1901-01-01 06:00 | [15 empty] | UST Currently In Use: 3; UST Temp Close: 0; AST Currently In Use: 0; AST Temp Closed: 0 | 3 | 0 | 5 | 23413-097-011517 | CIRCLE K STORES, INC.
13759 | Permanently Closed | 1987-12-01 06:00 | 1978-01-01 06:00 | 1987-12-01 06:00 | Petroleum | Unleaded gasoline | Unleaded gasoline |  | Fiberglass reinforced plastic | Fiberglass reinforced plastic |  |  | Fiberglass reinforced plastic |  | 1901-01-01 06:00 | [15 empty] | UST Currently In Use: 3; UST Temp Close: 0; AST Currently In Use: 0; AST Temp Closed: 0 | 3 | 0 | 5 | 23413-097-011517 | CIRCLE K STORES, INC.
13760 | Permanently Closed | 1987-12-01 06:00 | 1978-01-01 06:00 | 1987-12-01 06:00 | Petroleum | Unleaded gasoline | Unleaded gasoline |  | Fiberglass reinforced plastic | Fiberglass reinforced plastic |  |  | Fiberglass reinforced plastic |  | 1901-01-01 06:00 | [15 empty] | UST Currently In Use: 3; UST Temp Close: 0; AST Currently In Use: 0; AST Temp Closed: 0 | 3 | 0 | 5 | 23413-097-011517 | CIRCLE K STORES, INC.
13761 | Permanently Closed | 1987-12-01 06:00 | 1978-01-01 06:00 | 1987-12-01 06:00 | Petroleum | Unleaded gasoline | Unleaded gasoline |  | Fiberglass reinforced plastic | Fiberglass reinforced plastic |  |  | Fiberglass reinforced plastic |  | 1901-01-01 06:00 | [15 empty] | UST Currently In Use: 3; UST Temp Close: 0; AST Currently In Use: 0; AST Temp Closed: 0 | 3 | 0 | 5 | 23413-097-011517 | CIRCLE K STORES, INC.
13762 | Permanently Closed | 1987-12-01 06:00 | 1978-01-01 06:00 | 1987-12-01 06:00 | Petroleum | On road diesel | On road diesel |  | Fiberglass reinforced plastic | Fiberglass reinforced plastic |  |  | Fiberglass reinforced plastic |  | 1901-01-01 06:00 | [15 empty] | UST Currently In Use: 3; UST Temp Close: 0; AST Currently In Use: 0; AST Temp Closed: 0 | 3 | 0 | 5 | 23413-097-011517 | CIRCLE K STORES, INC.
13763 | Currently in Use |  | 1981-01-01 06:00 |  | Petroleum | Unleaded gasoline | Unleaded gasoline | Retail | Fiberglass reinforced plastic | Fiberglass reinforced plastic |  |  | Fiberglass reinforced plastic |  | 1901-01-01 06:00 |  | Catchment Basin, Single walled catchment basin | Flow Rest 90% Full | Flow Rest 90% Full |  |  | Continuous Automatic Tank Gauge, Statistical Inventory Reconciliation (SIR) |  | Automatic flow restrictor (MLLD), Containment Sump | Containment Sump |  |  | Annual line testing, Statistical inventory reconciliation (SIR) | Statistical inventory reconciliation (SIR) |  | UST Currently In Use: 3; UST Temp Close: 0; AST Currently In Use: 0; AST Temp Closed: 0 | 3 | 0 | 5 | 23413-097-011517 | CIRCLE K STORES, INC.
13764 | Currently in Use |  | 1981-01-01 06:00 |  | Petroleum | On road diesel | On road diesel | Retail | Fiberglass reinforced plastic | Fiberglass reinforced plastic |  |  | Fiberglass reinforced plastic |  | 1901-01-01 06:00 |  | Catchment Basin, Single walled catchment basin | Flow Rest 90% Full | Flow Rest 90% Full |  |  | Continuous Automatic Tank Gauge, Statistical Inventory Reconciliation (SIR) |  | Automatic flow restrictor (MLLD), Containment Sump | Containment Sump |  |  | Statistical inventory reconciliation (SIR) | Statistical inventory reconciliation (SIR) |  | UST Currently In Use: 3; UST Temp Close: 0; AST Currently In Use: 0; AST Temp Closed: 0 | 3 | 0 | 5 | 23413-097-011517 | CIRCLE K STORES, INC.
13765 | Currently in Use |  | 1981-01-01 06:00 |  | Petroleum | Premium gasoline | Premium gasoline | Retail | Fiberglass reinforced plastic | Fiberglass reinforced plastic |  |  | Fiberglass reinforced plastic |  | 1901-01-01 06:00 |  | Catchment Basin, Single walled catchment basin | Flow Rest 90% Full | Flow Rest 90% Full |  |  | Continuous Automatic Tank Gauge, Statistical Inventory Reconciliation (SIR) |  | Automatic flow restrictor (MLLD), Containment Sump | Containment Sump |  |  | Statistical inventory reconciliation (SIR) | Statistical inventory reconciliation (SIR) |  | UST Currently In Use: 3; UST Temp Close: 0; AST Currently In Use: 0; AST Temp Closed: 0 | 3 | 0 | 5 | 23413-097-011517 | CIRCLE K STORES, INC.
13766 | Currently in Use | 2018-03-14 06:00 | 1988-03-01 06:00 |  | Petroleum | Unleaded gasoline | Unleaded gasoline | Retail | Fiberglass reinforced plastic | Fiberglass reinforced plastic |  |  | Fiberglass reinforced plastic |  | 1901-01-01 06:00 |  | Catchment Basin, Single walled catchment basin | Flow Rest 90% Full | Flow Rest 90% Full |  |  | Continuous Automatic Tank Gauge |  | Automatic flow restrictor (MLLD) | Automatic flow restrictor (MLLD) |  |  | Annual line testing | Annual line testing |  | UST Currently In Use: 2; UST Temp Close: 1; AST Currently In Use: 0; AST Temp Closed: 0 | 2 | 1 | 0 | 23637-097-012860 | MOHAJER 12 CORPORATION
13767 | Temporary Closed | 2024-05-21 06:00 | 1988-03-01 06:00 |  | Petroleum | Unleaded gasoline | Unleaded gasoline | Retail | Fiberglass reinforced plastic | Fiberglass reinforced plastic |  |  | Fiberglass reinforced plastic |  | 1901-01-01 06:00 |  | Catchment Basin, Single walled catchment basin | Flow Rest 90% Full | Flow Rest 90% Full |  |  | Continuous Automatic Tank Gauge |  | Automatic flow restrictor (MLLD) | Automatic flow restrictor (MLLD) |  |  | Annual line testing | Annual line testing |  | UST Currently In Use: 2; UST Temp Close: 1; AST Currently In Use: 0; AST Temp Closed: 0 | 2 | 1 | 0 | 23637-097-012860 | MOHAJER 12 CORPORATION
13768 | Currently in Use | 2018-03-14 06:00 | 1988-03-01 06:00 |  | Petroleum | Premium gasoline | Premium gasoline | Retail | Fiberglass reinforced plastic | Fiberglass reinforced plastic |  |  | Fiberglass reinforced plastic |  | 1901-01-01 06:00 |  | Catchment Basin, Single walled catchment basin | Flow Rest 90% Full | Flow Rest 90% Full |  |  | Continuous Automatic Tank Gauge |  | Automatic flow restrictor (MLLD) | Automatic flow restrictor (MLLD) |  |  | Annual line testing | Annual line testing |  | UST Currently In Use: 2; UST Temp Close: 1; AST Currently In Use: 0; AST Temp Closed: 0 | 2 | 1 | 0 | 23637-097-012860 | MOHAJER 12 CORPORATION
13769 | Permanently Closed | 2015-06-05 06:00 | 1988-12-01 06:00 | 2016-11-09 06:00 | Petroleum | Unleaded gasoline | Unleaded gasoline | Retail | Fiberglass reinforced plastic | Fiberglass reinforced plastic |  |  | Fiberglass reinforced plastic |  | 1901-01-01 06:00 |  | Catchment Basin, Single walled catchment basin | Flow Rest 90% Full | Flow Rest 90% Full |  |  | Continuous Automatic Tank Gauge |  | Automatic shutoff device (AELLD) | Automatic shutoff device (AELLD) |  |  | Annual line testing | Annual line testing |  | UST Currently In Use: 0; UST Temp Close: 0; AST Currently In Use: 0; AST Temp Closed: 0 | 0 | 0 | 3 | 22466-097-014353 | JMTD LLC
13770 | Permanently Closed | 2014-10-01 06:00 | 1988-12-01 06:00 | 2016-11-09 06:00 | Petroleum | Mid-grade gasoline | Mid-grade gasoline | Retail | Fiberglass reinforced plastic | Fiberglass reinforced plastic |  |  | Fiberglass reinforced plastic |  | 1901-01-01 06:00 |  | Catchment Basin, Single walled catchment basin | Flow Rest 90% Full | Flow Rest 90% Full |  |  | Continuous Automatic Tank Gauge |  | Automatic shutoff device (AELLD) | Automatic shutoff device (AELLD) |  |  | Annual line testing | Annual line testing |  | UST Currently In Use: 0; UST Temp Close: 0; AST Currently In Use: 0; AST Temp Closed: 0 | 0 | 0 | 3 | 22466-097-014353 | JMTD LLC
13771 | Permanently Closed | 2014-12-01 06:00 | 1988-12-01 06:00 | 2016-11-09 06:00 | Petroleum | Premium gasoline | Premium gasoline | Retail | Fiberglass reinforced plastic | Fiberglass reinforced plastic |  |  | Fiberglass reinforced plastic |  | 1901-01-01 06:00 |  | Catchment Basin, Single walled catchment basin | Flow Rest 90% Full | Flow Rest 90% Full |  |  | Continuous Automatic Tank Gauge |  | Automatic shutoff device (AELLD) | Automatic shutoff device (AELLD) |  |  | Annual line testing | Annual line testing |  | UST Currently In Use: 0; UST Temp Close: 0; AST Currently In Use: 0; AST Temp Closed: 0 | 0 | 0 | 3 | 22466-097-014353 | JMTD LLC
13772 | Currently in Use |  | 1987-05-01 06:00 |  | Petroleum | Unleaded gasoline | Unleaded gasoline | Retail | Fiberglass reinforced plastic | Fiberglass reinforced plastic |  |  | Fiberglass reinforced plastic |  | 1901-01-01 06:00 | None | Catchment Basin, Single walled catchment basin | Automatic shutoff device At 95% full | Automatic shutoff device At 95% full |  |  | Continuous Automatic Tank Gauge |  | Automatic flow restrictor (MLLD) | Automatic flow restrictor (MLLD) |  |  | Annual line testing | Annual line testing |  | UST Currently In Use: 3; UST Temp Close: 0; AST Currently In Use: 0; AST Temp Closed: 0 | 3 | 0 | 0 | 23413-101-014835 | CIRCLE K STORES, INC.
13773 | Currently in Use |  | 1987-05-01 06:00 |  | Petroleum | Unleaded gasoline | Unleaded gasoline | Retail | Fiberglass reinforced plastic | Fiberglass reinforced plastic |  |  | Fiberglass reinforced plastic |  | 1901-01-01 06:00 | None | Catchment Basin, Single walled catchment basin | Automatic shutoff device At 95% full | Automatic shutoff device At 95% full |  |  | Continuous Automatic Tank Gauge |  | Automatic flow restrictor (MLLD) | Automatic flow restrictor (MLLD) |  |  | Annual line testing | Annual line testing |  | UST Currently In Use: 3; UST Temp Close: 0; AST Currently In Use: 0; AST Temp Closed: 0 | 3 | 0 | 0 | 23413-101-014835 | CIRCLE K STORES, INC.
13774 | Currently in Use |  | 1987-05-01 06:00 |  | Petroleum | Premium gasoline | Premium gasoline | Retail | Fiberglass reinforced plastic | Fiberglass reinforced plastic |  |  | Fiberglass reinforced plastic |  | 1901-01-01 06:00 | None | Catchment Basin, Single walled catchment basin | Automatic shutoff device At 95% full | Automatic shutoff device At 95% full |  |  | Continuous Automatic Tank Gauge |  | Automatic flow restrictor (MLLD) | Automatic flow restrictor (MLLD) |  |  | Annual line testing | Annual line testing |  | UST Currently In Use: 3; UST Temp Close: 0; AST Currently In Use: 0; AST Temp Closed: 0 | 3 | 0 | 0 | 23413-101-014835 | CIRCLE K STORES, INC.
13775 | Permanently Closed | 2004-09-23 06:00 | 1988-01-01 06:00 | 2004-10-12 06:00 | Petroleum | Unleaded gasoline | Unleaded gasoline | Retail | Fiberglass reinforced plastic | Fiberglass reinforced plastic |  |  | Fiberglass reinforced plastic |  | 1901-01-01 06:00 | None | Catchment Basin, Single walled catchment basin | Flow Rest 90% Full | Flow Rest 90% Full |  |  | Continuous Automatic Tank Gauge |  | Automatic shutoff device (AELLD) | Automatic shutoff device (AELLD) |  |  | Annual line testing | Annual line testing |  | UST Currently In Use: 0; UST Temp Close: 0; AST Currently In Use: 0; AST Temp Closed: 0 | 0 | 0 | 3 | 14543-117-014003 | SPECTRUM STORES INC
13776 | Permanently Closed | 2004-09-23 06:00 | 1988-01-01 06:00 | 2004-10-12 06:00 | Petroleum | Mid-grade gasoline | Mid-grade gasoline | Retail | Fiberglass reinforced plastic | Fiberglass reinforced plastic |  |  | Fiberglass reinforced plastic |  | 1901-01-01 06:00 | None | Catchment Basin, Single walled catchment basin | Flow Rest 90% Full | Flow Rest 90% Full |  |  | Continuous Automatic Tank Gauge |  | Automatic shutoff device (AELLD) | Automatic shutoff device (AELLD) |  |  | Annual line testing | Annual line testing |  | UST Currently In Use: 0; UST Temp Close: 0; AST Currently In Use: 0; AST Temp Closed: 0 | 0 | 0 | 3 | 14543-117-014003 | SPECTRUM STORES INC
13777 | Permanently Closed | 2004-09-23 06:00 | 1988-01-01 06:00 | 2004-10-12 06:00 | Petroleum | Premium gasoline | Premium gasoline | Retail | Fiberglass reinforced plastic | Fiberglass reinforced plastic |  |  | Fiberglass reinforced plastic |  | 1901-01-01 06:00 | None | Catchment Basin, Single walled catchment basin | Flow Rest 90% Full | Flow Rest 90% Full |  |  | Continuous Automatic Tank Gauge |  | Automatic shutoff device (AELLD) | Automatic shutoff device (AELLD) |  |  | Annual line testing | Annual line testing |  | UST Currently In Use: 0; UST Temp Close: 0; AST Currently In Use: 0; AST Temp Closed: 0 | 0 | 0 | 3 | 14543-117-014003 | SPECTRUM STORES INC
13778 | Permanently Closed | 2013-09-01 06:00 | 1988-01-01 06:00 | 2014-08-13 06:00 | Petroleum | Unleaded gasoline | Unleaded gasoline | Retail | Fiberglass reinforced plastic, Single Wall | Single Wall |  |  | Fiberglass reinforced plastic, Single Wall |  | 1901-01-01 06:00 | None | Catchment Basin, Single walled catchment basin | Flow Rest 90% Full | Flow Rest 90% Full |  |  | Continuous Automatic Tank Gauge |  | Automatic shutoff device (AELLD) | Automatic shutoff device (AELLD) |  |  | Annual line testing | Annual line testing |  | UST Currently In Use: 0; UST Temp Close: 0; AST Currently In Use: 0; AST Temp Closed: 0 | 0 | 0 | 3 | 13378-117-014004 | MCPHERSON COMPANIES, INC.
13779 | Permanently Closed | 2013-09-01 06:00 | 1988-01-01 06:00 | 2014-08-13 06:00 | Petroleum | Mid-grade gasoline | Mid-grade gasoline | Retail | Fiberglass reinforced plastic, Single Wall | Single Wall |  |  | Fiberglass reinforced plastic, Single Wall |  | 1901-01-01 06:00 | None | Catchment Basin, Single walled catchment basin | Flow Rest 90% Full | Flow Rest 90% Full |  |  | Continuous Automatic Tank Gauge |  | Automatic shutoff device (AELLD) | Automatic shutoff device (AELLD) |  |  | Annual line testing | Annual line testing |  | UST Currently In Use: 0; UST Temp Close: 0; AST Currently In Use: 0; AST Temp Closed: 0 | 0 | 0 | 3 | 13378-117-014004 | MCPHERSON COMPANIES, INC.
13780 | Permanently Closed | 2013-09-01 06:00 | 1988-01-01 06:00 | 2014-08-13 06:00 | Petroleum | Premium gasoline | Premium gasoline | Retail | Fiberglass reinforced plastic, Single Wall | Single Wall |  |  | Fiberglass reinforced plastic, Single Wall |  | 1901-01-01 06:00 | None | Catchment Basin, Single walled catchment basin | Flow Rest 90% Full | Flow Rest 90% Full |  |  | Continuous Automatic Tank Gauge |  | Automatic shutoff device (AELLD) | Automatic shutoff device (AELLD) |  |  | Annual line testing | Annual line testing |  | UST Currently In Use: 0; UST Temp Close: 0; AST Currently In Use: 0; AST Temp Closed: 0 | 0 | 0 | 3 | 13378-117-014004 | MCPHERSON COMPANIES, INC.
13781 | Permanently Closed | 1998-12-22 06:00 | 1968-01-01 06:00 | 2005-06-22 06:00 | Petroleum | Unleaded gasoline | Unleaded gasoline | Retail | Steel | Steel |  | Painted or None | Steel |  | 1901-01-01 06:00 | [15 empty] | UST Currently In Use: 0; UST Temp Close: 0; AST Currently In Use: 0; AST Temp Closed: 0 | 0 | 0 | 2 | 12197-073-009182 | LOUIS AND MARK KELLEY
13782 | Permanently Closed | 1998-12-22 06:00 | 1968-01-01 06:00 | 2005-06-22 06:00 | Petroleum | Unleaded gasoline | Unleaded gasoline | Retail | Steel | Steel |  | Painted or None | Steel |  | 1901-01-01 06:00 | [15 empty] | UST Currently In Use: 0; UST Temp Close: 0; AST Currently In Use: 0; AST Temp Closed: 0 | 0 | 0 | 2 | 12197-073-009182 | LOUIS AND MARK KELLEY
13783 | Permanently Closed | 1989-06-22 06:00 | 1961-01-01 06:00 | 1989-06-22 06:00 | Petroleum | On road diesel | On road diesel |  | Steel | Steel |  | Painted or None | Steel |  | 1901-01-01 06:00 | [15 empty] | UST Currently In Use: 0; UST Temp Close: 0; AST Currently In Use: 0; AST Temp Closed: 0 | 0 | 0 | 4 | 12198-001-011493 | BP PRODUCTS NORTH AMERICA
13784 | Permanently Closed | 1989-06-22 06:00 | 1971-01-01 06:00 | 1989-06-22 06:00 | Petroleum | Unleaded gasoline | Unleaded gasoline |  | Steel | Steel |  | Painted or None | Steel |  | 1901-01-01 06:00 | [15 empty] | UST Currently In Use: 0; UST Temp Close: 0; AST Currently In Use: 0; AST Temp Closed: 0 | 0 | 0 | 4 | 12198-001-011493 | BP PRODUCTS NORTH AMERICA
13785 | Permanently Closed | 1989-06-22 06:00 | 1971-01-01 06:00 | 1989-06-22 06:00 | Petroleum | Unleaded gasoline | Unleaded gasoline |  | Steel | Steel |  | Painted or None | Steel |  | 1901-01-01 06:00 | [15 empty] | UST Currently In Use: 0; UST Temp Close: 0; AST Currently In Use: 0; AST Temp Closed: 0 | 0 | 0 | 4 | 12198-001-011493 | BP PRODUCTS NORTH AMERICA
13786 | Permanently Closed | 1989-06-22 06:00 | 1971-01-01 06:00 | 1989-06-22 06:00 | Petroleum | Unleaded gasoline | Unleaded gasoline |  | Steel | Steel |  | Painted or None | Steel |  | 1901-01-01 06:00 | [15 empty] | UST Currently In Use: 0; UST Temp Close: 0; AST Currently In Use: 0; AST Temp Closed: 0 | 0 | 0 | 4 | 12198-001-011493 | BP PRODUCTS NORTH AMERICA
13787 | Currently in Use |  | 1981-01-01 06:00 |  | Petroleum | Unleaded gasoline | Unleaded gasoline | Retail | Fiberglass reinforced plastic | Fiberglass reinforced plastic |  |  | Fiberglass reinforced plastic |  | 1901-01-01 06:00 |  | Catchment Basin, Single walled catchment basin | Automatic shutoff device At 95% full | Automatic shutoff device At 95% full |  |  | Continuous Automatic Tank Gauge |  | Automatic flow restrictor (MLLD) | Automatic flow restrictor (MLLD) |  |  | Continuous alarm system | Continuous alarm system |  | UST Currently In Use: 3; UST Temp Close: 0; AST Currently In Use: 0; AST Temp Closed: 0 | 3 | 0 | 0 | 14247-013-011504 | RUSSELL OIL COMPANY, INC.
13789 | Currently in Use |  | 1981-01-01 06:00 |  | Petroleum | Premium gasoline | Premium gasoline | Retail | Fiberglass reinforced plastic | Fiberglass reinforced plastic |  |  | Fiberglass reinforced plastic |  | 1901-01-01 06:00 |  | Catchment Basin, Single walled catchment basin | Automatic shutoff device At 95% full | Automatic shutoff device At 95% full |  |  | Continuous Automatic Tank Gauge |  | Automatic flow restrictor (MLLD) | Automatic flow restrictor (MLLD) |  |  | Continuous alarm system | Continuous alarm system |  | UST Currently In Use: 3; UST Temp Close: 0; AST Currently In Use: 0; AST Temp Closed: 0 | 3 | 0 | 0 | 14247-013-011504 | RUSSELL OIL COMPANY, INC.
13790 | Currently in Use |  | 1981-01-01 06:00 |  | Petroleum | On road diesel | On road diesel | Retail | Fiberglass reinforced plastic | Fiberglass reinforced plastic |  |  | Fiberglass reinforced plastic |  | 1901-01-01 06:00 |  | Catchment Basin, Single walled catchment basin | Automatic shutoff device At 95% full | Automatic shutoff device At 95% full |  |  | Continuous Automatic Tank Gauge |  | Automatic flow restrictor (MLLD) | Automatic flow restrictor (MLLD) |  |  | Continuous alarm system | Continuous alarm system |  | UST Currently In Use: 3; UST Temp Close: 0; AST Currently In Use: 0; AST Temp Closed: 0 | 3 | 0 | 0 | 14247-013-011504 | RUSSELL OIL COMPANY, INC.
13791 | Permanently Closed | 1990-03-23 06:00 | 1957-01-01 06:00 | 1990-03-23 06:00 | Petroleum | Used oil | Used oil |  | Steel | Steel |  | Painted or None |  |  | 1901-01-01 06:00 | [12 empty] | Annual line testing | Annual line testing |  | UST Currently In Use: 4; UST Temp Close: 0; AST Currently In Use: 0; AST Temp Closed: 0 | 4 | 0 | 1 | 11453-053-011505 | DIAMOND GASOLINE STATIONS, INC.
13792 | Currently in Use |  | 1981-01-01 06:00 |  | Petroleum | Unleaded gasoline | Unleaded gasoline | Retail | Fiberglass reinforced plastic | Fiberglass reinforced plastic |  |  | Fiberglass reinforced plastic |  | 1901-01-01 06:00 |  | Catchment Basin, Single walled catchment basin | Automatic shutoff device At 95% full | Automatic shutoff device At 95% full |  |  | Continuous Automatic Tank Gauge |  | Automatic shutoff device (AELLD) | Automatic shutoff device (AELLD) | [5 empty] | UST Currently In Use: 4; UST Temp Close: 0; AST Currently In Use: 0; AST Temp Closed: 0 | 4 | 0 | 1 | 11453-053-011505 | DIAMOND GASOLINE STATIONS, INC.
13793 | Currently in Use |  | 1981-01-01 06:00 |  | Petroleum | Unleaded gasoline | Unleaded gasoline | Retail | Fiberglass reinforced plastic | Fiberglass reinforced plastic |  |  | Fiberglass reinforced plastic |  | 1901-01-01 06:00 |  | Catchment Basin, Single walled catchment basin | Automatic shutoff device At 95% full | Automatic shutoff device At 95% full |  |  | Continuous Automatic Tank Gauge |  | Automatic shutoff device (AELLD) | Automatic shutoff device (AELLD) | [5 empty] | UST Currently In Use: 4; UST Temp Close: 0; AST Currently In Use: 0; AST Temp Closed: 0 | 4 | 0 | 1 | 11453-053-011505 | DIAMOND GASOLINE STATIONS, INC.
13794 | Currently in Use |  | 1981-01-01 06:00 |  | Petroleum | Premium gasoline | Premium gasoline | Retail | Fiberglass reinforced plastic | Fiberglass reinforced plastic |  |  | Fiberglass reinforced plastic |  | 1901-01-01 06:00 |  | Catchment Basin, Single walled catchment basin | Automatic shutoff device At 95% full | Automatic shutoff device At 95% full |  |  | Continuous Automatic Tank Gauge |  | Automatic shutoff device (AELLD) | Automatic shutoff device (AELLD) | [5 empty] | UST Currently In Use: 4; UST Temp Close: 0; AST Currently In Use: 0; AST Temp Closed: 0 | 4 | 0 | 1 | 11453-053-011505 | DIAMOND GASOLINE STATIONS, INC.
13795 | Currently in Use |  | 1981-01-01 06:00 |  | Petroleum | On road diesel | On road diesel | Retail | Fiberglass reinforced plastic | Fiberglass reinforced plastic |  |  | Fiberglass reinforced plastic |  | 1901-01-01 06:00 |  | Catchment Basin, Single walled catchment basin | Automatic shutoff device At 95% full | Automatic shutoff device At 95% full |  |  | Continuous Automatic Tank Gauge |  | Automatic shutoff device (AELLD) | Automatic shutoff device (AELLD) | [5 empty] | UST Currently In Use: 4; UST Temp Close: 0; AST Currently In Use: 0; AST Temp Closed: 0 | 4 | 0 | 1 | 11453-053-011505 | DIAMOND GASOLINE STATIONS, INC.
13796 | Permanently Closed | 1992-06-26 06:00 | 1977-01-01 06:00 | 1992-06-26 06:00 | Petroleum | Unleaded gasoline | Unleaded gasoline |  | Steel | Steel |  | Painted or None | Steel |  | 1901-01-01 06:00 | [15 empty] | UST Currently In Use: 0; UST Temp Close: 0; AST Currently In Use: 0; AST Temp Closed: 0 | 0 | 0 | 3 | 12198-073-009246 | BP PRODUCTS NORTH AMERICA
13797 | Permanently Closed | 1992-06-26 06:00 | 1977-01-01 06:00 | 1992-06-26 06:00 | Petroleum | Unleaded gasoline | Unleaded gasoline |  | Steel | Steel |  | Painted or None | Steel |  | 1901-01-01 06:00 | [15 empty] | UST Currently In Use: 0; UST Temp Close: 0; AST Currently In Use: 0; AST Temp Closed: 0 | 0 | 0 | 3 | 12198-073-009246 | BP PRODUCTS NORTH AMERICA
13798 | Permanently Closed | 1992-06-26 06:00 | 1983-01-01 06:00 | 1992-06-26 06:00 | Petroleum | Unleaded gasoline | Unleaded gasoline |  | Steel | Steel |  | Painted or None | Steel |  | 1901-01-01 06:00 | [15 empty] | UST Currently In Use: 0; UST Temp Close: 0; AST Currently In Use: 0; AST Temp Closed: 0 | 0 | 0 | 3 | 12198-073-009246 | BP PRODUCTS NORTH AMERICA
13802 | Permanently Closed | 1990-02-06 06:00 | 1976-01-01 06:00 | 1990-02-06 06:00 | Petroleum | Unleaded gasoline | Unleaded gasoline |  | Fiberglass reinforced plastic | Fiberglass reinforced plastic |  |  | Fiberglass reinforced plastic |  | 1901-01-01 06:00 | [12 empty] | Annual line testing | Annual line testing |  | UST Currently In Use: 4; UST Temp Close: 0; AST Currently In Use: 0; AST Temp Closed: 0 | 4 | 0 | 4 | 13526-073-011490 | MOORE OIL COMPANY, INC.
13803 | Permanently Closed | 1990-02-06 06:00 | 1976-01-01 06:00 | 1990-02-06 06:00 | Petroleum | Unleaded gasoline | Unleaded gasoline |  | Fiberglass reinforced plastic | Fiberglass reinforced plastic |  |  | Fiberglass reinforced plastic |  | 1901-01-01 06:00 | [15 empty] | UST Currently In Use: 4; UST Temp Close: 0; AST Currently In Use: 0; AST Temp Closed: 0 | 4 | 0 | 4 | 13526-073-011490 | MOORE OIL COMPANY, INC.
13804 | Permanently Closed | 1990-02-06 06:00 | 1976-01-01 06:00 | 1990-02-06 06:00 | Petroleum | Unleaded gasoline | Unleaded gasoline |  | Fiberglass reinforced plastic | Fiberglass reinforced plastic |  |  | Fiberglass reinforced plastic |  | 1901-01-01 06:00 | [15 empty] | UST Currently In Use: 4; UST Temp Close: 0; AST Currently In Use: 0; AST Temp Closed: 0 | 4 | 0 | 4 | 13526-073-011490 | MOORE OIL COMPANY, INC.
13805 | Permanently Closed | 1990-02-06 06:00 | 1977-01-01 06:00 | 1990-02-06 06:00 | Petroleum | On road diesel | On road diesel |  | Fiberglass reinforced plastic | Fiberglass reinforced plastic |  |  | Fiberglass reinforced plastic |  | 1901-01-01 06:00 | [15 empty] | UST Currently In Use: 4; UST Temp Close: 0; AST Currently In Use: 0; AST Temp Closed: 0 | 4 | 0 | 4 | 13526-073-011490 | MOORE OIL COMPANY, INC.
13806 | Permanently Closed | 1901-01-01 06:00 | 1947-01-01 06:00 | 1988-01-01 06:00 | Petroleum | Unleaded gasoline | Unleaded gasoline |  | Steel | Steel |  | Painted or None | Steel |  | 1901-01-01 06:00 | [12 empty] | Annual line testing | Annual line testing |  | UST Currently In Use: 0; UST Temp Close: 0; AST Currently In Use: 0; AST Temp Closed: 0 | 0 | 0 | 9 | 19710-073-011519 | VILLAGE STATIONS
13807 | Permanently Closed | 1901-01-01 06:00 | 1947-01-01 06:00 | 1988-01-01 06:00 | Petroleum | Unleaded gasoline | Unleaded gasoline |  | Steel | Steel |  | Painted or None | Steel |  | 1901-01-01 06:00 | [15 empty] | UST Currently In Use: 0; UST Temp Close: 0; AST Currently In Use: 0; AST Temp Closed: 0 | 0 | 0 | 9 | 19710-073-011519 | VILLAGE STATIONS
13808 | Permanently Closed | 1901-01-01 06:00 | 1976-01-01 06:00 | 1988-01-01 06:00 | Petroleum | Unleaded gasoline | Unleaded gasoline |  | Steel | Steel |  | Painted or None | Steel |  | 1901-01-01 06:00 | [15 empty] | UST Currently In Use: 0; UST Temp Close: 0; AST Currently In Use: 0; AST Temp Closed: 0 | 0 | 0 | 9 | 19710-073-011519 | VILLAGE STATIONS
13809 | Permanently Closed | 1901-01-01 06:00 | 1947-01-01 06:00 | 1988-01-01 06:00 | Petroleum | Unleaded gasoline | Unleaded gasoline |  | Steel | Steel |  | Painted or None | Steel |  | 1901-01-01 06:00 | [15 empty] | UST Currently In Use: 0; UST Temp Close: 0; AST Currently In Use: 0; AST Temp Closed: 0 | 0 | 0 | 9 | 19710-073-011519 | VILLAGE STATIONS
13810 | Permanently Closed | 1901-01-01 06:00 | 1947-01-01 06:00 | 1988-01-01 06:00 | Petroleum | Unleaded gasoline | Unleaded gasoline |  | Steel | Steel |  | Painted or None | Steel |  | 1901-01-01 06:00 | [15 empty] | UST Currently In Use: 0; UST Temp Close: 0; AST Currently In Use: 0; AST Temp Closed: 0 | 0 | 0 | 9 | 19710-073-011519 | VILLAGE STATIONS
13811 | Permanently Closed | 2004-01-14 06:00 | 1982-01-01 06:00 | 2004-01-14 06:00 | Petroleum | Unleaded gasoline | Unleaded gasoline | Retail | Fiberglass reinforced plastic | Fiberglass reinforced plastic |  |  | Fiberglass reinforced plastic |  | 1901-01-01 06:00 |  | Catchment Basin, Single walled catchment basin | Flow Rest 90% Full | Flow Rest 90% Full |  |  | Statistical Inventory Reconciliation (SIR) | [5 empty] | Annual line testing, Statistical inventory reconciliation (SIR) | Statistical inventory reconciliation (SIR) |  | UST Currently In Use: 0; UST Temp Close: 0; AST Currently In Use: 0; AST Temp Closed: 0 | 0 | 0 | 9 | 19710-073-011519 | VILLAGE STATIONS
13812 | Permanently Closed | 2004-01-14 06:00 | 1982-01-01 06:00 | 2004-01-14 06:00 | Petroleum | Unleaded gasoline | Unleaded gasoline | Retail | Fiberglass reinforced plastic | Fiberglass reinforced plastic |  |  | Fiberglass reinforced plastic |  | 1901-01-01 06:00 |  | Catchment Basin, Single walled catchment basin | Flow Rest 90% Full | Flow Rest 90% Full |  |  | Statistical Inventory Reconciliation (SIR) | [5 empty] | Annual line testing, Statistical inventory reconciliation (SIR) | Statistical inventory reconciliation (SIR) |  | UST Currently In Use: 0; UST Temp Close: 0; AST Currently In Use: 0; AST Temp Closed: 0 | 0 | 0 | 9 | 19710-073-011519 | VILLAGE STATIONS
13813 | Permanently Closed | 2004-01-14 06:00 | 1982-01-01 06:00 | 2004-01-14 06:00 | Petroleum | Unleaded gasoline | Unleaded gasoline | Retail | Fiberglass reinforced plastic | Fiberglass reinforced plastic |  |  | Fiberglass reinforced plastic |  | 1901-01-01 06:00 |  | Catchment Basin, Single walled catchment basin | Flow Rest 90% Full | Flow Rest 90% Full |  |  | Statistical Inventory Reconciliation (SIR) | [5 empty] | Annual line testing, Statistical inventory reconciliation (SIR) | Statistical inventory reconciliation (SIR) |  | UST Currently In Use: 0; UST Temp Close: 0; AST Currently In Use: 0; AST Temp Closed: 0 | 0 | 0 | 9 | 19710-073-011519 | VILLAGE STATIONS
13814 | Permanently Closed | 1991-01-01 06:00 | 1982-01-01 06:00 | 1991-01-01 06:00 | Petroleum | Unleaded gasoline | Unleaded gasoline |  | Fiberglass reinforced plastic | Fiberglass reinforced plastic |  |  | Fiberglass reinforced plastic |  | 1901-01-01 06:00 | None | [14 empty] | UST Currently In Use: 0; UST Temp Close: 0; AST Currently In Use: 0; AST Temp Closed: 0 | 0 | 0 | 9 | 19710-073-011519 | VILLAGE STATIONS
13815 | Permanently Closed | 1901-01-01 06:00 | 1978-01-01 06:00 | 1988-01-01 06:00 | Petroleum | Unleaded gasoline | Unleaded gasoline |  | Steel | Steel |  | Painted or None | Steel |  | 1901-01-01 06:00 | [12 empty] | Annual line testing | Annual line testing |  | UST Currently In Use: 0; UST Temp Close: 0; AST Currently In Use: 0; AST Temp Closed: 0 | 0 | 0 | 9 | 12198-073-011520 | BP PRODUCTS NORTH AMERICA
13816 | Permanently Closed | 1901-01-01 06:00 | 1978-01-01 06:00 | 1988-01-01 06:00 | Petroleum | On road diesel | On road diesel |  | Steel | Steel |  | Painted or None | Steel |  | 1901-01-01 06:00 | [15 empty] | UST Currently In Use: 0; UST Temp Close: 0; AST Currently In Use: 0; AST Temp Closed: 0 | 0 | 0 | 9 | 12198-073-011520 | BP PRODUCTS NORTH AMERICA
13817 | Permanently Closed | 1901-01-01 06:00 | 1978-01-01 06:00 | 1988-01-01 06:00 | Petroleum | Unleaded gasoline | Unleaded gasoline |  | Steel | Steel |  | Painted or None | Steel |  | 1901-01-01 06:00 | [15 empty] | UST Currently In Use: 0; UST Temp Close: 0; AST Currently In Use: 0; AST Temp Closed: 0 | 0 | 0 | 9 | 12198-073-011520 | BP PRODUCTS NORTH AMERICA
13818 | Permanently Closed | 1901-01-01 06:00 | 1978-01-01 06:00 | 1988-01-01 06:00 | Petroleum | Unleaded gasoline | Unleaded gasoline |  | Steel | Steel |  | Painted or None | Steel |  | 1901-01-01 06:00 | [15 empty] | UST Currently In Use: 0; UST Temp Close: 0; AST Currently In Use: 0; AST Temp Closed: 0 | 0 | 0 | 9 | 12198-073-011520 | BP PRODUCTS NORTH AMERICA
13819 | Permanently Closed | 1901-01-01 06:00 | 1901-01-01 06:00 | 1988-01-01 06:00 | Petroleum | Used oil | Used oil |  | Fiberglass reinforced plastic | Fiberglass reinforced plastic |  |  | Steel |  | 1901-01-01 06:00 | [15 empty] | UST Currently In Use: 0; UST Temp Close: 0; AST Currently In Use: 0; AST Temp Closed: 0 | 0 | 0 | 9 | 12198-073-011520 | BP PRODUCTS NORTH AMERICA
13820 | Permanently Closed | 1993-11-15 06:00 | 1982-01-01 06:00 | 1995-11-15 06:00 | Petroleum | Unleaded gasoline | Unleaded gasoline | Retail | Fiberglass reinforced plastic | Fiberglass reinforced plastic |  |  | Fiberglass reinforced plastic |  | 1901-01-01 06:00 | [12 empty] | Annual line testing | Annual line testing |  | UST Currently In Use: 0; UST Temp Close: 0; AST Currently In Use: 0; AST Temp Closed: 0 | 0 | 0 | 9 | 12198-073-011520 | BP PRODUCTS NORTH AMERICA
13821 | Permanently Closed | 1993-11-15 06:00 | 1982-01-01 06:00 | 1995-11-15 06:00 | Petroleum | Unleaded gasoline | Unleaded gasoline | Retail | Fiberglass reinforced plastic | Fiberglass reinforced plastic |  |  | Fiberglass reinforced plastic |  | 1901-01-01 06:00 | [12 empty] | Annual line testing | Annual line testing |  | UST Currently In Use: 0; UST Temp Close: 0; AST Currently In Use: 0; AST Temp Closed: 0 | 0 | 0 | 9 | 12198-073-011520 | BP PRODUCTS NORTH AMERICA
13822 | Permanently Closed | 1993-11-15 06:00 | 1982-01-01 06:00 | 1995-11-15 06:00 | Petroleum | Unleaded gasoline | Unleaded gasoline | Retail | Fiberglass reinforced plastic | Fiberglass reinforced plastic |  |  | Fiberglass reinforced plastic |  | 1901-01-01 06:00 | [12 empty] | Annual line testing | Annual line testing |  | UST Currently In Use: 0; UST Temp Close: 0; AST Currently In Use: 0; AST Temp Closed: 0 | 0 | 0 | 9 | 12198-073-011520 | BP PRODUCTS NORTH AMERICA
13823 | Permanently Closed | 1993-11-15 06:00 | 1982-01-01 06:00 | 1995-11-15 06:00 | Petroleum | Used oil | Used oil | Retail | Fiberglass reinforced plastic | Fiberglass reinforced plastic |  |  | Fiberglass reinforced plastic |  | 1901-01-01 06:00 | [12 empty] | Annual line testing | Annual line testing |  | UST Currently In Use: 0; UST Temp Close: 0; AST Currently In Use: 0; AST Temp Closed: 0 | 0 | 0 | 9 | 12198-073-011520 | BP PRODUCTS NORTH AMERICA
13825 | Permanently Closed | 1986-01-01 06:00 | 1964-01-01 06:00 | 1986-01-01 06:00 | Petroleum | Unleaded gasoline | Unleaded gasoline | Retail | Steel | Steel |  | Painted or None | Steel |  | 1901-01-01 06:00 | [12 empty] | Annual line testing | Annual line testing |  | UST Currently In Use: 2; UST Temp Close: 0; AST Currently In Use: 0; AST Temp Closed: 0 | 2 | 0 | 8 | 20072-073-011521 | A & M OIL CO LLC
13826 | Permanently Closed | 1986-01-01 06:00 | 1964-01-01 06:00 | 1986-01-01 06:00 | Petroleum | Unleaded gasoline | Unleaded gasoline | Retail | Steel | Steel |  | Painted or None | Steel |  | 1901-01-01 06:00 | [12 empty] | Annual line testing | Annual line testing |  | UST Currently In Use: 2; UST Temp Close: 0; AST Currently In Use: 0; AST Temp Closed: 0 | 2 | 0 | 8 | 20072-073-011521 | A & M OIL CO LLC
13827 | Permanently Closed | 1986-01-01 06:00 | 1964-01-01 06:00 | 1986-01-01 06:00 | Petroleum | Unleaded gasoline | Unleaded gasoline |  | Steel | Steel |  | Painted or None | Steel |  | 1901-01-01 06:00 | [15 empty] | UST Currently In Use: 2; UST Temp Close: 0; AST Currently In Use: 0; AST Temp Closed: 0 | 2 | 0 | 8 | 20072-073-011521 | A & M OIL CO LLC
13828 | Permanently Closed | 1986-01-01 06:00 | 1964-01-01 06:00 | 1986-01-01 06:00 | Petroleum | Unleaded gasoline | Unleaded gasoline |  | Steel | Steel |  | Painted or None | Steel |  | 1901-01-01 06:00 | [15 empty] | UST Currently In Use: 2; UST Temp Close: 0; AST Currently In Use: 0; AST Temp Closed: 0 | 2 | 0 | 8 | 20072-073-011521 | A & M OIL CO LLC
13836 | Permanently Closed | 2004-06-30 06:00 | 1974-01-01 06:00 | 2008-12-05 06:00 | Petroleum | Unleaded gasoline | Unleaded gasoline | Retail | Fiberglass reinforced plastic | Fiberglass reinforced plastic |  |  | Fiberglass reinforced plastic |  | 1901-01-01 06:00 |  | Catchment Basin, Single walled catchment basin | Flow Rest 90% Full | Flow Rest 90% Full |  |  | Continuous Automatic Tank Gauge |  | Automatic shutoff device (AELLD) | Automatic shutoff device (AELLD) | [5 empty] | UST Currently In Use: 0; UST Temp Close: 0; AST Currently In Use: 0; AST Temp Closed: 0 | 0 | 0 | 4 | 12399-073-011523 | HOLMES OIL CO INC
13837 | Permanently Closed | 2008-12-05 06:00 | 1974-01-01 06:00 | 2008-12-05 06:00 | Petroleum | Unleaded gasoline | Unleaded gasoline | Retail | Fiberglass reinforced plastic | Fiberglass reinforced plastic |  |  | Fiberglass reinforced plastic |  | 1901-01-01 06:00 |  | Catchment Basin, Single walled catchment basin | Flow Rest 90% Full | Flow Rest 90% Full |  |  | Continuous Automatic Tank Gauge |  | Automatic shutoff device (AELLD) | Automatic shutoff device (AELLD) | [5 empty] | UST Currently In Use: 0; UST Temp Close: 0; AST Currently In Use: 0; AST Temp Closed: 0 | 0 | 0 | 4 | 12399-073-011523 | HOLMES OIL CO INC
13838 | Permanently Closed | 2008-12-05 06:00 | 1974-01-01 06:00 | 2008-12-05 06:00 | Petroleum | Premium gasoline | Premium gasoline | Retail | Fiberglass reinforced plastic | Fiberglass reinforced plastic |  |  | Fiberglass reinforced plastic |  | 1901-01-01 06:00 |  | Catchment Basin, Single walled catchment basin | Flow Rest 90% Full | Flow Rest 90% Full |  |  | Continuous Automatic Tank Gauge |  | Automatic shutoff device (AELLD) | Automatic shutoff device (AELLD) | [5 empty] | UST Currently In Use: 0; UST Temp Close: 0; AST Currently In Use: 0; AST Temp Closed: 0 | 0 | 0 | 4 | 12399-073-011523 | HOLMES OIL CO INC
13839 | Permanently Closed | 2008-12-05 06:00 | 1974-01-01 06:00 | 2008-12-05 06:00 | Petroleum | On road diesel | On road diesel | Retail | Fiberglass reinforced plastic | Fiberglass reinforced plastic |  |  | Fiberglass reinforced plastic |  | 1901-01-01 06:00 |  | Catchment Basin, Single walled catchment basin | Flow Rest 90% Full | Flow Rest 90% Full |  |  | Continuous Automatic Tank Gauge |  | Automatic shutoff device (AELLD) | Automatic shutoff device (AELLD) | [5 empty] | UST Currently In Use: 0; UST Temp Close: 0; AST Currently In Use: 0; AST Temp Closed: 0 | 0 | 0 | 4 | 12399-073-011523 | HOLMES OIL CO INC
13840 | Permanently Closed | 1996-05-01 06:00 | 1978-01-01 06:00 | 1996-05-03 06:00 | Petroleum | Unleaded gasoline | Unleaded gasoline |  | Fiberglass reinforced plastic | Fiberglass reinforced plastic |  |  | Fiberglass reinforced plastic |  | 1901-01-01 06:00 | [10 empty] | Interstitial Monitoring within Secondary Containment |  | Annual line testing | Annual line testing |  | UST Currently In Use: 0; UST Temp Close: 0; AST Currently In Use: 0; AST Temp Closed: 0 | 0 | 0 | 4 | 12198-073-011524 | BP PRODUCTS NORTH AMERICA
13841 | Permanently Closed | 1996-05-01 06:00 | 1978-01-01 06:00 | 1996-05-03 06:00 | Petroleum | Unleaded gasoline | Unleaded gasoline |  | Fiberglass reinforced plastic | Fiberglass reinforced plastic |  |  | Fiberglass reinforced plastic |  | 1901-01-01 06:00 | [10 empty] | Interstitial Monitoring within Secondary Containment |  | Annual line testing | Annual line testing |  | UST Currently In Use: 0; UST Temp Close: 0; AST Currently In Use: 0; AST Temp Closed: 0 | 0 | 0 | 4 | 12198-073-011524 | BP PRODUCTS NORTH AMERICA
13842 | Permanently Closed | 1996-05-01 06:00 | 1978-01-01 06:00 | 1996-05-03 06:00 | Petroleum | Unleaded gasoline | Unleaded gasoline |  | Fiberglass reinforced plastic | Fiberglass reinforced plastic |  |  | Fiberglass reinforced plastic |  | 1901-01-01 06:00 | [10 empty] | Interstitial Monitoring within Secondary Containment |  | Annual line testing | Annual line testing |  | UST Currently In Use: 0; UST Temp Close: 0; AST Currently In Use: 0; AST Temp Closed: 0 | 0 | 0 | 4 | 12198-073-011524 | BP PRODUCTS NORTH AMERICA
13843 | Permanently Closed | 1996-05-01 06:00 | 1978-01-01 06:00 | 1996-05-03 06:00 | Petroleum | On road diesel | On road diesel |  | Fiberglass reinforced plastic | Fiberglass reinforced plastic |  |  | Fiberglass reinforced plastic |  | 1901-01-01 06:00 | [12 empty] | Annual line testing | Annual line testing |  | UST Currently In Use: 0; UST Temp Close: 0; AST Currently In Use: 0; AST Temp Closed: 0 | 0 | 0 | 4 | 12198-073-011524 | BP PRODUCTS NORTH AMERICA
13844 | Currently in Use |  | 1986-01-01 06:00 |  | Petroleum | Unleaded gasoline | Unleaded gasoline | Retail | Fiberglass reinforced plastic, Single Wall | Single Wall |  |  | Fiberglass reinforced plastic, Single Wall |  | 1901-01-01 06:00 |  | Catchment Basin, Single walled catchment basin | Flow Rest 90% Full | Flow Rest 90% Full |  |  | Continuous Automatic Tank Gauge |  | Automatic shutoff device (AELLD) | Automatic shutoff device (AELLD) | [5 empty] | UST Currently In Use: 4; UST Temp Close: 0; AST Currently In Use: 0; AST Temp Closed: 0 | 4 | 0 | 1 | 19221-073-011525 | DWIGHT HOUSER
13845 | Currently in Use |  | 1986-01-01 06:00 |  | Petroleum | Mid-grade gasoline | Mid-grade gasoline | Retail | Fiberglass reinforced plastic, Single Wall | Single Wall |  |  | Fiberglass reinforced plastic, Single Wall |  | 1901-01-01 06:00 |  | Catchment Basin, Single walled catchment basin | Flow Rest 90% Full | Flow Rest 90% Full |  |  | Continuous Automatic Tank Gauge |  | Automatic shutoff device (AELLD) | Automatic shutoff device (AELLD) | [5 empty] | UST Currently In Use: 4; UST Temp Close: 0; AST Currently In Use: 0; AST Temp Closed: 0 | 4 | 0 | 1 | 19221-073-011525 | DWIGHT HOUSER
13846 | Currently in Use |  | 1986-01-01 06:00 |  | Petroleum | Premium gasoline | Premium gasoline | Retail | Fiberglass reinforced plastic, Single Wall | Single Wall |  |  | Fiberglass reinforced plastic, Single Wall |  | 1901-01-01 06:00 |  | Catchment Basin, Single walled catchment basin | Flow Rest 90% Full | Flow Rest 90% Full |  |  | Continuous Automatic Tank Gauge |  | Automatic shutoff device (AELLD) | Automatic shutoff device (AELLD) | [5 empty] | UST Currently In Use: 4; UST Temp Close: 0; AST Currently In Use: 0; AST Temp Closed: 0 | 4 | 0 | 1 | 19221-073-011525 | DWIGHT HOUSER
13847 | Currently in Use |  | 1986-01-01 06:00 |  | Petroleum | On road diesel | On road diesel | Retail | Fiberglass reinforced plastic, Single Wall | Single Wall |  |  | Fiberglass reinforced plastic, Single Wall |  | 1901-01-01 06:00 |  | Catchment Basin, Single walled catchment basin | Flow Rest 90% Full | Flow Rest 90% Full |  |  | Continuous Automatic Tank Gauge |  | Automatic shutoff device (AELLD) | Automatic shutoff device (AELLD) | [5 empty] | UST Currently In Use: 4; UST Temp Close: 0; AST Currently In Use: 0; AST Temp Closed: 0 | 4 | 0 | 1 | 19221-073-011525 | DWIGHT HOUSER
13848 | Permanently Closed | 1997-09-30 06:00 | 1968-01-01 06:00 | 1997-09-30 06:00 | Petroleum | Used oil | Used oil |  | Steel | Steel |  | Painted or None | Steel |  | 1901-01-01 06:00 | [15 empty] | UST Currently In Use: 4; UST Temp Close: 0; AST Currently In Use: 0; AST Temp Closed: 0 | 4 | 0 | 1 | 19221-073-011525 | DWIGHT HOUSER
13852 | Permanently Closed | 1901-01-01 06:00 | 1975-01-01 06:00 | 1988-01-01 06:00 | Petroleum | Unleaded gasoline | Unleaded gasoline |  | Steel | Steel |  | Painted or None | Steel |  | 1901-01-01 06:00 | [12 empty] | Annual line testing | Annual line testing |  | UST Currently In Use: 0; UST Temp Close: 3; AST Currently In Use: 0; AST Temp Closed: 0 | 0 | 3 | 4 | 23569-073-011527 | TIEN TRUONG Q
13853 | Permanently Closed | 1901-01-01 06:00 | 1979-01-01 06:00 | 1988-01-01 06:00 | Petroleum | On road diesel | On road diesel |  | Steel | Steel |  | Painted or None | Fiberglass reinforced plastic |  | 1901-01-01 06:00 | [15 empty] | UST Currently In Use: 0; UST Temp Close: 3; AST Currently In Use: 0; AST Temp Closed: 0 | 0 | 3 | 4 | 23569-073-011527 | TIEN TRUONG Q
13854 | Permanently Closed | 1901-01-01 06:00 | 1975-01-01 06:00 | 1988-01-01 06:00 | Petroleum | Unleaded gasoline | Unleaded gasoline |  | Steel | Steel |  | Painted or None | Steel |  | 1901-01-01 06:00 | [15 empty] | UST Currently In Use: 0; UST Temp Close: 3; AST Currently In Use: 0; AST Temp Closed: 0 | 0 | 3 | 4 | 23569-073-011527 | TIEN TRUONG Q
13855 | Permanently Closed | 1901-01-01 06:00 | 1975-01-01 06:00 | 1988-01-01 06:00 | Petroleum | Unleaded gasoline | Unleaded gasoline |  | Steel | Steel |  | Painted or None | Steel |  | 1901-01-01 06:00 | [15 empty] | UST Currently In Use: 0; UST Temp Close: 3; AST Currently In Use: 0; AST Temp Closed: 0 | 0 | 3 | 4 | 23569-073-011527 | TIEN TRUONG Q
13856 | Temporary Closed | 2012-02-09 06:00 | 1988-01-05 06:00 |  | Petroleum | Unleaded gasoline | Unleaded gasoline | Retail | Fiberglass reinforced plastic | Fiberglass reinforced plastic |  |  | Fiberglass reinforced plastic |  | 1901-01-01 06:00 | None | Catchment Basin, Single walled catchment basin | Flow Rest 90% Full | Flow Rest 90% Full |  |  | Continuous Automatic Tank Gauge |  | Automatic shutoff device (AELLD) | Automatic shutoff device (AELLD) | [5 empty] | UST Currently In Use: 0; UST Temp Close: 3; AST Currently In Use: 0; AST Temp Closed: 0 | 0 | 3 | 4 | 23569-073-011527 | TIEN TRUONG Q
13857 | Temporary Closed | 2012-02-09 06:00 | 1988-01-05 06:00 |  | Petroleum | Mid-grade gasoline | Mid-grade gasoline | Retail | Fiberglass reinforced plastic | Fiberglass reinforced plastic |  |  | Fiberglass reinforced plastic |  | 1901-01-01 06:00 | None | Catchment Basin, Single walled catchment basin | Flow Rest 90% Full | Flow Rest 90% Full |  |  | Continuous Automatic Tank Gauge |  | Automatic shutoff device (AELLD) | Automatic shutoff device (AELLD) | [5 empty] | UST Currently In Use: 0; UST Temp Close: 3; AST Currently In Use: 0; AST Temp Closed: 0 | 0 | 3 | 4 | 23569-073-011527 | TIEN TRUONG Q
13858 | Temporary Closed | 2012-02-09 06:00 | 1988-01-05 06:00 |  | Petroleum | Premium gasoline | Premium gasoline | Retail | Fiberglass reinforced plastic | Fiberglass reinforced plastic |  |  | Fiberglass reinforced plastic |  | 1901-01-01 06:00 | None | Catchment Basin, Single walled catchment basin | Flow Rest 90% Full | Flow Rest 90% Full |  |  | Continuous Automatic Tank Gauge |  | Automatic shutoff device (AELLD) | Automatic shutoff device (AELLD) | [5 empty] | UST Currently In Use: 0; UST Temp Close: 3; AST Currently In Use: 0; AST Temp Closed: 0 | 0 | 3 | 4 | 23569-073-011527 | TIEN TRUONG Q
13866 | Permanently Closed | 1989-11-01 06:00 | 1948-01-01 06:00 | 1989-11-01 06:00 | Petroleum | Used oil | Used oil |  | Steel | Steel |  | Painted or None | Steel |  | 1901-01-01 06:00 | [15 empty] | UST Currently In Use: 0; UST Temp Close: 0; AST Currently In Use: 0; AST Temp Closed: 0 | 0 | 0 | 1 | 12198-073-011529 | BP PRODUCTS NORTH AMERICA
13868 | Permanently Closed | 1990-05-07 06:00 | 1979-01-01 06:00 | 1990-05-07 06:00 | Petroleum | Unleaded gasoline | Unleaded gasoline |  | Fiberglass reinforced plastic | Fiberglass reinforced plastic |  |  | Fiberglass reinforced plastic |  | 1901-01-01 06:00 | [15 empty] | UST Currently In Use: 0; UST Temp Close: 0; AST Currently In Use: 0; AST Temp Closed: 0 | 0 | 0 | 4 | 12198-073-011531 | BP PRODUCTS NORTH AMERICA
13869 | Permanently Closed | 1990-05-07 06:00 | 1979-01-01 06:00 | 1990-05-07 06:00 | Petroleum | Unleaded gasoline | Unleaded gasoline |  | Fiberglass reinforced plastic | Fiberglass reinforced plastic |  |  | Fiberglass reinforced plastic |  | 1901-01-01 06:00 | [15 empty] | UST Currently In Use: 0; UST Temp Close: 0; AST Currently In Use: 0; AST Temp Closed: 0 | 0 | 0 | 4 | 12198-073-011531 | BP PRODUCTS NORTH AMERICA
13870 | Permanently Closed | 1990-05-07 06:00 | 1978-01-01 06:00 | 1990-05-07 06:00 | Petroleum | Unleaded gasoline | Unleaded gasoline |  | Fiberglass reinforced plastic | Fiberglass reinforced plastic |  |  | Fiberglass reinforced plastic |  | 1901-01-01 06:00 | [15 empty] | UST Currently In Use: 0; UST Temp Close: 0; AST Currently In Use: 0; AST Temp Closed: 0 | 0 | 0 | 4 | 12198-073-011531 | BP PRODUCTS NORTH AMERICA
13871 | Permanently Closed | 1990-05-07 06:00 | 1978-01-01 06:00 | 1990-05-07 06:00 | Petroleum | On road diesel | On road diesel |  | Fiberglass reinforced plastic | Fiberglass reinforced plastic |  |  | Fiberglass reinforced plastic |  | 1901-01-01 06:00 | [15 empty] | UST Currently In Use: 0; UST Temp Close: 0; AST Currently In Use: 0; AST Temp Closed: 0 | 0 | 0 | 4 | 12198-073-011531 | BP PRODUCTS NORTH AMERICA
13872 | Currently in Use |  | 1989-01-01 06:00 |  | Petroleum | Unleaded gasoline | Unleaded gasoline | Retail | Fiberglass reinforced plastic, Single Wall | Single Wall |  |  | Fiberglass reinforced plastic, Single Wall |  | 1901-01-01 06:00 |  | Catchment Basin, Single walled catchment basin | Automatic shutoff device At 95% full, Flow Rest 90% Full | Flow Rest 90% Full |  |  | Continuous Automatic Tank Gauge |  | Automatic flow restrictor (MLLD) | Automatic flow restrictor (MLLD) |  |  | Annual line testing | Annual line testing |  | UST Currently In Use: 3; UST Temp Close: 0; AST Currently In Use: 0; AST Temp Closed: 0 | 3 | 0 | 0 | 21174-073-015010 | M & M PARTNERSHIP
13873 | Currently in Use |  | 1989-01-01 06:00 |  | Petroleum | Unleaded gasoline | Unleaded gasoline | Retail | Fiberglass reinforced plastic, Single Wall | Single Wall |  |  | Fiberglass reinforced plastic, Single Wall |  | 1901-01-01 06:00 |  | Catchment Basin, Single walled catchment basin | Automatic shutoff device At 95% full, Flow Rest 90% Full | Flow Rest 90% Full |  |  | Continuous Automatic Tank Gauge |  | Automatic flow restrictor (MLLD) | Automatic flow restrictor (MLLD) |  |  | Annual line testing | Annual line testing |  | UST Currently In Use: 3; UST Temp Close: 0; AST Currently In Use: 0; AST Temp Closed: 0 | 3 | 0 | 0 | 21174-073-015010 | M & M PARTNERSHIP
13874 | Currently in Use |  | 1989-01-01 06:00 |  | Petroleum | Premium gasoline | Premium gasoline | Retail | Fiberglass reinforced plastic, Single Wall | Single Wall |  |  | Fiberglass reinforced plastic, Single Wall |  | 1901-01-01 06:00 |  | Catchment Basin, Single walled catchment basin | Automatic shutoff device At 95% full, Flow Rest 90% Full | Flow Rest 90% Full |  |  | Continuous Automatic Tank Gauge |  | Automatic flow restrictor (MLLD) | Automatic flow restrictor (MLLD) |  |  | Annual line testing | Annual line testing |  | UST Currently In Use: 3; UST Temp Close: 0; AST Currently In Use: 0; AST Temp Closed: 0 | 3 | 0 | 0 | 21174-073-015010 | M & M PARTNERSHIP
13875 | Permanently Closed | 2001-02-02 06:00 | 1985-02-01 06:00 | 2002-06-25 06:00 | Petroleum | Unleaded gasoline | Unleaded gasoline | Retail | Fiberglass reinforced plastic | Fiberglass reinforced plastic |  |  | Fiberglass reinforced plastic |  | 1901-01-01 06:00 | None | Catchment Basin, Single walled catchment basin | Flow Rest 90% Full | Flow Rest 90% Full |  |  | Continuous Automatic Tank Gauge |  | Automatic shutoff device (AELLD) | Automatic shutoff device (AELLD) | [5 empty] | UST Currently In Use: 0; UST Temp Close: 0; AST Currently In Use: 0; AST Temp Closed: 0 | 0 | 0 | 7 | 12198-097-009956 | BP PRODUCTS NORTH AMERICA
13876 | Permanently Closed | 2001-02-02 06:00 | 1985-02-01 06:00 | 2002-06-25 06:00 | Petroleum | Mid-grade gasoline | Mid-grade gasoline | Retail | Fiberglass reinforced plastic | Fiberglass reinforced plastic |  |  | Fiberglass reinforced plastic |  | 1901-01-01 06:00 |  | Catchment Basin, Single walled catchment basin | Flow Rest 90% Full | Flow Rest 90% Full |  |  | Continuous Automatic Tank Gauge |  | Automatic shutoff device (AELLD) | Automatic shutoff device (AELLD) | [5 empty] | UST Currently In Use: 0; UST Temp Close: 0; AST Currently In Use: 0; AST Temp Closed: 0 | 0 | 0 | 7 | 12198-097-009956 | BP PRODUCTS NORTH AMERICA
13877 | Permanently Closed | 2001-02-02 06:00 | 1985-02-01 06:00 | 2002-06-25 06:00 | Petroleum | Premium gasoline | Premium gasoline | Retail | Fiberglass reinforced plastic | Fiberglass reinforced plastic |  |  | Fiberglass reinforced plastic |  | 1901-01-01 06:00 |  | Catchment Basin, Single walled catchment basin | Flow Rest 90% Full | Flow Rest 90% Full |  |  | Continuous Automatic Tank Gauge |  | Automatic shutoff device (AELLD) | Automatic shutoff device (AELLD) | [5 empty] | UST Currently In Use: 0; UST Temp Close: 0; AST Currently In Use: 0; AST Temp Closed: 0 | 0 | 0 | 7 | 12198-097-009956 | BP PRODUCTS NORTH AMERICA
13878 | Permanently Closed | 2001-02-02 06:00 | 1985-02-01 06:00 | 2002-06-25 06:00 | Petroleum | Unleaded gasoline | Unleaded gasoline | [7 empty] | 1901-01-01 06:00 | [15 empty] | UST Currently In Use: 0; UST Temp Close: 0; AST Currently In Use: 0; AST Temp Closed: 0 | 0 | 0 | 7 | 12198-097-009956 | BP PRODUCTS NORTH AMERICA
13879 | Permanently Closed | 1981-01-01 06:00 | 1901-01-01 06:00 |  | Petroleum | Other, OTHER | Other |  | Steel | Steel |  |  | Steel |  | 1901-01-01 06:00 | [15 empty] | UST Currently In Use: 0; UST Temp Close: 0; AST Currently In Use: 0; AST Temp Closed: 0 | 0 | 0 | 7 | 12198-097-009956 | BP PRODUCTS NORTH AMERICA
13880 | Permanently Closed | 1981-01-01 06:00 | 1901-01-01 06:00 |  | Petroleum | Other, OTHER | Other |  | Steel | Steel |  |  | Steel |  | 1901-01-01 06:00 | [15 empty] | UST Currently In Use: 0; UST Temp Close: 0; AST Currently In Use: 0; AST Temp Closed: 0 | 0 | 0 | 7 | 12198-097-009956 | BP PRODUCTS NORTH AMERICA
13881 | Permanently Closed | 1981-01-01 06:00 | 1901-01-01 06:00 |  | Petroleum | Other, OTHER | Other |  | Steel | Steel |  |  | Steel |  | 1901-01-01 06:00 | [15 empty] | UST Currently In Use: 0; UST Temp Close: 0; AST Currently In Use: 0; AST Temp Closed: 0 | 0 | 0 | 7 | 12198-097-009956 | BP PRODUCTS NORTH AMERICA
13883 | Permanently Closed | 2011-11-01 06:00 | 1984-04-01 05:00 | 2013-12-10 06:00 | Petroleum | Unleaded gasoline | Unleaded gasoline | Retail | Fiberglass reinforced plastic | Fiberglass reinforced plastic |  |  | Fiberglass reinforced plastic |  | 1901-01-01 06:00 |  | Catchment Basin, Single walled catchment basin | Automatic shutoff device At 95% full, Flow Rest 90% Full | Flow Rest 90% Full |  |  | Statistical Inventory Reconciliation (SIR) | [5 empty] | Annual line testing, Statistical inventory reconciliation (SIR) | Statistical inventory reconciliation (SIR) |  | UST Currently In Use: 2; UST Temp Close: 0; AST Currently In Use: 0; AST Temp Closed: 0 | 2 | 0 | 3 | 23413-097-011480 | CIRCLE K STORES, INC.
13884 | Permanently Closed | 2011-06-06 06:00 | 1984-04-01 05:00 | 2013-12-10 06:00 | Petroleum | Premium gasoline | Premium gasoline | Retail | Fiberglass reinforced plastic | Fiberglass reinforced plastic |  |  | Fiberglass reinforced plastic |  | 1901-01-01 06:00 |  | Catchment Basin, Single walled catchment basin | Automatic shutoff device At 95% full, Flow Rest 90% Full | Flow Rest 90% Full |  |  | Statistical Inventory Reconciliation (SIR) | [5 empty] | Annual line testing, Statistical inventory reconciliation (SIR) | Statistical inventory reconciliation (SIR) |  | UST Currently In Use: 2; UST Temp Close: 0; AST Currently In Use: 0; AST Temp Closed: 0 | 2 | 0 | 3 | 23413-097-011480 | CIRCLE K STORES, INC.
13885 | Permanently Closed | 2011-08-20 06:00 | 1984-04-01 05:00 | 2013-12-10 06:00 | Petroleum | Premium gasoline | Premium gasoline | Retail | Fiberglass reinforced plastic | Fiberglass reinforced plastic |  |  | Fiberglass reinforced plastic |  | 1901-01-01 06:00 |  | Catchment Basin, Single walled catchment basin | Automatic shutoff device At 95% full, Flow Rest 90% Full | Flow Rest 90% Full |  |  | Statistical Inventory Reconciliation (SIR) | [5 empty] | Annual line testing, Statistical inventory reconciliation (SIR) | Statistical inventory reconciliation (SIR) |  | UST Currently In Use: 2; UST Temp Close: 0; AST Currently In Use: 0; AST Temp Closed: 0 | 2 | 0 | 3 | 23413-097-011480 | CIRCLE K STORES, INC.
13886 | Permanently Closed | 2012-05-29 06:00 | 1981-01-01 06:00 | 2012-05-29 06:00 | Petroleum | Unleaded gasoline | Unleaded gasoline | Retail | Fiberglass reinforced plastic | Fiberglass reinforced plastic |  |  | Fiberglass reinforced plastic |  | 1901-01-01 06:00 |  | Catchment Basin, Single walled catchment basin | Automatic shutoff device At 95% full | Automatic shutoff device At 95% full |  |  | Automatic Tank Gauge | [5 empty] | Annual line testing | Annual line testing |  | UST Currently In Use: 1; UST Temp Close: 0; AST Currently In Use: 0; AST Temp Closed: 0 | 1 | 0 | 4 | 23366-097-011481 | MRS VIRATH IM
13887 | Permanently Closed | 2012-05-29 06:00 | 1981-01-01 06:00 | 2012-05-29 06:00 | Petroleum | Mid-grade gasoline | Mid-grade gasoline | Retail | Fiberglass reinforced plastic | Fiberglass reinforced plastic |  |  | Fiberglass reinforced plastic |  | 1901-01-01 06:00 |  | Catchment Basin, Single walled catchment basin | Automatic shutoff device At 95% full | Automatic shutoff device At 95% full |  |  | Automatic Tank Gauge | [5 empty] | Annual line testing | Annual line testing |  | UST Currently In Use: 1; UST Temp Close: 0; AST Currently In Use: 0; AST Temp Closed: 0 | 1 | 0 | 4 | 23366-097-011481 | MRS VIRATH IM
13888 | Permanently Closed | 2010-01-01 06:00 | 1981-01-01 06:00 | 2012-05-29 06:00 | Petroleum | Premium gasoline | Premium gasoline | Retail | Fiberglass reinforced plastic | Fiberglass reinforced plastic |  |  | Fiberglass reinforced plastic |  | 1901-01-01 06:00 |  | Catchment Basin, Single walled catchment basin | Automatic shutoff device At 95% full | Automatic shutoff device At 95% full |  |  | Automatic Tank Gauge | [5 empty] | Annual line testing | Annual line testing |  | UST Currently In Use: 1; UST Temp Close: 0; AST Currently In Use: 0; AST Temp Closed: 0 | 1 | 0 | 4 | 23366-097-011481 | MRS VIRATH IM
13889 | Permanently Closed | 2011-03-03 06:00 | 1981-01-01 06:00 | 2012-05-29 06:00 | Petroleum | On road diesel | On road diesel | Retail | Fiberglass reinforced plastic | Fiberglass reinforced plastic |  |  | Fiberglass reinforced plastic |  | 1901-01-01 06:00 |  | Catchment Basin, Single walled catchment basin |  |  |  |  | Automatic Tank Gauge | [8 empty] | UST Currently In Use: 1; UST Temp Close: 0; AST Currently In Use: 0; AST Temp Closed: 0 | 1 | 0 | 4 | 23366-097-011481 | MRS VIRATH IM
13890 | Currently in Use |  | 1982-02-01 06:00 |  | Petroleum | Unleaded gasoline | Unleaded gasoline | Retail | Fiberglass reinforced plastic | Fiberglass reinforced plastic |  |  | Fiberglass reinforced plastic |  | 1901-01-01 06:00 |  | Catchment Basin, Single walled catchment basin | Automatic shutoff device At 95% full | Automatic shutoff device At 95% full |  |  | Continuous Automatic Tank Gauge |  | Automatic flow restrictor (MLLD), Containment Sump | Containment Sump |  |  | Annual line testing | Annual line testing |  | UST Currently In Use: 4; UST Temp Close: 0; AST Currently In Use: 0; AST Temp Closed: 0 | 4 | 0 | 0 | 25723-097-011482 | SILVERTONE ENTERPRISES LLC
13891 | Currently in Use |  | 1982-02-01 06:00 |  | Petroleum | Unleaded gasoline | Unleaded gasoline | Retail | Fiberglass reinforced plastic | Fiberglass reinforced plastic |  |  | Fiberglass reinforced plastic |  | 1901-01-01 06:00 |  | Catchment Basin, Single walled catchment basin | Automatic shutoff device At 95% full | Automatic shutoff device At 95% full |  |  | Continuous Automatic Tank Gauge |  | Automatic flow restrictor (MLLD), Containment Sump | Containment Sump |  |  | Annual line testing | Annual line testing |  | UST Currently In Use: 4; UST Temp Close: 0; AST Currently In Use: 0; AST Temp Closed: 0 | 4 | 0 | 0 | 25723-097-011482 | SILVERTONE ENTERPRISES LLC
13892 | Currently in Use |  | 1982-02-01 06:00 |  | Petroleum | Premium gasoline | Premium gasoline | Retail | Fiberglass reinforced plastic | Fiberglass reinforced plastic |  |  | Fiberglass reinforced plastic |  | 1901-01-01 06:00 |  | Catchment Basin, Single walled catchment basin | Automatic shutoff device At 95% full | Automatic shutoff device At 95% full |  |  | Continuous Automatic Tank Gauge |  | Automatic flow restrictor (MLLD), Containment Sump | Containment Sump |  |  | Annual line testing | Annual line testing |  | UST Currently In Use: 4; UST Temp Close: 0; AST Currently In Use: 0; AST Temp Closed: 0 | 4 | 0 | 0 | 25723-097-011482 | SILVERTONE ENTERPRISES LLC
13893 | Currently in Use |  | 1982-02-01 06:00 |  | Petroleum | On road diesel | On road diesel | Retail | Fiberglass reinforced plastic | Fiberglass reinforced plastic |  |  | Fiberglass reinforced plastic |  | 1901-01-01 06:00 |  | Catchment Basin, Single walled catchment basin | Automatic shutoff device At 95% full | Automatic shutoff device At 95% full |  |  | Continuous Automatic Tank Gauge |  | Automatic flow restrictor (MLLD), Containment Sump | Containment Sump |  |  | Annual line testing | Annual line testing |  | UST Currently In Use: 4; UST Temp Close: 0; AST Currently In Use: 0; AST Temp Closed: 0 | 4 | 0 | 0 | 25723-097-011482 | SILVERTONE ENTERPRISES LLC
13894 | Permanently Closed | 2006-10-13 06:00 | 1982-01-01 06:00 | 2006-10-13 06:00 | Petroleum | Unleaded gasoline | Unleaded gasoline | Retail | Fiberglass reinforced plastic | Fiberglass reinforced plastic |  |  | Fiberglass reinforced plastic |  | 1901-01-01 06:00 |  | Catchment Basin, Single walled catchment basin | Flow Rest 90% Full | Flow Rest 90% Full |  |  | Continuous Automatic Tank Gauge |  | Automatic shutoff device (AELLD) | Automatic shutoff device (AELLD) | [5 empty] | UST Currently In Use: 0; UST Temp Close: 0; AST Currently In Use: 0; AST Temp Closed: 0 | 0 | 0 | 4 | 21386-097-011483 | LADAS LAND AND DEVELOPMENT, INC.
13895 | Permanently Closed | 2006-10-13 06:00 | 1982-01-01 06:00 | 2006-10-13 06:00 | Petroleum | Mid-grade gasoline | Mid-grade gasoline | Retail | Fiberglass reinforced plastic | Fiberglass reinforced plastic |  |  | Fiberglass reinforced plastic |  | 1901-01-01 06:00 |  | Catchment Basin, Single walled catchment basin | Flow Rest 90% Full | Flow Rest 90% Full |  |  | Continuous Automatic Tank Gauge |  | Automatic shutoff device (AELLD) | Automatic shutoff device (AELLD) | [5 empty] | UST Currently In Use: 0; UST Temp Close: 0; AST Currently In Use: 0; AST Temp Closed: 0 | 0 | 0 | 4 | 21386-097-011483 | LADAS LAND AND DEVELOPMENT, INC.
13896 | Permanently Closed | 2006-10-13 06:00 | 1982-01-01 06:00 | 2006-10-13 06:00 | Petroleum | Premium gasoline | Premium gasoline | Retail | Fiberglass reinforced plastic | Fiberglass reinforced plastic |  |  | Fiberglass reinforced plastic |  | 1901-01-01 06:00 |  | Catchment Basin, Single walled catchment basin | Flow Rest 90% Full | Flow Rest 90% Full |  |  | Continuous Automatic Tank Gauge |  | Automatic shutoff device (AELLD) | Automatic shutoff device (AELLD) | [5 empty] | UST Currently In Use: 0; UST Temp Close: 0; AST Currently In Use: 0; AST Temp Closed: 0 | 0 | 0 | 4 | 21386-097-011483 | LADAS LAND AND DEVELOPMENT, INC.
13897 | Permanently Closed | 2006-10-13 06:00 | 1982-01-01 06:00 | 2006-10-13 06:00 | Petroleum | On road diesel | On road diesel | Retail | Fiberglass reinforced plastic | Fiberglass reinforced plastic |  |  | Fiberglass reinforced plastic |  | 1901-01-01 06:00 |  | Catchment Basin, Single walled catchment basin | Flow Rest 90% Full | Flow Rest 90% Full |  |  | Continuous Automatic Tank Gauge |  | Automatic shutoff device (AELLD) | Automatic shutoff device (AELLD) | [5 empty] | UST Currently In Use: 0; UST Temp Close: 0; AST Currently In Use: 0; AST Temp Closed: 0 | 0 | 0 | 4 | 21386-097-011483 | LADAS LAND AND DEVELOPMENT, INC.
13898 | Permanently Closed | 1990-11-07 06:00 | 1978-01-01 06:00 | 1990-11-07 06:00 | Petroleum | Unleaded gasoline | Unleaded gasoline |  | Fiberglass reinforced plastic | Fiberglass reinforced plastic |  |  | Fiberglass reinforced plastic |  | 1901-01-01 06:00 | [15 empty] | UST Currently In Use: 0; UST Temp Close: 0; AST Currently In Use: 0; AST Temp Closed: 0 | 0 | 0 | 4 | 12198-097-011484 | BP PRODUCTS NORTH AMERICA
13899 | Permanently Closed | 1990-11-07 06:00 | 1978-01-01 06:00 | 1990-11-07 06:00 | Petroleum | Unleaded gasoline | Unleaded gasoline |  | Fiberglass reinforced plastic | Fiberglass reinforced plastic |  |  | Fiberglass reinforced plastic |  | 1901-01-01 06:00 | [15 empty] | UST Currently In Use: 0; UST Temp Close: 0; AST Currently In Use: 0; AST Temp Closed: 0 | 0 | 0 | 4 | 12198-097-011484 | BP PRODUCTS NORTH AMERICA
13900 | Permanently Closed | 1990-11-07 06:00 | 1978-01-01 06:00 | 1990-11-07 06:00 | Petroleum | Unleaded gasoline | Unleaded gasoline |  | Fiberglass reinforced plastic | Fiberglass reinforced plastic |  |  | Fiberglass reinforced plastic |  | 1901-01-01 06:00 | [15 empty] | UST Currently In Use: 0; UST Temp Close: 0; AST Currently In Use: 0; AST Temp Closed: 0 | 0 | 0 | 4 | 12198-097-011484 | BP PRODUCTS NORTH AMERICA
13901 | Permanently Closed | 1990-11-07 06:00 | 1978-01-01 06:00 | 1990-11-07 06:00 | Petroleum | On road diesel | On road diesel |  | Fiberglass reinforced plastic | Fiberglass reinforced plastic |  |  | Fiberglass reinforced plastic |  | 1901-01-01 06:00 | [15 empty] | UST Currently In Use: 0; UST Temp Close: 0; AST Currently In Use: 0; AST Temp Closed: 0 | 0 | 0 | 4 | 12198-097-011484 | BP PRODUCTS NORTH AMERICA
13902 | Permanently Closed | 2016-02-26 06:00 | 1981-02-01 06:00 | 2016-02-26 06:00 | Petroleum | Unleaded gasoline | Unleaded gasoline | Retail | Fiberglass reinforced plastic | Fiberglass reinforced plastic |  |  | Double Wall, Fiberglass reinforced plastic |  | 1901-01-01 06:00 |  | Catchment Basin, Single walled catchment basin | Audible high level alarm At 90% full, Automatic shutoff device At 95% full | Automatic shutoff device At 95% full |  |  | Continuous Automatic Tank Gauge |  | Containment Sump | Containment Sump | Interstitial Monitoring within Secondary Containment | SENSOR TO ATG | Annual line testing | Annual line testing |  | UST Currently In Use: 0; UST Temp Close: 0; AST Currently In Use: 0; AST Temp Closed: 0 | 0 | 0 | 4 | 23868-097-011485 | SLIDELL OIL COMPANY, LLC
13903 | Permanently Closed | 2016-02-26 06:00 | 1981-02-01 06:00 | 2016-02-26 06:00 | Petroleum | Other, ETHAN 100% | Other | Retail | Fiberglass reinforced plastic | Fiberglass reinforced plastic |  |  | Double Wall, Fiberglass reinforced plastic |  | 1901-01-01 06:00 |  | Catchment Basin, Single walled catchment basin | Automatic shutoff device At 95% full | Automatic shutoff device At 95% full |  |  | Continuous Automatic Tank Gauge |  |  |  | Interstitial Monitoring within Secondary Containment | SENSOR TO ATG | Annual line testing | Annual line testing |  | UST Currently In Use: 0; UST Temp Close: 0; AST Currently In Use: 0; AST Temp Closed: 0 | 0 | 0 | 4 | 23868-097-011485 | SLIDELL OIL COMPANY, LLC
13904 | Permanently Closed | 2016-02-26 06:00 | 1981-02-01 06:00 | 2016-02-26 06:00 | Petroleum | 100% biodiesel (Not Regulated) | 100% biodiesel (Not Regulated) | Retail | Fiberglass reinforced plastic | Fiberglass reinforced plastic |  |  | Double Wall, Fiberglass reinforced plastic |  | 1901-01-01 06:00 |  | Catchment Basin, Single walled catchment basin | Automatic shutoff device At 95% full | Automatic shutoff device At 95% full |  |  | Continuous Automatic Tank Gauge |  | Containment Sump | Containment Sump | Interstitial Monitoring within Secondary Containment | SENSOR TO ATG | Annual line testing | Annual line testing |  | UST Currently In Use: 0; UST Temp Close: 0; AST Currently In Use: 0; AST Temp Closed: 0 | 0 | 0 | 4 | 23868-097-011485 | SLIDELL OIL COMPANY, LLC
13905 | Permanently Closed | 2016-02-26 06:00 | 1981-02-01 06:00 | 2016-02-26 06:00 | Petroleum | On road diesel | On road diesel | Retail | Fiberglass reinforced plastic | Fiberglass reinforced plastic |  |  | Double Wall, Fiberglass reinforced plastic |  | 1901-01-01 06:00 |  | Catchment Basin, Single walled catchment basin | Automatic shutoff device At 95% full | Automatic shutoff device At 95% full |  |  | Continuous Automatic Tank Gauge |  | Containment Sump | Containment Sump | Interstitial Monitoring within Secondary Containment | SENSOR TO ATG | Annual line testing | Annual line testing |  | UST Currently In Use: 0; UST Temp Close: 0; AST Currently In Use: 0; AST Temp Closed: 0 | 0 | 0 | 4 | 23868-097-011485 | SLIDELL OIL COMPANY, LLC
13906 | Permanently Closed | 1901-01-01 06:00 | 1977-01-01 06:00 | 1988-01-01 06:00 | Petroleum | Unleaded gasoline | Unleaded gasoline |  | Fiberglass reinforced plastic | Fiberglass reinforced plastic |  |  | Fiberglass reinforced plastic |  | 1901-01-01 06:00 | [15 empty] | UST Currently In Use: 0; UST Temp Close: 0; AST Currently In Use: 0; AST Temp Closed: 0 | 0 | 0 | 7 | 21386-097-011487 | LADAS LAND AND DEVELOPMENT, INC.
13907 | Permanently Closed | 1901-01-01 06:00 | 1977-01-01 06:00 | 1988-01-01 06:00 | Petroleum | Unleaded gasoline | Unleaded gasoline |  | Fiberglass reinforced plastic | Fiberglass reinforced plastic |  |  | Fiberglass reinforced plastic |  | 1901-01-01 06:00 | [15 empty] | UST Currently In Use: 0; UST Temp Close: 0; AST Currently In Use: 0; AST Temp Closed: 0 | 0 | 0 | 7 | 21386-097-011487 | LADAS LAND AND DEVELOPMENT, INC.
13908 | Permanently Closed | 1901-01-01 06:00 | 1977-01-01 06:00 | 1988-01-01 06:00 | Petroleum | Unleaded gasoline | Unleaded gasoline |  | Fiberglass reinforced plastic | Fiberglass reinforced plastic |  |  | Fiberglass reinforced plastic |  | 1901-01-01 06:00 | [15 empty] | UST Currently In Use: 0; UST Temp Close: 0; AST Currently In Use: 0; AST Temp Closed: 0 | 0 | 0 | 7 | 21386-097-011487 | LADAS LAND AND DEVELOPMENT, INC.
13909 | Permanently Closed | 1901-01-01 06:00 | 1978-01-01 06:00 | 1988-01-01 06:00 | Petroleum | On road diesel | On road diesel |  | Fiberglass reinforced plastic | Fiberglass reinforced plastic |  |  | Fiberglass reinforced plastic |  | 1901-01-01 06:00 | [15 empty] | UST Currently In Use: 0; UST Temp Close: 0; AST Currently In Use: 0; AST Temp Closed: 0 | 0 | 0 | 7 | 21386-097-011487 | LADAS LAND AND DEVELOPMENT, INC.
13910 | Permanently Closed | 2005-10-11 06:00 | 1980-01-01 06:00 | 2007-10-11 06:00 | Petroleum | Unleaded gasoline | Unleaded gasoline | Retail | Fiberglass reinforced plastic | Fiberglass reinforced plastic |  |  | Fiberglass reinforced plastic |  | 1901-01-01 06:00 |  | Catchment Basin, Single walled catchment basin | Flow Rest 90% Full | Flow Rest 90% Full |  |  | Continuous Automatic Tank Gauge |  | Automatic shutoff device (AELLD) | Automatic shutoff device (AELLD) | [5 empty] | UST Currently In Use: 0; UST Temp Close: 0; AST Currently In Use: 0; AST Temp Closed: 0 | 0 | 0 | 7 | 21386-097-011487 | LADAS LAND AND DEVELOPMENT, INC.
13911 | Permanently Closed | 2005-10-11 06:00 | 1980-01-01 06:00 | 2007-10-11 06:00 | Petroleum | Mid-grade gasoline | Mid-grade gasoline | Retail | Fiberglass reinforced plastic | Fiberglass reinforced plastic |  |  | Fiberglass reinforced plastic |  | 1901-01-01 06:00 |  | Catchment Basin, Single walled catchment basin | Flow Rest 90% Full | Flow Rest 90% Full |  |  | Continuous Automatic Tank Gauge |  | Automatic shutoff device (AELLD) | Automatic shutoff device (AELLD) | [5 empty] | UST Currently In Use: 0; UST Temp Close: 0; AST Currently In Use: 0; AST Temp Closed: 0 | 0 | 0 | 7 | 21386-097-011487 | LADAS LAND AND DEVELOPMENT, INC.
13912 | Permanently Closed | 2005-10-11 06:00 | 1980-01-01 06:00 | 2007-10-11 06:00 | Petroleum | Premium gasoline | Premium gasoline | Retail | Fiberglass reinforced plastic | Fiberglass reinforced plastic |  |  | Fiberglass reinforced plastic |  | 1901-01-01 06:00 |  | Catchment Basin, Single walled catchment basin | Flow Rest 90% Full | Flow Rest 90% Full |  |  | Continuous Automatic Tank Gauge |  | Automatic shutoff device (AELLD) | Automatic shutoff device (AELLD) | [5 empty] | UST Currently In Use: 0; UST Temp Close: 0; AST Currently In Use: 0; AST Temp Closed: 0 | 0 | 0 | 7 | 21386-097-011487 | LADAS LAND AND DEVELOPMENT, INC.
13913 | Permanently Closed | 1901-01-01 06:00 | 1975-01-01 06:00 | 1988-01-01 06:00 | Petroleum | Unleaded gasoline | Unleaded gasoline |  | Steel | Steel |  | Painted or None | Steel |  | 1901-01-01 06:00 | [15 empty] | UST Currently In Use: 2; UST Temp Close: 1; AST Currently In Use: 0; AST Temp Closed: 0 | 2 | 1 | 4 | 23413-097-011491 | CIRCLE K STORES, INC.
13914 | Permanently Closed | 1901-01-01 06:00 | 1975-01-01 06:00 | 1988-01-01 06:00 | Petroleum | Unleaded gasoline | Unleaded gasoline |  | Steel | Steel |  | Painted or None | Steel |  | 1901-01-01 06:00 | [15 empty] | UST Currently In Use: 2; UST Temp Close: 1; AST Currently In Use: 0; AST Temp Closed: 0 | 2 | 1 | 4 | 23413-097-011491 | CIRCLE K STORES, INC.
13915 | Permanently Closed | 1901-01-01 06:00 | 1975-01-01 06:00 | 1988-01-01 06:00 | Petroleum | Unleaded gasoline | Unleaded gasoline |  | Steel | Steel |  | Painted or None | Steel |  | 1901-01-01 06:00 | [15 empty] | UST Currently In Use: 2; UST Temp Close: 1; AST Currently In Use: 0; AST Temp Closed: 0 | 2 | 1 | 4 | 23413-097-011491 | CIRCLE K STORES, INC.
13916 | Permanently Closed | 1901-01-01 06:00 | 1977-01-01 06:00 | 1988-01-01 06:00 | Petroleum | On road diesel | On road diesel |  | Steel | Steel |  | Painted or None | Steel |  | 1901-01-01 06:00 | [15 empty] | UST Currently In Use: 2; UST Temp Close: 1; AST Currently In Use: 0; AST Temp Closed: 0 | 2 | 1 | 4 | 23413-097-011491 | CIRCLE K STORES, INC.
13917 | Currently in Use |  | 1987-04-01 06:00 |  | Petroleum | Unleaded gasoline | Unleaded gasoline | Retail | Fiberglass reinforced plastic | Fiberglass reinforced plastic |  |  | Fiberglass reinforced plastic |  | 1901-01-01 06:00 |  | Catchment Basin, Single walled catchment basin | Flow Rest 90% Full | Flow Rest 90% Full |  |  | Continuous Automatic Tank Gauge, Statistical Inventory Reconciliation (SIR) |  | Automatic flow restrictor (MLLD) | Automatic flow restrictor (MLLD) |  |  | Statistical inventory reconciliation (SIR) | Statistical inventory reconciliation (SIR) |  | UST Currently In Use: 2; UST Temp Close: 1; AST Currently In Use: 0; AST Temp Closed: 0 | 2 | 1 | 4 | 23413-097-011491 | CIRCLE K STORES, INC.
13918 | Currently in Use |  | 1987-04-01 06:00 |  | Petroleum | Premium gasoline | Premium gasoline | Retail | Fiberglass reinforced plastic | Fiberglass reinforced plastic |  |  | Fiberglass reinforced plastic |  | 1901-01-01 06:00 |  | Catchment Basin, Single walled catchment basin | Flow Rest 90% Full | Flow Rest 90% Full |  |  | Continuous Automatic Tank Gauge, Statistical Inventory Reconciliation (SIR) |  | Automatic flow restrictor (MLLD) | Automatic flow restrictor (MLLD) |  |  | Statistical inventory reconciliation (SIR) | Statistical inventory reconciliation (SIR) |  | UST Currently In Use: 2; UST Temp Close: 1; AST Currently In Use: 0; AST Temp Closed: 0 | 2 | 1 | 4 | 23413-097-011491 | CIRCLE K STORES, INC.
13919 | Temporary Closed | 2018-11-08 06:00 | 1987-04-01 06:00 |  | Petroleum | Premium gasoline | Premium gasoline | Retail | Fiberglass reinforced plastic | Fiberglass reinforced plastic |  |  | Fiberglass reinforced plastic |  | 1901-01-01 06:00 |  | Catchment Basin, Single walled catchment basin | Audible high level alarm At 90% full, Flow Rest 90% Full | Flow Rest 90% Full |  |  | Continuous Automatic Tank Gauge, Statistical Inventory Reconciliation (SIR) |  | Automatic flow restrictor (MLLD) | Automatic flow restrictor (MLLD) |  |  | Annual line testing, Statistical inventory reconciliation (SIR) | Statistical inventory reconciliation (SIR) |  | UST Currently In Use: 2; UST Temp Close: 1; AST Currently In Use: 0; AST Temp Closed: 0 | 2 | 1 | 4 | 23413-097-011491 | CIRCLE K STORES, INC.
13920 | Temporary Closed | 2023-05-31 06:00 | 1978-01-01 06:00 |  | Petroleum | Unleaded gasoline | Unleaded gasoline | Retail | Fiberglass reinforced plastic | Fiberglass reinforced plastic |  |  | Fiberglass reinforced plastic |  | 1901-01-01 06:00 |  | Catchment Basin, Single walled catchment basin | Automatic shutoff device At 95% full | Automatic shutoff device At 95% full |  |  | Continuous Automatic Tank Gauge |  | Automatic flow restrictor (MLLD), Containment Sump | Containment Sump |  |  | Annual line testing | Annual line testing |  | UST Currently In Use: 0; UST Temp Close: 3; AST Currently In Use: 0; AST Temp Closed: 0 | 0 | 3 | 0 | 17418-097-011506 | KLYCE ENTERPRISES
13921 | Temporary Closed | 2019-03-27 06:00 | 1978-01-01 06:00 |  | Petroleum | Mid-grade gasoline | Mid-grade gasoline | Retail | Fiberglass reinforced plastic | Fiberglass reinforced plastic |  |  | Fiberglass reinforced plastic |  | 1901-01-01 06:00 |  | Catchment Basin, Single walled catchment basin | Flow Rest 90% Full | Flow Rest 90% Full |  |  | Continuous Automatic Tank Gauge |  | Automatic flow restrictor (MLLD), Containment Sump | Containment Sump |  |  | Annual line testing | Annual line testing |  | UST Currently In Use: 0; UST Temp Close: 3; AST Currently In Use: 0; AST Temp Closed: 0 | 0 | 3 | 0 | 17418-097-011506 | KLYCE ENTERPRISES
13922 | Temporary Closed | 2023-05-31 06:00 | 1978-01-01 06:00 |  | Petroleum | Premium gasoline | Premium gasoline | Retail | Fiberglass reinforced plastic | Fiberglass reinforced plastic |  |  | Fiberglass reinforced plastic |  | 1901-01-01 06:00 |  | Catchment Basin, Single walled catchment basin | Flow Rest 90% Full | Flow Rest 90% Full |  |  | Continuous Automatic Tank Gauge |  | Automatic flow restrictor (MLLD), Containment Sump | Containment Sump |  |  | Annual line testing | Annual line testing |  | UST Currently In Use: 0; UST Temp Close: 3; AST Currently In Use: 0; AST Temp Closed: 0 | 0 | 3 | 0 | 17418-097-011506 | KLYCE ENTERPRISES
13923 | Cannot Locate or abandoned |  | 1987-01-01 06:00 |  | Petroleum | On road diesel | On road diesel |  | Fiberglass reinforced plastic | Fiberglass reinforced plastic |  |  | Fiberglass reinforced plastic |  | 1901-01-01 06:00 | [15 empty] | UST Currently In Use: 0; UST Temp Close: 3; AST Currently In Use: 0; AST Temp Closed: 0 | 0 | 3 | 0 | 17418-097-011506 | KLYCE ENTERPRISES
13924 | Permanently Closed | 1988-11-01 06:00 | 1947-01-01 06:00 | 1988-11-01 06:00 | Petroleum | Used oil | Used oil |  | Steel | Steel |  | Painted or None | Steel |  | 1901-01-01 06:00 | [15 empty] | UST Currently In Use: 0; UST Temp Close: 0; AST Currently In Use: 0; AST Temp Closed: 0 | 0 | 0 | 7 | 19882-097-011508 | HAROLD LAMBERT
13925 | Permanently Closed | 1988-11-01 06:00 | 1953-01-01 06:00 | 1988-11-01 06:00 | Petroleum | Unleaded gasoline | Unleaded gasoline |  | Steel | Steel |  | Painted or None | Steel |  | 1901-01-01 06:00 | [15 empty] | UST Currently In Use: 0; UST Temp Close: 0; AST Currently In Use: 0; AST Temp Closed: 0 | 0 | 0 | 7 | 19882-097-011508 | HAROLD LAMBERT
13926 | Permanently Closed | 1988-11-01 06:00 | 1947-01-01 06:00 | 1988-11-01 06:00 | Petroleum | Unleaded gasoline | Unleaded gasoline |  | Steel | Steel |  | Painted or None | Steel |  | 1901-01-01 06:00 | [15 empty] | UST Currently In Use: 0; UST Temp Close: 0; AST Currently In Use: 0; AST Temp Closed: 0 | 0 | 0 | 7 | 19882-097-011508 | HAROLD LAMBERT
13927 | Permanently Closed | 1988-11-01 06:00 | 1947-01-01 06:00 | 1988-11-01 06:00 | Petroleum | Unleaded gasoline | Unleaded gasoline |  | Steel | Steel |  | Painted or None | Steel |  | 1901-01-01 06:00 | [15 empty] | UST Currently In Use: 0; UST Temp Close: 0; AST Currently In Use: 0; AST Temp Closed: 0 | 0 | 0 | 7 | 19882-097-011508 | HAROLD LAMBERT
13928 | Permanently Closed | 1989-12-29 06:00 | 1971-01-01 06:00 | 1989-12-29 06:00 | Petroleum | Used oil | Used oil |  | Steel | Steel |  | Painted or None | Steel |  | 1901-01-01 06:00 | [15 empty] | UST Currently In Use: 0; UST Temp Close: 0; AST Currently In Use: 0; AST Temp Closed: 0 | 0 | 0 | 4 | 12198-097-011509 | BP PRODUCTS NORTH AMERICA
13929 | Permanently Closed | 1992-03-01 06:00 | 1978-01-01 06:00 | 1993-03-08 06:00 | Petroleum | Unleaded gasoline | Unleaded gasoline |  | Fiberglass reinforced plastic | Fiberglass reinforced plastic |  |  | Fiberglass reinforced plastic |  | 1901-01-01 06:00 | [15 empty] | UST Currently In Use: 0; UST Temp Close: 0; AST Currently In Use: 0; AST Temp Closed: 0 | 0 | 0 | 4 | 12198-097-011509 | BP PRODUCTS NORTH AMERICA
13930 | Permanently Closed | 1992-03-01 06:00 | 1978-01-01 06:00 | 1993-03-08 06:00 | Petroleum | Unleaded gasoline | Unleaded gasoline |  | Fiberglass reinforced plastic | Fiberglass reinforced plastic |  |  | Fiberglass reinforced plastic |  | 1901-01-01 06:00 | [15 empty] | UST Currently In Use: 0; UST Temp Close: 0; AST Currently In Use: 0; AST Temp Closed: 0 | 0 | 0 | 4 | 12198-097-011509 | BP PRODUCTS NORTH AMERICA
13931 | Permanently Closed | 1992-03-01 06:00 | 1978-01-01 06:00 | 1993-03-08 06:00 | Petroleum | Unleaded gasoline | Unleaded gasoline |  | Fiberglass reinforced plastic | Fiberglass reinforced plastic |  |  | Fiberglass reinforced plastic |  | 1901-01-01 06:00 | [15 empty] | UST Currently In Use: 0; UST Temp Close: 0; AST Currently In Use: 0; AST Temp Closed: 0 | 0 | 0 | 4 | 12198-097-011509 | BP PRODUCTS NORTH AMERICA
13932 | Permanently Closed | 1986-01-01 06:00 | 1978-01-01 06:00 | 1986-01-01 06:00 | Petroleum | Unleaded gasoline | Unleaded gasoline |  | Fiberglass reinforced plastic | Fiberglass reinforced plastic |  |  | Fiberglass reinforced plastic |  | 1901-01-01 06:00 | [15 empty] | UST Currently In Use: 0; UST Temp Close: 0; AST Currently In Use: 0; AST Temp Closed: 0 | 0 | 0 | 4 | 12198-097-011510 | BP PRODUCTS NORTH AMERICA
13933 | Permanently Closed | 1986-01-01 06:00 | 1978-01-01 06:00 | 1986-01-01 06:00 | Petroleum | Unleaded gasoline | Unleaded gasoline |  | Fiberglass reinforced plastic | Fiberglass reinforced plastic |  |  | Fiberglass reinforced plastic |  | 1901-01-01 06:00 | [15 empty] | UST Currently In Use: 0; UST Temp Close: 0; AST Currently In Use: 0; AST Temp Closed: 0 | 0 | 0 | 4 | 12198-097-011510 | BP PRODUCTS NORTH AMERICA
13934 | Permanently Closed | 1986-01-01 06:00 | 1978-01-01 06:00 | 1986-01-01 06:00 | Petroleum | Unleaded gasoline | Unleaded gasoline |  | Fiberglass reinforced plastic | Fiberglass reinforced plastic |  |  | Fiberglass reinforced plastic |  | 1901-01-01 06:00 | [15 empty] | UST Currently In Use: 0; UST Temp Close: 0; AST Currently In Use: 0; AST Temp Closed: 0 | 0 | 0 | 4 | 12198-097-011510 | BP PRODUCTS NORTH AMERICA
13935 | Permanently Closed | 1986-01-01 06:00 | 1978-01-01 06:00 | 1986-01-01 06:00 | Petroleum | Unleaded gasoline | Unleaded gasoline |  | Fiberglass reinforced plastic | Fiberglass reinforced plastic |  |  | Fiberglass reinforced plastic |  | 1901-01-01 06:00 | [15 empty] | UST Currently In Use: 0; UST Temp Close: 0; AST Currently In Use: 0; AST Temp Closed: 0 | 0 | 0 | 4 | 12198-097-011510 | BP PRODUCTS NORTH AMERICA
13936 | Permanently Closed | 2004-01-31 06:00 | 1978-01-01 06:00 | 2004-06-30 06:00 | Petroleum | Unleaded gasoline | Unleaded gasoline | Retail | Fiberglass reinforced plastic | Fiberglass reinforced plastic |  |  | Fiberglass reinforced plastic |  | 1901-01-01 06:00 |  | Catchment Basin, Single walled catchment basin | Flow Rest 90% Full | Flow Rest 90% Full |  |  | Statistical Inventory Reconciliation (SIR) | [5 empty] | Statistical inventory reconciliation (SIR) | Statistical inventory reconciliation (SIR) |  | UST Currently In Use: 0; UST Temp Close: 0; AST Currently In Use: 0; AST Temp Closed: 0 | 0 | 0 | 4 | 19451-097-011511 | TERRY DEES
13937 | Permanently Closed | 2004-01-31 06:00 | 1978-01-01 06:00 | 2004-06-30 06:00 | Petroleum | Mid-grade gasoline | Mid-grade gasoline | Retail | Fiberglass reinforced plastic | Fiberglass reinforced plastic |  |  | Fiberglass reinforced plastic |  | 1901-01-01 06:00 |  | Catchment Basin, Single walled catchment basin | Flow Rest 90% Full | Flow Rest 90% Full |  |  | Statistical Inventory Reconciliation (SIR) | [5 empty] | Statistical inventory reconciliation (SIR) | Statistical inventory reconciliation (SIR) |  | UST Currently In Use: 0; UST Temp Close: 0; AST Currently In Use: 0; AST Temp Closed: 0 | 0 | 0 | 4 | 19451-097-011511 | TERRY DEES
13938 | Permanently Closed | 2004-01-31 06:00 | 1978-01-01 06:00 | 2004-06-30 06:00 | Petroleum | Premium gasoline | Premium gasoline | Retail | Fiberglass reinforced plastic | Fiberglass reinforced plastic |  |  | Fiberglass reinforced plastic |  | 1901-01-01 06:00 |  | Catchment Basin, Single walled catchment basin | Flow Rest 90% Full | Flow Rest 90% Full |  |  | Statistical Inventory Reconciliation (SIR) | [5 empty] | Statistical inventory reconciliation (SIR) | Statistical inventory reconciliation (SIR) |  | UST Currently In Use: 0; UST Temp Close: 0; AST Currently In Use: 0; AST Temp Closed: 0 | 0 | 0 | 4 | 19451-097-011511 | TERRY DEES
13939 | Permanently Closed | 2001-02-02 06:00 | 1981-04-01 06:00 | 2002-02-26 06:00 | Petroleum | Unleaded gasoline | Unleaded gasoline | Retail | Fiberglass reinforced plastic | Fiberglass reinforced plastic |  |  | Fiberglass reinforced plastic |  | 1901-01-01 06:00 |  | Catchment Basin, Single walled catchment basin | Flow Rest 90% Full | Flow Rest 90% Full |  |  | Continuous Automatic Tank Gauge, Statistical Inventory Reconciliation (SIR) |  | Automatic shutoff device (AELLD) | Automatic shutoff device (AELLD) |  |  | Annual line testing, Statistical inventory reconciliation (SIR) | Statistical inventory reconciliation (SIR) |  | UST Currently In Use: 0; UST Temp Close: 0; AST Currently In Use: 0; AST Temp Closed: 0 | 0 | 0 | 4 | 12198-097-011512 | BP PRODUCTS NORTH AMERICA
13940 | Permanently Closed | 2001-02-02 06:00 | 1981-04-01 06:00 | 2002-02-26 06:00 | Petroleum | Mid-grade gasoline | Mid-grade gasoline | Retail | Fiberglass reinforced plastic | Fiberglass reinforced plastic |  |  | Fiberglass reinforced plastic |  | 1901-01-01 06:00 |  | Catchment Basin, Single walled catchment basin | Flow Rest 90% Full | Flow Rest 90% Full |  |  | Continuous Automatic Tank Gauge, Statistical Inventory Reconciliation (SIR) |  | Automatic shutoff device (AELLD) | Automatic shutoff device (AELLD) |  |  | Annual line testing, Statistical inventory reconciliation (SIR) | Statistical inventory reconciliation (SIR) |  | UST Currently In Use: 0; UST Temp Close: 0; AST Currently In Use: 0; AST Temp Closed: 0 | 0 | 0 | 4 | 12198-097-011512 | BP PRODUCTS NORTH AMERICA
13941 | Permanently Closed | 2001-02-02 06:00 | 1981-04-01 06:00 | 2002-02-26 06:00 | Petroleum | Premium gasoline | Premium gasoline | Retail | Fiberglass reinforced plastic | Fiberglass reinforced plastic |  |  | Fiberglass reinforced plastic |  | 1901-01-01 06:00 |  | Catchment Basin, Single walled catchment basin | Flow Rest 90% Full | Flow Rest 90% Full |  |  | Continuous Automatic Tank Gauge, Statistical Inventory Reconciliation (SIR) |  | Automatic shutoff device (AELLD) | Automatic shutoff device (AELLD) |  |  | Annual line testing, Statistical inventory reconciliation (SIR) | Statistical inventory reconciliation (SIR) |  | UST Currently In Use: 0; UST Temp Close: 0; AST Currently In Use: 0; AST Temp Closed: 0 | 0 | 0 | 4 | 12198-097-011512 | BP PRODUCTS NORTH AMERICA
13942 | Permanently Closed | 2001-02-02 06:00 | 1981-04-01 06:00 | 2002-02-26 06:00 | Petroleum | On road diesel | On road diesel | Retail | Fiberglass reinforced plastic | Fiberglass reinforced plastic |  |  | Fiberglass reinforced plastic |  | 1901-01-01 06:00 |  | Catchment Basin, Single walled catchment basin | Flow Rest 90% Full | Flow Rest 90% Full |  |  | Continuous Automatic Tank Gauge, Statistical Inventory Reconciliation (SIR) |  | Automatic shutoff device (AELLD) | Automatic shutoff device (AELLD) |  |  | Annual line testing, Statistical inventory reconciliation (SIR) | Statistical inventory reconciliation (SIR) |  | UST Currently In Use: 0; UST Temp Close: 0; AST Currently In Use: 0; AST Temp Closed: 0 | 0 | 0 | 4 | 12198-097-011512 | BP PRODUCTS NORTH AMERICA
13943 | Permanently Closed | 1901-01-01 06:00 | 1965-01-01 06:00 | 1988-01-01 06:00 | Petroleum | Unleaded gasoline | Unleaded gasoline |  | Steel | Steel |  | Painted or None | Steel |  | 1901-01-01 06:00 | [15 empty] | UST Currently In Use: 0; UST Temp Close: 0; AST Currently In Use: 0; AST Temp Closed: 0 | 0 | 0 | 8 | 12198-097-011513 | BP PRODUCTS NORTH AMERICA
13944 | Permanently Closed | 1901-01-01 06:00 | 1965-01-01 06:00 | 1988-01-01 06:00 | Petroleum | Unleaded gasoline | Unleaded gasoline |  | Steel | Steel |  | Painted or None | Steel |  | 1901-01-01 06:00 | [15 empty] | UST Currently In Use: 0; UST Temp Close: 0; AST Currently In Use: 0; AST Temp Closed: 0 | 0 | 0 | 8 | 12198-097-011513 | BP PRODUCTS NORTH AMERICA
13945 | Permanently Closed | 1901-01-01 06:00 | 1965-01-01 06:00 | 1988-01-01 06:00 | Petroleum | Unleaded gasoline | Unleaded gasoline |  | Steel | Steel |  | Painted or None | Steel |  | 1901-01-01 06:00 | [15 empty] | UST Currently In Use: 0; UST Temp Close: 0; AST Currently In Use: 0; AST Temp Closed: 0 | 0 | 0 | 8 | 12198-097-011513 | BP PRODUCTS NORTH AMERICA
13946 | Permanently Closed | 1901-01-01 06:00 | 1965-01-01 06:00 | 1988-01-01 06:00 | Petroleum | Unleaded gasoline | Unleaded gasoline |  | Steel | Steel |  | Painted or None | Steel |  | 1901-01-01 06:00 | [15 empty] | UST Currently In Use: 0; UST Temp Close: 0; AST Currently In Use: 0; AST Temp Closed: 0 | 0 | 0 | 8 | 12198-097-011513 | BP PRODUCTS NORTH AMERICA
13947 | Permanently Closed | 1901-01-01 06:00 | 1965-01-01 06:00 | 1988-01-01 06:00 | Petroleum | Unleaded gasoline | Unleaded gasoline |  | Steel | Steel |  | Painted or None | Steel |  | 1901-01-01 06:00 | [15 empty] | UST Currently In Use: 0; UST Temp Close: 0; AST Currently In Use: 0; AST Temp Closed: 0 | 0 | 0 | 8 | 12198-097-011513 | BP PRODUCTS NORTH AMERICA
13948 | Permanently Closed | 2000-05-30 06:00 | 1986-04-01 06:00 | 2001-10-09 06:00 | Petroleum | Unleaded gasoline | Unleaded gasoline | Retail | Fiberglass reinforced plastic | Fiberglass reinforced plastic |  |  | Fiberglass reinforced plastic |  | 1901-01-01 06:00 | None | Catchment Basin, Single walled catchment basin | Flow Rest 90% Full | Flow Rest 90% Full |  |  | Continuous Automatic Tank Gauge |  | Automatic shutoff device (AELLD) | Automatic shutoff device (AELLD) |  |  | Annual line testing | Annual line testing |  | UST Currently In Use: 0; UST Temp Close: 0; AST Currently In Use: 0; AST Temp Closed: 0 | 0 | 0 | 8 | 12198-097-011513 | BP PRODUCTS NORTH AMERICA
13949 | Permanently Closed | 2000-05-30 06:00 | 1986-04-01 06:00 | 2001-10-09 06:00 | Petroleum | Mid-grade gasoline | Mid-grade gasoline | Retail | Fiberglass reinforced plastic | Fiberglass reinforced plastic |  |  | Fiberglass reinforced plastic |  | 1901-01-01 06:00 | None | Catchment Basin, Single walled catchment basin | Flow Rest 90% Full | Flow Rest 90% Full |  |  | Continuous Automatic Tank Gauge |  | Automatic shutoff device (AELLD) | Automatic shutoff device (AELLD) |  |  | Annual line testing | Annual line testing |  | UST Currently In Use: 0; UST Temp Close: 0; AST Currently In Use: 0; AST Temp Closed: 0 | 0 | 0 | 8 | 12198-097-011513 | BP PRODUCTS NORTH AMERICA
13950 | Permanently Closed | 2000-05-30 06:00 | 1986-04-01 06:00 | 2001-10-09 06:00 | Petroleum | Premium gasoline | Premium gasoline | Retail | Fiberglass reinforced plastic | Fiberglass reinforced plastic |  |  | Fiberglass reinforced plastic |  | 1901-01-01 06:00 | None | Catchment Basin, Single walled catchment basin | Flow Rest 90% Full | Flow Rest 90% Full |  |  | Continuous Automatic Tank Gauge |  | Automatic shutoff device (AELLD) | Automatic shutoff device (AELLD) |  |  | Annual line testing | Annual line testing |  | UST Currently In Use: 0; UST Temp Close: 0; AST Currently In Use: 0; AST Temp Closed: 0 | 0 | 0 | 8 | 12198-097-011513 | BP PRODUCTS NORTH AMERICA
13951 | Permanently Closed | 1991-12-01 06:00 | 1978-01-01 06:00 | 1993-07-12 06:00 | Petroleum | Unleaded gasoline | Unleaded gasoline |  | Fiberglass reinforced plastic | Fiberglass reinforced plastic |  |  | Fiberglass reinforced plastic |  | 1901-01-01 06:00 | [15 empty] | UST Currently In Use: 0; UST Temp Close: 0; AST Currently In Use: 0; AST Temp Closed: 0 | 0 | 0 | 4 | 12198-097-011514 | BP PRODUCTS NORTH AMERICA
13952 | Permanently Closed | 1991-12-01 06:00 | 1978-01-01 06:00 | 1993-07-12 06:00 | Petroleum | Unleaded gasoline | Unleaded gasoline |  | Fiberglass reinforced plastic | Fiberglass reinforced plastic |  |  | Fiberglass reinforced plastic |  | 1901-01-01 06:00 | [15 empty] | UST Currently In Use: 0; UST Temp Close: 0; AST Currently In Use: 0; AST Temp Closed: 0 | 0 | 0 | 4 | 12198-097-011514 | BP PRODUCTS NORTH AMERICA
13953 | Permanently Closed | 1991-12-01 06:00 | 1978-01-01 06:00 | 1993-07-12 06:00 | Petroleum | Unleaded gasoline | Unleaded gasoline |  | Fiberglass reinforced plastic | Fiberglass reinforced plastic |  |  | Fiberglass reinforced plastic |  | 1901-01-01 06:00 | [15 empty] | UST Currently In Use: 0; UST Temp Close: 0; AST Currently In Use: 0; AST Temp Closed: 0 | 0 | 0 | 4 | 12198-097-011514 | BP PRODUCTS NORTH AMERICA
13954 | Permanently Closed | 1991-12-01 06:00 | 1978-01-01 06:00 | 1993-07-12 06:00 | Petroleum | On road diesel | On road diesel |  | Fiberglass reinforced plastic | Fiberglass reinforced plastic |  |  | Fiberglass reinforced plastic |  | 1901-01-01 06:00 | [15 empty] | UST Currently In Use: 0; UST Temp Close: 0; AST Currently In Use: 0; AST Temp Closed: 0 | 0 | 0 | 4 | 12198-097-011514 | BP PRODUCTS NORTH AMERICA
13955 | Permanently Closed | 1989-12-14 06:00 | 1964-01-01 06:00 | 1993-07-15 06:00 | Petroleum | Used oil | Used oil |  | Steel | Steel |  | Painted or None | Steel |  | 1901-01-01 06:00 | [15 empty] | UST Currently In Use: 0; UST Temp Close: 0; AST Currently In Use: 0; AST Temp Closed: 0 | 0 | 0 | 5 | 12198-097-011515 | BP PRODUCTS NORTH AMERICA
13956 | Permanently Closed | 1992-09-30 06:00 | 1978-01-01 06:00 | 1993-07-15 06:00 | Petroleum | Unleaded gasoline | Unleaded gasoline |  | Fiberglass reinforced plastic | Fiberglass reinforced plastic |  |  | Fiberglass reinforced plastic |  | 1901-01-01 06:00 | [15 empty] | UST Currently In Use: 0; UST Temp Close: 0; AST Currently In Use: 0; AST Temp Closed: 0 | 0 | 0 | 5 | 12198-097-011515 | BP PRODUCTS NORTH AMERICA
13957 | Permanently Closed | 1992-09-30 06:00 | 1978-01-01 06:00 | 1993-07-15 06:00 | Petroleum | Unleaded gasoline | Unleaded gasoline |  | Fiberglass reinforced plastic | Fiberglass reinforced plastic |  |  | Fiberglass reinforced plastic |  | 1901-01-01 06:00 | [15 empty] | UST Currently In Use: 0; UST Temp Close: 0; AST Currently In Use: 0; AST Temp Closed: 0 | 0 | 0 | 5 | 12198-097-011515 | BP PRODUCTS NORTH AMERICA
13958 | Permanently Closed | 1992-09-30 06:00 | 1978-01-01 06:00 | 1993-07-15 06:00 | Petroleum | Unleaded gasoline | Unleaded gasoline |  | Fiberglass reinforced plastic | Fiberglass reinforced plastic |  |  | Fiberglass reinforced plastic |  | 1901-01-01 06:00 | [15 empty] | UST Currently In Use: 0; UST Temp Close: 0; AST Currently In Use: 0; AST Temp Closed: 0 | 0 | 0 | 5 | 12198-097-011515 | BP PRODUCTS NORTH AMERICA
13959 | Permanently Closed | 1992-09-30 06:00 | 1978-01-01 06:00 | 1993-07-15 06:00 | Petroleum | On road diesel | On road diesel |  | Fiberglass reinforced plastic | Fiberglass reinforced plastic |  |  | Fiberglass reinforced plastic |  | 1901-01-01 06:00 | [15 empty] | UST Currently In Use: 0; UST Temp Close: 0; AST Currently In Use: 0; AST Temp Closed: 0 | 0 | 0 | 5 | 12198-097-011515 | BP PRODUCTS NORTH AMERICA
13964 | Permanently Closed | 1901-01-01 06:00 | 1976-01-01 06:00 | 1988-11-02 06:00 | Petroleum | Used oil | Used oil |  | Steel | Steel |  |  | Other, NONE |  | 1901-01-01 06:00 | [15 empty] | UST Currently In Use: 0; UST Temp Close: 0; AST Currently In Use: 0; AST Temp Closed: 0 | 0 | 0 | 1 | 12198-101-006070 | BP PRODUCTS NORTH AMERICA
13965 | Permanently Closed | 1986-12-31 06:00 | 1952-01-01 06:00 | 1986-12-31 06:00 | Petroleum | Unleaded gasoline | Unleaded gasoline |  | Steel | Steel |  | Painted or None | Steel |  | 1901-01-01 06:00 | [15 empty] | UST Currently In Use: 0; UST Temp Close: 0; AST Currently In Use: 0; AST Temp Closed: 0 | 0 | 0 | 4 | 12198-101-011494 | BP PRODUCTS NORTH AMERICA
13966 | Permanently Closed | 1986-12-31 06:00 | 1952-01-01 06:00 | 1986-12-31 06:00 | Petroleum | Unleaded gasoline | Unleaded gasoline |  | Steel | Steel |  | Painted or None | Steel |  | 1901-01-01 06:00 | [15 empty] | UST Currently In Use: 0; UST Temp Close: 0; AST Currently In Use: 0; AST Temp Closed: 0 | 0 | 0 | 4 | 12198-101-011494 | BP PRODUCTS NORTH AMERICA
13967 | Permanently Closed | 1989-12-31 06:00 | 1952-01-01 06:00 | 1989-12-31 06:00 | Petroleum | Unleaded gasoline | Unleaded gasoline |  | Steel | Steel |  | Painted or None | Steel |  | 1901-01-01 06:00 | [15 empty] | UST Currently In Use: 0; UST Temp Close: 0; AST Currently In Use: 0; AST Temp Closed: 0 | 0 | 0 | 4 | 12198-101-011494 | BP PRODUCTS NORTH AMERICA
13968 | Permanently Closed | 1986-12-31 06:00 | 1952-01-01 06:00 | 1986-12-31 06:00 | Petroleum | Unleaded gasoline | Unleaded gasoline |  | Steel | Steel |  | Painted or None | Steel |  | 1901-01-01 06:00 | [15 empty] | UST Currently In Use: 0; UST Temp Close: 0; AST Currently In Use: 0; AST Temp Closed: 0 | 0 | 0 | 4 | 12198-101-011494 | BP PRODUCTS NORTH AMERICA
13969 | Permanently Closed | 1901-01-01 06:00 | 1965-01-01 06:00 | 1989-11-01 06:00 | Petroleum | Unleaded gasoline | Unleaded gasoline |  | Steel | Steel |  | Painted or None | Steel |  | 1901-01-01 06:00 | [15 empty] | UST Currently In Use: 0; UST Temp Close: 0; AST Currently In Use: 0; AST Temp Closed: 0 | 0 | 0 | 3 | 12198-101-011496 | BP PRODUCTS NORTH AMERICA
13970 | Permanently Closed | 1901-01-01 06:00 | 1965-01-01 06:00 | 1989-11-01 06:00 | Petroleum | Unleaded gasoline | Unleaded gasoline |  | Steel | Steel |  | Painted or None | Steel |  | 1901-01-01 06:00 | [15 empty] | UST Currently In Use: 0; UST Temp Close: 0; AST Currently In Use: 0; AST Temp Closed: 0 | 0 | 0 | 3 | 12198-101-011496 | BP PRODUCTS NORTH AMERICA
13971 | Permanently Closed | 1901-01-01 06:00 | 1965-01-01 06:00 | 1989-11-01 06:00 | Petroleum | Unleaded gasoline | Unleaded gasoline |  | Steel | Steel |  | Painted or None | Steel |  | 1901-01-01 06:00 | [15 empty] | UST Currently In Use: 0; UST Temp Close: 0; AST Currently In Use: 0; AST Temp Closed: 0 | 0 | 0 | 3 | 12198-101-011496 | BP PRODUCTS NORTH AMERICA
13972 | Permanently Closed | 1988-12-31 06:00 | 1960-01-01 06:00 | 1988-12-31 06:00 | Petroleum | Unleaded gasoline | Unleaded gasoline |  | Steel | Steel |  | Painted or None | Steel |  | 1901-01-01 06:00 | [15 empty] | UST Currently In Use: 0; UST Temp Close: 0; AST Currently In Use: 0; AST Temp Closed: 0 | 0 | 0 | 5 | 12198-101-011497 | BP PRODUCTS NORTH AMERICA
13973 | Permanently Closed | 1988-12-31 06:00 | 1960-01-01 06:00 | 1988-12-31 06:00 | Petroleum | Unleaded gasoline | Unleaded gasoline |  | Steel | Steel |  | Painted or None | Steel |  | 1901-01-01 06:00 | [15 empty] | UST Currently In Use: 0; UST Temp Close: 0; AST Currently In Use: 0; AST Temp Closed: 0 | 0 | 0 | 5 | 12198-101-011497 | BP PRODUCTS NORTH AMERICA
13974 | Permanently Closed | 1986-12-31 06:00 | 1960-01-01 06:00 | 1986-12-31 06:00 | Petroleum | Unleaded gasoline | Unleaded gasoline |  | Steel | Steel |  | Painted or None | Steel |  | 1901-01-01 06:00 | [15 empty] | UST Currently In Use: 0; UST Temp Close: 0; AST Currently In Use: 0; AST Temp Closed: 0 | 0 | 0 | 5 | 12198-101-011497 | BP PRODUCTS NORTH AMERICA
13975 | Permanently Closed | 1988-12-31 06:00 | 1960-01-01 06:00 | 1988-12-31 06:00 | Petroleum | Unleaded gasoline | Unleaded gasoline |  | Steel | Steel |  | Painted or None | Steel |  | 1901-01-01 06:00 | [15 empty] | UST Currently In Use: 0; UST Temp Close: 0; AST Currently In Use: 0; AST Temp Closed: 0 | 0 | 0 | 5 | 12198-101-011497 | BP PRODUCTS NORTH AMERICA
13976 | Permanently Closed | 1988-12-31 06:00 | 1960-01-01 06:00 | 1988-12-31 06:00 | Petroleum | Unleaded gasoline | Unleaded gasoline |  | Steel | Steel |  | Painted or None | Steel |  | 1901-01-01 06:00 | [15 empty] | UST Currently In Use: 0; UST Temp Close: 0; AST Currently In Use: 0; AST Temp Closed: 0 | 0 | 0 | 5 | 12198-101-011497 | BP PRODUCTS NORTH AMERICA
13977 | Permanently Closed | 1990-03-10 06:00 | 1978-01-01 06:00 | 1990-05-15 06:00 | Petroleum | Unleaded gasoline | Unleaded gasoline |  | Fiberglass reinforced plastic | Fiberglass reinforced plastic |  |  | Fiberglass reinforced plastic |  | 1901-01-01 06:00 | [12 empty] | Annual line testing | Annual line testing |  | UST Currently In Use: 0; UST Temp Close: 0; AST Currently In Use: 0; AST Temp Closed: 0 | 0 | 0 | 6 | 22142-101-011498 | ACHIEVA INC
13978 | Permanently Closed | 1990-03-15 06:00 | 1978-01-01 06:00 | 1990-05-15 06:00 | Petroleum | Unleaded gasoline | Unleaded gasoline |  | Fiberglass reinforced plastic | Fiberglass reinforced plastic |  |  | Fiberglass reinforced plastic |  | 1901-01-01 06:00 | [12 empty] | Annual line testing | Annual line testing |  | UST Currently In Use: 0; UST Temp Close: 0; AST Currently In Use: 0; AST Temp Closed: 0 | 0 | 0 | 6 | 22142-101-011498 | ACHIEVA INC
13979 | Permanently Closed | 1990-06-30 06:00 | 1978-01-01 06:00 | 1990-06-30 06:00 | Petroleum | Unleaded gasoline | Unleaded gasoline |  | Fiberglass reinforced plastic | Fiberglass reinforced plastic |  |  | Fiberglass reinforced plastic |  | 1901-01-01 06:00 | [12 empty] | Annual line testing | Annual line testing |  | UST Currently In Use: 0; UST Temp Close: 0; AST Currently In Use: 0; AST Temp Closed: 0 | 0 | 0 | 6 | 22142-101-011498 | ACHIEVA INC
13980 | Permanently Closed | 2020-09-23 06:00 | 1990-04-14 06:00 | 2020-12-30 06:00 | Petroleum | Unleaded gasoline | Unleaded gasoline | Retail | Fiberglass reinforced plastic | Fiberglass reinforced plastic |  |  | Fiberglass reinforced plastic |  | 1901-01-01 06:00 | None | Catchment Basin, Single walled catchment basin | Flow Rest 90% Full | Flow Rest 90% Full |  |  | Continuous Automatic Tank Gauge |  | Automatic flow restrictor (MLLD) | Automatic flow restrictor (MLLD) |  |  | Annual line testing | Annual line testing |  | UST Currently In Use: 0; UST Temp Close: 0; AST Currently In Use: 0; AST Temp Closed: 0 | 0 | 0 | 6 | 22142-101-011498 | ACHIEVA INC
13981 | Permanently Closed | 2020-03-03 06:00 | 1990-04-14 06:00 | 2020-12-30 06:00 | Petroleum | Mid-grade gasoline | Mid-grade gasoline | Retail | Fiberglass reinforced plastic | Fiberglass reinforced plastic |  |  | Fiberglass reinforced plastic |  | 1901-01-01 06:00 | None | Catchment Basin, Single walled catchment basin | Flow Rest 90% Full | Flow Rest 90% Full |  |  | Continuous Automatic Tank Gauge |  | Automatic flow restrictor (MLLD), MAINIFOLD | Automatic flow restrictor (MLLD) |  |  | Annual line testing, Other, MANIFOLDED | Other |  | UST Currently In Use: 0; UST Temp Close: 0; AST Currently In Use: 0; AST Temp Closed: 0 | 0 | 0 | 6 | 22142-101-011498 | ACHIEVA INC
13982 | Permanently Closed | 2020-03-03 06:00 | 1990-04-14 06:00 | 2020-12-30 06:00 | Petroleum | Premium gasoline | Premium gasoline | Retail | Fiberglass reinforced plastic | Fiberglass reinforced plastic |  |  | Fiberglass reinforced plastic |  | 1901-01-01 06:00 | None | Catchment Basin, Single walled catchment basin | Flow Rest 90% Full | Flow Rest 90% Full |  |  | Continuous Automatic Tank Gauge |  | Automatic flow restrictor (MLLD) | Automatic flow restrictor (MLLD) |  |  | Annual line testing | Annual line testing |  | UST Currently In Use: 0; UST Temp Close: 0; AST Currently In Use: 0; AST Temp Closed: 0 | 0 | 0 | 6 | 22142-101-011498 | ACHIEVA INC
13983 | Permanently Closed | 2017-01-01 06:00 | 1986-01-01 06:00 | 2017-03-16 06:00 | Petroleum | Unleaded gasoline | Unleaded gasoline | Retail | Fiberglass reinforced plastic | Fiberglass reinforced plastic |  |  | Fiberglass reinforced plastic |  | 1901-01-01 06:00 | None | Catchment Basin, Single walled catchment basin | Flow Rest 90% Full | Flow Rest 90% Full |  |  | Continuous Automatic Tank Gauge | [5 empty] | Annual line testing | Annual line testing |  | UST Currently In Use: 0; UST Temp Close: 0; AST Currently In Use: 0; AST Temp Closed: 0 | 0 | 0 | 4 | 25112-101-011500 | ZELDA DEVELOPMENT LLC
13984 | Permanently Closed | 2017-01-01 06:00 | 1986-01-01 06:00 | 2017-03-16 06:00 | Petroleum | Mid-grade gasoline | Mid-grade gasoline | Retail | Fiberglass reinforced plastic | Fiberglass reinforced plastic |  |  | Fiberglass reinforced plastic |  | 1901-01-01 06:00 | None | Catchment Basin, Single walled catchment basin | Flow Rest 90% Full | Flow Rest 90% Full |  |  | Continuous Automatic Tank Gauge | [5 empty] | Annual line testing | Annual line testing |  | UST Currently In Use: 0; UST Temp Close: 0; AST Currently In Use: 0; AST Temp Closed: 0 | 0 | 0 | 4 | 25112-101-011500 | ZELDA DEVELOPMENT LLC
13985 | Permanently Closed | 2017-01-01 06:00 | 1986-01-01 06:00 | 2017-03-16 06:00 | Petroleum | Premium gasoline | Premium gasoline | Retail | Fiberglass reinforced plastic | Fiberglass reinforced plastic |  |  | Fiberglass reinforced plastic |  | 1901-01-01 06:00 | None | Catchment Basin, Single walled catchment basin | Flow Rest 90% Full | Flow Rest 90% Full |  |  | Continuous Automatic Tank Gauge |  | Automatic shutoff device (AELLD) | Automatic shutoff device (AELLD) |  |  | Annual line testing | Annual line testing |  | UST Currently In Use: 0; UST Temp Close: 0; AST Currently In Use: 0; AST Temp Closed: 0 | 0 | 0 | 4 | 25112-101-011500 | ZELDA DEVELOPMENT LLC
13986 | Permanently Closed | 2017-01-01 06:00 | 1986-01-01 06:00 | 2017-03-16 06:00 | Petroleum | On road diesel | On road diesel | Retail | Fiberglass reinforced plastic | Fiberglass reinforced plastic |  |  | Fiberglass reinforced plastic |  | 1901-01-01 06:00 | None | Catchment Basin, Single walled catchment basin | Flow Rest 90% Full | Flow Rest 90% Full |  |  | Continuous Automatic Tank Gauge | [5 empty] | Annual line testing | Annual line testing |  | UST Currently In Use: 0; UST Temp Close: 0; AST Currently In Use: 0; AST Temp Closed: 0 | 0 | 0 | 4 | 25112-101-011500 | ZELDA DEVELOPMENT LLC
13987 | Permanently Closed | 1990-03-01 06:00 | 1971-01-01 06:00 | 1990-03-28 06:00 | Petroleum | Unleaded gasoline | Unleaded gasoline |  | Fiberglass reinforced plastic | Fiberglass reinforced plastic |  |  | Fiberglass reinforced plastic |  | 1901-01-01 06:00 | [15 empty] | UST Currently In Use: 0; UST Temp Close: 3; AST Currently In Use: 0; AST Temp Closed: 0 | 0 | 3 | 4 | 22142-101-011501 | ACHIEVA INC
13988 | Permanently Closed | 1990-03-01 06:00 | 1971-01-01 06:00 | 1990-03-28 06:00 | Petroleum | Unleaded gasoline | Unleaded gasoline |  | Fiberglass reinforced plastic | Fiberglass reinforced plastic |  |  | Fiberglass reinforced plastic |  | 1901-01-01 06:00 | [15 empty] | UST Currently In Use: 0; UST Temp Close: 3; AST Currently In Use: 0; AST Temp Closed: 0 | 0 | 3 | 4 | 22142-101-011501 | ACHIEVA INC
13989 | Permanently Closed | 1990-03-01 06:00 | 1972-01-01 06:00 | 1990-03-28 06:00 | Petroleum | Unleaded gasoline | Unleaded gasoline |  | Fiberglass reinforced plastic | Fiberglass reinforced plastic |  |  | Fiberglass reinforced plastic |  | 1901-01-01 06:00 | [15 empty] | UST Currently In Use: 0; UST Temp Close: 3; AST Currently In Use: 0; AST Temp Closed: 0 | 0 | 3 | 4 | 22142-101-011501 | ACHIEVA INC
13990 | Permanently Closed | 1990-03-01 06:00 | 1977-01-01 06:00 | 1990-03-28 06:00 | Petroleum | On road diesel | On road diesel |  | Fiberglass reinforced plastic | Fiberglass reinforced plastic |  |  | Fiberglass reinforced plastic |  | 1901-01-01 06:00 | [15 empty] | UST Currently In Use: 0; UST Temp Close: 3; AST Currently In Use: 0; AST Temp Closed: 0 | 0 | 3 | 4 | 22142-101-011501 | ACHIEVA INC
13991 | Temporary Closed | 2017-09-07 06:00 | 1990-02-16 06:00 |  | Petroleum | Unleaded gasoline | Unleaded gasoline | Retail | Fiberglass reinforced plastic | Fiberglass reinforced plastic |  |  | Fiberglass reinforced plastic |  | 1901-01-01 06:00 | None | Catchment Basin, 6/2/8 | Flow Rest 90% Full | Flow Rest 90% Full |  |  | Continuous Automatic Tank Gauge |  | Automatic shutoff device (AELLD) | Automatic shutoff device (AELLD) | [5 empty] | UST Currently In Use: 0; UST Temp Close: 3; AST Currently In Use: 0; AST Temp Closed: 0 | 0 | 3 | 4 | 22142-101-011501 | ACHIEVA INC
13992 | Temporary Closed | 2017-09-07 06:00 | 1990-02-16 06:00 |  | Petroleum | Unleaded gasoline | Unleaded gasoline | Retail | Fiberglass reinforced plastic | Fiberglass reinforced plastic |  |  | Fiberglass reinforced plastic |  | 1901-01-01 06:00 | None | Catchment Basin, Single walled catchment basin | Flow Rest 90% Full | Flow Rest 90% Full |  |  | Continuous Automatic Tank Gauge |  | Automatic shutoff device (AELLD) | Automatic shutoff device (AELLD) | [5 empty] | UST Currently In Use: 0; UST Temp Close: 3; AST Currently In Use: 0; AST Temp Closed: 0 | 0 | 3 | 4 | 22142-101-011501 | ACHIEVA INC
13993 | Temporary Closed | 2017-09-07 06:00 | 1990-02-16 06:00 |  | Petroleum | Unleaded gasoline | Unleaded gasoline | Retail | Fiberglass reinforced plastic | Fiberglass reinforced plastic |  |  | Fiberglass reinforced plastic |  | 1901-01-01 06:00 | None | Catchment Basin, 6/2/8 | Flow Rest 90% Full | Flow Rest 90% Full |  |  | Continuous Automatic Tank Gauge |  | Automatic shutoff device (AELLD) | Automatic shutoff device (AELLD) | [5 empty] | UST Currently In Use: 0; UST Temp Close: 3; AST Currently In Use: 0; AST Temp Closed: 0 | 0 | 3 | 4 | 22142-101-011501 | ACHIEVA INC
13994 | Permanently Closed | 1992-04-07 06:00 | 1971-01-01 06:00 | 1992-04-07 06:00 | Petroleum | Unleaded gasoline | Unleaded gasoline |  | Fiberglass reinforced plastic | Fiberglass reinforced plastic |  |  | Fiberglass reinforced plastic |  | 1901-01-01 06:00 | [15 empty] | UST Currently In Use: 0; UST Temp Close: 0; AST Currently In Use: 0; AST Temp Closed: 0 | 0 | 0 | 4 | 12198-101-011502 | BP PRODUCTS NORTH AMERICA
13995 | Permanently Closed | 1992-04-07 06:00 | 1971-01-01 06:00 | 1992-04-07 06:00 | Petroleum | Unleaded gasoline | Unleaded gasoline |  | Fiberglass reinforced plastic | Fiberglass reinforced plastic |  |  | Fiberglass reinforced plastic |  | 1901-01-01 06:00 | [15 empty] | UST Currently In Use: 0; UST Temp Close: 0; AST Currently In Use: 0; AST Temp Closed: 0 | 0 | 0 | 4 | 12198-101-011502 | BP PRODUCTS NORTH AMERICA
13996 | Permanently Closed | 1992-04-07 06:00 | 1972-01-01 06:00 | 1992-04-07 06:00 | Petroleum | Unleaded gasoline | Unleaded gasoline |  | Fiberglass reinforced plastic | Fiberglass reinforced plastic |  |  | Fiberglass reinforced plastic |  | 1901-01-01 06:00 | [15 empty] | UST Currently In Use: 0; UST Temp Close: 0; AST Currently In Use: 0; AST Temp Closed: 0 | 0 | 0 | 4 | 12198-101-011502 | BP PRODUCTS NORTH AMERICA
13997 | Permanently Closed | 1992-04-07 06:00 | 1977-01-01 06:00 | 1992-04-07 06:00 | Petroleum | On road diesel | On road diesel |  | Fiberglass reinforced plastic | Fiberglass reinforced plastic |  |  | Fiberglass reinforced plastic |  | 1901-01-01 06:00 | [15 empty] | UST Currently In Use: 0; UST Temp Close: 0; AST Currently In Use: 0; AST Temp Closed: 0 | 0 | 0 | 4 | 12198-101-011502 | BP PRODUCTS NORTH AMERICA
13998 | Permanently Closed | 1988-12-31 06:00 | 1962-01-01 06:00 | 1988-12-31 06:00 | Petroleum | Unleaded gasoline | Unleaded gasoline |  | Steel | Steel |  | Painted or None | Steel |  | 1901-01-01 06:00 | [15 empty] | UST Currently In Use: 0; UST Temp Close: 0; AST Currently In Use: 0; AST Temp Closed: 0 | 0 | 0 | 3 | 12198-101-011503 | BP PRODUCTS NORTH AMERICA
13999 | Permanently Closed | 1988-12-31 06:00 | 1962-01-01 06:00 | 1988-12-31 06:00 | Petroleum | Unleaded gasoline | Unleaded gasoline |  | Steel | Steel |  | Painted or None | Steel |  | 1901-01-01 06:00 | [15 empty] | UST Currently In Use: 0; UST Temp Close: 0; AST Currently In Use: 0; AST Temp Closed: 0 | 0 | 0 | 3 | 12198-101-011503 | BP PRODUCTS NORTH AMERICA
14000 | Permanently Closed | 1988-12-31 06:00 | 1962-01-01 06:00 | 1988-12-31 06:00 | Petroleum | Unleaded gasoline | Unleaded gasoline |  | Steel | Steel |  | Painted or None | Steel |  | 1901-01-01 06:00 | [15 empty] | UST Currently In Use: 0; UST Temp Close: 0; AST Currently In Use: 0; AST Temp Closed: 0 | 0 | 0 | 3 | 12198-101-011503 | BP PRODUCTS NORTH AMERICA
14001 | Permanently Closed | 2024-04-28 06:00 | 1975-01-01 06:00 | 2024-11-13 06:00 | Petroleum | Unleaded gasoline | Unleaded gasoline | Retail | Fiberglass reinforced plastic | Fiberglass reinforced plastic |  |  | Fiberglass reinforced plastic |  | 1901-01-01 06:00 |  | Catchment Basin, Single walled catchment basin | Automatic shutoff device At 95% full | Automatic shutoff device At 95% full |  |  | Continuous Automatic Tank Gauge |  | Automatic flow restrictor (MLLD), Containment Sump | Containment Sump |  |  | Annual line testing | Annual line testing |  | UST Currently In Use: 0; UST Temp Close: 0; AST Currently In Use: 0; AST Temp Closed: 0 | 0 | 0 | 4 | 23413-117-011489 | CIRCLE K STORES, INC.
14002 | Permanently Closed | 2024-04-28 06:00 | 1975-01-01 06:00 | 2024-11-13 06:00 | Petroleum | Unleaded gasoline | Unleaded gasoline | Retail | Fiberglass reinforced plastic | Fiberglass reinforced plastic |  |  | Fiberglass reinforced plastic |  | 1901-01-01 06:00 |  | Catchment Basin, Single walled catchment basin | Flow Rest 90% Full | Flow Rest 90% Full |  |  | Continuous Automatic Tank Gauge |  | Automatic flow restrictor (MLLD), Containment Sump | Containment Sump |  |  | Annual line testing | Annual line testing |  | UST Currently In Use: 0; UST Temp Close: 0; AST Currently In Use: 0; AST Temp Closed: 0 | 0 | 0 | 4 | 23413-117-011489 | CIRCLE K STORES, INC.
14003 | Permanently Closed | 2024-04-28 06:00 | 1975-01-01 06:00 | 2024-11-13 06:00 | Petroleum | Premium gasoline | Premium gasoline | Retail | Fiberglass reinforced plastic | Fiberglass reinforced plastic |  |  | Fiberglass reinforced plastic |  | 1901-01-01 06:00 |  | Catchment Basin, Single walled catchment basin | Flow Rest 90% Full | Flow Rest 90% Full |  |  | Continuous Automatic Tank Gauge |  | Automatic flow restrictor (MLLD), Containment Sump | Containment Sump |  |  | Annual line testing | Annual line testing |  | UST Currently In Use: 0; UST Temp Close: 0; AST Currently In Use: 0; AST Temp Closed: 0 | 0 | 0 | 4 | 23413-117-011489 | CIRCLE K STORES, INC.
14004 | Permanently Closed | 2024-04-28 06:00 | 1975-01-01 06:00 | 2024-11-13 06:00 | Petroleum | On road diesel | On road diesel | Retail | Fiberglass reinforced plastic | Fiberglass reinforced plastic |  |  | Fiberglass reinforced plastic |  | 1901-01-01 06:00 |  | Catchment Basin, Single walled catchment basin | Automatic shutoff device At 95% full | Automatic shutoff device At 95% full |  |  | Continuous Automatic Tank Gauge |  | Automatic flow restrictor (MLLD), Containment Sump | Containment Sump |  |  | Annual line testing | Annual line testing |  | UST Currently In Use: 0; UST Temp Close: 0; AST Currently In Use: 0; AST Temp Closed: 0 | 0 | 0 | 4 | 23413-117-011489 | CIRCLE K STORES, INC.
14010 | Permanently Closed | 1995-01-01 06:00 | 1979-01-01 06:00 | 2000-05-19 06:00 | Petroleum | Used oil | Used oil |  | Steel | Steel |  |  | Steel |  | 1901-01-01 06:00 | [15 empty] | UST Currently In Use: 0; UST Temp Close: 0; AST Currently In Use: 0; AST Temp Closed: 0 | 0 | 0 | 1 | 12201-107-000828 | CLEMMONS TRUCKING INC
14011 | Permanently Closed | 2010-01-04 06:00 | 1981-01-05 06:00 | 2010-12-02 06:00 | Petroleum | Aviation fuel (JP-4; etc.) | Aviation fuel (JP-4; etc.) |  | Steel | Steel | Field installed cathodic protection |  | Steel, ABOVE GRND |  |  | Other, ABOVE GRND | Catchment Basin, Single walled catchment basin | Automatic shutoff device At 95% full | Automatic shutoff device At 95% full |  |  |  |  | Other, ABOVE GRND | Other |  |  | Other, ABOVE GRND | Other |  | UST Currently In Use: 0; UST Temp Close: 0; AST Currently In Use: 0; AST Temp Closed: 0 | 0 | 0 | 2 | 23212-003-011880 | AIRPORT AUTHORITY OF GULF SHORES
14012 | Permanently Closed | 2010-04-19 06:00 | 1981-01-05 06:00 | 2010-12-02 06:00 | Petroleum | Aviation fuel (JP-4; etc.) | Aviation fuel (JP-4; etc.) |  | Steel | Steel | Field installed cathodic protection |  | Steel, ABOVE GRND |  |  | Other, ABOVE GRND | Catchment Basin, Single walled catchment basin | Automatic shutoff device At 95% full | Automatic shutoff device At 95% full |  |  | Statistical Inventory Reconciliation (SIR) |  | Other, ABOVE GRND | Other |  |  | Other, ABOVE GRND | Other |  | UST Currently In Use: 0; UST Temp Close: 0; AST Currently In Use: 0; AST Temp Closed: 0 | 0 | 0 | 2 | 23212-003-011880 | AIRPORT AUTHORITY OF GULF SHORES
14013 | Permanently Closed | 1996-01-01 06:00 | 1981-01-01 06:00 |  | Petroleum | Unleaded gasoline | Unleaded gasoline | Retail | Steel | Steel |  | Painted or None | Steel |  | 1901-01-01 06:00 | [15 empty] | UST Currently In Use: 0; UST Temp Close: 0; AST Currently In Use: 2; AST Temp Closed: 0 | 0 | 0 | 8 | 12203-005-000571 | DON HIGHLAND
14014 | Permanently Closed | 1996-01-01 06:00 | 1981-01-01 06:00 |  | Petroleum | Unleaded gasoline | Unleaded gasoline | Retail | Steel | Steel |  | Painted or None | Steel |  | 1901-01-01 06:00 | [15 empty] | UST Currently In Use: 0; UST Temp Close: 0; AST Currently In Use: 2; AST Temp Closed: 0 | 0 | 0 | 8 | 12203-005-000571 | DON HIGHLAND
14015 | Permanently Closed | 1993-06-24 06:00 | 1974-01-01 06:00 |  | Petroleum | On road diesel | On road diesel |  | Steel | Steel |  | Painted or None | Steel |  | 1901-01-01 06:00 | [15 empty] | UST Currently In Use: 0; UST Temp Close: 0; AST Currently In Use: 2; AST Temp Closed: 0 | 0 | 0 | 8 | 12203-005-000571 | DON HIGHLAND
14016 | Permanently Closed | 1993-06-24 06:00 | 1974-01-01 06:00 |  | Petroleum | On road diesel | On road diesel |  | Steel | Steel |  | Painted or None | Steel |  | 1901-01-01 06:00 | [15 empty] | UST Currently In Use: 0; UST Temp Close: 0; AST Currently In Use: 2; AST Temp Closed: 0 | 0 | 0 | 8 | 12203-005-000571 | DON HIGHLAND
14017 | Permanently Closed | 1993-06-24 06:00 | 1974-01-01 06:00 |  | Petroleum | On road diesel | On road diesel |  | Steel | Steel |  | Painted or None | Steel |  | 1901-01-01 06:00 | [15 empty] | UST Currently In Use: 0; UST Temp Close: 0; AST Currently In Use: 2; AST Temp Closed: 0 | 0 | 0 | 8 | 12203-005-000571 | DON HIGHLAND
14018 | Permanently Closed | 1993-02-18 06:00 | 1975-01-01 06:00 | 1993-02-18 06:00 | Petroleum | Unleaded gasoline | Unleaded gasoline |  | Steel | Steel |  | Painted or None | Steel |  | 1901-01-01 06:00 | [15 empty] | UST Currently In Use: 0; UST Temp Close: 0; AST Currently In Use: 0; AST Temp Closed: 0 | 0 | 0 | 1 | 12204-095-009311 | GULF PRODUCTS DIVISION B P OIL INC
14019 | Permanently Closed | 1989-08-16 06:00 | 1965-01-01 06:00 | 1989-08-16 06:00 | Petroleum | Unleaded gasoline | Unleaded gasoline |  | Steel | Steel |  |  | Steel |  | 1901-01-01 06:00 | [15 empty] | UST Currently In Use: 0; UST Temp Close: 0; AST Currently In Use: 2; AST Temp Closed: 0 | 0 | 0 | 1 | 12205-003-003724 | GULF SHORES GOLF CLUB
14020 | Currently in Use |  | 1984-01-01 06:00 |  | Petroleum | On road diesel | On road diesel | Emergency Power Generator, Industrial | Fiberglass reinforced plastic | Fiberglass reinforced plastic |  |  | Double Wall, Flexible |  | 1901-01-01 06:00 |  | Catchment Basin, Single walled catchment basin | Automatic shutoff device At 95% full | Automatic shutoff device At 95% full |  |  | Automatic Tank Gauge | [8 empty] | UST Currently In Use: 1; UST Temp Close: 0; AST Currently In Use: 0; AST Temp Closed: 0 | 1 | 0 | 0 | 21510-003-000116 | CENTURYTEL, INC. DBA CENTURYLINK
14021 | Currently in Use |  | 1984-01-01 06:00 |  | Petroleum | On road diesel | On road diesel | Emergency Power Generator, Industrial | Fiberglass reinforced plastic | Fiberglass reinforced plastic |  |  | Double Wall, Flexible |  | 1901-01-01 06:00 |  | Catchment Basin, Single walled catchment basin | Automatic shutoff device At 95% full | Automatic shutoff device At 95% full |  |  | Automatic Tank Gauge | [8 empty] | UST Currently In Use: 1; UST Temp Close: 0; AST Currently In Use: 0; AST Temp Closed: 0 | 1 | 0 | 0 | 21510-003-005162 | CENTURYTEL, INC. DBA CENTURYLINK
14022 | Permanently Closed | 1997-06-07 06:00 | 1966-01-01 06:00 | 1998-02-26 06:00 | Petroleum | On road diesel | On road diesel |  | Steel | Steel |  | Painted or None | Steel |  | 1901-01-01 06:00 | [15 empty] | UST Currently In Use: 0; UST Temp Close: 0; AST Currently In Use: 0; AST Temp Closed: 0 | 0 | 0 | 1 | 12206-003-012792 | GULF TELEPHONE CO
14023 | Permanently Closed | 1901-01-01 06:00 | 1968-01-01 06:00 | 1988-01-01 06:00 | Petroleum | On road diesel | On road diesel |  | Steel | Steel |  | Painted or None | Steel |  | 1901-01-01 06:00 | [15 empty] | UST Currently In Use: 0; UST Temp Close: 0; AST Currently In Use: 0; AST Temp Closed: 0 | 0 | 0 | 2 | 12206-003-013008 | GULF TELEPHONE CO
14024 | Permanently Closed | 1995-07-19 06:00 | 1984-01-01 06:00 | 1995-07-19 06:00 | Petroleum | On road diesel | On road diesel |  | Fiberglass reinforced plastic | Fiberglass reinforced plastic |  |  | Steel |  | 1901-01-01 06:00 | [15 empty] | UST Currently In Use: 0; UST Temp Close: 0; AST Currently In Use: 0; AST Temp Closed: 0 | 0 | 0 | 2 | 12206-003-013008 | GULF TELEPHONE CO
14025 | Permanently Closed | 1998-11-18 06:00 | 1984-01-01 06:00 | 1998-11-18 06:00 | Petroleum | On road diesel | On road diesel | Emergency Power Generator, Industrial | Fiberglass reinforced plastic | Fiberglass reinforced plastic |  |  | Steel |  | 1901-01-01 06:00 | [15 empty] | UST Currently In Use: 1; UST Temp Close: 0; AST Currently In Use: 0; AST Temp Closed: 0 | 1 | 0 | 1 | 21510-003-013011 | CENTURYTEL, INC. DBA CENTURYLINK
14026 | Permanently Closed | 1901-01-01 06:00 | 1968-01-01 06:00 | 1988-01-01 06:00 | Petroleum | On road diesel | On road diesel |  | Steel | Steel |  | Painted or None | Steel |  | 1901-01-01 06:00 | [15 empty] | UST Currently In Use: 0; UST Temp Close: 0; AST Currently In Use: 0; AST Temp Closed: 0 | 0 | 0 | 2 | 12206-003-013017 | GULF TELEPHONE CO
14027 | Permanently Closed | 1994-05-24 06:00 | 1984-01-01 06:00 | 1994-05-24 06:00 | Petroleum | On road diesel | On road diesel |  | Fiberglass reinforced plastic | Fiberglass reinforced plastic |  |  | Steel |  | 1901-01-01 06:00 | [15 empty] | UST Currently In Use: 0; UST Temp Close: 0; AST Currently In Use: 0; AST Temp Closed: 0 | 0 | 0 | 2 | 12206-003-013017 | GULF TELEPHONE CO
14028 | Currently in Use |  | 1977-01-01 06:00 |  | Petroleum | On road diesel | On road diesel | Emergency Power Generator, Industrial | Fiberglass reinforced plastic | Fiberglass reinforced plastic |  |  | Double Wall, Flexible |  | 1901-01-01 06:00 |  | Catchment Basin, Single walled catchment basin | Automatic shutoff device At 95% full | Automatic shutoff device At 95% full |  |  | Automatic Tank Gauge | [8 empty] | UST Currently In Use: 1; UST Temp Close: 0; AST Currently In Use: 0; AST Temp Closed: 0 | 1 | 0 | 0 | 21510-003-013020 | CENTURYTEL, INC. DBA CENTURYLINK
14029 | Currently in Use |  | 1984-01-01 06:00 |  | Petroleum | On road diesel | On road diesel | Emergency Power Generator, Industrial | Fiberglass reinforced plastic | Fiberglass reinforced plastic |  |  | Double Wall, Flexible |  | 1901-01-01 06:00 |  | Catchment Basin, Single walled catchment basin | Audible high level alarm At 90% full, Automatic shutoff device At 95% full | Automatic shutoff device At 95% full |  |  | Automatic Tank Gauge | [8 empty] | UST Currently In Use: 1; UST Temp Close: 0; AST Currently In Use: 0; AST Temp Closed: 0 | 1 | 0 | 0 | 21510-003-013021 | CENTURYTEL, INC. DBA CENTURYLINK
14030 | Currently in Use |  | 1984-01-01 06:00 |  | Petroleum | On road diesel | On road diesel | Emergency Power Generator, Industrial | Fiberglass reinforced plastic | Fiberglass reinforced plastic |  |  | Double Wall, Flexible |  | 1901-01-01 06:00 |  | Catchment Basin, Single walled catchment basin | Automatic shutoff device At 95% full | Automatic shutoff device At 95% full |  |  | Automatic Tank Gauge | [8 empty] | UST Currently In Use: 1; UST Temp Close: 0; AST Currently In Use: 0; AST Temp Closed: 0 | 1 | 0 | 0 | 21510-003-013022 | CENTURYTEL, INC. DBA CENTURYLINK
14031 | Permanently Closed | 1996-05-10 06:00 | 1981-01-01 06:00 | 1996-05-10 06:00 | Petroleum | Unleaded gasoline | Unleaded gasoline |  | Steel | Steel |  | Painted or None | Steel |  | 1901-01-01 06:00 | [12 empty] | Annual line testing | Annual line testing |  | UST Currently In Use: 0; UST Temp Close: 0; AST Currently In Use: 0; AST Temp Closed: 0 | 0 | 0 | 2 | 12207-003-012448 | GULF PRODUCTS DIVISION B P OIL INC
14032 | Permanently Closed | 1996-05-10 06:00 | 1981-01-01 06:00 | 1996-05-10 06:00 | Petroleum | Unleaded gasoline | Unleaded gasoline |  | Steel | Steel |  | Painted or None | Steel |  | 1901-01-01 06:00 | [12 empty] | Annual line testing | Annual line testing |  | UST Currently In Use: 0; UST Temp Close: 0; AST Currently In Use: 0; AST Temp Closed: 0 | 0 | 0 | 2 | 12207-003-012448 | GULF PRODUCTS DIVISION B P OIL INC
14033 | Permanently Closed | 1997-09-22 06:00 | 1980-01-01 06:00 | 1997-09-22 06:00 | Petroleum | Unleaded gasoline | Unleaded gasoline |  | Steel | Steel |  | Painted or None | Steel |  | 1901-01-01 06:00 | [15 empty] | UST Currently In Use: 0; UST Temp Close: 0; AST Currently In Use: 0; AST Temp Closed: 0 | 0 | 0 | 6 | 12209-113-003738 | HUGH E MOSS
14034 | Permanently Closed | 1997-09-22 06:00 | 1980-01-01 06:00 | 1997-09-22 06:00 | Petroleum | Unleaded gasoline | Unleaded gasoline |  | Steel | Steel |  | Painted or None | Steel |  | 1901-01-01 06:00 | [15 empty] | UST Currently In Use: 0; UST Temp Close: 0; AST Currently In Use: 0; AST Temp Closed: 0 | 0 | 0 | 6 | 12209-113-003738 | HUGH E MOSS
14035 | Permanently Closed | 1997-09-22 06:00 | 1980-01-01 06:00 | 1997-09-22 06:00 | Petroleum | Unleaded gasoline | Unleaded gasoline |  | Steel | Steel |  | Painted or None | Steel |  | 1901-01-01 06:00 | [15 empty] | UST Currently In Use: 0; UST Temp Close: 0; AST Currently In Use: 0; AST Temp Closed: 0 | 0 | 0 | 6 | 12209-113-003738 | HUGH E MOSS
14036 | Permanently Closed | 1997-09-22 06:00 | 1980-01-01 06:00 | 1997-09-22 06:00 | Petroleum | Unleaded gasoline | Unleaded gasoline |  | Steel | Steel |  | Painted or None | Steel |  | 1901-01-01 06:00 | [15 empty] | UST Currently In Use: 0; UST Temp Close: 0; AST Currently In Use: 0; AST Temp Closed: 0 | 0 | 0 | 6 | 12209-113-003738 | HUGH E MOSS
14037 | Permanently Closed | 1997-09-22 06:00 | 1976-01-01 06:00 | 1997-09-22 06:00 | Petroleum | On road diesel | On road diesel |  | Steel | Steel |  | Painted or None | Steel |  | 1901-01-01 06:00 | [15 empty] | UST Currently In Use: 0; UST Temp Close: 0; AST Currently In Use: 0; AST Temp Closed: 0 | 0 | 0 | 6 | 12209-113-003738 | HUGH E MOSS
14038 | Permanently Closed | 1997-09-22 06:00 | 1982-01-01 06:00 | 1997-09-22 06:00 | Petroleum | Kerosene | Kerosene |  | Steel | Steel |  | Painted or None | Steel |  | 1901-01-01 06:00 | [15 empty] | UST Currently In Use: 0; UST Temp Close: 0; AST Currently In Use: 0; AST Temp Closed: 0 | 0 | 0 | 6 | 12209-113-003738 | HUGH E MOSS
14039 | Permanently Closed | 1901-01-01 06:00 | 1979-01-01 06:00 | 1989-06-08 06:00 | Petroleum | Unleaded gasoline | Unleaded gasoline |  | Fiberglass coated steel | Fiberglass coated steel |  |  | Steel |  | 1901-01-01 06:00 | [15 empty] | UST Currently In Use: 0; UST Temp Close: 0; AST Currently In Use: 0; AST Temp Closed: 0 | 0 | 0 | 1 | 12210-007-013281 | BARRY FAULK
14040 | Permanently Closed | 1988-01-01 06:00 | 1969-01-01 06:00 | 1988-01-01 06:00 | Petroleum | On road diesel | On road diesel |  | Steel | Steel |  | Painted or None | Steel |  | 1901-01-01 06:00 | [15 empty] | UST Currently In Use: 0; UST Temp Close: 0; AST Currently In Use: 0; AST Temp Closed: 0 | 0 | 0 | 1 | 12211-033-000550 | H & T PAPER CO INC
14041 | Currently in Use |  | 1968-01-01 06:00 |  | Petroleum | On road diesel | On road diesel | Retail | Single Wall, Steel | Steel | Field installed cathodic protection |  | Single Wall, Steel |  |  | Field installed cathodic protection | Catchment Basin, Single walled catchment basin | Automatic shutoff device At 95% full | Automatic shutoff device At 95% full |  |  | Statistical Inventory Reconciliation (SIR) | Direct Bury submersible pump | Automatic flow restrictor (MLLD) | Automatic flow restrictor (MLLD) |  |  | Statistical inventory reconciliation (SIR) | Statistical inventory reconciliation (SIR) |  | UST Currently In Use: 5; UST Temp Close: 0; AST Currently In Use: 0; AST Temp Closed: 0 | 5 | 0 | 0 | 19440-077-012915 | TATUM OIL, INC.
14042 | Currently in Use |  | 1968-01-01 06:00 |  | Petroleum | Unleaded gasoline | Unleaded gasoline | Retail | Single Wall, Steel | Steel | Field installed cathodic protection |  | Single Wall, Steel |  |  | Field installed cathodic protection | Catchment Basin, Single walled catchment basin | Automatic shutoff device At 95% full | Automatic shutoff device At 95% full |  |  | Statistical Inventory Reconciliation (SIR) | Direct Bury submersible pump | Automatic flow restrictor (MLLD) | Automatic flow restrictor (MLLD) |  |  | Statistical inventory reconciliation (SIR) | Statistical inventory reconciliation (SIR) |  | UST Currently In Use: 5; UST Temp Close: 0; AST Currently In Use: 0; AST Temp Closed: 0 | 5 | 0 | 0 | 19440-077-012915 | TATUM OIL, INC.
14043 | Currently in Use |  | 1979-01-01 06:00 |  | Petroleum | Premium gasoline | Premium gasoline | Retail | Single Wall, Steel | Steel | Field installed cathodic protection |  | Single Wall, Steel |  |  | Field installed cathodic protection | Catchment Basin, Single walled catchment basin | Automatic shutoff device At 95% full | Automatic shutoff device At 95% full |  |  | Statistical Inventory Reconciliation (SIR) | Direct Bury submersible pump | Automatic flow restrictor (MLLD) | Automatic flow restrictor (MLLD) |  |  | Statistical inventory reconciliation (SIR) | Statistical inventory reconciliation (SIR) |  | UST Currently In Use: 5; UST Temp Close: 0; AST Currently In Use: 0; AST Temp Closed: 0 | 5 | 0 | 0 | 19440-077-012915 | TATUM OIL, INC.
14044 | Currently in Use |  | 1984-01-01 06:00 |  | Petroleum | Unleaded gasoline | Unleaded gasoline | Retail | Single Wall, Steel | Steel | Field installed cathodic protection |  | Single Wall, Steel |  |  | Field installed cathodic protection | Catchment Basin, Single walled catchment basin | Automatic shutoff device At 95% full | Automatic shutoff device At 95% full |  |  | Statistical Inventory Reconciliation (SIR) | Direct Bury submersible pump | Automatic flow restrictor (MLLD) | Automatic flow restrictor (MLLD) |  |  | Statistical inventory reconciliation (SIR) | Statistical inventory reconciliation (SIR) |  | UST Currently In Use: 5; UST Temp Close: 0; AST Currently In Use: 0; AST Temp Closed: 0 | 5 | 0 | 0 | 19440-077-012915 | TATUM OIL, INC.
14045 | Currently in Use |  | 1974-01-01 06:00 |  | Petroleum | On road diesel | On road diesel | Retail | Single Wall, Steel | Steel | Field installed cathodic protection |  | Single Wall, Steel |  |  | Field installed cathodic protection | Catchment Basin, Single walled catchment basin | Automatic shutoff device At 95% full | Automatic shutoff device At 95% full |  |  | Statistical Inventory Reconciliation (SIR) | Direct Bury submersible pump | [7 empty] | UST Currently In Use: 5; UST Temp Close: 0; AST Currently In Use: 0; AST Temp Closed: 0 | 5 | 0 | 0 | 19440-077-012915 | TATUM OIL, INC.
14046 | Temporary Closed | 2009-08-07 06:00 | 1965-01-01 06:00 |  | Petroleum | Unleaded gasoline | Unleaded gasoline | Retail | Steel | Steel | Field installed cathodic protection |  | Steel |  | 1901-01-01 06:00 | Field installed cathodic protection | Catchment Basin, Single walled catchment basin | Automatic shutoff device At 95% full | Automatic shutoff device At 95% full |  |  | Statistical Inventory Reconciliation (SIR) | [8 empty] | UST Currently In Use: 0; UST Temp Close: 6; AST Currently In Use: 0; AST Temp Closed: 0 | 0 | 6 | 0 | 14199-055-008258 | RJ'S INDEPENDENT GASOLINE LLC
14047 | Temporary Closed | 2009-08-07 06:00 | 1965-01-01 06:00 |  | Petroleum | Mid-grade gasoline | Mid-grade gasoline | Retail | Steel | Steel | Field installed cathodic protection |  | Steel |  | 1901-01-01 06:00 | Field installed cathodic protection | Catchment Basin, Single walled catchment basin | Automatic shutoff device At 95% full | Automatic shutoff device At 95% full |  |  | Statistical Inventory Reconciliation (SIR) | [8 empty] | UST Currently In Use: 0; UST Temp Close: 6; AST Currently In Use: 0; AST Temp Closed: 0 | 0 | 6 | 0 | 14199-055-008258 | RJ'S INDEPENDENT GASOLINE LLC
14048 | Temporary Closed | 2009-08-07 06:00 | 1965-01-01 06:00 |  | Petroleum | Premium gasoline | Premium gasoline | Retail | Steel | Steel | Field installed cathodic protection |  | Steel |  | 1901-01-01 06:00 | Field installed cathodic protection | Catchment Basin, Single walled catchment basin | Automatic shutoff device At 95% full | Automatic shutoff device At 95% full |  |  | Statistical Inventory Reconciliation (SIR) | [8 empty] | UST Currently In Use: 0; UST Temp Close: 6; AST Currently In Use: 0; AST Temp Closed: 0 | 0 | 6 | 0 | 14199-055-008258 | RJ'S INDEPENDENT GASOLINE LLC
14049 | Temporary Closed | 1985-04-01 06:00 | 1959-01-01 06:00 |  | Petroleum | Unleaded gasoline | Unleaded gasoline |  | Steel | Steel |  | Painted or None | Steel |  | 1901-01-01 06:00 | [15 empty] | UST Currently In Use: 0; UST Temp Close: 6; AST Currently In Use: 0; AST Temp Closed: 0 | 0 | 6 | 0 | 14199-055-008258 | RJ'S INDEPENDENT GASOLINE LLC
14050 | Temporary Closed | 2009-08-07 06:00 | 1968-01-01 06:00 |  | Petroleum | On road diesel | On road diesel | Retail | Steel | Steel | Field installed cathodic protection |  | Steel |  | 1901-01-01 06:00 | Field installed cathodic protection | Catchment Basin, Single walled catchment basin | Automatic shutoff device At 95% full | Automatic shutoff device At 95% full |  |  | Statistical Inventory Reconciliation (SIR) | [8 empty] | UST Currently In Use: 0; UST Temp Close: 6; AST Currently In Use: 0; AST Temp Closed: 0 | 0 | 6 | 0 | 14199-055-008258 | RJ'S INDEPENDENT GASOLINE LLC
14051 | Temporary Closed | 1985-04-01 06:00 | 1959-01-01 06:00 |  | Petroleum | Unleaded gasoline | Unleaded gasoline |  | Steel | Steel |  | Painted or None | Steel |  | 1901-01-01 06:00 | [15 empty] | UST Currently In Use: 0; UST Temp Close: 6; AST Currently In Use: 0; AST Temp Closed: 0 | 0 | 6 | 0 | 14199-055-008258 | RJ'S INDEPENDENT GASOLINE LLC
14053 | Retired | 1988-08-08 06:00 | 1972-01-01 06:00 |  | Petroleum | On road diesel | On road diesel |  | Steel | Steel |  | Painted or None | Steel |  | 1901-01-01 06:00 | [15 empty] | UST Currently In Use: 0; UST Temp Close: 0; AST Currently In Use: 0; AST Temp Closed: 0 | 0 | 0 | 0 | 12214-063-006769 | H G HAMILTON OIL CO INC
14054 | Permanently Closed | 1986-01-01 06:00 | 1964-01-01 06:00 | 1988-10-31 06:00 | Petroleum | Unleaded gasoline | Unleaded gasoline |  | Steel | Steel |  | Painted or None | Steel |  | 1901-01-01 06:00 | [15 empty] | UST Currently In Use: 0; UST Temp Close: 0; AST Currently In Use: 0; AST Temp Closed: 0 | 0 | 0 | 2 | 12214-063-006772 | H G HAMILTON OIL CO INC
14055 | Permanently Closed | 1986-01-01 06:00 | 1964-01-01 06:00 | 1988-10-31 06:00 | Petroleum | Unleaded gasoline | Unleaded gasoline |  | Steel | Steel |  | Painted or None | Steel |  | 1901-01-01 06:00 | [15 empty] | UST Currently In Use: 0; UST Temp Close: 0; AST Currently In Use: 0; AST Temp Closed: 0 | 0 | 0 | 2 | 12214-063-006772 | H G HAMILTON OIL CO INC
14056 | Permanently Closed | 1980-01-01 06:00 | 1964-01-01 06:00 | 1988-12-15 06:00 | Petroleum | Unleaded gasoline | Unleaded gasoline |  | Steel | Steel |  | Painted or None | Steel |  | 1901-01-01 06:00 | [15 empty] | UST Currently In Use: 0; UST Temp Close: 0; AST Currently In Use: 0; AST Temp Closed: 0 | 0 | 0 | 2 | 12214-063-006775 | H G HAMILTON OIL CO INC
14057 | Permanently Closed | 1980-01-01 06:00 | 1964-01-01 06:00 | 1988-12-15 06:00 | Petroleum | Unleaded gasoline | Unleaded gasoline |  | Steel | Steel |  | Painted or None | Steel |  | 1901-01-01 06:00 | [15 empty] | UST Currently In Use: 0; UST Temp Close: 0; AST Currently In Use: 0; AST Temp Closed: 0 | 0 | 0 | 2 | 12214-063-006775 | H G HAMILTON OIL CO INC
14060 | Permanently Closed | 1998-10-01 06:00 | 1976-01-01 06:00 | 1998-12-09 06:00 | Petroleum | Unleaded gasoline | Unleaded gasoline |  | Steel | Steel |  | Painted or None | Steel |  | 1901-01-01 06:00 | [15 empty] | UST Currently In Use: 0; UST Temp Close: 0; AST Currently In Use: 0; AST Temp Closed: 0 | 0 | 0 | 3 | 12214-063-006779 | H G HAMILTON OIL CO INC
14061 | Permanently Closed | 1998-10-01 06:00 | 1976-01-01 06:00 | 1998-12-09 06:00 | Petroleum | Unleaded gasoline | Unleaded gasoline |  | Steel | Steel |  | Painted or None | Steel |  | 1901-01-01 06:00 | [15 empty] | UST Currently In Use: 0; UST Temp Close: 0; AST Currently In Use: 0; AST Temp Closed: 0 | 0 | 0 | 3 | 12214-063-006779 | H G HAMILTON OIL CO INC
14062 | Permanently Closed | 1998-10-01 06:00 | 1976-01-01 06:00 | 1998-12-09 06:00 | Petroleum | Unleaded gasoline | Unleaded gasoline |  | Steel | Steel |  | Painted or None | Steel |  | 1901-01-01 06:00 | [15 empty] | UST Currently In Use: 0; UST Temp Close: 0; AST Currently In Use: 0; AST Temp Closed: 0 | 0 | 0 | 3 | 12214-063-006779 | H G HAMILTON OIL CO INC
14063 | Permanently Closed | 1999-01-13 06:00 | 1974-01-01 06:00 | 1999-01-20 06:00 | Petroleum | Unleaded gasoline | Unleaded gasoline | Retail | Steel | Steel |  | Painted or None | Steel |  | 1901-01-01 06:00 | [15 empty] | UST Currently In Use: 0; UST Temp Close: 2; AST Currently In Use: 0; AST Temp Closed: 0 | 0 | 2 | 3 | 21038-063-006781 | WILLIAM E ELLIOTT JR
14064 | Permanently Closed | 1901-01-01 06:00 | 1974-01-01 06:00 | 1988-01-01 06:00 | Petroleum | Unleaded gasoline | Unleaded gasoline |  | Steel | Steel |  | Painted or None | Steel |  | 1901-01-01 06:00 | [15 empty] | UST Currently In Use: 0; UST Temp Close: 2; AST Currently In Use: 0; AST Temp Closed: 0 | 0 | 2 | 3 | 21038-063-006781 | WILLIAM E ELLIOTT JR
14065 | Permanently Closed | 1901-01-01 06:00 | 1974-01-01 06:00 | 1988-01-01 06:00 | Petroleum | Unleaded gasoline | Unleaded gasoline |  | Steel | Steel |  | Painted or None | Steel |  | 1901-01-01 06:00 | [15 empty] | UST Currently In Use: 0; UST Temp Close: 2; AST Currently In Use: 0; AST Temp Closed: 0 | 0 | 2 | 3 | 21038-063-006781 | WILLIAM E ELLIOTT JR
14066 | Temporary Closed | 2003-09-04 06:00 | 1985-01-01 06:00 |  | Petroleum | Unleaded gasoline | Unleaded gasoline | Retail | Steel | Steel | Coated & cathodic protection (sti-P3) |  | Fiberglass reinforced plastic |  | 1901-01-01 06:00 |  | Catchment Basin, Single walled catchment basin | Automatic shutoff device At 95% full | Automatic shutoff device At 95% full | [11 empty] | UST Currently In Use: 0; UST Temp Close: 2; AST Currently In Use: 0; AST Temp Closed: 0 | 0 | 2 | 3 | 21038-063-006781 | WILLIAM E ELLIOTT JR
14067 | Temporary Closed | 2003-09-04 06:00 | 1985-01-01 06:00 |  | Petroleum | Premium gasoline | Premium gasoline | Retail | Steel | Steel | Coated & cathodic protection (sti-P3) |  | Fiberglass reinforced plastic |  | 1901-01-01 06:00 |  | Catchment Basin, Single walled catchment basin | Automatic shutoff device At 95% full | Automatic shutoff device At 95% full | [11 empty] | UST Currently In Use: 0; UST Temp Close: 2; AST Currently In Use: 0; AST Temp Closed: 0 | 0 | 2 | 3 | 21038-063-006781 | WILLIAM E ELLIOTT JR
14073 | Permanently Closed | 1979-01-01 06:00 | 1969-01-01 06:00 | 1986-01-01 06:00 | Petroleum | Unleaded gasoline | Unleaded gasoline |  | Steel | Steel |  | Painted or None | Steel |  | 1901-01-01 06:00 | [15 empty] | UST Currently In Use: 0; UST Temp Close: 0; AST Currently In Use: 0; AST Temp Closed: 0 | 0 | 0 | 2 | 12214-063-007017 | H G HAMILTON OIL CO INC
14074 | Permanently Closed | 1979-01-01 06:00 | 1969-01-01 06:00 | 1986-01-01 06:00 | Petroleum | Unleaded gasoline | Unleaded gasoline |  | Steel | Steel |  | Painted or None | Steel |  | 1901-01-01 06:00 | [15 empty] | UST Currently In Use: 0; UST Temp Close: 0; AST Currently In Use: 0; AST Temp Closed: 0 | 0 | 0 | 2 | 12214-063-007017 | H G HAMILTON OIL CO INC
14075 | Permanently Closed | 1986-01-01 06:00 | 1969-01-01 06:00 | 1986-01-01 06:00 | Petroleum | Unleaded gasoline | Unleaded gasoline |  | Steel | Steel |  | Painted or None | Steel |  | 1901-01-01 06:00 | [15 empty] | UST Currently In Use: 0; UST Temp Close: 0; AST Currently In Use: 0; AST Temp Closed: 0 | 0 | 0 | 2 | 12214-063-007018 | H G HAMILTON OIL CO INC
14076 | Permanently Closed | 1982-01-01 06:00 | 1969-01-01 06:00 | 1986-01-01 06:00 | Petroleum | Unleaded gasoline | Unleaded gasoline |  | Steel | Steel |  | Painted or None | Steel |  | 1901-01-01 06:00 | [15 empty] | UST Currently In Use: 0; UST Temp Close: 0; AST Currently In Use: 0; AST Temp Closed: 0 | 0 | 0 | 2 | 12214-063-007018 | H G HAMILTON OIL CO INC
14078 | Permanently Closed | 1999-01-13 06:00 | 1983-01-01 06:00 | 1999-01-14 06:00 | Petroleum | Unleaded gasoline | Unleaded gasoline | Retail | Steel | Steel |  | Painted or None | Steel |  | 1901-01-01 06:00 | [15 empty] | UST Currently In Use: 0; UST Temp Close: 0; AST Currently In Use: 0; AST Temp Closed: 0 | 0 | 0 | 3 | 12214-063-007021 | H G HAMILTON OIL CO INC
14079 | Permanently Closed | 1998-01-13 06:00 | 1969-01-01 06:00 | 1999-01-14 06:00 | Petroleum | Unleaded gasoline | Unleaded gasoline | Retail | Steel | Steel |  | Painted or None | Steel |  | 1901-01-01 06:00 | [15 empty] | UST Currently In Use: 0; UST Temp Close: 0; AST Currently In Use: 0; AST Temp Closed: 0 | 0 | 0 | 3 | 12214-063-007021 | H G HAMILTON OIL CO INC
14080 | Permanently Closed | 1984-01-01 06:00 | 1901-01-01 06:00 | 1988-10-31 06:00 | Petroleum | Unleaded gasoline | Unleaded gasoline | [7 empty] | 1901-01-01 06:00 | [15 empty] | UST Currently In Use: 0; UST Temp Close: 0; AST Currently In Use: 0; AST Temp Closed: 0 | 0 | 0 | 3 | 12214-063-007021 | H G HAMILTON OIL CO INC
14081 | Permanently Closed | 1988-12-16 06:00 | 1969-01-01 06:00 | 1988-12-16 06:00 | Petroleum | On road diesel | On road diesel |  | Steel | Steel |  | Painted or None | Steel |  | 1901-01-01 06:00 | [15 empty] | UST Currently In Use: 0; UST Temp Close: 0; AST Currently In Use: 0; AST Temp Closed: 0 | 0 | 0 | 3 | 12214-063-007023 | H G HAMILTON OIL CO INC
14082 | Permanently Closed | 1988-12-16 06:00 | 1969-01-01 06:00 | 1988-12-16 06:00 | Petroleum | Unleaded gasoline | Unleaded gasoline |  | Steel | Steel |  | Painted or None | Steel |  | 1901-01-01 06:00 | [15 empty] | UST Currently In Use: 0; UST Temp Close: 0; AST Currently In Use: 0; AST Temp Closed: 0 | 0 | 0 | 3 | 12214-063-007023 | H G HAMILTON OIL CO INC
14083 | Permanently Closed | 1988-12-16 06:00 | 1969-01-01 06:00 | 1988-12-16 06:00 | Petroleum | On road diesel | On road diesel |  | Steel | Steel |  | Painted or None | Steel |  | 1901-01-01 06:00 | [15 empty] | UST Currently In Use: 0; UST Temp Close: 0; AST Currently In Use: 0; AST Temp Closed: 0 | 0 | 0 | 3 | 12214-063-007023 | H G HAMILTON OIL CO INC
14084 | Permanently Closed | 1985-01-01 06:00 | 1969-01-01 06:00 | 1988-10-31 06:00 | Petroleum | On road diesel | On road diesel |  | Steel | Steel |  | Painted or None | Steel |  | 1901-01-01 06:00 | [15 empty] | UST Currently In Use: 0; UST Temp Close: 0; AST Currently In Use: 0; AST Temp Closed: 0 | 0 | 0 | 2 | 12214-063-007024 | H G HAMILTON OIL CO INC
14085 | Permanently Closed | 1985-01-01 06:00 | 1969-01-01 06:00 | 1988-10-31 06:00 | Petroleum | Unleaded gasoline | Unleaded gasoline |  | Steel | Steel |  | Painted or None | Steel |  | 1901-01-01 06:00 | [15 empty] | UST Currently In Use: 0; UST Temp Close: 0; AST Currently In Use: 0; AST Temp Closed: 0 | 0 | 0 | 2 | 12214-063-007024 | H G HAMILTON OIL CO INC
14092 | Permanently Closed | 1999-01-06 06:00 | 1964-01-01 06:00 | 1999-01-06 06:00 | Petroleum | Unleaded gasoline | Unleaded gasoline |  | Steel | Steel |  | Painted or None | Steel |  | 1901-01-01 06:00 | [15 empty] | UST Currently In Use: 0; UST Temp Close: 0; AST Currently In Use: 0; AST Temp Closed: 0 | 0 | 0 | 2 | 12214-063-007029 | H G HAMILTON OIL CO INC
14093 | Permanently Closed | 1999-01-06 06:00 | 1964-01-01 06:00 | 1999-01-06 06:00 | Petroleum | Unleaded gasoline | Unleaded gasoline |  | Steel | Steel |  | Painted or None | Steel |  | 1901-01-01 06:00 | [15 empty] | UST Currently In Use: 0; UST Temp Close: 0; AST Currently In Use: 0; AST Temp Closed: 0 | 0 | 0 | 2 | 12214-063-007029 | H G HAMILTON OIL CO INC
14094 | Permanently Closed | 1997-01-01 06:00 | 1969-01-01 06:00 | 1997-10-25 06:00 | Petroleum | Unleaded gasoline | Unleaded gasoline |  | Steel | Steel |  | Painted or None | Steel |  | 1901-01-01 06:00 | [15 empty] | UST Currently In Use: 0; UST Temp Close: 0; AST Currently In Use: 0; AST Temp Closed: 0 | 0 | 0 | 6 | 12214-063-007030 | H G HAMILTON OIL CO INC
14095 | Permanently Closed | 1997-01-01 06:00 | 1969-01-01 06:00 | 1997-10-25 06:00 | Petroleum | Unleaded gasoline | Unleaded gasoline |  | Steel | Steel |  | Painted or None | Steel |  | 1901-01-01 06:00 | [15 empty] | UST Currently In Use: 0; UST Temp Close: 0; AST Currently In Use: 0; AST Temp Closed: 0 | 0 | 0 | 6 | 12214-063-007030 | H G HAMILTON OIL CO INC
14096 | Permanently Closed | 1986-01-01 06:00 | 1969-01-01 06:00 | 1986-01-01 06:00 | Petroleum | Unleaded gasoline | Unleaded gasoline |  | Steel | Steel |  | Painted or None | Steel |  | 1901-01-01 06:00 | [15 empty] | UST Currently In Use: 0; UST Temp Close: 0; AST Currently In Use: 0; AST Temp Closed: 0 | 0 | 0 | 6 | 12214-063-007030 | H G HAMILTON OIL CO INC
14097 | Permanently Closed | 1997-01-01 06:00 | 1969-01-01 06:00 | 1998-10-25 06:00 | Petroleum | On road diesel | On road diesel |  | Steel | Steel |  | Painted or None | Steel |  | 1901-01-01 06:00 | [15 empty] | UST Currently In Use: 0; UST Temp Close: 0; AST Currently In Use: 0; AST Temp Closed: 0 | 0 | 0 | 6 | 12214-063-007030 | H G HAMILTON OIL CO INC
14098 | Permanently Closed | 1997-01-01 06:00 | 1974-01-01 06:00 | 1997-10-25 06:00 | Petroleum | Unleaded gasoline | Unleaded gasoline |  | Steel | Steel |  | Painted or None | Steel |  | 1901-01-01 06:00 | [15 empty] | UST Currently In Use: 0; UST Temp Close: 0; AST Currently In Use: 0; AST Temp Closed: 0 | 0 | 0 | 6 | 12214-063-007030 | H G HAMILTON OIL CO INC
14099 | Permanently Closed | 1997-01-01 06:00 | 1901-01-01 06:00 | 1997-10-25 06:00 | Petroleum | On road diesel | On road diesel |  | Steel | Steel |  | Painted or None | Steel |  | 1901-01-01 06:00 | [15 empty] | UST Currently In Use: 0; UST Temp Close: 0; AST Currently In Use: 0; AST Temp Closed: 0 | 0 | 0 | 6 | 12214-063-007030 | H G HAMILTON OIL CO INC
14100 | Permanently Closed | 1985-10-01 06:00 | 1964-01-01 06:00 | 1986-01-01 06:00 | Petroleum | Unleaded gasoline | Unleaded gasoline |  | Steel | Steel |  | Painted or None | Steel |  | 1901-01-01 06:00 | [15 empty] | UST Currently In Use: 0; UST Temp Close: 0; AST Currently In Use: 0; AST Temp Closed: 0 | 0 | 0 | 2 | 12214-063-007031 | H G HAMILTON OIL CO INC
14101 | Permanently Closed | 1985-10-01 06:00 | 1964-01-01 06:00 | 1986-01-01 06:00 | Petroleum | Unleaded gasoline | Unleaded gasoline |  | Steel | Steel |  | Painted or None | Steel |  | 1901-01-01 06:00 | [15 empty] | UST Currently In Use: 0; UST Temp Close: 0; AST Currently In Use: 0; AST Temp Closed: 0 | 0 | 0 | 2 | 12214-063-007031 | H G HAMILTON OIL CO INC
14104 | Permanently Closed | 1990-11-25 06:00 | 1964-01-01 06:00 | 1994-11-25 06:00 | Petroleum | Unleaded gasoline | Unleaded gasoline |  | Steel | Steel |  | Painted or None | Steel |  | 1901-01-01 06:00 | [15 empty] | UST Currently In Use: 0; UST Temp Close: 0; AST Currently In Use: 0; AST Temp Closed: 0 | 0 | 0 | 2 | 12214-063-007034 | H G HAMILTON OIL CO INC
14105 | Permanently Closed | 1990-11-25 06:00 | 1964-01-01 06:00 | 1994-11-25 06:00 | Petroleum | Unleaded gasoline | Unleaded gasoline |  | Steel | Steel |  | Painted or None | Steel |  | 1901-01-01 06:00 | [15 empty] | UST Currently In Use: 0; UST Temp Close: 0; AST Currently In Use: 0; AST Temp Closed: 0 | 0 | 0 | 2 | 12214-063-007034 | H G HAMILTON OIL CO INC
14106 | Permanently Closed | 1960-12-01 06:00 | 1963-01-01 06:00 |  | Petroleum | Unleaded gasoline | Unleaded gasoline |  | Steel | Steel |  | Painted or None | Steel |  | 1901-01-01 06:00 | [15 empty] | UST Currently In Use: 0; UST Temp Close: 0; AST Currently In Use: 0; AST Temp Closed: 0 | 0 | 0 | 1 | 12214-063-010009 | H G HAMILTON OIL CO INC
14110 | Permanently Closed | 1980-01-01 06:00 | 1952-01-01 06:00 | 1986-01-01 06:00 | Petroleum | Unleaded gasoline | Unleaded gasoline |  | Steel | Steel |  | Painted or None | Steel |  | 1901-01-01 06:00 | [15 empty] | UST Currently In Use: 0; UST Temp Close: 0; AST Currently In Use: 0; AST Temp Closed: 0 | 0 | 0 | 1 | 12214-065-006774 | H G HAMILTON OIL CO INC
14111 | Permanently Closed | 1986-01-01 06:00 | 1901-01-01 06:00 | 1986-01-01 06:00 | Petroleum | Unleaded gasoline | Unleaded gasoline |  | Steel | Steel |  | Painted or None | Steel |  | 1901-01-01 06:00 | [15 empty] | UST Currently In Use: 0; UST Temp Close: 0; AST Currently In Use: 0; AST Temp Closed: 0 | 0 | 0 | 3 | 12214-065-007028 | H G HAMILTON OIL CO INC
14112 | Permanently Closed | 1986-01-01 06:00 | 1901-01-01 06:00 | 1986-01-01 06:00 | Petroleum | Unleaded gasoline | Unleaded gasoline |  | Steel | Steel |  | Painted or None | Steel |  | 1901-01-01 06:00 | [15 empty] | UST Currently In Use: 0; UST Temp Close: 0; AST Currently In Use: 0; AST Temp Closed: 0 | 0 | 0 | 3 | 12214-065-007028 | H G HAMILTON OIL CO INC
14113 | Permanently Closed | 1986-01-01 06:00 | 1901-01-01 06:00 | 1986-01-01 06:00 | Petroleum | Unleaded gasoline | Unleaded gasoline |  | Steel | Steel |  | Painted or None | Steel |  | 1901-01-01 06:00 | [15 empty] | UST Currently In Use: 0; UST Temp Close: 0; AST Currently In Use: 0; AST Temp Closed: 0 | 0 | 0 | 3 | 12214-065-007028 | H G HAMILTON OIL CO INC
14114 | Permanently Closed | 1990-01-23 06:00 | 1975-01-01 06:00 | 1995-01-23 06:00 | Petroleum | Unleaded gasoline | Unleaded gasoline |  | Steel | Steel |  | Painted or None | Steel |  | 1901-01-01 06:00 | [15 empty] | UST Currently In Use: 0; UST Temp Close: 0; AST Currently In Use: 0; AST Temp Closed: 0 | 0 | 0 | 4 | 12215-021-005745 | H H DENNIS
14115 | Permanently Closed | 1990-01-23 06:00 | 1975-01-01 06:00 | 1995-01-23 06:00 | Petroleum | Unleaded gasoline | Unleaded gasoline |  | Steel | Steel |  | Painted or None | Steel |  | 1901-01-01 06:00 | [12 empty] | Annual line testing | Annual line testing |  | UST Currently In Use: 0; UST Temp Close: 0; AST Currently In Use: 0; AST Temp Closed: 0 | 0 | 0 | 4 | 12215-021-005745 | H H DENNIS
14116 | Permanently Closed | 1990-01-23 06:00 | 1975-01-01 06:00 | 1995-01-23 06:00 | Petroleum | Unleaded gasoline | Unleaded gasoline |  | Steel | Steel |  | Painted or None | Steel |  | 1901-01-01 06:00 | [15 empty] | UST Currently In Use: 0; UST Temp Close: 0; AST Currently In Use: 0; AST Temp Closed: 0 | 0 | 0 | 4 | 12215-021-005745 | H H DENNIS
14117 | Permanently Closed | 1990-01-23 06:00 | 1978-01-01 06:00 | 1995-01-23 06:00 | Petroleum | On road diesel | On road diesel |  | Steel | Steel |  | Painted or None | Steel |  | 1901-01-01 06:00 | [15 empty] | UST Currently In Use: 0; UST Temp Close: 0; AST Currently In Use: 0; AST Temp Closed: 0 | 0 | 0 | 4 | 12215-021-005745 | H H DENNIS
14118 | Permanently Closed | 1996-12-01 06:00 | 1968-01-01 06:00 | 1996-12-30 06:00 | Petroleum | Unleaded gasoline | Unleaded gasoline |  | Steel | Steel |  |  | Steel |  | 1901-01-01 06:00 | [12 empty] | Annual line testing | Annual line testing |  | UST Currently In Use: 0; UST Temp Close: 0; AST Currently In Use: 0; AST Temp Closed: 0 | 0 | 0 | 2 | 12216-073-010443 | H H WARE
14119 | Permanently Closed | 1996-12-01 06:00 | 1968-01-01 06:00 | 1996-12-30 06:00 | Petroleum | Unleaded gasoline | Unleaded gasoline |  | Steel | Steel |  |  | Steel |  | 1901-01-01 06:00 | [12 empty] | Annual line testing | Annual line testing |  | UST Currently In Use: 0; UST Temp Close: 0; AST Currently In Use: 0; AST Temp Closed: 0 | 0 | 0 | 2 | 12216-073-010443 | H H WARE
14120 | Permanently Closed | 1995-04-05 06:00 | 1984-01-01 06:00 | 1999-04-05 06:00 | Petroleum | Unleaded gasoline | Unleaded gasoline |  | Steel | Steel |  | Painted or None | Steel |  | 1901-01-01 06:00 | [15 empty] | UST Currently In Use: 0; UST Temp Close: 0; AST Currently In Use: 0; AST Temp Closed: 0 | 0 | 0 | 1 | 12217-019-013001 | H HARMON PINE CONE MARINA
14121 | Permanently Closed | 1991-09-17 06:00 | 1981-01-01 06:00 | 1991-09-17 06:00 | Petroleum | Unleaded gasoline | Unleaded gasoline |  | Steel | Steel |  | Painted or None | Steel |  | 1901-01-01 06:00 | [15 empty] | UST Currently In Use: 0; UST Temp Close: 0; AST Currently In Use: 0; AST Temp Closed: 0 | 0 | 0 | 2 | 12220-049-003854 | H J WALKER OIL CO INC
14122 | Permanently Closed | 1991-09-17 06:00 | 1981-01-01 06:00 | 1991-09-17 06:00 | Petroleum | Unleaded gasoline | Unleaded gasoline |  | Steel | Steel |  | Painted or None | Steel |  | 1901-01-01 06:00 | [15 empty] | UST Currently In Use: 0; UST Temp Close: 0; AST Currently In Use: 0; AST Temp Closed: 0 | 0 | 0 | 2 | 12220-049-003854 | H J WALKER OIL CO INC
14123 | Temporary Closed | 2000-07-04 06:00 | 1985-01-01 06:00 |  | Petroleum | Other, EMPTY | Other | Industrial | Fiberglass reinforced plastic | Fiberglass reinforced plastic |  |  | Other, NO PIPES |  | 1901-01-01 06:00 | None | Other, NONE | Flow Rest 90% Full | Flow Rest 90% Full | [11 empty] | UST Currently In Use: 0; UST Temp Close: 1; AST Currently In Use: 0; AST Temp Closed: 0 | 0 | 1 | 0 | 14712-071-012623 | STOREY TRUCKING CO INC
14124 | Permanently Closed | 1901-01-01 06:00 | 1956-01-01 06:00 | 2011-11-11 06:00 | Petroleum | Unleaded gasoline | Unleaded gasoline |  | Steel | Steel |  | Painted or None | Steel |  | 1901-01-01 06:00 | [15 empty] | UST Currently In Use: 0; UST Temp Close: 0; AST Currently In Use: 0; AST Temp Closed: 0 | 0 | 0 | 3 | 12220-071-003851 | H J WALKER OIL CO INC
14125 | Permanently Closed | 1901-01-01 06:00 | 1956-01-01 06:00 | 2011-11-11 06:00 | Petroleum | Unleaded gasoline | Unleaded gasoline |  | Steel | Steel |  | Painted or None | Steel |  | 1901-01-01 06:00 | [15 empty] | UST Currently In Use: 0; UST Temp Close: 0; AST Currently In Use: 0; AST Temp Closed: 0 | 0 | 0 | 3 | 12220-071-003851 | H J WALKER OIL CO INC
14126 | Permanently Closed | 1901-01-01 06:00 | 1977-01-01 06:00 | 2011-11-11 06:00 | Petroleum | Unleaded gasoline | Unleaded gasoline |  | Steel | Steel |  | Painted or None | Steel |  | 1901-01-01 06:00 | [15 empty] | UST Currently In Use: 0; UST Temp Close: 0; AST Currently In Use: 0; AST Temp Closed: 0 | 0 | 0 | 3 | 12220-071-003851 | H J WALKER OIL CO INC
14127 | Permanently Closed | 1994-11-03 06:00 | 1985-04-01 06:00 | 1994-11-03 06:00 | Petroleum | Unleaded gasoline | Unleaded gasoline | Retail | Steel | Steel |  | Painted or None | Steel |  | 1901-01-01 06:00 | None | [14 empty] | UST Currently In Use: 3; UST Temp Close: 0; AST Currently In Use: 0; AST Temp Closed: 0 | 3 | 0 | 3 | 15201-071-003852 | VULCAN OIL COMPANY INC.
14128 | Permanently Closed | 1993-03-01 06:00 | 1982-01-01 06:00 | 1994-11-03 06:00 | Petroleum | Unleaded gasoline | Unleaded gasoline |  | Steel | Steel |  | Painted or None | Steel |  | 1901-01-01 06:00 | [15 empty] | UST Currently In Use: 3; UST Temp Close: 0; AST Currently In Use: 0; AST Temp Closed: 0 | 3 | 0 | 3 | 15201-071-003852 | VULCAN OIL COMPANY INC.
14129 | Permanently Closed | 1993-03-01 06:00 | 1982-01-01 06:00 | 1994-11-03 06:00 | Petroleum | Unleaded gasoline | Unleaded gasoline |  | Steel | Steel |  | Painted or None | Steel |  | 1901-01-01 06:00 | [15 empty] | UST Currently In Use: 3; UST Temp Close: 0; AST Currently In Use: 0; AST Temp Closed: 0 | 3 | 0 | 3 | 15201-071-003852 | VULCAN OIL COMPANY INC.
14130 | Permanently Closed | 1989-08-29 06:00 | 1981-01-01 06:00 | 1989-08-29 06:00 | Petroleum | Unleaded gasoline | Unleaded gasoline |  | Steel | Steel |  | Painted or None | Steel |  | 1901-01-01 06:00 | [15 empty] | UST Currently In Use: 0; UST Temp Close: 0; AST Currently In Use: 0; AST Temp Closed: 0 | 0 | 0 | 5 | 12220-071-003853 | H J WALKER OIL CO INC
14131 | Permanently Closed | 1989-08-29 06:00 | 1981-01-01 06:00 | 1989-08-28 06:00 | Petroleum | Unleaded gasoline | Unleaded gasoline |  | Steel | Steel |  | Painted or None | Steel |  | 1901-01-01 06:00 | [15 empty] | UST Currently In Use: 0; UST Temp Close: 0; AST Currently In Use: 0; AST Temp Closed: 0 | 0 | 0 | 5 | 12220-071-003853 | H J WALKER OIL CO INC
14132 | Permanently Closed | 1989-08-29 06:00 | 1981-01-01 06:00 | 1989-08-29 06:00 | Petroleum | Unleaded gasoline | Unleaded gasoline |  | Steel | Steel |  | Painted or None | Steel |  | 1901-01-01 06:00 | [15 empty] | UST Currently In Use: 0; UST Temp Close: 0; AST Currently In Use: 0; AST Temp Closed: 0 | 0 | 0 | 5 | 12220-071-003853 | H J WALKER OIL CO INC
14133 | Permanently Closed | 1966-06-01 06:00 | 1953-01-01 06:00 | 1966-06-01 06:00 | Petroleum | Other, EMPTY | Other |  | Steel | Steel |  | Painted or None |  |  | 1901-01-01 06:00 | [15 empty] | UST Currently In Use: 0; UST Temp Close: 0; AST Currently In Use: 0; AST Temp Closed: 0 | 0 | 0 | 5 | 12220-071-003853 | H J WALKER OIL CO INC
14134 | Permanently Closed | 1966-06-01 06:00 | 1953-01-01 06:00 | 1966-06-01 06:00 | Petroleum | Other, EMPTY | Other |  | Steel | Steel |  | Painted or None |  |  | 1901-01-01 06:00 | [15 empty] | UST Currently In Use: 0; UST Temp Close: 0; AST Currently In Use: 0; AST Temp Closed: 0 | 0 | 0 | 5 | 12220-071-003853 | H J WALKER OIL CO INC
14135 | Permanently Closed | 1901-01-01 06:00 | 1979-01-01 06:00 | 2011-11-11 06:00 | Petroleum | Unleaded gasoline | Unleaded gasoline |  | Steel | Steel |  | Painted or None | Steel |  | 1901-01-01 06:00 | [15 empty] | UST Currently In Use: 0; UST Temp Close: 0; AST Currently In Use: 0; AST Temp Closed: 0 | 0 | 0 | 3 | 12220-071-003855 | H J WALKER OIL CO INC
14136 | Permanently Closed | 1901-01-01 06:00 | 1979-01-01 06:00 | 2011-11-11 06:00 | Petroleum | Unleaded gasoline | Unleaded gasoline |  | Steel | Steel |  | Painted or None | Steel |  | 1901-01-01 06:00 | [15 empty] | UST Currently In Use: 0; UST Temp Close: 0; AST Currently In Use: 0; AST Temp Closed: 0 | 0 | 0 | 3 | 12220-071-003855 | H J WALKER OIL CO INC
14137 | Permanently Closed | 1901-01-01 06:00 | 1979-01-01 06:00 | 2011-11-11 06:00 | Petroleum | Unleaded gasoline | Unleaded gasoline |  | Steel | Steel |  | Painted or None | Steel |  | 1901-01-01 06:00 | [15 empty] | UST Currently In Use: 0; UST Temp Close: 0; AST Currently In Use: 0; AST Temp Closed: 0 | 0 | 0 | 3 | 12220-071-003855 | H J WALKER OIL CO INC
14138 | Permanently Closed | 1998-10-02 06:00 | 1976-01-01 06:00 | 1998-10-02 06:00 | Petroleum | Unleaded gasoline | Unleaded gasoline |  | Steel | Steel |  | Painted or None | Steel |  | 1901-01-01 06:00 | [15 empty] | UST Currently In Use: 0; UST Temp Close: 0; AST Currently In Use: 0; AST Temp Closed: 0 | 0 | 0 | 3 | 12220-071-003856 | H J WALKER OIL CO INC
14139 | Permanently Closed | 1998-10-02 06:00 | 1976-01-01 06:00 | 1998-10-02 06:00 | Petroleum | Unleaded gasoline | Unleaded gasoline |  | Steel | Steel |  | Painted or None | Steel |  | 1901-01-01 06:00 | [15 empty] | UST Currently In Use: 0; UST Temp Close: 0; AST Currently In Use: 0; AST Temp Closed: 0 | 0 | 0 | 3 | 12220-071-003856 | H J WALKER OIL CO INC
14140 | Permanently Closed | 1998-10-02 06:00 | 1973-01-01 06:00 | 1998-10-02 06:00 | Petroleum | Unleaded gasoline | Unleaded gasoline |  | Steel | Steel |  | Painted or None | Steel |  | 1901-01-01 06:00 | [15 empty] | UST Currently In Use: 0; UST Temp Close: 0; AST Currently In Use: 0; AST Temp Closed: 0 | 0 | 0 | 3 | 12220-071-003856 | H J WALKER OIL CO INC
14141 | Permanently Closed | 1998-09-17 06:00 | 1973-01-01 06:00 | 1998-09-17 06:00 | Petroleum | Unleaded gasoline | Unleaded gasoline |  | Steel | Steel |  | Painted or None | Steel |  | 1901-01-01 06:00 | [15 empty] | UST Currently In Use: 0; UST Temp Close: 0; AST Currently In Use: 0; AST Temp Closed: 0 | 0 | 0 | 5 | 12220-071-003857 | H J WALKER OIL CO INC
14142 | Permanently Closed | 1998-09-17 06:00 | 1973-01-01 06:00 | 1998-09-17 06:00 | Petroleum | Unleaded gasoline | Unleaded gasoline |  | Steel | Steel |  | Painted or None | Steel |  | 1901-01-01 06:00 | [15 empty] | UST Currently In Use: 0; UST Temp Close: 0; AST Currently In Use: 0; AST Temp Closed: 0 | 0 | 0 | 5 | 12220-071-003857 | H J WALKER OIL CO INC
14143 | Permanently Closed | 1998-09-17 06:00 | 1973-01-01 06:00 | 1998-09-17 06:00 | Petroleum | Unleaded gasoline | Unleaded gasoline |  | Steel | Steel |  | Painted or None | Steel |  | 1901-01-01 06:00 | [15 empty] | UST Currently In Use: 0; UST Temp Close: 0; AST Currently In Use: 0; AST Temp Closed: 0 | 0 | 0 | 5 | 12220-071-003857 | H J WALKER OIL CO INC
14144 | Permanently Closed | 1998-09-17 06:00 | 1979-01-01 06:00 | 1998-09-17 06:00 | Petroleum | On road diesel | On road diesel |  | Steel | Steel |  | Painted or None | Steel |  | 1901-01-01 06:00 | [15 empty] | UST Currently In Use: 0; UST Temp Close: 0; AST Currently In Use: 0; AST Temp Closed: 0 | 0 | 0 | 5 | 12220-071-003857 | H J WALKER OIL CO INC
14145 | Permanently Closed | 1998-09-17 06:00 | 1982-01-01 06:00 | 1998-09-17 06:00 | Petroleum | Kerosene | Kerosene |  | Steel | Steel | Coated & cathodic protection (sti-P3) |  | Steel |  | 1901-01-01 06:00 | [15 empty] | UST Currently In Use: 0; UST Temp Close: 0; AST Currently In Use: 0; AST Temp Closed: 0 | 0 | 0 | 5 | 12220-071-003857 | H J WALKER OIL CO INC
14146 | Permanently Closed | 1992-08-13 06:00 | 1978-01-01 06:00 | 1992-08-13 06:00 | Petroleum | Unleaded gasoline | Unleaded gasoline |  | Steel | Steel |  | Painted or None | Steel |  | 1901-01-01 06:00 | [15 empty] | UST Currently In Use: 0; UST Temp Close: 0; AST Currently In Use: 0; AST Temp Closed: 0 | 0 | 0 | 5 | 12220-071-003858 | H J WALKER OIL CO INC
14147 | Permanently Closed | 1992-08-13 06:00 | 1978-01-01 06:00 | 1992-08-13 06:00 | Petroleum | Unleaded gasoline | Unleaded gasoline |  | Steel | Steel |  | Painted or None | Steel |  | 1901-01-01 06:00 | [15 empty] | UST Currently In Use: 0; UST Temp Close: 0; AST Currently In Use: 0; AST Temp Closed: 0 | 0 | 0 | 5 | 12220-071-003858 | H J WALKER OIL CO INC
14148 | Permanently Closed | 1992-08-13 06:00 | 1978-01-01 06:00 | 1992-08-13 06:00 | Petroleum | Unleaded gasoline | Unleaded gasoline |  | Steel | Steel |  | Painted or None | Steel |  | 1901-01-01 06:00 | [15 empty] | UST Currently In Use: 0; UST Temp Close: 0; AST Currently In Use: 0; AST Temp Closed: 0 | 0 | 0 | 5 | 12220-071-003858 | H J WALKER OIL CO INC
14149 | Permanently Closed | 1990-02-28 06:00 | 1958-01-01 06:00 | 1990-02-28 06:00 | Petroleum | Used oil | Used oil |  | Steel | Steel |  | Painted or None |  |  | 1901-01-01 06:00 | [15 empty] | UST Currently In Use: 0; UST Temp Close: 0; AST Currently In Use: 0; AST Temp Closed: 0 | 0 | 0 | 5 | 12220-071-003858 | H J WALKER OIL CO INC
14150 | Permanently Closed | 1990-02-28 06:00 | 1958-01-01 06:00 | 1990-02-28 06:00 | Petroleum | Unleaded gasoline | Unleaded gasoline |  | Steel | Steel |  | Painted or None |  |  | 1901-01-01 06:00 | [15 empty] | UST Currently In Use: 0; UST Temp Close: 0; AST Currently In Use: 0; AST Temp Closed: 0 | 0 | 0 | 5 | 12220-071-003858 | H J WALKER OIL CO INC
14151 | Permanently Closed | 1998-09-28 06:00 | 1984-01-01 06:00 | 1998-09-28 06:00 | Petroleum | On road diesel | On road diesel |  | Steel | Steel | Other, STIP-3 |  | Steel |  | 1901-01-01 06:00 | [15 empty] | UST Currently In Use: 0; UST Temp Close: 0; AST Currently In Use: 0; AST Temp Closed: 0 | 0 | 0 | 1 | 12220-071-013147 | H J WALKER OIL CO INC
14152 | Currently in Use |  | 1990-07-15 06:00 |  | Petroleum | Unleaded gasoline | Unleaded gasoline | Retail | Steel | Steel | Coated & cathodic protection (sti-P3), Field installed cathodic protection |  | Double Wall, Fiberglass reinforced plastic |  |  |  | Catchment Basin, Double walled catchment basin | Automatic shutoff device At 95% full | Automatic shutoff device At 95% full |  |  | Continuous Automatic Tank Gauge |  | Automatic flow restrictor (MLLD) | Automatic flow restrictor (MLLD) |  |  | Annual line testing | Annual line testing |  | UST Currently In Use: 2; UST Temp Close: 0; AST Currently In Use: 0; AST Temp Closed: 0 | 2 | 0 | 0 | 12220-071-015351 | H J WALKER OIL CO INC
14154 | Currently in Use |  | 1990-07-15 06:00 |  | Petroleum | Premium gasoline | Premium gasoline | Retail | Steel | Steel | Coated & cathodic protection (sti-P3), Field installed cathodic protection |  | Double Wall, Fiberglass reinforced plastic |  |  |  | Catchment Basin, Double walled catchment basin | Audible high level alarm At 90% full, Automatic shutoff device At 95% full | Automatic shutoff device At 95% full |  |  | Continuous Automatic Tank Gauge |  | Automatic flow restrictor (MLLD) | Automatic flow restrictor (MLLD) |  |  | Annual line testing | Annual line testing |  | UST Currently In Use: 2; UST Temp Close: 0; AST Currently In Use: 0; AST Temp Closed: 0 | 2 | 0 | 0 | 12220-071-015351 | H J WALKER OIL CO INC
14155 | Permanently Closed | 2000-05-31 06:00 | 1986-01-01 06:00 | 2000-05-31 06:00 | Petroleum | Virgin oil | Virgin oil |  | Fiberglass coated steel | Fiberglass coated steel |  |  | Steel |  | 1901-01-01 06:00 | [15 empty] | UST Currently In Use: 0; UST Temp Close: 0; AST Currently In Use: 0; AST Temp Closed: 0 | 0 | 0 | 4 | 17461-083-012628 | CHARLIE BAUCOM INC
14156 | Permanently Closed | 2000-05-31 06:00 | 1986-01-01 06:00 | 2000-05-31 06:00 | Petroleum | Used oil | Used oil | Bulk facility | Fiberglass coated steel | Fiberglass coated steel |  |  | Steel |  | 1901-01-01 06:00 |  | Other, EXEMPT | Other, EXEMPT | Other |  |  | Statistical Inventory Reconciliation (SIR) | [8 empty] | UST Currently In Use: 0; UST Temp Close: 0; AST Currently In Use: 0; AST Temp Closed: 0 | 0 | 0 | 4 | 17461-083-012628 | CHARLIE BAUCOM INC
14157 | Permanently Closed | 1998-07-31 06:00 | 1985-01-01 06:00 | 1998-07-31 06:00 | Petroleum | Unleaded gasoline | Unleaded gasoline | Bulk facility | Steel | Steel |  | Painted or None | Steel |  | 1901-01-01 06:00 | [6 empty] | Statistical Inventory Reconciliation (SIR) | [8 empty] | UST Currently In Use: 0; UST Temp Close: 0; AST Currently In Use: 0; AST Temp Closed: 0 | 0 | 0 | 4 | 17461-083-012628 | CHARLIE BAUCOM INC
14158 | Permanently Closed | 1998-12-20 06:00 | 1986-01-01 06:00 | 1999-12-01 06:00 | Petroleum | Unleaded gasoline | Unleaded gasoline |  | Steel | Steel |  | Painted or None | Steel |  | 1901-01-01 06:00 | [6 empty] | Statistical Inventory Reconciliation (SIR) | [8 empty] | UST Currently In Use: 0; UST Temp Close: 0; AST Currently In Use: 1; AST Temp Closed: 0 | 0 | 0 | 2 | 12225-047-013417 | H. O. ROGERS OIL COMPANY, INC.
14159 | Permanently Closed | 1998-12-20 06:00 | 1986-01-01 06:00 | 1999-12-01 06:00 | Petroleum | Unleaded gasoline | Unleaded gasoline |  | Steel | Steel |  | Painted or None | Steel |  | 1901-01-01 06:00 | [6 empty] | Statistical Inventory Reconciliation (SIR) | [8 empty] | UST Currently In Use: 0; UST Temp Close: 0; AST Currently In Use: 1; AST Temp Closed: 0 | 0 | 0 | 2 | 12225-047-013417 | H. O. ROGERS OIL COMPANY, INC.
14160 | Permanently Closed | 1992-01-08 06:00 | 1979-01-01 06:00 | 1992-01-08 06:00 | Petroleum | Unleaded gasoline | Unleaded gasoline |  | Steel | Steel |  | Painted or None | Steel |  | 1901-01-01 06:00 | [15 empty] | UST Currently In Use: 0; UST Temp Close: 0; AST Currently In Use: 0; AST Temp Closed: 0 | 0 | 0 | 2 | 12225-099-006379 | H. O. ROGERS OIL COMPANY, INC.
14161 | Permanently Closed | 1992-01-08 06:00 | 1979-01-01 06:00 | 1992-01-08 06:00 | Petroleum | Unleaded gasoline | Unleaded gasoline |  | Steel | Steel |  | Painted or None | Steel |  | 1901-01-01 06:00 | [15 empty] | UST Currently In Use: 0; UST Temp Close: 0; AST Currently In Use: 0; AST Temp Closed: 0 | 0 | 0 | 2 | 12225-099-006379 | H. O. ROGERS OIL COMPANY, INC.
14162 | Currently in Use |  | 1988-06-16 06:00 |  | Petroleum | Unleaded gasoline | Unleaded gasoline | Retail | Steel | Steel | Coated & cathodic protection (sti-P3) |  | Fiberglass reinforced plastic |  |  |  | Catchment Basin, Single walled catchment basin | Automatic shutoff device At 95% full | Automatic shutoff device At 95% full |  |  | Statistical Inventory Reconciliation (SIR) | [8 empty] | UST Currently In Use: 5; UST Temp Close: 0; AST Currently In Use: 0; AST Temp Closed: 0 | 5 | 0 | 0 | 12225-131-002520 | H. O. ROGERS OIL COMPANY, INC.
14163 | Currently in Use |  | 1988-06-16 06:00 |  | Petroleum | Mid-grade gasoline | Mid-grade gasoline | Retail | Steel | Steel | Coated & cathodic protection (sti-P3) |  | Fiberglass reinforced plastic |  |  |  | Catchment Basin, Single walled catchment basin | Automatic shutoff device At 95% full | Automatic shutoff device At 95% full |  |  | Statistical Inventory Reconciliation (SIR) | [8 empty] | UST Currently In Use: 5; UST Temp Close: 0; AST Currently In Use: 0; AST Temp Closed: 0 | 5 | 0 | 0 | 12225-131-002520 | H. O. ROGERS OIL COMPANY, INC.
14164 | Currently in Use |  | 1988-06-16 06:00 |  | Petroleum | Premium gasoline | Premium gasoline | Retail | Steel | Steel | Coated & cathodic protection (sti-P3) |  | Fiberglass reinforced plastic |  |  |  | Catchment Basin, Single walled catchment basin | Automatic shutoff device At 95% full | Automatic shutoff device At 95% full |  |  | Statistical Inventory Reconciliation (SIR) | [8 empty] | UST Currently In Use: 5; UST Temp Close: 0; AST Currently In Use: 0; AST Temp Closed: 0 | 5 | 0 | 0 | 12225-131-002520 | H. O. ROGERS OIL COMPANY, INC.
14165 | Currently in Use |  | 1988-06-16 06:00 |  | Petroleum | On road diesel | On road diesel | Retail | Steel | Steel | Coated & cathodic protection (sti-P3) |  | Fiberglass reinforced plastic |  |  |  | Catchment Basin, Single walled catchment basin | Automatic shutoff device At 95% full | Automatic shutoff device At 95% full |  |  | Statistical Inventory Reconciliation (SIR) | [8 empty] | UST Currently In Use: 5; UST Temp Close: 0; AST Currently In Use: 0; AST Temp Closed: 0 | 5 | 0 | 0 | 12225-131-002520 | H. O. ROGERS OIL COMPANY, INC.
14166 | Currently in Use |  | 1988-06-16 06:00 |  | Petroleum | On road diesel | On road diesel | Retail | Steel | Steel | Coated & cathodic protection (sti-P3) |  | Fiberglass reinforced plastic |  |  |  | Catchment Basin, Single walled catchment basin | Automatic shutoff device At 95% full | Automatic shutoff device At 95% full |  |  | Statistical Inventory Reconciliation (SIR) | [8 empty] | UST Currently In Use: 5; UST Temp Close: 0; AST Currently In Use: 0; AST Temp Closed: 0 | 5 | 0 | 0 | 12225-131-002520 | H. O. ROGERS OIL COMPANY, INC.
14167 | Currently in Use |  | 1982-01-01 06:00 |  | Petroleum | On road diesel | On road diesel | Bulk facility | Steel | Steel | Field installed cathodic protection |  | Steel, PAINTSTEEL |  | 1901-01-01 06:00 | Field installed cathodic protection | Catchment Basin, Single walled catchment basin | Audible high level alarm At 90% full | Audible high level alarm At 90% full |  |  | Continuous Automatic Tank Gauge |  | Automatic flow restrictor (MLLD) | Automatic flow restrictor (MLLD) |  |  | Annual line testing | Annual line testing |  | UST Currently In Use: 4; UST Temp Close: 1; AST Currently In Use: 0; AST Temp Closed: 0 | 4 | 1 | 0 | 12225-131-002521 | H. O. ROGERS OIL COMPANY, INC.
14168 | Currently in Use |  | 1982-01-01 06:00 |  | Petroleum | Unleaded gasoline | Unleaded gasoline | Bulk facility | Steel | Steel | Field installed cathodic protection |  | Steel, PAINTSTEEL |  | 1901-01-01 06:00 | Field installed cathodic protection | Catchment Basin, Single walled catchment basin | Audible high level alarm At 90% full | Audible high level alarm At 90% full |  |  | Continuous Automatic Tank Gauge |  | Automatic flow restrictor (MLLD) | Automatic flow restrictor (MLLD) |  |  | Annual line testing | Annual line testing |  | UST Currently In Use: 4; UST Temp Close: 1; AST Currently In Use: 0; AST Temp Closed: 0 | 4 | 1 | 0 | 12225-131-002521 | H. O. ROGERS OIL COMPANY, INC.
14169 | Currently in Use |  | 1982-01-01 06:00 |  | Petroleum | Premium gasoline | Premium gasoline | Bulk facility | Steel | Steel | Field installed cathodic protection |  | Steel, PAINTSTEEL |  | 1901-01-01 06:00 | Field installed cathodic protection | Catchment Basin, Single walled catchment basin | Audible high level alarm At 90% full | Audible high level alarm At 90% full |  |  | Continuous Automatic Tank Gauge |  | Automatic flow restrictor (MLLD) | Automatic flow restrictor (MLLD) |  |  | Annual line testing | Annual line testing |  | UST Currently In Use: 4; UST Temp Close: 1; AST Currently In Use: 0; AST Temp Closed: 0 | 4 | 1 | 0 | 12225-131-002521 | H. O. ROGERS OIL COMPANY, INC.
14170 | Currently in Use |  | 1982-01-01 06:00 |  | Petroleum | On road diesel | On road diesel | Bulk facility | Steel | Steel | Field installed cathodic protection |  | Steel, PAINTSTEEL |  | 1901-01-01 06:00 | Field installed cathodic protection | Catchment Basin, Single walled catchment basin | Audible high level alarm At 90% full | Audible high level alarm At 90% full |  |  | Continuous Automatic Tank Gauge |  | Automatic flow restrictor (MLLD) | Automatic flow restrictor (MLLD) |  |  | Annual line testing | Annual line testing |  | UST Currently In Use: 4; UST Temp Close: 1; AST Currently In Use: 0; AST Temp Closed: 0 | 4 | 1 | 0 | 12225-131-002521 | H. O. ROGERS OIL COMPANY, INC.
14171 | Temporary Closed | 2005-10-01 06:00 | 1984-01-01 06:00 |  | Petroleum | Premium gasoline | Premium gasoline | Bulk facility | Steel | Steel | Field installed cathodic protection |  | Other, NO PIPE |  | 1901-01-01 06:00 |  | Catchment Basin, Single walled catchment basin | Audible high level alarm At 90% full | Audible high level alarm At 90% full |  |  | Continuous Automatic Tank Gauge |  | Automatic flow restrictor (MLLD), NO PIPE | Automatic flow restrictor (MLLD) |  |  | Other, NO PIPE | Other |  | UST Currently In Use: 4; UST Temp Close: 1; AST Currently In Use: 0; AST Temp Closed: 0 | 4 | 1 | 0 | 12225-131-002521 | H. O. ROGERS OIL COMPANY, INC.
14172 | Permanently Closed | 1992-01-21 06:00 | 1971-01-01 06:00 | 1992-01-21 06:00 | Petroleum | Unleaded gasoline | Unleaded gasoline |  | Steel | Steel |  | Painted or None | Steel |  | 1901-01-01 06:00 | [15 empty] | UST Currently In Use: 0; UST Temp Close: 0; AST Currently In Use: 0; AST Temp Closed: 0 | 0 | 0 | 2 | 12225-131-006370 | H. O. ROGERS OIL COMPANY, INC.
14173 | Permanently Closed | 1992-01-21 06:00 | 1971-01-01 06:00 | 1992-01-21 06:00 | Petroleum | Unleaded gasoline | Unleaded gasoline |  | Steel | Steel |  | Painted or None | Steel |  | 1901-01-01 06:00 | [15 empty] | UST Currently In Use: 0; UST Temp Close: 0; AST Currently In Use: 0; AST Temp Closed: 0 | 0 | 0 | 2 | 12225-131-006370 | H. O. ROGERS OIL COMPANY, INC.
14174 | Permanently Closed | 1998-12-20 06:00 | 1971-01-01 06:00 | 1999-12-01 06:00 | Petroleum | Unleaded gasoline | Unleaded gasoline |  | Steel | Steel |  | Painted or None | Steel |  | 1901-01-01 06:00 | [6 empty] | Statistical Inventory Reconciliation (SIR) | [8 empty] | UST Currently In Use: 0; UST Temp Close: 0; AST Currently In Use: 2; AST Temp Closed: 0 | 0 | 0 | 2 | 12225-131-006371 | H. O. ROGERS OIL COMPANY, INC.
14175 | Permanently Closed | 1998-12-20 06:00 | 1971-01-01 06:00 | 1999-12-01 06:00 | Petroleum | Unleaded gasoline | Unleaded gasoline |  | Steel | Steel |  | Painted or None | Steel |  | 1901-01-01 06:00 | [6 empty] | Statistical Inventory Reconciliation (SIR) | [8 empty] | UST Currently In Use: 0; UST Temp Close: 0; AST Currently In Use: 2; AST Temp Closed: 0 | 0 | 0 | 2 | 12225-131-006371 | H. O. ROGERS OIL COMPANY, INC.
14176 | Permanently Closed | 1988-03-01 06:00 | 1980-01-01 06:00 | 1988-03-30 06:00 | Petroleum | On road diesel | On road diesel |  | Steel | Steel |  | Painted or None | Other, STEEL |  | 1901-01-01 06:00 | [15 empty] | UST Currently In Use: 0; UST Temp Close: 0; AST Currently In Use: 0; AST Temp Closed: 0 | 0 | 0 | 1 | 12225-131-006372 | H. O. ROGERS OIL COMPANY, INC.
14177 | Permanently Closed | 1991-09-12 06:00 | 1964-01-01 06:00 | 1992-03-30 06:00 | Petroleum | Unleaded gasoline | Unleaded gasoline |  | Steel | Steel |  | Painted or None | Steel |  | 1901-01-01 06:00 | [15 empty] | UST Currently In Use: 0; UST Temp Close: 0; AST Currently In Use: 0; AST Temp Closed: 0 | 0 | 0 | 6 | 12225-131-006373 | H. O. ROGERS OIL COMPANY, INC.
14178 | Permanently Closed | 1991-09-12 06:00 | 1964-01-01 06:00 | 1992-03-30 06:00 | Petroleum | Unleaded gasoline | Unleaded gasoline |  | Steel | Steel |  | Painted or None | Steel |  | 1901-01-01 06:00 | [15 empty] | UST Currently In Use: 0; UST Temp Close: 0; AST Currently In Use: 0; AST Temp Closed: 0 | 0 | 0 | 6 | 12225-131-006373 | H. O. ROGERS OIL COMPANY, INC.
14179 | Permanently Closed | 1991-09-12 06:00 | 1964-01-01 06:00 | 1992-03-30 06:00 | Petroleum | Unleaded gasoline | Unleaded gasoline |  | Steel | Steel |  | Painted or None | Steel |  | 1901-01-01 06:00 | [15 empty] | UST Currently In Use: 0; UST Temp Close: 0; AST Currently In Use: 0; AST Temp Closed: 0 | 0 | 0 | 6 | 12225-131-006373 | H. O. ROGERS OIL COMPANY, INC.
14180 | Permanently Closed | 1991-09-12 06:00 | 1964-01-01 06:00 | 1992-03-30 06:00 | Petroleum | On road diesel | On road diesel |  | Steel | Steel |  | Painted or None | Steel |  | 1901-01-01 06:00 | [15 empty] | UST Currently In Use: 0; UST Temp Close: 0; AST Currently In Use: 0; AST Temp Closed: 0 | 0 | 0 | 6 | 12225-131-006373 | H. O. ROGERS OIL COMPANY, INC.
14181 | Permanently Closed | 1987-07-01 06:00 | 1964-01-01 06:00 | 1988-01-01 06:00 | Petroleum | On road diesel | On road diesel |  | Steel | Steel |  | Painted or None | Steel |  | 1901-01-01 06:00 | [15 empty] | UST Currently In Use: 0; UST Temp Close: 0; AST Currently In Use: 0; AST Temp Closed: 0 | 0 | 0 | 6 | 12225-131-006373 | H. O. ROGERS OIL COMPANY, INC.
14182 | Permanently Closed | 1987-07-01 06:00 | 1964-01-01 06:00 | 1988-01-01 06:00 | Petroleum | Used oil | Used oil |  | Steel | Steel |  | Painted or None | Steel |  | 1901-01-01 06:00 | [15 empty] | UST Currently In Use: 0; UST Temp Close: 0; AST Currently In Use: 0; AST Temp Closed: 0 | 0 | 0 | 6 | 12225-131-006373 | H. O. ROGERS OIL COMPANY, INC.
14183 | Currently in Use |  | 1983-01-01 06:00 |  | Petroleum | Unleaded gasoline | Unleaded gasoline | Retail | Steel | Steel | Field installed cathodic protection |  | Fiberglass reinforced plastic |  |  |  | Catchment Basin, Single walled catchment basin | Automatic shutoff device At 95% full | Automatic shutoff device At 95% full |  |  | Continuous Automatic Tank Gauge | [8 empty] | UST Currently In Use: 3; UST Temp Close: 0; AST Currently In Use: 0; AST Temp Closed: 0 | 3 | 0 | 0 | 12225-131-006374 | H. O. ROGERS OIL COMPANY, INC.
14184 | Currently in Use |  | 1983-01-01 06:00 |  | Petroleum | Mid-grade gasoline | Mid-grade gasoline | Retail | Steel | Steel | Field installed cathodic protection |  | Fiberglass reinforced plastic |  |  |  | Catchment Basin, Single walled catchment basin | Automatic shutoff device At 95% full | Automatic shutoff device At 95% full |  |  | Continuous Automatic Tank Gauge | [8 empty] | UST Currently In Use: 3; UST Temp Close: 0; AST Currently In Use: 0; AST Temp Closed: 0 | 3 | 0 | 0 | 12225-131-006374 | H. O. ROGERS OIL COMPANY, INC.
14185 | Currently in Use |  | 1983-01-01 06:00 |  | Petroleum | Premium gasoline | Premium gasoline | Retail | Steel | Steel | Field installed cathodic protection |  | Fiberglass reinforced plastic |  |  |  | Catchment Basin, Single walled catchment basin | Automatic shutoff device At 95% full | Automatic shutoff device At 95% full |  |  | Continuous Automatic Tank Gauge | [8 empty] | UST Currently In Use: 3; UST Temp Close: 0; AST Currently In Use: 0; AST Temp Closed: 0 | 3 | 0 | 0 | 12225-131-006374 | H. O. ROGERS OIL COMPANY, INC.
14186 | Permanently Closed | 1901-01-01 06:00 | 1969-01-01 06:00 | 1988-11-14 06:00 | Petroleum | Unleaded gasoline | Unleaded gasoline |  | Steel | Steel |  | Painted or None | Steel |  | 1901-01-01 06:00 | [15 empty] | UST Currently In Use: 0; UST Temp Close: 0; AST Currently In Use: 0; AST Temp Closed: 0 | 0 | 0 | 2 | 12225-131-006375 | H. O. ROGERS OIL COMPANY, INC.
14187 | Permanently Closed | 1901-01-01 06:00 | 1969-01-01 06:00 | 1988-11-14 06:00 | Petroleum | Unleaded gasoline | Unleaded gasoline |  | Steel | Steel |  | Painted or None | Steel |  | 1901-01-01 06:00 | [15 empty] | UST Currently In Use: 0; UST Temp Close: 0; AST Currently In Use: 0; AST Temp Closed: 0 | 0 | 0 | 2 | 12225-131-006375 | H. O. ROGERS OIL COMPANY, INC.
14188 | Permanently Closed | 1901-01-01 06:00 | 1968-01-01 06:00 | 1988-01-01 06:00 | Petroleum | Unleaded gasoline | Unleaded gasoline |  | Steel | Steel |  | Painted or None | Steel |  | 1901-01-01 06:00 | [15 empty] | UST Currently In Use: 0; UST Temp Close: 0; AST Currently In Use: 0; AST Temp Closed: 0 | 0 | 0 | 4 | 12225-131-006377 | H. O. ROGERS OIL COMPANY, INC.
14189 | Permanently Closed | 1901-01-01 06:00 | 1968-01-01 06:00 | 1988-01-01 06:00 | Petroleum | Unleaded gasoline | Unleaded gasoline |  | Steel | Steel |  | Painted or None | Steel |  | 1901-01-01 06:00 | [15 empty] | UST Currently In Use: 0; UST Temp Close: 0; AST Currently In Use: 0; AST Temp Closed: 0 | 0 | 0 | 4 | 12225-131-006377 | H. O. ROGERS OIL COMPANY, INC.
14190 | Permanently Closed | 1901-01-01 06:00 | 1953-01-01 06:00 | 1988-01-01 06:00 | Petroleum | Unleaded gasoline | Unleaded gasoline |  | Steel | Steel |  | Painted or None | Steel |  | 1901-01-01 06:00 | [15 empty] | UST Currently In Use: 0; UST Temp Close: 0; AST Currently In Use: 0; AST Temp Closed: 0 | 0 | 0 | 4 | 12225-131-006377 | H. O. ROGERS OIL COMPANY, INC.
14191 | Permanently Closed | 1901-01-01 06:00 | 1953-01-01 06:00 | 1988-01-01 06:00 | Petroleum | Unleaded gasoline | Unleaded gasoline |  | Steel | Steel |  | Painted or None | Steel |  | 1901-01-01 06:00 | [15 empty] | UST Currently In Use: 0; UST Temp Close: 0; AST Currently In Use: 0; AST Temp Closed: 0 | 0 | 0 | 4 | 12225-131-006377 | H. O. ROGERS OIL COMPANY, INC.
14192 | Permanently Closed | 1993-02-04 06:00 | 1968-01-01 06:00 | 1993-02-04 06:00 | Petroleum | Unleaded gasoline | Unleaded gasoline |  | Steel | Steel |  | Painted or None | Steel |  | 1901-01-01 06:00 | [15 empty] | UST Currently In Use: 0; UST Temp Close: 0; AST Currently In Use: 0; AST Temp Closed: 0 | 0 | 0 | 1 | 12225-131-006378 | H. O. ROGERS OIL COMPANY, INC.
14193 | Permanently Closed | 1998-12-20 06:00 | 1977-01-01 06:00 | 1999-11-30 06:00 | Petroleum | Unleaded gasoline | Unleaded gasoline |  | Steel | Steel |  | Painted or None | Steel |  | 1901-01-01 06:00 | [6 empty] | Statistical Inventory Reconciliation (SIR) | [8 empty] | UST Currently In Use: 0; UST Temp Close: 0; AST Currently In Use: 2; AST Temp Closed: 0 | 0 | 0 | 2 | 12225-131-006380 | H. O. ROGERS OIL COMPANY, INC.
14194 | Permanently Closed | 1998-12-20 06:00 | 1971-01-01 06:00 | 1999-11-30 06:00 | Petroleum | Unleaded gasoline | Unleaded gasoline |  | Steel | Steel |  | Painted or None | Steel |  | 1901-01-01 06:00 | [6 empty] | Statistical Inventory Reconciliation (SIR) | [8 empty] | UST Currently In Use: 0; UST Temp Close: 0; AST Currently In Use: 2; AST Temp Closed: 0 | 0 | 0 | 2 | 12225-131-006380 | H. O. ROGERS OIL COMPANY, INC.
14195 | Permanently Closed | 1988-11-01 06:00 | 1958-01-01 06:00 | 1988-11-23 06:00 | Petroleum | Unleaded gasoline | Unleaded gasoline |  | Steel | Steel |  |  | Steel |  | 1901-01-01 06:00 | [15 empty] | UST Currently In Use: 0; UST Temp Close: 0; AST Currently In Use: 0; AST Temp Closed: 0 | 0 | 0 | 2 | 12225-131-006381 | H. O. ROGERS OIL COMPANY, INC.
14196 | Permanently Closed | 1988-11-01 06:00 | 1958-01-01 06:00 | 1988-11-23 06:00 | Petroleum | Unleaded gasoline | Unleaded gasoline |  | Steel | Steel |  |  | Steel |  | 1901-01-01 06:00 | [15 empty] | UST Currently In Use: 0; UST Temp Close: 0; AST Currently In Use: 0; AST Temp Closed: 0 | 0 | 0 | 2 | 12225-131-006381 | H. O. ROGERS OIL COMPANY, INC.
14197 | Retired | 1979-05-01 06:00 | 1958-01-01 06:00 |  | Petroleum | Unleaded gasoline | Unleaded gasoline |  | Steel | Steel |  | Painted or None | Steel |  | 1901-01-01 06:00 | [15 empty] | UST Currently In Use: 0; UST Temp Close: 0; AST Currently In Use: 0; AST Temp Closed: 0 | 0 | 0 | 0 | 12225-131-006382 | H. O. ROGERS OIL COMPANY, INC.
14198 | Permanently Closed | 1995-02-06 06:00 | 1968-01-01 06:00 | 1999-11-30 06:00 | Petroleum | Unleaded gasoline | Unleaded gasoline |  | Steel | Steel |  | Painted or None | Steel |  | 1901-01-01 06:00 | [15 empty] | UST Currently In Use: 0; UST Temp Close: 0; AST Currently In Use: 1; AST Temp Closed: 0 | 0 | 0 | 4 | 12225-131-006383 | H. O. ROGERS OIL COMPANY, INC.
14199 | Permanently Closed | 1992-11-15 06:00 | 1968-01-01 06:00 | 1992-11-15 06:00 | Petroleum | Unleaded gasoline | Unleaded gasoline |  | Steel | Steel |  | Painted or None | Steel |  | 1901-01-01 06:00 | [15 empty] | UST Currently In Use: 0; UST Temp Close: 0; AST Currently In Use: 1; AST Temp Closed: 0 | 0 | 0 | 4 | 12225-131-006383 | H. O. ROGERS OIL COMPANY, INC.
14200 | Permanently Closed | 1995-02-06 06:00 | 1968-01-01 06:00 | 1999-11-30 06:00 | Petroleum | On road diesel | On road diesel |  | Steel | Steel |  | Painted or None | Steel |  | 1901-01-01 06:00 | [15 empty] | UST Currently In Use: 0; UST Temp Close: 0; AST Currently In Use: 1; AST Temp Closed: 0 | 0 | 0 | 4 | 12225-131-006383 | H. O. ROGERS OIL COMPANY, INC.
14201 | Permanently Closed | 1992-11-15 06:00 | 1968-01-01 06:00 | 1992-11-15 06:00 | Petroleum | Kerosene | Kerosene |  | Steel | Steel |  | Painted or None | Steel |  | 1901-01-01 06:00 | [15 empty] | UST Currently In Use: 0; UST Temp Close: 0; AST Currently In Use: 1; AST Temp Closed: 0 | 0 | 0 | 4 | 12225-131-006383 | H. O. ROGERS OIL COMPANY, INC.
14202 | Permanently Closed | 1992-01-21 06:00 | 1963-01-01 06:00 | 1992-01-21 06:00 | Petroleum | Unleaded gasoline | Unleaded gasoline |  | Steel | Steel |  | Painted or None | Steel |  | 1901-01-01 06:00 | [15 empty] | UST Currently In Use: 0; UST Temp Close: 0; AST Currently In Use: 0; AST Temp Closed: 0 | 0 | 0 | 1 | 12225-131-006384 | H. O. ROGERS OIL COMPANY, INC.
14203 | Permanently Closed | 1901-01-01 06:00 | 1968-01-01 06:00 | 1988-11-18 06:00 | Petroleum | Unleaded gasoline | Unleaded gasoline |  | Steel | Steel |  | Painted or None | Steel |  | 1901-01-01 06:00 | [15 empty] | UST Currently In Use: 0; UST Temp Close: 0; AST Currently In Use: 0; AST Temp Closed: 0 | 0 | 0 | 1 | 12225-131-006385 | H. O. ROGERS OIL COMPANY, INC.
14204 | Permanently Closed | 1986-10-01 06:00 | 1968-01-01 06:00 | 1986-10-01 06:00 | Petroleum | On road diesel | On road diesel |  | Steel | Steel |  | Painted or None | Steel |  | 1901-01-01 06:00 | [15 empty] | UST Currently In Use: 0; UST Temp Close: 0; AST Currently In Use: 0; AST Temp Closed: 0 | 0 | 0 | 2 | 12225-131-006386 | H. O. ROGERS OIL COMPANY, INC.
14205 | Permanently Closed | 1992-01-08 06:00 | 1968-01-01 06:00 | 1992-01-08 06:00 | Petroleum | Unleaded gasoline | Unleaded gasoline |  | Steel | Steel |  | Painted or None | Steel |  | 1901-01-01 06:00 | [15 empty] | UST Currently In Use: 0; UST Temp Close: 0; AST Currently In Use: 0; AST Temp Closed: 0 | 0 | 0 | 2 | 12225-131-006386 | H. O. ROGERS OIL COMPANY, INC.
14206 | Permanently Closed | 1901-01-01 06:00 | 1978-01-01 06:00 | 1988-11-07 06:00 | Petroleum | On road diesel | On road diesel |  | Steel | Steel |  | Painted or None | Steel |  | 1901-01-01 06:00 | [15 empty] | UST Currently In Use: 0; UST Temp Close: 0; AST Currently In Use: 0; AST Temp Closed: 0 | 0 | 0 | 3 | 12225-131-006387 | H. O. ROGERS OIL COMPANY, INC.
14207 | Permanently Closed | 1901-01-01 06:00 | 1972-01-01 06:00 | 1988-11-07 06:00 | Petroleum | On road diesel | On road diesel |  | Steel | Steel |  | Painted or None | Steel |  | 1901-01-01 06:00 | [15 empty] | UST Currently In Use: 0; UST Temp Close: 0; AST Currently In Use: 0; AST Temp Closed: 0 | 0 | 0 | 3 | 12225-131-006387 | H. O. ROGERS OIL COMPANY, INC.
14208 | Permanently Closed | 1901-01-01 06:00 | 1972-01-01 06:00 | 1988-11-07 06:00 | Petroleum | Unleaded gasoline | Unleaded gasoline |  | Steel | Steel |  | Painted or None | Steel |  | 1901-01-01 06:00 | [15 empty] | UST Currently In Use: 0; UST Temp Close: 0; AST Currently In Use: 0; AST Temp Closed: 0 | 0 | 0 | 3 | 12225-131-006387 | H. O. ROGERS OIL COMPANY, INC.
14209 | Permanently Closed | 1901-01-01 06:00 | 1968-01-01 06:00 | 1988-11-14 06:00 | Petroleum | Unleaded gasoline | Unleaded gasoline |  | Steel | Steel |  | Painted or None | Steel |  | 1901-01-01 06:00 | [15 empty] | UST Currently In Use: 0; UST Temp Close: 0; AST Currently In Use: 0; AST Temp Closed: 0 | 0 | 0 | 1 | 12225-131-006388 | H. O. ROGERS OIL COMPANY, INC.
14210 | Retired | 1988-12-21 06:00 | 1979-01-01 06:00 |  | Petroleum | Unleaded gasoline | Unleaded gasoline |  | Steel | Steel |  | Painted or None | Steel |  | 1901-01-01 06:00 | [15 empty] | UST Currently In Use: 0; UST Temp Close: 0; AST Currently In Use: 0; AST Temp Closed: 0 | 0 | 0 | 0 | 20393-131-006389 | FRANK LAMBERT
14211 | Retired | 1988-12-21 06:00 | 1978-01-01 06:00 |  | Petroleum | Unleaded gasoline | Unleaded gasoline |  | Steel | Steel |  | Painted or None | Steel |  | 1901-01-01 06:00 | [15 empty] | UST Currently In Use: 0; UST Temp Close: 0; AST Currently In Use: 0; AST Temp Closed: 0 | 0 | 0 | 0 | 20393-131-006389 | FRANK LAMBERT
14212 | Permanently Closed | 1992-11-10 06:00 | 1981-01-01 06:00 | 1992-11-10 06:00 | Petroleum | On road diesel | On road diesel |  | Steel | Steel |  | Painted or None | Steel |  | 1901-01-01 06:00 | [15 empty] | UST Currently In Use: 0; UST Temp Close: 0; AST Currently In Use: 0; AST Temp Closed: 0 | 0 | 0 | 1 | 12225-131-006390 | H. O. ROGERS OIL COMPANY, INC.
14213 | Permanently Closed | 1991-11-01 06:00 | 1971-12-01 06:00 | 1991-11-01 06:00 | Petroleum | Unleaded gasoline | Unleaded gasoline |  | Steel | Steel |  | Painted or None | Steel |  | 1901-01-01 06:00 | [15 empty] | UST Currently In Use: 0; UST Temp Close: 0; AST Currently In Use: 0; AST Temp Closed: 0 | 0 | 0 | 2 | 12225-131-014969 | H. O. ROGERS OIL COMPANY, INC.
14214 | Permanently Closed | 1991-11-01 06:00 | 1980-12-01 06:00 | 1991-11-01 06:00 | Petroleum | Unleaded gasoline | Unleaded gasoline |  | Fiberglass coated steel | Fiberglass coated steel |  |  | Steel |  | 1901-01-01 06:00 | [15 empty] | UST Currently In Use: 0; UST Temp Close: 0; AST Currently In Use: 0; AST Temp Closed: 0 | 0 | 0 | 2 | 12225-131-014969 | H. O. ROGERS OIL COMPANY, INC.
14215 | Permanently Closed | 1998-12-22 06:00 | 1968-01-01 06:00 | 1999-11-30 06:00 | Petroleum | Unleaded gasoline | Unleaded gasoline | Retail | Steel | Steel |  |  | Steel |  | 1901-01-01 06:00 | [15 empty] | UST Currently In Use: 0; UST Temp Close: 0; AST Currently In Use: 0; AST Temp Closed: 0 | 0 | 0 | 4 | 12227-103-009871 | TOMMY WHITEHEAD
14216 | Permanently Closed | 1998-12-22 06:00 | 1968-01-01 06:00 | 1999-11-30 06:00 | Petroleum | Unleaded gasoline | Unleaded gasoline |  | Steel | Steel |  |  | Steel |  | 1901-01-01 06:00 | [15 empty] | UST Currently In Use: 0; UST Temp Close: 0; AST Currently In Use: 0; AST Temp Closed: 0 | 0 | 0 | 4 | 12227-103-009871 | TOMMY WHITEHEAD
14217 | Permanently Closed | 1998-12-22 06:00 | 1968-01-01 06:00 | 1999-11-30 06:00 | Petroleum | Mid-grade gasoline | Mid-grade gasoline |  | Steel | Steel |  |  | Steel |  | 1901-01-01 06:00 | [15 empty] | UST Currently In Use: 0; UST Temp Close: 0; AST Currently In Use: 0; AST Temp Closed: 0 | 0 | 0 | 4 | 12227-103-009871 | TOMMY WHITEHEAD
14218 | Permanently Closed | 1998-12-22 06:00 | 1968-01-01 06:00 | 1999-11-30 06:00 | Petroleum | Premium gasoline | Premium gasoline |  | Steel | Steel |  |  | Steel |  | 1901-01-01 06:00 | [15 empty] | UST Currently In Use: 0; UST Temp Close: 0; AST Currently In Use: 0; AST Temp Closed: 0 | 0 | 0 | 4 | 12227-103-009871 | TOMMY WHITEHEAD
14219 | Permanently Closed | 1998-04-01 06:00 | 1978-01-01 06:00 | 1998-04-01 06:00 | Petroleum | On road diesel | On road diesel |  | Steel | Steel |  |  |  |  | 1901-01-01 06:00 | [15 empty] | UST Currently In Use: 0; UST Temp Close: 1; AST Currently In Use: 0; AST Temp Closed: 0 | 0 | 1 | 1 | 25699-055-002344 | DEANNA PATTON
14220 | Permanently Closed | 1991-07-01 06:00 | 1972-01-01 06:00 | 1991-07-01 06:00 | Petroleum | On road diesel | On road diesel |  | Steel | Steel |  |  |  |  | 1901-01-01 06:00 | [15 empty] | UST Currently In Use: 1; UST Temp Close: 0; AST Currently In Use: 2; AST Temp Closed: 0 | 1 | 0 | 3 | 12228-073-002345 | HANNA TRUCK LINE INC
14221 | Permanently Closed | 1991-07-01 06:00 | 1972-01-01 06:00 | 1991-07-01 06:00 | Petroleum | On road diesel | On road diesel |  | Steel | Steel |  |  |  |  | 1901-01-01 06:00 | [15 empty] | UST Currently In Use: 1; UST Temp Close: 0; AST Currently In Use: 2; AST Temp Closed: 0 | 1 | 0 | 3 | 12228-073-002345 | HANNA TRUCK LINE INC
14222 | Permanently Closed | 1991-07-01 06:00 | 1972-01-01 06:00 | 1991-07-01 06:00 | Petroleum | Unleaded gasoline | Unleaded gasoline |  | Steel | Steel |  |  |  |  | 1901-01-01 06:00 |  | Catchment Basin, Single walled catchment basin | [13 empty] | UST Currently In Use: 1; UST Temp Close: 0; AST Currently In Use: 2; AST Temp Closed: 0 | 1 | 0 | 3 | 12228-073-002345 | HANNA TRUCK LINE INC
14223 | Permanently Closed | 1998-08-18 06:00 | 1978-01-01 06:00 | 1998-08-18 06:00 | Petroleum | Unleaded gasoline | Unleaded gasoline |  | Steel | Steel |  | Painted or None | Steel |  | 1901-01-01 06:00 | [6 empty] | Statistical Inventory Reconciliation (SIR) | [5 empty] | Statistical inventory reconciliation (SIR) | Statistical inventory reconciliation (SIR) |  | UST Currently In Use: 0; UST Temp Close: 0; AST Currently In Use: 0; AST Temp Closed: 0 | 0 | 0 | 3 | 12229-077-005925 | H T STOCKARD
14224 | Permanently Closed | 1998-08-18 06:00 | 1978-01-01 06:00 | 1998-08-18 06:00 | Petroleum | Unleaded gasoline | Unleaded gasoline |  | Steel | Steel |  | Painted or None | Steel |  | 1901-01-01 06:00 | [6 empty] | Statistical Inventory Reconciliation (SIR) | [5 empty] | Statistical inventory reconciliation (SIR) | Statistical inventory reconciliation (SIR) |  | UST Currently In Use: 0; UST Temp Close: 0; AST Currently In Use: 0; AST Temp Closed: 0 | 0 | 0 | 3 | 12229-077-005925 | H T STOCKARD
14225 | Permanently Closed | 1998-08-18 06:00 | 1978-01-01 06:00 | 1998-08-18 06:00 | Petroleum | Unleaded gasoline | Unleaded gasoline |  | Steel | Steel |  | Painted or None | Steel |  | 1901-01-01 06:00 | [6 empty] | Statistical Inventory Reconciliation (SIR) | [5 empty] | Statistical inventory reconciliation (SIR) | Statistical inventory reconciliation (SIR) |  | UST Currently In Use: 0; UST Temp Close: 0; AST Currently In Use: 0; AST Temp Closed: 0 | 0 | 0 | 3 | 12229-077-005925 | H T STOCKARD
14226 | Permanently Closed | 1991-09-01 06:00 | 1974-01-01 06:00 | 1991-09-01 06:00 | Petroleum | Used oil | Used oil |  | Steel | Steel |  |  |  |  | 1901-01-01 06:00 | [15 empty] | UST Currently In Use: 0; UST Temp Close: 0; AST Currently In Use: 0; AST Temp Closed: 0 | 0 | 0 | 1 | 12230-101-012452 | HAD PAR/LTD PARTNERSHIP
14227 | Currently in Use |  | 1971-01-01 06:00 |  | Petroleum | Unleaded gasoline | Unleaded gasoline | Retail | Single Wall, Steel | Steel | Field installed cathodic protection |  | Single Wall, Steel |  |  | Field installed cathodic protection | Catchment Basin, Single walled catchment basin | Flow Rest 90% Full | Flow Rest 90% Full |  |  | Automatic Tank Gauge | [8 empty] | UST Currently In Use: 5; UST Temp Close: 0; AST Currently In Use: 0; AST Temp Closed: 0 | 5 | 0 | 0 | 25360-111-005917 | TARUN PATEL
14228 | Currently in Use |  | 1971-01-01 06:00 |  | Petroleum | Unleaded gasoline | Unleaded gasoline | Retail | Single Wall, Steel | Steel | Field installed cathodic protection |  | Single Wall, Steel |  |  | Field installed cathodic protection | Catchment Basin, Single walled catchment basin | Flow Rest 90% Full | Flow Rest 90% Full |  |  | Automatic Tank Gauge | [8 empty] | UST Currently In Use: 5; UST Temp Close: 0; AST Currently In Use: 0; AST Temp Closed: 0 | 5 | 0 | 0 | 25360-111-005917 | TARUN PATEL
14229 | Currently in Use |  | 1971-01-01 06:00 |  | Petroleum | Premium gasoline | Premium gasoline | Retail | Single Wall, Steel | Steel | Field installed cathodic protection |  | Single Wall, Steel |  |  | Field installed cathodic protection | Catchment Basin, Single walled catchment basin | Flow Rest 90% Full | Flow Rest 90% Full |  |  | Automatic Tank Gauge | [8 empty] | UST Currently In Use: 5; UST Temp Close: 0; AST Currently In Use: 0; AST Temp Closed: 0 | 5 | 0 | 0 | 25360-111-005917 | TARUN PATEL
14230 | Currently in Use |  | 1971-01-01 06:00 |  | Petroleum | On road diesel | On road diesel | Retail | Single Wall, Steel | Steel | Field installed cathodic protection |  | Single Wall, Steel |  |  | Field installed cathodic protection | Catchment Basin, Single walled catchment basin | Flow Rest 90% Full | Flow Rest 90% Full |  |  | Automatic Tank Gauge | [8 empty] | UST Currently In Use: 5; UST Temp Close: 0; AST Currently In Use: 0; AST Temp Closed: 0 | 5 | 0 | 0 | 25360-111-005917 | TARUN PATEL
14231 | Currently in Use |  | 1971-01-01 06:00 |  | Petroleum | On road diesel | On road diesel | Retail | Single Wall, Steel | Steel | Field installed cathodic protection |  | Single Wall, Steel |  |  | Field installed cathodic protection | Catchment Basin, Single walled catchment basin | Flow Rest 90% Full | Flow Rest 90% Full |  |  | Automatic Tank Gauge | [8 empty] | UST Currently In Use: 5; UST Temp Close: 0; AST Currently In Use: 0; AST Temp Closed: 0 | 5 | 0 | 0 | 25360-111-005917 | TARUN PATEL
14232 | Retired | 1986-03-01 06:00 | 1964-01-01 06:00 |  | Petroleum | Unleaded gasoline | Unleaded gasoline |  | Steel | Steel |  |  |  |  | 1901-01-01 06:00 | [15 empty] | UST Currently In Use: 0; UST Temp Close: 0; AST Currently In Use: 0; AST Temp Closed: 0 | 0 | 0 | 0 | 19188-073-008847 | SUBSTATION SERVICE COMPANY
14233 | Retired | 1986-03-01 06:00 | 1964-01-01 06:00 |  | Petroleum | Unleaded gasoline | Unleaded gasoline |  | Steel | Steel |  |  |  |  | 1901-01-01 06:00 | [15 empty] | UST Currently In Use: 0; UST Temp Close: 0; AST Currently In Use: 0; AST Temp Closed: 0 | 0 | 0 | 0 | 19188-073-008847 | SUBSTATION SERVICE COMPANY
14234 | Retired | 1981-06-01 06:00 | 1964-01-01 06:00 |  | Petroleum | On road diesel | On road diesel |  | Steel | Steel |  |  |  |  | 1901-01-01 06:00 | [15 empty] | UST Currently In Use: 0; UST Temp Close: 0; AST Currently In Use: 0; AST Temp Closed: 0 | 0 | 0 | 0 | 19188-073-008847 | SUBSTATION SERVICE COMPANY
14235 | Temporary Closed | 2009-07-01 06:00 | 1988-01-01 06:00 |  | Petroleum | Mid-grade gasoline | Mid-grade gasoline | Industrial | Single Wall, Steel | Steel | Coated & cathodic protection (sti-P3) |  | Fiberglass reinforced plastic, Single Wall |  |  | Other, FLXS ISOLA | Catchment Basin, Single walled catchment basin | Flow Rest 90% Full | Flow Rest 90% Full |  |  | Continuous Automatic Tank Gauge |  | Automatic flow restrictor (MLLD) | Automatic flow restrictor (MLLD) |  |  | Annual line testing | Annual line testing |  | UST Currently In Use: 0; UST Temp Close: 1; AST Currently In Use: 0; AST Temp Closed: 0 | 0 | 1 | 0 | 23936-073-002890 | BUFFALO ELECTRIC COMPANY
14236 |  | 1998-12-17 06:00 | 1981-01-01 06:00 |  | Petroleum | Unleaded gasoline | Unleaded gasoline | Retail | Steel | Steel |  | Painted or None | Steel |  | 1901-01-01 06:00 | [12 empty] | Annual line testing | Annual line testing |  | UST Currently In Use: 0; UST Temp Close: 0; AST Currently In Use: 2; AST Temp Closed: 0 | 0 | 0 | 2 | 17911-127-004026 | PARADIS OIL COMPANY
14237 |  | 1998-12-17 06:00 | 1981-01-01 06:00 |  | Petroleum | Unleaded gasoline | Unleaded gasoline | Retail | Steel | Steel |  | Painted or None | Steel |  | 1901-01-01 06:00 | [12 empty] | Annual line testing | Annual line testing |  | UST Currently In Use: 0; UST Temp Close: 0; AST Currently In Use: 2; AST Temp Closed: 0 | 0 | 0 | 2 | 17911-127-004026 | PARADIS OIL COMPANY
14238 | Permanently Closed | 1991-02-28 06:00 | 1973-01-01 06:00 | 1991-02-28 06:00 | Petroleum | Unleaded gasoline | Unleaded gasoline | Retail | Steel | Steel |  | Painted or None | Steel |  | 1901-01-01 06:00 | [15 empty] | UST Currently In Use: 0; UST Temp Close: 0; AST Currently In Use: 2; AST Temp Closed: 0 | 0 | 0 | 2 | 17911-127-004026 | PARADIS OIL COMPANY
14239 | Permanently Closed | 1993-12-01 06:00 | 1973-01-01 06:00 | 1994-03-17 06:00 | Petroleum | Kerosene | Kerosene | Retail | Steel | Steel |  | Painted or None | Steel |  | 1901-01-01 06:00 | [15 empty] | UST Currently In Use: 0; UST Temp Close: 0; AST Currently In Use: 2; AST Temp Closed: 0 | 0 | 0 | 2 | 17911-127-004026 | PARADIS OIL COMPANY
14240 | Permanently Closed | 2003-03-12 06:00 | 1982-05-10 06:00 | 2003-03-12 06:00 | Petroleum | Unleaded gasoline | Unleaded gasoline | Retail | Steel | Steel | Field installed cathodic protection |  | Steel |  | 1901-01-01 06:00 | Field installed cathodic protection | Catchment Basin, Single walled catchment basin | Automatic shutoff device At 95% full | Automatic shutoff device At 95% full | [8 empty] | Annual line testing | Annual line testing |  | UST Currently In Use: 2; UST Temp Close: 0; AST Currently In Use: 0; AST Temp Closed: 0 | 2 | 0 | 4 | 12233-127-004042 | HAGER OIL, INC.
14241 | Permanently Closed | 2003-03-12 06:00 | 1982-05-10 06:00 | 2003-03-12 06:00 | Petroleum | Unleaded gasoline | Unleaded gasoline | Retail | Steel | Steel | Field installed cathodic protection |  | Steel |  | 1901-01-01 06:00 | Field installed cathodic protection | Catchment Basin, Single walled catchment basin | Automatic shutoff device At 95% full | Automatic shutoff device At 95% full | [8 empty] | Annual line testing | Annual line testing |  | UST Currently In Use: 2; UST Temp Close: 0; AST Currently In Use: 0; AST Temp Closed: 0 | 2 | 0 | 4 | 12233-127-004042 | HAGER OIL, INC.
14242 | Permanently Closed | 2003-03-12 06:00 | 1982-05-10 06:00 | 2003-03-12 06:00 | Petroleum | Unleaded gasoline | Unleaded gasoline | Retail | Steel | Steel | Field installed cathodic protection |  | Steel |  | 1901-01-01 06:00 | Field installed cathodic protection | Catchment Basin, Single walled catchment basin | Automatic shutoff device At 95% full | Automatic shutoff device At 95% full | [8 empty] | Annual line testing | Annual line testing |  | UST Currently In Use: 2; UST Temp Close: 0; AST Currently In Use: 0; AST Temp Closed: 0 | 2 | 0 | 4 | 12233-127-004042 | HAGER OIL, INC.
14243 | Permanently Closed | 2003-03-12 06:00 | 1982-05-10 06:00 | 2003-03-12 06:00 | Petroleum | Unleaded gasoline | Unleaded gasoline | Retail | Steel | Steel | Field installed cathodic protection |  | Steel |  | 1901-01-01 06:00 | Field installed cathodic protection | Catchment Basin, Single walled catchment basin | Automatic shutoff device At 95% full | Automatic shutoff device At 95% full | [8 empty] | Annual line testing | Annual line testing |  | UST Currently In Use: 2; UST Temp Close: 0; AST Currently In Use: 0; AST Temp Closed: 0 | 2 | 0 | 4 | 12233-127-004042 | HAGER OIL, INC.
14244 | Permanently Closed | 1998-09-24 06:00 | 1983-01-01 06:00 | 1998-09-24 06:00 | Petroleum | Unleaded gasoline | Unleaded gasoline | Retail | Steel | Steel |  | Painted or None | Steel |  | 1901-01-01 06:00 | [15 empty] | UST Currently In Use: 0; UST Temp Close: 0; AST Currently In Use: 0; AST Temp Closed: 0 | 0 | 0 | 4 | 12233-127-004043 | HAGER OIL, INC.
14245 | Permanently Closed | 1998-09-24 06:00 | 1983-01-01 06:00 | 1998-09-24 06:00 | Petroleum | Unleaded gasoline | Unleaded gasoline | Retail | Steel | Steel |  | Painted or None | Steel |  | 1901-01-01 06:00 | [15 empty] | UST Currently In Use: 0; UST Temp Close: 0; AST Currently In Use: 0; AST Temp Closed: 0 | 0 | 0 | 4 | 12233-127-004043 | HAGER OIL, INC.
14246 | Permanently Closed | 1998-09-24 06:00 | 1983-01-01 06:00 | 1998-09-24 06:00 | Petroleum | Unleaded gasoline | Unleaded gasoline | Retail | Steel | Steel |  | Painted or None | Steel |  | 1901-01-01 06:00 | [15 empty] | UST Currently In Use: 0; UST Temp Close: 0; AST Currently In Use: 0; AST Temp Closed: 0 | 0 | 0 | 4 | 12233-127-004043 | HAGER OIL, INC.
14247 | Permanently Closed | 1998-09-24 06:00 | 1983-01-01 06:00 | 1998-09-24 06:00 | Petroleum | On road diesel | On road diesel | Retail | Steel | Steel |  | Painted or None | Steel |  | 1901-01-01 06:00 | [15 empty] | UST Currently In Use: 0; UST Temp Close: 0; AST Currently In Use: 0; AST Temp Closed: 0 | 0 | 0 | 4 | 12233-127-004043 | HAGER OIL, INC.
14248 | Permanently Closed | 1998-11-16 06:00 | 1977-01-01 06:00 | 1998-11-16 06:00 | Petroleum | Unleaded gasoline | Unleaded gasoline | Retail | Steel | Steel | Coated & cathodic protection (sti-P3) |  | Steel |  | 1901-01-01 06:00 |  | Catchment Basin, Single walled catchment basin | [13 empty] | UST Currently In Use: 1; UST Temp Close: 0; AST Currently In Use: 0; AST Temp Closed: 0 | 1 | 0 | 4 | 12233-127-004044 | HAGER OIL, INC.
14249 | Permanently Closed | 1998-11-16 06:00 | 1973-01-01 06:00 | 1998-11-16 06:00 | Petroleum | Unleaded gasoline | Unleaded gasoline | Retail | Steel | Steel | Coated & cathodic protection (sti-P3) |  | Steel |  | 1901-01-01 06:00 |  | Catchment Basin, Single walled catchment basin | [13 empty] | UST Currently In Use: 1; UST Temp Close: 0; AST Currently In Use: 0; AST Temp Closed: 0 | 1 | 0 | 4 | 12233-127-004044 | HAGER OIL, INC.
14250 | Permanently Closed | 1998-11-16 06:00 | 1973-01-01 06:00 | 1998-11-16 06:00 | Petroleum | Unleaded gasoline | Unleaded gasoline | Retail | Steel | Steel | Coated & cathodic protection (sti-P3) |  | Steel |  | 1901-01-01 06:00 |  | Catchment Basin, Single walled catchment basin | [13 empty] | UST Currently In Use: 1; UST Temp Close: 0; AST Currently In Use: 0; AST Temp Closed: 0 | 1 | 0 | 4 | 12233-127-004044 | HAGER OIL, INC.
14251 | Permanently Closed | 1998-11-16 06:00 | 1982-01-01 06:00 | 1998-11-16 06:00 | Petroleum | Kerosene | Kerosene | Retail | Steel | Steel | Coated & cathodic protection (sti-P3) |  | Steel |  | 1901-01-01 06:00 |  | Catchment Basin, Single walled catchment basin | [13 empty] | UST Currently In Use: 1; UST Temp Close: 0; AST Currently In Use: 0; AST Temp Closed: 0 | 1 | 0 | 4 | 12233-127-004044 | HAGER OIL, INC.
14252 | Permanently Closed | 2000-10-17 06:00 | 1980-01-01 06:00 | 2000-10-16 06:00 | Petroleum | Unleaded gasoline | Unleaded gasoline | Retail | Steel | Steel | Field installed cathodic protection | Painted or None | Steel |  | 1901-01-01 06:00 | Field installed cathodic protection | Catchment Basin, Single walled catchment basin | Automatic shutoff device At 95% full | Automatic shutoff device At 95% full | [8 empty] | Annual line testing | Annual line testing |  | UST Currently In Use: 2; UST Temp Close: 0; AST Currently In Use: 0; AST Temp Closed: 0 | 2 | 0 | 6 | 25700-127-004047 | BHAGAY CORP
14253 | Permanently Closed | 2000-10-17 06:00 | 1980-01-01 06:00 | 2000-10-16 06:00 | Petroleum | Unleaded gasoline | Unleaded gasoline | Retail | Steel | Steel | Field installed cathodic protection | Painted or None | Steel |  | 1901-01-01 06:00 | Field installed cathodic protection | Catchment Basin, Single walled catchment basin | Automatic shutoff device At 95% full | Automatic shutoff device At 95% full | [8 empty] | Annual line testing | Annual line testing |  | UST Currently In Use: 2; UST Temp Close: 0; AST Currently In Use: 0; AST Temp Closed: 0 | 2 | 0 | 6 | 25700-127-004047 | BHAGAY CORP
14254 | Permanently Closed | 2000-07-13 06:00 | 1982-01-01 06:00 | 2000-07-13 06:00 | Petroleum | On road diesel | On road diesel | Retail | Steel | Steel | Field installed cathodic protection | Painted or None | Steel |  | 1901-01-01 06:00 | Field installed cathodic protection | Catchment Basin, Single walled catchment basin | Automatic shutoff device At 95% full | Automatic shutoff device At 95% full | [8 empty] | Annual line testing | Annual line testing |  | UST Currently In Use: 2; UST Temp Close: 0; AST Currently In Use: 0; AST Temp Closed: 0 | 2 | 0 | 6 | 25700-127-004047 | BHAGAY CORP
14255 | Permanently Closed | 2000-07-13 06:00 | 1981-01-01 06:00 | 2000-07-13 06:00 | Petroleum | Unleaded gasoline | Unleaded gasoline | Retail | Steel | Steel | Field installed cathodic protection | Painted or None | Steel |  | 1901-01-01 06:00 | Field installed cathodic protection | Catchment Basin, Single walled catchment basin | Automatic shutoff device At 95% full | Automatic shutoff device At 95% full | [8 empty] | Annual line testing | Annual line testing |  | UST Currently In Use: 2; UST Temp Close: 0; AST Currently In Use: 0; AST Temp Closed: 0 | 2 | 0 | 6 | 25700-127-004047 | BHAGAY CORP
14256 | Permanently Closed | 2000-07-13 06:00 | 1981-01-01 06:00 | 2000-07-13 06:00 | Petroleum | Kerosene | Kerosene | Retail | Steel | Steel | Field installed cathodic protection | Painted or None | Steel |  | 1901-01-01 06:00 | Field installed cathodic protection | Catchment Basin, Single walled catchment basin | Automatic shutoff device At 95% full | Automatic shutoff device At 95% full | [8 empty] | Annual line testing | Annual line testing |  | UST Currently In Use: 2; UST Temp Close: 0; AST Currently In Use: 0; AST Temp Closed: 0 | 2 | 0 | 6 | 25700-127-004047 | BHAGAY CORP
14257 | Permanently Closed | 1993-12-01 06:00 | 1982-01-01 06:00 | 1994-03-17 06:00 | Petroleum | Other, MOTOR OIL | Other |  | Steel | Steel |  | Painted or None | Steel |  | 1901-01-01 06:00 | [12 empty] | Annual line testing | Annual line testing |  | UST Currently In Use: 2; UST Temp Close: 0; AST Currently In Use: 0; AST Temp Closed: 0 | 2 | 0 | 6 | 25700-127-004047 | BHAGAY CORP
14258 | Temporary Closed | 2013-07-29 06:00 | 1984-01-01 06:00 |  | Petroleum | Unleaded gasoline | Unleaded gasoline | Retail | Steel | Steel | Field installed cathodic protection |  | Steel |  | 1901-01-01 06:00 | Field installed cathodic protection | Catchment Basin, Single walled catchment basin | Flow Rest 90% Full | Flow Rest 90% Full |  |  | Continuous Automatic Tank Gauge |  | Automatic shutoff device (AELLD) | Automatic shutoff device (AELLD) | [5 empty] | UST Currently In Use: 0; UST Temp Close: 3; AST Currently In Use: 0; AST Temp Closed: 0 | 0 | 3 | 0 | 23759-073-004048 | NIZAR ALI
14259 | Temporary Closed | 2013-07-29 06:00 | 1981-01-01 06:00 |  | Petroleum | Unleaded gasoline | Unleaded gasoline | Retail | Steel | Steel | Field installed cathodic protection |  | Steel |  | 1901-01-01 06:00 | Field installed cathodic protection | Catchment Basin, Single walled catchment basin | Flow Rest 90% Full | Flow Rest 90% Full |  |  | Continuous Automatic Tank Gauge |  | Automatic shutoff device (AELLD) | Automatic shutoff device (AELLD) | [5 empty] | UST Currently In Use: 0; UST Temp Close: 3; AST Currently In Use: 0; AST Temp Closed: 0 | 0 | 3 | 0 | 23759-073-004048 | NIZAR ALI
14260 | Temporary Closed | 2013-07-29 06:00 | 1981-01-01 06:00 |  | Petroleum | Unleaded gasoline | Unleaded gasoline | Retail | Steel | Steel | Field installed cathodic protection |  | Steel |  | 1901-01-01 06:00 | Field installed cathodic protection | Catchment Basin, Single walled catchment basin | Flow Rest 90% Full | Flow Rest 90% Full |  |  | Continuous Automatic Tank Gauge |  | Automatic shutoff device (AELLD) | Automatic shutoff device (AELLD) | [5 empty] | UST Currently In Use: 0; UST Temp Close: 3; AST Currently In Use: 0; AST Temp Closed: 0 | 0 | 3 | 0 | 23759-073-004048 | NIZAR ALI
14261 | Permanently Closed | 2005-01-18 06:00 | 1981-06-10 06:00 | 2005-01-18 06:00 | Petroleum | Unleaded gasoline | Unleaded gasoline | Retail | Steel | Steel | Field installed cathodic protection | Painted or None | Steel |  | 1901-01-01 06:00 | Field installed cathodic protection | Catchment Basin, Single walled catchment basin | Flow Rest 90% Full | Flow Rest 90% Full | [8 empty] | Annual line testing | Annual line testing |  | UST Currently In Use: 0; UST Temp Close: 0; AST Currently In Use: 0; AST Temp Closed: 0 | 0 | 0 | 3 | 12233-127-004049 | HAGER OIL, INC.
14262 | Permanently Closed | 2005-01-18 06:00 | 1981-06-10 06:00 | 2005-01-18 06:00 | Petroleum | Unleaded gasoline | Unleaded gasoline | Retail | Steel | Steel | Field installed cathodic protection | Painted or None | Steel |  | 1901-01-01 06:00 | Field installed cathodic protection | Catchment Basin, Single walled catchment basin | Flow Rest 90% Full | Flow Rest 90% Full | [8 empty] | Annual line testing | Annual line testing |  | UST Currently In Use: 0; UST Temp Close: 0; AST Currently In Use: 0; AST Temp Closed: 0 | 0 | 0 | 3 | 12233-127-004049 | HAGER OIL, INC.
14263 | Permanently Closed | 2005-01-18 06:00 | 1981-06-10 06:00 | 2005-01-18 06:00 | Petroleum | Unleaded gasoline | Unleaded gasoline | Retail | Steel | Steel | Field installed cathodic protection | Painted or None | Steel |  | 1901-01-01 06:00 | Field installed cathodic protection | Catchment Basin, Single walled catchment basin | Flow Rest 90% Full | Flow Rest 90% Full | [8 empty] | Annual line testing | Annual line testing |  | UST Currently In Use: 0; UST Temp Close: 0; AST Currently In Use: 0; AST Temp Closed: 0 | 0 | 0 | 3 | 12233-127-004049 | HAGER OIL, INC.
14264 | Permanently Closed | 2018-03-31 06:00 | 1985-05-01 06:00 |  | Petroleum | Unleaded gasoline | Unleaded gasoline | Retail | Single Wall, Steel | Steel | Field installed cathodic protection |  | Double Wall, Flexible |  |  |  | Catchment Basin, Single walled catchment basin | Flow Rest 90% Full | Flow Rest 90% Full |  |  | Continuous Automatic Tank Gauge |  | Automatic flow restrictor (MLLD), Containment Sump | Containment Sump |  |  | Annual line testing | Annual line testing |  | UST Currently In Use: 0; UST Temp Close: 0; AST Currently In Use: 0; AST Temp Closed: 0 | 0 | 0 | 4 | 12233-127-004050 | HAGER OIL, INC.
14265 | Permanently Closed | 2018-03-31 06:00 | 1985-05-01 06:00 |  | Petroleum | Unleaded gasoline | Unleaded gasoline | Retail | Single Wall, Steel | Steel | Field installed cathodic protection |  | Double Wall, Flexible |  |  |  | Catchment Basin, Single walled catchment basin | Flow Rest 90% Full | Flow Rest 90% Full |  |  | Continuous Automatic Tank Gauge |  | Automatic flow restrictor (MLLD), Containment Sump | Containment Sump |  |  | Annual line testing | Annual line testing |  | UST Currently In Use: 0; UST Temp Close: 0; AST Currently In Use: 0; AST Temp Closed: 0 | 0 | 0 | 4 | 12233-127-004050 | HAGER OIL, INC.
14266 | Permanently Closed | 2018-03-31 06:00 | 1985-05-01 06:00 |  | Petroleum | On road diesel | On road diesel | Retail | Single Wall, Steel | Steel | Field installed cathodic protection |  | Double Wall, Flexible |  |  |  | Catchment Basin, Single walled catchment basin | Flow Rest 90% Full | Flow Rest 90% Full |  |  | Continuous Automatic Tank Gauge |  | Automatic flow restrictor (MLLD), Containment Sump | Containment Sump |  |  | Annual line testing | Annual line testing |  | UST Currently In Use: 0; UST Temp Close: 0; AST Currently In Use: 0; AST Temp Closed: 0 | 0 | 0 | 4 | 12233-127-004050 | HAGER OIL, INC.
14267 | Permanently Closed | 2007-07-13 06:00 | 1988-11-01 06:00 |  | Petroleum | On road diesel | On road diesel | Retail | Steel | Steel | Field installed cathodic protection |  | Flexible |  |  | Field installed cathodic protection | Catchment Basin, Single walled catchment basin | Flow Rest 90% Full | Flow Rest 90% Full |  |  | Continuous Automatic Tank Gauge | [8 empty] | UST Currently In Use: 0; UST Temp Close: 0; AST Currently In Use: 0; AST Temp Closed: 0 | 0 | 0 | 4 | 12233-127-004050 | HAGER OIL, INC.
14268 | Permanently Closed | 1993-01-07 06:00 | 1979-01-01 06:00 | 1993-01-07 06:00 | Petroleum | On road diesel | On road diesel |  | Steel | Steel |  | Painted or None | Steel |  | 1901-01-01 06:00 | [15 empty] | UST Currently In Use: 0; UST Temp Close: 0; AST Currently In Use: 2; AST Temp Closed: 0 | 0 | 0 | 2 | 12233-127-004051 | HAGER OIL, INC.
14269 | Permanently Closed | 1993-01-07 06:00 | 1979-01-01 06:00 | 1993-01-07 06:00 | Petroleum | Unleaded gasoline | Unleaded gasoline |  | Steel | Steel |  | Painted or None | Steel |  | 1901-01-01 06:00 | [15 empty] | UST Currently In Use: 0; UST Temp Close: 0; AST Currently In Use: 2; AST Temp Closed: 0 | 0 | 0 | 2 | 12233-127-004051 | HAGER OIL, INC.
14270 | Permanently Closed | 1983-04-01 06:00 | 1963-01-01 06:00 | 1988-12-07 06:00 | Petroleum | Unleaded gasoline | Unleaded gasoline |  | Steel | Steel |  | Painted or None | Steel |  | 1901-01-01 06:00 | [15 empty] | UST Currently In Use: 0; UST Temp Close: 0; AST Currently In Use: 0; AST Temp Closed: 0 | 0 | 0 | 2 | 12233-127-004052 | HAGER OIL, INC.
14271 | Permanently Closed | 1983-04-01 06:00 | 1963-01-01 06:00 | 1988-12-07 06:00 | Petroleum | Unleaded gasoline | Unleaded gasoline |  | Steel | Steel |  | Painted or None | Steel |  | 1901-01-01 06:00 | [15 empty] | UST Currently In Use: 0; UST Temp Close: 0; AST Currently In Use: 0; AST Temp Closed: 0 | 0 | 0 | 2 | 12233-127-004052 | HAGER OIL, INC.
14272 | Permanently Closed | 1901-01-01 06:00 | 1981-01-01 06:00 | 1988-01-01 06:00 | Petroleum | On road diesel | On road diesel |  | Steel | Steel |  | Painted or None | Steel |  | 1901-01-01 06:00 | [15 empty] | UST Currently In Use: 0; UST Temp Close: 0; AST Currently In Use: 0; AST Temp Closed: 0 | 0 | 0 | 1 | 12233-127-004053 | HAGER OIL, INC.
14273 | Permanently Closed | 1901-01-01 06:00 | 1971-01-01 06:00 | 1988-12-21 06:00 | Petroleum | Unleaded gasoline | Unleaded gasoline |  | Steel | Steel |  |  |  |  | 1901-01-01 06:00 | [15 empty] | UST Currently In Use: 0; UST Temp Close: 0; AST Currently In Use: 0; AST Temp Closed: 0 | 0 | 0 | 3 | 12233-127-004054 | HAGER OIL, INC.
14274 | Permanently Closed | 1901-01-01 06:00 | 1971-01-01 06:00 | 1988-12-21 06:00 | Petroleum | Unleaded gasoline | Unleaded gasoline |  | Steel | Steel |  |  |  |  | 1901-01-01 06:00 | [15 empty] | UST Currently In Use: 0; UST Temp Close: 0; AST Currently In Use: 0; AST Temp Closed: 0 | 0 | 0 | 3 | 12233-127-004054 | HAGER OIL, INC.
14275 | Permanently Closed | 1901-01-01 06:00 | 1971-01-01 06:00 | 1988-12-21 06:00 | Petroleum | Unleaded gasoline | Unleaded gasoline |  | Steel | Steel |  |  |  |  | 1901-01-01 06:00 | [15 empty] | UST Currently In Use: 0; UST Temp Close: 0; AST Currently In Use: 0; AST Temp Closed: 0 | 0 | 0 | 3 | 12233-127-004054 | HAGER OIL, INC.
14276 | Permanently Closed | 1901-01-01 06:00 | 1981-01-01 06:00 | 1988-12-19 06:00 | Petroleum | Unleaded gasoline | Unleaded gasoline |  | Steel | Steel |  | Painted or None | Steel |  | 1901-01-01 06:00 | [12 empty] | Annual line testing | Annual line testing |  | UST Currently In Use: 0; UST Temp Close: 0; AST Currently In Use: 0; AST Temp Closed: 0 | 0 | 0 | 8 | 15201-127-004055 | VULCAN OIL COMPANY INC.
14277 | Permanently Closed | 1901-01-01 06:00 | 1981-01-01 06:00 | 1988-12-19 06:00 | Petroleum | Unleaded gasoline | Unleaded gasoline |  | Steel | Steel |  | Painted or None | Steel |  | 1901-01-01 06:00 | [15 empty] | UST Currently In Use: 0; UST Temp Close: 0; AST Currently In Use: 0; AST Temp Closed: 0 | 0 | 0 | 8 | 15201-127-004055 | VULCAN OIL COMPANY INC.
14278 | Permanently Closed | 1901-01-01 06:00 | 1977-01-01 06:00 | 1988-12-19 06:00 | Petroleum | Unleaded gasoline | Unleaded gasoline |  | Steel | Steel |  | Painted or None | Steel |  | 1901-01-01 06:00 | [15 empty] | UST Currently In Use: 0; UST Temp Close: 0; AST Currently In Use: 0; AST Temp Closed: 0 | 0 | 0 | 8 | 15201-127-004055 | VULCAN OIL COMPANY INC.
14279 | Permanently Closed | 1901-01-01 06:00 | 1977-01-01 06:00 | 1988-12-19 06:00 | Petroleum | Kerosene | Kerosene |  | Steel | Steel |  | Painted or None | Steel |  | 1901-01-01 06:00 | [15 empty] | UST Currently In Use: 0; UST Temp Close: 0; AST Currently In Use: 0; AST Temp Closed: 0 | 0 | 0 | 8 | 15201-127-004055 | VULCAN OIL COMPANY INC.
14280 | Permanently Closed | 2003-09-02 06:00 | 1989-06-01 06:00 | 2003-09-02 06:00 | Petroleum | Unleaded gasoline | Unleaded gasoline | Retail | Steel | Steel | Coated & cathodic protection (sti-P3) |  | Fiberglass reinforced plastic |  | 1901-01-01 06:00 |  | Catchment Basin, Single walled catchment basin | Flow Rest 90% Full | Flow Rest 90% Full |  |  | Statistical Inventory Reconciliation (SIR) | [5 empty] | Annual line testing, Statistical inventory reconciliation (SIR) | Statistical inventory reconciliation (SIR) |  | UST Currently In Use: 0; UST Temp Close: 0; AST Currently In Use: 0; AST Temp Closed: 0 | 0 | 0 | 8 | 15201-127-004055 | VULCAN OIL COMPANY INC.
14281 | Permanently Closed | 2003-09-02 06:00 | 1989-06-01 06:00 | 2003-09-02 06:00 | Petroleum | Premium gasoline | Premium gasoline | Retail | Steel | Steel | Coated & cathodic protection (sti-P3) |  | Fiberglass reinforced plastic |  | 1901-01-01 06:00 | None | Catchment Basin, Single walled catchment basin | Flow Rest 90% Full | Flow Rest 90% Full |  |  | Statistical Inventory Reconciliation (SIR) | [5 empty] | Annual line testing, Statistical inventory reconciliation (SIR) | Statistical inventory reconciliation (SIR) |  | UST Currently In Use: 0; UST Temp Close: 0; AST Currently In Use: 0; AST Temp Closed: 0 | 0 | 0 | 8 | 15201-127-004055 | VULCAN OIL COMPANY INC.
14282 | Permanently Closed | 2003-09-02 06:00 | 1989-06-01 06:00 | 2003-09-02 06:00 | Petroleum | Mid-grade gasoline | Mid-grade gasoline | Retail | Steel | Steel | Coated & cathodic protection (sti-P3) |  | Fiberglass reinforced plastic |  | 1901-01-01 06:00 | None | Catchment Basin, Single walled catchment basin | Flow Rest 90% Full | Flow Rest 90% Full |  |  | Statistical Inventory Reconciliation (SIR) | [5 empty] | Annual line testing, Statistical inventory reconciliation (SIR) | Statistical inventory reconciliation (SIR) |  | UST Currently In Use: 0; UST Temp Close: 0; AST Currently In Use: 0; AST Temp Closed: 0 | 0 | 0 | 8 | 15201-127-004055 | VULCAN OIL COMPANY INC.
14283 | Permanently Closed | 2003-09-02 06:00 | 1989-06-01 06:00 | 2003-09-02 06:00 | Petroleum | Kerosene | Kerosene | Retail | Steel | Steel | Coated & cathodic protection (sti-P3) |  | Fiberglass reinforced plastic |  | 1901-01-01 06:00 | None | Catchment Basin, Single walled catchment basin | Flow Rest 90% Full | Flow Rest 90% Full |  |  | Statistical Inventory Reconciliation (SIR) | [5 empty] | Statistical inventory reconciliation (SIR) | Statistical inventory reconciliation (SIR) |  | UST Currently In Use: 0; UST Temp Close: 0; AST Currently In Use: 0; AST Temp Closed: 0 | 0 | 0 | 8 | 15201-127-004055 | VULCAN OIL COMPANY INC.
14284 | Permanently Closed | 1994-04-01 06:00 | 1984-01-01 06:00 | 1994-11-29 06:00 | Petroleum | Unleaded gasoline | Unleaded gasoline |  | Steel | Steel |  | Painted or None | Steel |  | 1901-01-01 06:00 | [15 empty] | UST Currently In Use: 0; UST Temp Close: 0; AST Currently In Use: 0; AST Temp Closed: 0 | 0 | 0 | 1 | 12233-127-009309 | HAGER OIL, INC.
14285 | Currently in Use |  | 1986-08-01 06:00 |  | Petroleum | Unleaded gasoline | Unleaded gasoline | Retail | Single Wall, Steel | Steel | Coated & cathodic protection (sti-P3) |  | Single Wall, Steel |  |  | Field installed cathodic protection | Catchment Basin, Single walled catchment basin | Automatic shutoff device At 95% full | Automatic shutoff device At 95% full |  |  | Continuous Automatic Tank Gauge | Direct Bury submersible pump | Automatic shutoff device (AELLD) | Automatic shutoff device (AELLD) | [5 empty] | UST Currently In Use: 3; UST Temp Close: 0; AST Currently In Use: 0; AST Temp Closed: 0 | 3 | 0 | 1 | 14801-127-012400 | OILOP, INC.
14286 | Currently in Use |  | 1986-08-01 06:00 |  | Petroleum | Premium gasoline | Premium gasoline | Retail | Single Wall, Steel | Steel | Coated & cathodic protection (sti-P3) |  | Single Wall, Steel |  |  | Field installed cathodic protection | Catchment Basin, Single walled catchment basin | Automatic shutoff device At 95% full | Automatic shutoff device At 95% full |  |  | Continuous Automatic Tank Gauge | Direct Bury submersible pump | Automatic shutoff device (AELLD) | Automatic shutoff device (AELLD) | [5 empty] | UST Currently In Use: 3; UST Temp Close: 0; AST Currently In Use: 0; AST Temp Closed: 0 | 3 | 0 | 1 | 14801-127-012400 | OILOP, INC.
14287 | Currently in Use |  | 1986-08-01 06:00 |  | Petroleum | On road diesel | On road diesel | Retail | Single Wall, Steel | Steel | Coated & cathodic protection (sti-P3) |  | Single Wall, Steel |  |  | Field installed cathodic protection | Catchment Basin, Single walled catchment basin | Automatic shutoff device At 95% full | Automatic shutoff device At 95% full |  |  | Continuous Automatic Tank Gauge | Direct Bury submersible pump | Automatic shutoff device (AELLD) | Automatic shutoff device (AELLD) | [5 empty] | UST Currently In Use: 3; UST Temp Close: 0; AST Currently In Use: 0; AST Temp Closed: 0 | 3 | 0 | 1 | 14801-127-012400 | OILOP, INC.
14288 | Permanently Closed | 2007-05-29 06:00 | 1986-08-01 06:00 | 2007-05-29 06:00 | Petroleum | Kerosene | Kerosene | Retail | Steel | Steel | Coated & cathodic protection (sti-P3) |  | Steel |  |  | Field installed cathodic protection | Catchment Basin, Single walled catchment basin | Automatic shutoff device At 95% full | Automatic shutoff device At 95% full |  |  | Continuous Automatic Tank Gauge |  | Automatic shutoff device (AELLD) | Automatic shutoff device (AELLD) | [5 empty] | UST Currently In Use: 3; UST Temp Close: 0; AST Currently In Use: 0; AST Temp Closed: 0 | 3 | 0 | 1 | 14801-127-012400 | OILOP, INC.
14289 | Permanently Closed | 2011-02-08 06:00 | 1988-12-01 06:00 | 2011-02-08 06:00 | Petroleum | On road diesel | On road diesel | Retail | Steel | Steel | Coated & cathodic protection (sti-P3) |  | Fiberglass reinforced plastic |  | 1901-01-01 06:00 |  | Catchment Basin, Single walled catchment basin | Flow Rest 90% Full | Flow Rest 90% Full |  |  | Continuous Automatic Tank Gauge | [8 empty] | UST Currently In Use: 0; UST Temp Close: 0; AST Currently In Use: 0; AST Temp Closed: 0 | 0 | 0 | 4 | 12233-127-013928 | HAGER OIL, INC.
14290 | Permanently Closed | 1991-08-29 06:00 | 1982-01-01 06:00 | 1991-08-29 06:00 | Petroleum | On road diesel | On road diesel |  | Steel | Steel |  | Painted or None | Steel |  | 1901-01-01 06:00 | [15 empty] | UST Currently In Use: 0; UST Temp Close: 0; AST Currently In Use: 0; AST Temp Closed: 0 | 0 | 0 | 2 | 12233-133-004045 | HAGER OIL, INC.
14291 | Permanently Closed | 1991-08-29 06:00 | 1982-01-01 06:00 | 1991-08-29 06:00 | Petroleum | Unleaded gasoline | Unleaded gasoline |  | Steel | Steel |  | Painted or None | Steel |  | 1901-01-01 06:00 | [15 empty] | UST Currently In Use: 0; UST Temp Close: 0; AST Currently In Use: 0; AST Temp Closed: 0 | 0 | 0 | 2 | 12233-133-004045 | HAGER OIL, INC.
14292 | Retired | 1988-12-22 06:00 | 1980-01-01 06:00 |  | Petroleum | On road diesel | On road diesel |  | Steel | Steel |  | Painted or None | Steel |  | 1901-01-01 06:00 | [15 empty] | UST Currently In Use: 0; UST Temp Close: 0; AST Currently In Use: 0; AST Temp Closed: 0 | 0 | 0 | 0 | 12234-069-004451 | HASTEN MCCARDLE
14293 | Permanently Closed | 1992-10-16 06:00 | 1983-01-01 06:00 | 1992-10-16 06:00 | Petroleum | Unleaded gasoline | Unleaded gasoline |  | Steel | Steel |  | Painted or None | Steel |  | 1901-01-01 06:00 | [15 empty] | UST Currently In Use: 0; UST Temp Close: 0; AST Currently In Use: 0; AST Temp Closed: 0 | 0 | 0 | 3 | 12235-025-010184 | HAL JOHNSON LOGGING
14294 | Permanently Closed | 1992-10-16 06:00 | 1981-01-01 06:00 | 1992-10-16 06:00 | Petroleum | Unleaded gasoline | Unleaded gasoline |  | Steel | Steel |  | Painted or None | Steel |  | 1901-01-01 06:00 | [15 empty] | UST Currently In Use: 0; UST Temp Close: 0; AST Currently In Use: 0; AST Temp Closed: 0 | 0 | 0 | 3 | 12235-025-010184 | HAL JOHNSON LOGGING
14295 | Permanently Closed | 1992-10-16 06:00 | 1976-01-01 06:00 | 1992-10-16 06:00 | Petroleum | On road diesel | On road diesel |  | Steel | Steel |  | Painted or None | Steel |  | 1901-01-01 06:00 | [15 empty] | UST Currently In Use: 0; UST Temp Close: 0; AST Currently In Use: 0; AST Temp Closed: 0 | 0 | 0 | 3 | 12235-025-010184 | HAL JOHNSON LOGGING
14296 | Permanently Closed | 1989-12-01 06:00 | 1969-01-01 06:00 | 1989-12-01 06:00 | Petroleum | On road diesel | On road diesel | Local government | Steel | Steel |  | Painted or None | Steel |  | 1901-01-01 06:00 | [15 empty] | UST Currently In Use: 0; UST Temp Close: 0; AST Currently In Use: 0; AST Temp Closed: 0 | 0 | 0 | 2 | 12237-065-008650 | HALE COUNTY BOARD OF EDUCATION
14297 | Permanently Closed | 1989-08-01 06:00 | 1980-01-01 06:00 | 1989-08-01 06:00 | Petroleum | Unleaded gasoline | Unleaded gasoline | Local government | Steel | Steel |  | Painted or None | Steel |  | 1901-01-01 06:00 | [15 empty] | UST Currently In Use: 0; UST Temp Close: 0; AST Currently In Use: 0; AST Temp Closed: 0 | 0 | 0 | 2 | 12237-065-008650 | HALE COUNTY BOARD OF EDUCATION
14298 | Permanently Closed | 1988-09-01 06:00 | 1972-01-01 06:00 | 1988-09-01 06:00 | Petroleum | Unleaded gasoline | Unleaded gasoline | Local government | Steel | Steel |  | Painted or None | Steel |  | 1901-01-01 06:00 | [12 empty] | Annual line testing | Annual line testing |  | UST Currently In Use: 0; UST Temp Close: 0; AST Currently In Use: 1; AST Temp Closed: 0 | 0 | 0 | 4 | 12237-065-008652 | HALE COUNTY BOARD OF EDUCATION
14299 | Permanently Closed | 1988-09-01 06:00 | 1982-01-01 06:00 | 1988-09-01 06:00 | Petroleum | On road diesel | On road diesel | Local government | Steel | Steel |  | Painted or None | Steel |  | 1901-01-01 06:00 | [12 empty] | Annual line testing | Annual line testing |  | UST Currently In Use: 0; UST Temp Close: 0; AST Currently In Use: 1; AST Temp Closed: 0 | 0 | 0 | 4 | 12237-065-008652 | HALE COUNTY BOARD OF EDUCATION
14300 | Permanently Closed | 1998-07-01 06:00 | 1986-01-01 06:00 | 1998-07-13 06:00 | Petroleum | On road diesel | On road diesel | Local government | Steel | Steel | Coated & cathodic protection (sti-P3) |  | Steel |  | 1901-01-01 06:00 | [15 empty] | UST Currently In Use: 0; UST Temp Close: 0; AST Currently In Use: 1; AST Temp Closed: 0 | 0 | 0 | 4 | 12237-065-008652 | HALE COUNTY BOARD OF EDUCATION
14301 | Permanently Closed | 1998-07-01 06:00 | 1986-01-01 06:00 | 1998-07-13 06:00 | Petroleum | Unleaded gasoline | Unleaded gasoline | Local government | Steel | Steel | Coated & cathodic protection (sti-P3) |  | Steel |  | 1901-01-01 06:00 | [15 empty] | UST Currently In Use: 0; UST Temp Close: 0; AST Currently In Use: 1; AST Temp Closed: 0 | 0 | 0 | 4 | 12237-065-008652 | HALE COUNTY BOARD OF EDUCATION
14302 | Permanently Closed | 1998-07-01 06:00 | 1983-01-01 06:00 | 1998-07-16 06:00 | Petroleum | Unleaded gasoline | Unleaded gasoline | Local government | Steel | Steel |  | Painted or None | Steel |  | 1901-01-01 06:00 | [12 empty] | Annual line testing | Annual line testing |  | UST Currently In Use: 0; UST Temp Close: 0; AST Currently In Use: 0; AST Temp Closed: 0 | 0 | 0 | 2 | 12237-065-008653 | HALE COUNTY BOARD OF EDUCATION
14303 | Permanently Closed | 1998-07-01 06:00 | 1978-01-01 06:00 | 1998-07-16 06:00 | Petroleum | On road diesel | On road diesel | Local government | Steel | Steel |  | Painted or None | Steel |  | 1901-01-01 06:00 | [12 empty] | Annual line testing | Annual line testing |  | UST Currently In Use: 0; UST Temp Close: 0; AST Currently In Use: 0; AST Temp Closed: 0 | 0 | 0 | 2 | 12237-065-008653 | HALE COUNTY BOARD OF EDUCATION
14304 | Permanently Closed | 1985-09-01 06:00 | 1979-01-01 06:00 | 1985-09-01 06:00 | Petroleum | On road diesel | On road diesel | Local government | Steel | Steel |  | Painted or None | Steel |  | 1901-01-01 06:00 | [15 empty] | UST Currently In Use: 0; UST Temp Close: 0; AST Currently In Use: 0; AST Temp Closed: 0 | 0 | 0 | 1 | 12237-065-008654 | HALE COUNTY BOARD OF EDUCATION
14305 | Permanently Closed | 1998-07-01 06:00 | 1988-01-01 06:00 | 1998-07-16 06:00 | Petroleum | Unleaded gasoline | Unleaded gasoline | Local Government, Retail | Steel | Steel | Coated & cathodic protection (sti-P3) |  |  |  | 1901-01-01 06:00 | [12 empty] | Annual line testing | Annual line testing |  | UST Currently In Use: 1; UST Temp Close: 0; AST Currently In Use: 0; AST Temp Closed: 0 | 1 | 0 | 4 | 12237-065-013188 | HALE COUNTY BOARD OF EDUCATION
14306 | Permanently Closed | 1998-07-01 06:00 | 1988-01-01 06:00 | 1998-07-16 06:00 | Petroleum | On road diesel | On road diesel | Local Government, Retail | Steel | Steel | Coated & cathodic protection (sti-P3) |  |  |  | 1901-01-01 06:00 | [12 empty] | Annual line testing | Annual line testing |  | UST Currently In Use: 1; UST Temp Close: 0; AST Currently In Use: 0; AST Temp Closed: 0 | 1 | 0 | 4 | 12237-065-013188 | HALE COUNTY BOARD OF EDUCATION
14307 | Permanently Closed | 1998-07-01 06:00 | 1988-01-01 06:00 | 1998-07-16 06:00 | Petroleum | Unleaded gasoline | Unleaded gasoline | Local government | Steel | Steel | Coated & cathodic protection (sti-P3) |  |  |  | 1901-01-01 06:00 | [12 empty] | Annual line testing | Annual line testing |  | UST Currently In Use: 1; UST Temp Close: 0; AST Currently In Use: 0; AST Temp Closed: 0 | 1 | 0 | 4 | 12237-065-013188 | HALE COUNTY BOARD OF EDUCATION
14308 | Permanently Closed | 1998-07-01 06:00 | 1988-01-01 06:00 | 1998-07-16 06:00 | Petroleum | Used oil | Used oil | Local government | Steel | Steel | Coated & cathodic protection (sti-P3) |  |  |  | 1901-01-01 06:00 | [15 empty] | UST Currently In Use: 1; UST Temp Close: 0; AST Currently In Use: 0; AST Temp Closed: 0 | 1 | 0 | 4 | 12237-065-013188 | HALE COUNTY BOARD OF EDUCATION
14309 | Permanently Closed | 1998-12-22 06:00 | 1976-01-01 06:00 | 2002-09-11 06:00 | Petroleum | Unleaded gasoline | Unleaded gasoline | Local government | Steel | Steel |  | Painted or None | Steel |  | 1901-01-01 06:00 | [15 empty] | UST Currently In Use: 2; UST Temp Close: 0; AST Currently In Use: 0; AST Temp Closed: 0 | 2 | 0 | 3 | 12238-065-002432 | HALE COUNTY COMMISSION
14310 | Permanently Closed | 1990-01-01 06:00 | 1972-01-01 06:00 | 1990-01-01 06:00 | Petroleum | Unleaded gasoline | Unleaded gasoline | Local government | Steel | Steel |  | Painted or None | Steel |  | 1901-01-01 06:00 | [15 empty] | UST Currently In Use: 2; UST Temp Close: 0; AST Currently In Use: 0; AST Temp Closed: 0 | 2 | 0 | 3 | 12238-065-002432 | HALE COUNTY COMMISSION
14311 | Permanently Closed | 1990-01-01 06:00 | 1956-01-01 06:00 | 1990-01-01 06:00 | Petroleum | On road diesel | On road diesel | Local government | Steel | Steel |  | Painted or None | Steel |  | 1901-01-01 06:00 | [15 empty] | UST Currently In Use: 2; UST Temp Close: 0; AST Currently In Use: 0; AST Temp Closed: 0 | 2 | 0 | 3 | 12238-065-002432 | HALE COUNTY COMMISSION
14312 | Permanently Closed | 1998-12-22 06:00 | 1969-01-01 06:00 | 1999-03-12 06:00 | Petroleum | On road diesel | On road diesel |  | Steel | Steel |  | Painted or None | Steel |  | 1901-01-01 06:00 | [12 empty] | Annual line testing | Annual line testing |  | UST Currently In Use: 0; UST Temp Close: 0; AST Currently In Use: 0; AST Temp Closed: 0 | 0 | 0 | 3 | 12239-065-001650 | HALE MOTOR
14313 | Permanently Closed | 1998-12-22 06:00 | 1964-01-01 06:00 | 1999-03-12 06:00 | Petroleum | On road diesel | On road diesel |  | Steel | Steel |  | Painted or None | Steel |  | 1901-01-01 06:00 | [12 empty] | Annual line testing | Annual line testing |  | UST Currently In Use: 0; UST Temp Close: 0; AST Currently In Use: 0; AST Temp Closed: 0 | 0 | 0 | 3 | 12239-065-001650 | HALE MOTOR
14314 | Permanently Closed | 1998-12-22 06:00 | 1964-01-01 06:00 | 1999-03-12 06:00 | Petroleum | Unleaded gasoline | Unleaded gasoline |  | Steel | Steel |  | Painted or None | Steel |  | 1901-01-01 06:00 | [15 empty] | UST Currently In Use: 0; UST Temp Close: 0; AST Currently In Use: 0; AST Temp Closed: 0 | 0 | 0 | 3 | 12239-065-001650 | HALE MOTOR
14315 | Retired | 1975-06-01 06:00 | 1964-01-01 06:00 |  | Petroleum | Other, OTHER | Other |  | Steel | Steel | Coated & cathodic protection (sti-P3) |  | Steel |  | 1901-01-01 06:00 | [15 empty] | UST Currently In Use: 0; UST Temp Close: 0; AST Currently In Use: 0; AST Temp Closed: 0 | 0 | 0 | 3 | 12239-065-001650 | HALE MOTOR
14316 | Retired | 1975-06-01 06:00 | 1964-01-01 06:00 |  | Petroleum | Other, OTHER | Other |  | Steel | Steel |  | Painted or None | Steel |  | 1901-01-01 06:00 | [15 empty] | UST Currently In Use: 0; UST Temp Close: 0; AST Currently In Use: 0; AST Temp Closed: 0 | 0 | 0 | 3 | 12239-065-001650 | HALE MOTOR
14317 | Permanently Closed | 1989-09-19 06:00 | 1978-01-01 06:00 | 1989-09-19 06:00 | Petroleum | On road diesel | On road diesel |  | Steel | Steel |  | Painted or None | Steel |  | 1901-01-01 06:00 | [15 empty] | UST Currently In Use: 0; UST Temp Close: 0; AST Currently In Use: 0; AST Temp Closed: 0 | 0 | 0 | 1 | 12241-095-000753 | HALL CHEMICAL CO
14318 | Permanently Closed | 1990-10-18 06:00 | 1973-01-01 06:00 | 1990-10-18 06:00 | Petroleum | On road diesel | On road diesel |  | Steel | Steel |  | Painted or None |  |  | 1901-01-01 06:00 | [15 empty] | UST Currently In Use: 0; UST Temp Close: 0; AST Currently In Use: 0; AST Temp Closed: 0 | 0 | 0 | 1 | 12242-097-002010 | HALLIBURTON CO
14319 | Permanently Closed | 1990-01-01 06:00 | 1977-01-01 06:00 | 1995-03-01 06:00 | Petroleum | Other, LQDCAUSTIC | Other |  | Steel | Steel |  | Painted or None | Other, PVC |  | 1901-01-01 06:00 | [15 empty] | UST Currently In Use: 0; UST Temp Close: 0; AST Currently In Use: 0; AST Temp Closed: 0 | 0 | 0 | 1 | 12243-127-008639 | HALLMARK & SON COAL CO
14320 | Permanently Closed | 1901-01-01 06:00 | 1969-01-01 06:00 | 1989-09-28 06:00 | Petroleum | Unleaded gasoline | Unleaded gasoline |  | Steel | Steel |  | Painted or None | Steel |  | 1901-01-01 06:00 | [15 empty] | UST Currently In Use: 0; UST Temp Close: 0; AST Currently In Use: 0; AST Temp Closed: 0 | 0 | 0 | 1 | 12244-073-002076 | HALLMARK BUILDERS INC
14321 | Permanently Closed | 1988-11-30 06:00 | 1967-01-01 06:00 | 1988-11-30 06:00 | Petroleum | Unleaded gasoline | Unleaded gasoline |  | Steel | Steel |  | Painted or None | Steel |  | 1901-01-01 06:00 | [15 empty] | UST Currently In Use: 0; UST Temp Close: 0; AST Currently In Use: 0; AST Temp Closed: 0 | 0 | 0 | 1 | 12245-037-006921 | ALABAMA NORTH LAND AND TIMBER/IN PAP
14322 | Permanently Closed | 1989-06-26 06:00 | 1974-01-01 06:00 | 1989-06-26 06:00 | Petroleum | On road diesel | On road diesel |  | Steel | Steel |  | Painted or None | Steel |  | 1901-01-01 06:00 | [15 empty] | UST Currently In Use: 0; UST Temp Close: 0; AST Currently In Use: 0; AST Temp Closed: 0 | 0 | 0 | 2 | 12245-057-001411 | ALABAMA NORTH LAND AND TIMBER/IN PAP
14323 | Permanently Closed | 1989-06-26 06:00 | 1974-01-01 06:00 | 1989-06-26 06:00 | Petroleum | On road diesel | On road diesel |  | Steel | Steel |  | Painted or None | Steel |  | 1901-01-01 06:00 | [15 empty] | UST Currently In Use: 0; UST Temp Close: 0; AST Currently In Use: 0; AST Temp Closed: 0 | 0 | 0 | 2 | 12245-057-001411 | ALABAMA NORTH LAND AND TIMBER/IN PAP
14324 | Permanently Closed | 1989-03-30 06:00 | 1977-01-01 06:00 | 1990-03-30 06:00 | Petroleum | Unleaded gasoline | Unleaded gasoline |  | Steel | Steel |  | Painted or None | Steel |  | 1901-01-01 06:00 | [15 empty] | UST Currently In Use: 0; UST Temp Close: 0; AST Currently In Use: 0; AST Temp Closed: 0 | 0 | 0 | 1 | 12245-065-009848 | ALABAMA NORTH LAND AND TIMBER/IN PAP
14325 | Permanently Closed | 1901-01-01 06:00 | 1964-01-01 06:00 | 1988-07-18 06:00 | Petroleum | Unleaded gasoline | Unleaded gasoline |  | Steel | Steel |  | Painted or None |  |  | 1901-01-01 06:00 | [15 empty] | UST Currently In Use: 0; UST Temp Close: 0; AST Currently In Use: 0; AST Temp Closed: 0 | 0 | 0 | 3 | 12247-047-000053 | HAMMERMILL PAPERS GROUP/INTERN PAPER
14326 | Permanently Closed | 1901-01-01 06:00 | 1976-01-01 06:00 | 1988-07-18 06:00 | Petroleum | Unleaded gasoline | Unleaded gasoline |  | Fiberglass coated steel | Fiberglass coated steel |  |  |  |  | 1901-01-01 06:00 | [15 empty] | UST Currently In Use: 0; UST Temp Close: 0; AST Currently In Use: 0; AST Temp Closed: 0 | 0 | 0 | 3 | 12247-047-000053 | HAMMERMILL PAPERS GROUP/INTERN PAPER
14327 | Permanently Closed | 1988-12-16 06:00 | 1970-01-01 06:00 | 1988-12-16 06:00 | Petroleum | On road diesel | On road diesel |  | Steel | Steel |  | Painted or None |  |  | 1901-01-01 06:00 | [15 empty] | UST Currently In Use: 0; UST Temp Close: 0; AST Currently In Use: 0; AST Temp Closed: 0 | 0 | 0 | 3 | 12247-047-000053 | HAMMERMILL PAPERS GROUP/INTERN PAPER
14328 | Cannot Locate or abandoned | 1998-12-21 06:00 | 1968-01-01 06:00 |  | Petroleum | Unleaded gasoline | Unleaded gasoline |  | Steel | Steel |  | Painted or None | Steel |  | 1901-01-01 06:00 | [15 empty] | UST Currently In Use: 0; UST Temp Close: 0; AST Currently In Use: 0; AST Temp Closed: 0 | 0 | 0 | 0 | 12248-039-012635 | HAMMETT DRILLING CO INC
14329 | Permanently Closed | 1990-09-27 06:00 | 1964-01-01 06:00 | 1990-09-27 06:00 | Petroleum | Unleaded gasoline | Unleaded gasoline |  | Steel | Steel |  | Painted or None | Steel |  | 1901-01-01 06:00 | [15 empty] | UST Currently In Use: 0; UST Temp Close: 0; AST Currently In Use: 0; AST Temp Closed: 0 | 0 | 0 | 2 | 12249-015-013947 | HAMMETT OIL CO
14330 | Permanently Closed | 1990-09-27 06:00 | 1964-01-01 06:00 | 1990-09-27 06:00 | Petroleum | Unleaded gasoline | Unleaded gasoline |  | Steel | Steel |  | Painted or None | Steel |  | 1901-01-01 06:00 | [15 empty] | UST Currently In Use: 0; UST Temp Close: 0; AST Currently In Use: 0; AST Temp Closed: 0 | 0 | 0 | 2 | 12249-015-013947 | HAMMETT OIL CO
14331 | Permanently Closed | 1990-09-28 06:00 | 1964-01-01 06:00 | 1990-09-28 06:00 | Petroleum | Unleaded gasoline | Unleaded gasoline |  | Steel | Steel |  | Painted or None | Steel |  | 1901-01-01 06:00 | [15 empty] | UST Currently In Use: 0; UST Temp Close: 0; AST Currently In Use: 0; AST Temp Closed: 0 | 0 | 0 | 2 | 12249-015-013948 | HAMMETT OIL CO
14332 | Permanently Closed | 1990-09-28 06:00 | 1964-01-01 06:00 | 1990-09-28 06:00 | Petroleum | Unleaded gasoline | Unleaded gasoline |  | Steel | Steel |  | Painted or None | Steel |  | 1901-01-01 06:00 | [15 empty] | UST Currently In Use: 0; UST Temp Close: 0; AST Currently In Use: 0; AST Temp Closed: 0 | 0 | 0 | 2 | 12249-015-013948 | HAMMETT OIL CO
14333 | Permanently Closed | 1901-01-01 06:00 | 1964-01-01 06:00 | 1990-12-12 06:00 | Petroleum | Unleaded gasoline | Unleaded gasoline |  | Steel | Steel |  | Painted or None | Steel |  | 1901-01-01 06:00 | [15 empty] | UST Currently In Use: 0; UST Temp Close: 0; AST Currently In Use: 0; AST Temp Closed: 0 | 0 | 0 | 3 | 12249-015-014000 | HAMMETT OIL CO
14334 | Permanently Closed | 1901-01-01 06:00 | 1964-01-01 06:00 | 1990-12-12 06:00 | Petroleum | Unleaded gasoline | Unleaded gasoline |  | Steel | Steel |  | Painted or None | Steel |  | 1901-01-01 06:00 | [15 empty] | UST Currently In Use: 0; UST Temp Close: 0; AST Currently In Use: 0; AST Temp Closed: 0 | 0 | 0 | 3 | 12249-015-014000 | HAMMETT OIL CO
14335 | Permanently Closed | 1901-01-01 06:00 | 1974-01-01 06:00 | 1990-12-12 06:00 | Petroleum | On road diesel | On road diesel |  | Steel | Steel |  | Painted or None | Steel |  | 1901-01-01 06:00 | [15 empty] | UST Currently In Use: 0; UST Temp Close: 0; AST Currently In Use: 0; AST Temp Closed: 0 | 0 | 0 | 3 | 12249-015-014000 | HAMMETT OIL CO
14336 | Retired | 1988-08-08 06:00 | 1969-01-01 06:00 |  | Petroleum | Unleaded gasoline | Unleaded gasoline |  | Steel | Steel |  | Painted or None | Steel |  | 1901-01-01 06:00 | [15 empty] | UST Currently In Use: 0; UST Temp Close: 0; AST Currently In Use: 0; AST Temp Closed: 0 | 0 | 0 | 0 | 12250-101-000470 | HAMMOND PLUMBING CO INC
14338 | Permanently Closed | 1992-03-31 06:00 | 1963-01-01 06:00 | 1992-03-31 06:00 | Petroleum | Unleaded gasoline | Unleaded gasoline |  | Steel | Steel |  | Painted or None | Steel |  | 1901-01-01 06:00 | [15 empty] | UST Currently In Use: 0; UST Temp Close: 0; AST Currently In Use: 0; AST Temp Closed: 0 | 0 | 0 | 4 | 12253-017-008692 | HENRY V BONNER
14339 | Permanently Closed | 1992-03-31 06:00 | 1963-01-01 06:00 | 1992-03-31 06:00 | Petroleum | Unleaded gasoline | Unleaded gasoline |  | Steel | Steel |  | Painted or None | Steel |  | 1901-01-01 06:00 | [15 empty] | UST Currently In Use: 0; UST Temp Close: 0; AST Currently In Use: 0; AST Temp Closed: 0 | 0 | 0 | 4 | 12253-017-008692 | HENRY V BONNER
14340 | Permanently Closed | 1992-03-31 06:00 | 1975-01-01 06:00 | 1992-03-31 06:00 | Petroleum | Unleaded gasoline | Unleaded gasoline |  | Steel | Steel |  | Painted or None | Steel |  | 1901-01-01 06:00 | [15 empty] | UST Currently In Use: 0; UST Temp Close: 0; AST Currently In Use: 0; AST Temp Closed: 0 | 0 | 0 | 4 | 12253-017-008692 | HENRY V BONNER
14341 | Permanently Closed | 1992-03-31 06:00 | 1968-01-01 06:00 | 1992-03-31 06:00 | Petroleum | On road diesel | On road diesel |  | Steel | Steel |  | Painted or None | Steel |  | 1901-01-01 06:00 | [15 empty] | UST Currently In Use: 0; UST Temp Close: 0; AST Currently In Use: 0; AST Temp Closed: 0 | 0 | 0 | 4 | 12253-017-008692 | HENRY V BONNER
14342 | Permanently Closed | 1992-09-25 06:00 | 1978-01-01 06:00 |  | Petroleum | Unleaded gasoline | Unleaded gasoline |  | Steel | Steel |  | Painted or None | Steel |  | 1901-01-01 06:00 | [15 empty] | UST Currently In Use: 0; UST Temp Close: 0; AST Currently In Use: 0; AST Temp Closed: 0 | 0 | 0 | 3 | 12253-017-008694 | HENRY V BONNER
14343 | Permanently Closed | 1992-09-25 06:00 | 1978-01-01 06:00 |  | Petroleum | Unleaded gasoline | Unleaded gasoline |  | Steel | Steel |  | Painted or None | Steel |  | 1901-01-01 06:00 | [15 empty] | UST Currently In Use: 0; UST Temp Close: 0; AST Currently In Use: 0; AST Temp Closed: 0 | 0 | 0 | 3 | 12253-017-008694 | HENRY V BONNER
14344 | Permanently Closed | 1992-09-25 06:00 | 1978-01-01 06:00 |  | Petroleum | On road diesel | On road diesel |  | Steel | Steel |  | Painted or None | Steel |  | 1901-01-01 06:00 | [15 empty] | UST Currently In Use: 0; UST Temp Close: 0; AST Currently In Use: 0; AST Temp Closed: 0 | 0 | 0 | 3 | 12253-017-008694 | HENRY V BONNER
14345 | Permanently Closed | 1994-11-25 06:00 | 1976-01-01 06:00 | 1996-11-25 06:00 | Petroleum | Unleaded gasoline | Unleaded gasoline |  | Steel | Steel |  | Painted or None | Steel |  | 1901-01-01 06:00 | [15 empty] | UST Currently In Use: 0; UST Temp Close: 0; AST Currently In Use: 0; AST Temp Closed: 0 | 0 | 0 | 2 | 12253-017-008699 | HENRY V BONNER
14346 | Permanently Closed | 1994-11-25 06:00 | 1976-01-01 06:00 | 1996-11-25 06:00 | Petroleum | Unleaded gasoline | Unleaded gasoline |  | Steel | Steel |  | Painted or None | Steel |  | 1901-01-01 06:00 | [15 empty] | UST Currently In Use: 0; UST Temp Close: 0; AST Currently In Use: 0; AST Temp Closed: 0 | 0 | 0 | 2 | 12253-017-008699 | HENRY V BONNER
14347 | Permanently Closed | 1991-07-23 06:00 | 1963-01-01 06:00 | 1991-07-23 06:00 | Petroleum | Unleaded gasoline | Unleaded gasoline |  | Steel | Steel |  | Painted or None | Steel |  | 1901-01-01 06:00 | [15 empty] | UST Currently In Use: 0; UST Temp Close: 0; AST Currently In Use: 0; AST Temp Closed: 0 | 0 | 0 | 3 | 12253-017-008705 | HENRY V BONNER
14348 | Permanently Closed | 1991-07-23 06:00 | 1963-01-01 06:00 | 1991-07-23 06:00 | Petroleum | Unleaded gasoline | Unleaded gasoline |  | Steel | Steel |  | Painted or None | Steel |  | 1901-01-01 06:00 | [15 empty] | UST Currently In Use: 0; UST Temp Close: 0; AST Currently In Use: 0; AST Temp Closed: 0 | 0 | 0 | 3 | 12253-017-008705 | HENRY V BONNER
14349 | Permanently Closed | 1991-07-23 06:00 | 1963-01-01 06:00 | 1991-07-23 06:00 | Petroleum | Unleaded gasoline | Unleaded gasoline |  | Steel | Steel |  | Painted or None | Steel |  | 1901-01-01 06:00 | [15 empty] | UST Currently In Use: 0; UST Temp Close: 0; AST Currently In Use: 0; AST Temp Closed: 0 | 0 | 0 | 3 | 12253-017-008705 | HENRY V BONNER
14350 | Permanently Closed | 1991-07-24 06:00 | 1973-01-01 06:00 | 1991-07-24 06:00 | Petroleum | Unleaded gasoline | Unleaded gasoline |  | Steel | Steel |  | Painted or None | Steel |  | 1901-01-01 06:00 | [15 empty] | UST Currently In Use: 0; UST Temp Close: 0; AST Currently In Use: 0; AST Temp Closed: 0 | 0 | 0 | 3 | 12253-029-008703 | HENRY V BONNER
14351 | Permanently Closed | 1991-07-24 06:00 | 1973-01-01 06:00 | 1991-07-24 06:00 | Petroleum | Unleaded gasoline | Unleaded gasoline |  | Steel | Steel |  | Painted or None | Steel |  | 1901-01-01 06:00 | [15 empty] | UST Currently In Use: 0; UST Temp Close: 0; AST Currently In Use: 0; AST Temp Closed: 0 | 0 | 0 | 3 | 12253-029-008703 | HENRY V BONNER
14352 | Permanently Closed | 1991-07-24 06:00 | 1973-01-01 06:00 | 1991-07-24 06:00 | Petroleum | Unleaded gasoline | Unleaded gasoline |  | Steel | Steel |  | Painted or None | Steel |  | 1901-01-01 06:00 | [15 empty] | UST Currently In Use: 0; UST Temp Close: 0; AST Currently In Use: 0; AST Temp Closed: 0 | 0 | 0 | 3 | 12253-029-008703 | HENRY V BONNER
14353 | Permanently Closed | 1988-03-01 06:00 | 1978-01-01 06:00 | 1988-03-01 06:00 | Petroleum | On road diesel | On road diesel |  | Steel | Steel |  | Painted or None | Steel |  | 1901-01-01 06:00 | [15 empty] | UST Currently In Use: 0; UST Temp Close: 0; AST Currently In Use: 0; AST Temp Closed: 0 | 0 | 0 | 3 | 12253-111-008693 | HENRY V BONNER
14354 | Permanently Closed | 1985-03-01 06:00 | 1963-01-01 06:00 | 1988-03-01 06:00 | Petroleum | Unleaded gasoline | Unleaded gasoline |  | Steel | Steel |  | Painted or None | Steel |  | 1901-01-01 06:00 | [15 empty] | UST Currently In Use: 0; UST Temp Close: 0; AST Currently In Use: 0; AST Temp Closed: 0 | 0 | 0 | 3 | 12253-111-008693 | HENRY V BONNER
14355 | Permanently Closed | 1988-03-01 06:00 | 1963-01-01 06:00 | 1988-03-01 06:00 | Petroleum | Unleaded gasoline | Unleaded gasoline |  | Steel | Steel |  | Painted or None | Steel |  | 1901-01-01 06:00 | [15 empty] | UST Currently In Use: 0; UST Temp Close: 0; AST Currently In Use: 0; AST Temp Closed: 0 | 0 | 0 | 3 | 12253-111-008693 | HENRY V BONNER
14356 | Permanently Closed | 1998-12-01 06:00 | 1969-01-01 06:00 | 1999-09-07 06:00 | Petroleum | Unleaded gasoline | Unleaded gasoline | Retail | Steel | Steel |  | Painted or None | Steel |  | 1901-01-01 06:00 | [15 empty] | UST Currently In Use: 1; UST Temp Close: 0; AST Currently In Use: 0; AST Temp Closed: 0 | 1 | 0 | 4 | 25899-111-008695 | RUSSELL L GREINER
14357 | Permanently Closed | 1998-12-01 06:00 | 1969-01-01 06:00 | 1999-09-07 06:00 | Petroleum | Unleaded gasoline | Unleaded gasoline | Retail | Steel | Steel |  | Painted or None | Steel |  | 1901-01-01 06:00 | [15 empty] | UST Currently In Use: 1; UST Temp Close: 0; AST Currently In Use: 0; AST Temp Closed: 0 | 1 | 0 | 4 | 25899-111-008695 | RUSSELL L GREINER
14358 | Permanently Closed | 1992-11-10 06:00 | 1969-01-01 06:00 | 1999-09-07 06:00 | Petroleum | Unleaded gasoline | Unleaded gasoline |  | Steel | Steel |  | Painted or None | Steel |  | 1901-01-01 06:00 | [15 empty] | UST Currently In Use: 1; UST Temp Close: 0; AST Currently In Use: 0; AST Temp Closed: 0 | 1 | 0 | 4 | 25899-111-008695 | RUSSELL L GREINER
14359 | Permanently Closed | 1998-12-01 06:00 | 1973-01-01 06:00 | 1999-09-07 06:00 | Petroleum | On road diesel | On road diesel | Retail | Steel | Steel |  | Painted or None | Steel |  | 1901-01-01 06:00 | [15 empty] | UST Currently In Use: 1; UST Temp Close: 0; AST Currently In Use: 0; AST Temp Closed: 0 | 1 | 0 | 4 | 25899-111-008695 | RUSSELL L GREINER
14360 | Permanently Closed | 1901-01-01 06:00 | 1958-01-01 06:00 | 1990-09-29 06:00 | Petroleum | Unleaded gasoline | Unleaded gasoline |  | Steel | Steel |  | Painted or None | Steel |  | 1901-01-01 06:00 | [15 empty] | UST Currently In Use: 0; UST Temp Close: 0; AST Currently In Use: 0; AST Temp Closed: 0 | 0 | 0 | 3 | 12253-111-008696 | HENRY V BONNER
14361 | Permanently Closed | 1901-01-01 06:00 | 1958-01-01 06:00 | 1990-09-29 06:00 | Petroleum | Unleaded gasoline | Unleaded gasoline |  | Steel | Steel |  | Painted or None | Steel |  | 1901-01-01 06:00 | [15 empty] | UST Currently In Use: 0; UST Temp Close: 0; AST Currently In Use: 0; AST Temp Closed: 0 | 0 | 0 | 3 | 12253-111-008696 | HENRY V BONNER
14362 | Permanently Closed | 1901-01-01 06:00 | 1973-01-01 06:00 | 1990-09-29 06:00 | Petroleum | Unleaded gasoline | Unleaded gasoline |  | Steel | Steel |  | Painted or None | Steel |  | 1901-01-01 06:00 | [15 empty] | UST Currently In Use: 0; UST Temp Close: 0; AST Currently In Use: 0; AST Temp Closed: 0 | 0 | 0 | 3 | 12253-111-008696 | HENRY V BONNER
14363 | Permanently Closed | 1992-08-10 06:00 | 1971-01-01 06:00 | 1992-08-10 06:00 | Petroleum | On road diesel | On road diesel |  | Steel | Steel |  | Painted or None | Steel |  | 1901-01-01 06:00 | [15 empty] | UST Currently In Use: 0; UST Temp Close: 0; AST Currently In Use: 0; AST Temp Closed: 0 | 0 | 0 | 6 | 12253-111-008697 | HENRY V BONNER
14364 | Permanently Closed | 1992-08-10 06:00 | 1971-01-01 06:00 | 1992-08-10 06:00 | Petroleum | Unleaded gasoline | Unleaded gasoline |  | Steel | Steel |  | Painted or None | Steel |  | 1901-01-01 06:00 | [15 empty] | UST Currently In Use: 0; UST Temp Close: 0; AST Currently In Use: 0; AST Temp Closed: 0 | 0 | 0 | 6 | 12253-111-008697 | HENRY V BONNER
14365 | Permanently Closed | 1992-08-10 06:00 | 1971-01-01 06:00 | 1992-08-10 06:00 | Petroleum | Unleaded gasoline | Unleaded gasoline |  | Steel | Steel |  | Painted or None | Steel |  | 1901-01-01 06:00 | [15 empty] | UST Currently In Use: 0; UST Temp Close: 0; AST Currently In Use: 0; AST Temp Closed: 0 | 0 | 0 | 6 | 12253-111-008697 | HENRY V BONNER
14366 | Permanently Closed | 1992-08-10 06:00 | 1971-01-01 06:00 | 1992-08-10 06:00 | Petroleum | Unleaded gasoline | Unleaded gasoline |  | Steel | Steel |  | Painted or None | Steel |  | 1901-01-01 06:00 | [15 empty] | UST Currently In Use: 0; UST Temp Close: 0; AST Currently In Use: 0; AST Temp Closed: 0 | 0 | 0 | 6 | 12253-111-008697 | HENRY V BONNER
14367 | Permanently Closed | 1992-08-10 06:00 | 1971-01-01 06:00 | 1992-08-10 06:00 | Petroleum | Unleaded gasoline | Unleaded gasoline |  | Steel | Steel |  | Painted or None | Steel |  | 1901-01-01 06:00 | [15 empty] | UST Currently In Use: 0; UST Temp Close: 0; AST Currently In Use: 0; AST Temp Closed: 0 | 0 | 0 | 6 | 12253-111-008697 | HENRY V BONNER
14368 | Permanently Closed | 1992-08-10 06:00 | 1971-01-01 06:00 | 1992-08-10 06:00 | Petroleum | Unleaded gasoline | Unleaded gasoline |  | Steel | Steel |  | Painted or None | Steel |  | 1901-01-01 06:00 | [15 empty] | UST Currently In Use: 0; UST Temp Close: 0; AST Currently In Use: 0; AST Temp Closed: 0 | 0 | 0 | 6 | 12253-111-008697 | HENRY V BONNER
14369 | Permanently Closed | 1997-09-01 06:00 | 1973-01-01 06:00 | 1997-05-05 06:00 | Petroleum | Unleaded gasoline | Unleaded gasoline | Retail | Steel | Steel |  | Painted or None | Steel |  | 1901-01-01 06:00 | [15 empty] | UST Currently In Use: 1; UST Temp Close: 0; AST Currently In Use: 1; AST Temp Closed: 0 | 1 | 0 | 2 | 19978-111-008698 | JAMES C WHALEY
14370 | Permanently Closed | 1997-09-01 06:00 | 1973-01-01 06:00 | 1997-05-05 06:00 | Petroleum | Unleaded gasoline | Unleaded gasoline | Retail | Steel | Steel |  | Painted or None | Steel |  | 1901-01-01 06:00 | [15 empty] | UST Currently In Use: 1; UST Temp Close: 0; AST Currently In Use: 1; AST Temp Closed: 0 | 1 | 0 | 2 | 19978-111-008698 | JAMES C WHALEY
14371 |  | 1997-09-01 06:00 | 1973-01-01 06:00 |  | Petroleum | Unleaded gasoline | Unleaded gasoline | Retail | Steel | Steel |  | Painted or None | Steel |  | 1901-01-01 06:00 | [15 empty] | UST Currently In Use: 1; UST Temp Close: 0; AST Currently In Use: 1; AST Temp Closed: 0 | 1 | 0 | 2 | 19978-111-008698 | JAMES C WHALEY
14372 | Permanently Closed | 1994-08-01 06:00 | 1975-01-01 06:00 | 1994-08-23 06:00 | Petroleum | Unleaded gasoline | Unleaded gasoline | Retail | Steel | Steel |  | Painted or None | Steel |  | 1901-01-01 06:00 | [15 empty] | UST Currently In Use: 2; UST Temp Close: 0; AST Currently In Use: 0; AST Temp Closed: 0 | 2 | 0 | 5 | 22984-111-008700 | SANDEEP KAUR SINGH
14373 | Permanently Closed | 1994-08-01 06:00 | 1975-01-01 06:00 | 1994-08-23 06:00 | Petroleum | Unleaded gasoline | Unleaded gasoline | Retail | Steel | Steel |  | Painted or None | Steel |  | 1901-01-01 06:00 | [15 empty] | UST Currently In Use: 2; UST Temp Close: 0; AST Currently In Use: 0; AST Temp Closed: 0 | 2 | 0 | 5 | 22984-111-008700 | SANDEEP KAUR SINGH
14374 | Permanently Closed | 1994-08-01 06:00 | 1975-01-01 06:00 | 1994-08-23 06:00 | Petroleum | Unleaded gasoline | Unleaded gasoline | Retail | Steel | Steel |  | Painted or None | Steel |  | 1901-01-01 06:00 | [15 empty] | UST Currently In Use: 2; UST Temp Close: 0; AST Currently In Use: 0; AST Temp Closed: 0 | 2 | 0 | 5 | 22984-111-008700 | SANDEEP KAUR SINGH
14375 | Permanently Closed | 1994-08-01 06:00 | 1975-01-01 06:00 | 1994-08-23 06:00 | Petroleum | On road diesel | On road diesel | Retail | Steel | Steel |  | Painted or None | Steel |  | 1901-01-01 06:00 | [15 empty] | UST Currently In Use: 2; UST Temp Close: 0; AST Currently In Use: 0; AST Temp Closed: 0 | 2 | 0 | 5 | 22984-111-008700 | SANDEEP KAUR SINGH
14376 | Permanently Closed | 1994-08-01 06:00 | 1975-01-01 06:00 | 1994-08-23 06:00 | Petroleum | Kerosene | Kerosene | Retail | Steel | Steel |  | Painted or None | Steel |  | 1901-01-01 06:00 | [15 empty] | UST Currently In Use: 2; UST Temp Close: 0; AST Currently In Use: 0; AST Temp Closed: 0 | 2 | 0 | 5 | 22984-111-008700 | SANDEEP KAUR SINGH
14377 | Permanently Closed | 1901-01-01 06:00 | 1979-01-01 06:00 | 1990-09-30 06:00 | Petroleum | On road diesel | On road diesel |  | Steel | Steel |  | Painted or None | Steel |  | 1901-01-01 06:00 | [15 empty] | UST Currently In Use: 0; UST Temp Close: 0; AST Currently In Use: 0; AST Temp Closed: 0 | 0 | 0 | 4 | 12253-111-008702 | HENRY V BONNER
14378 | Permanently Closed | 1901-01-01 06:00 | 1979-01-01 06:00 | 1990-09-30 06:00 | Petroleum | Unleaded gasoline | Unleaded gasoline |  | Steel | Steel |  | Painted or None | Steel |  | 1901-01-01 06:00 | [15 empty] | UST Currently In Use: 0; UST Temp Close: 0; AST Currently In Use: 0; AST Temp Closed: 0 | 0 | 0 | 4 | 12253-111-008702 | HENRY V BONNER
14379 | Permanently Closed | 1901-01-01 06:00 | 1979-01-01 06:00 | 1990-09-30 06:00 | Petroleum | Unleaded gasoline | Unleaded gasoline |  | Steel | Steel |  | Painted or None | Steel |  | 1901-01-01 06:00 | [15 empty] | UST Currently In Use: 0; UST Temp Close: 0; AST Currently In Use: 0; AST Temp Closed: 0 | 0 | 0 | 4 | 12253-111-008702 | HENRY V BONNER
14380 | Permanently Closed | 1901-01-01 06:00 | 1979-01-01 06:00 | 1990-09-30 06:00 | Petroleum | Unleaded gasoline | Unleaded gasoline |  | Steel | Steel |  | Painted or None | Steel |  | 1901-01-01 06:00 | [15 empty] | UST Currently In Use: 0; UST Temp Close: 0; AST Currently In Use: 0; AST Temp Closed: 0 | 0 | 0 | 4 | 12253-111-008702 | HENRY V BONNER
14381 | Permanently Closed | 1992-09-28 06:00 | 1975-01-01 06:00 |  | Petroleum | Unleaded gasoline | Unleaded gasoline |  | Steel | Steel |  | Painted or None | Steel |  | 1901-01-01 06:00 | [15 empty] | UST Currently In Use: 0; UST Temp Close: 0; AST Currently In Use: 0; AST Temp Closed: 0 | 0 | 0 | 2 | 12253-111-008704 | HENRY V BONNER
14382 | Permanently Closed | 1992-09-28 06:00 | 1975-01-01 06:00 |  | Petroleum | Unleaded gasoline | Unleaded gasoline |  | Steel | Steel |  | Painted or None | Steel |  | 1901-01-01 06:00 | [15 empty] | UST Currently In Use: 0; UST Temp Close: 0; AST Currently In Use: 0; AST Temp Closed: 0 | 0 | 0 | 2 | 12253-111-008704 | HENRY V BONNER
14383 | Permanently Closed | 1901-01-01 06:00 | 1985-01-01 06:00 | 1988-11-02 06:00 | Petroleum | Unleaded gasoline | Unleaded gasoline |  | Steel | Steel |  | Painted or None | Steel |  | 1901-01-01 06:00 | [15 empty] | UST Currently In Use: 0; UST Temp Close: 0; AST Currently In Use: 0; AST Temp Closed: 0 | 0 | 0 | 2 | 12253-111-009183 | HENRY V BONNER
14384 | Permanently Closed | 1901-01-01 06:00 | 1985-01-01 06:00 | 1988-11-02 06:00 | Petroleum | Unleaded gasoline | Unleaded gasoline |  | Steel | Steel |  | Painted or None | Steel |  | 1901-01-01 06:00 | [15 empty] | UST Currently In Use: 0; UST Temp Close: 0; AST Currently In Use: 0; AST Temp Closed: 0 | 0 | 0 | 2 | 12253-111-009183 | HENRY V BONNER
14385 | Permanently Closed | 1901-01-01 06:00 | 1958-01-01 06:00 |  | Petroleum | Unleaded gasoline | Unleaded gasoline |  | Steel | Steel |  | Painted or None | Steel |  | 1901-01-01 06:00 | [15 empty] | UST Currently In Use: 0; UST Temp Close: 0; AST Currently In Use: 0; AST Temp Closed: 0 | 0 | 0 | 4 | 12253-111-011658 | HENRY V BONNER
14386 | Permanently Closed | 1901-01-01 06:00 | 1958-01-01 06:00 |  | Petroleum | Unleaded gasoline | Unleaded gasoline |  | Steel | Steel |  | Painted or None | Steel |  | 1901-01-01 06:00 | [15 empty] | UST Currently In Use: 0; UST Temp Close: 0; AST Currently In Use: 0; AST Temp Closed: 0 | 0 | 0 | 4 | 12253-111-011658 | HENRY V BONNER
14387 | Permanently Closed | 1901-01-01 06:00 | 1958-01-01 06:00 |  | Petroleum | Unleaded gasoline | Unleaded gasoline |  | Steel | Steel |  | Painted or None | Steel |  | 1901-01-01 06:00 | [15 empty] | UST Currently In Use: 0; UST Temp Close: 0; AST Currently In Use: 0; AST Temp Closed: 0 | 0 | 0 | 4 | 12253-111-011658 | HENRY V BONNER
14388 | Permanently Closed | 1901-01-01 06:00 | 1958-01-01 06:00 |  | Petroleum | Used oil | Used oil |  | Steel | Steel |  | Painted or None | Steel |  | 1901-01-01 06:00 | [15 empty] | UST Currently In Use: 0; UST Temp Close: 0; AST Currently In Use: 0; AST Temp Closed: 0 | 0 | 0 | 4 | 12253-111-011658 | HENRY V BONNER
14389 | Temporary Closed | 2009-04-01 06:00 | 1989-01-01 06:00 |  | Petroleum | Unleaded gasoline | Unleaded gasoline | Retail | Fiberglass reinforced plastic | Fiberglass reinforced plastic |  |  | Fiberglass reinforced plastic |  | 1901-01-01 06:00 |  | Catchment Basin, Single walled catchment basin | Automatic shutoff device At 95% full, Flow Rest 90% Full | Flow Rest 90% Full |  |  | Continuous Automatic Tank Gauge |  | Automatic flow restrictor (MLLD) | Automatic flow restrictor (MLLD) |  |  | Annual line testing | Annual line testing |  | UST Currently In Use: 0; UST Temp Close: 2; AST Currently In Use: 0; AST Temp Closed: 0 | 0 | 2 | 0 | 24090-111-014162 | COURTNEY MITCHAM
14390 | Temporary Closed | 2009-04-01 06:00 | 1989-01-01 06:00 |  | Petroleum | Premium gasoline | Premium gasoline | Retail | Fiberglass reinforced plastic | Fiberglass reinforced plastic |  |  | Fiberglass reinforced plastic |  | 1901-01-01 06:00 |  | Catchment Basin, Single walled catchment basin | Automatic shutoff device At 95% full, Flow Rest 90% Full | Flow Rest 90% Full |  |  | Continuous Automatic Tank Gauge |  | Automatic flow restrictor (MLLD) | Automatic flow restrictor (MLLD) |  |  | Annual line testing | Annual line testing |  | UST Currently In Use: 0; UST Temp Close: 2; AST Currently In Use: 0; AST Temp Closed: 0 | 0 | 2 | 0 | 24090-111-014162 | COURTNEY MITCHAM
14391 | Currently in Use |  | 1989-01-01 06:00 |  | Petroleum | Unleaded gasoline | Unleaded gasoline | Retail | Fiberglass reinforced plastic, Single Wall, 8K/8K | Single Wall |  |  | Fiberglass reinforced plastic, Single Wall |  | 1901-01-01 06:00 |  | Catchment Basin, Single walled catchment basin | Automatic shutoff device At 95% full | Automatic shutoff device At 95% full |  |  | Continuous Automatic Tank Gauge |  | Automatic flow restrictor (MLLD) | Automatic flow restrictor (MLLD) |  |  | Annual line testing | Annual line testing |  | UST Currently In Use: 2; UST Temp Close: 0; AST Currently In Use: 1; AST Temp Closed: 0 | 2 | 0 | 0 | 10182-111-014755 | ALLEN OIL CO
14393 | Currently in Use |  | 1989-01-01 06:00 |  | Petroleum | Premium gasoline | Premium gasoline | Retail | Fiberglass reinforced plastic, Single Wall | Single Wall |  |  | Fiberglass reinforced plastic, Single Wall |  | 1901-01-01 06:00 |  | Catchment Basin, Single walled catchment basin | Automatic shutoff device At 95% full | Automatic shutoff device At 95% full |  |  | Continuous Automatic Tank Gauge |  | Automatic flow restrictor (MLLD) | Automatic flow restrictor (MLLD) |  |  | Annual line testing | Annual line testing |  | UST Currently In Use: 2; UST Temp Close: 0; AST Currently In Use: 1; AST Temp Closed: 0 | 2 | 0 | 0 | 10182-111-014755 | ALLEN OIL CO
14394 | Currently in Use |  | 1985-01-01 06:00 |  | Petroleum | Unleaded gasoline | Unleaded gasoline | Retail | Single Wall, Steel | Steel | Field installed cathodic protection |  | Double Wall, Flexible |  | 1901-01-01 06:00 | Field installed cathodic protection | Catchment Basin, Single walled catchment basin | Automatic shutoff device At 95% full | Automatic shutoff device At 95% full |  |  | Continuous Automatic Tank Gauge |  | Automatic flow restrictor (MLLD) | Automatic flow restrictor (MLLD) |  |  | Annual line testing | Annual line testing |  | UST Currently In Use: 4; UST Temp Close: 0; AST Currently In Use: 0; AST Temp Closed: 0 | 4 | 0 | 0 | 25890-095-008844 | SHREE GANESHA II., LLC
14395 | Currently in Use |  | 1985-01-01 06:00 |  | Petroleum | Unleaded gasoline | Unleaded gasoline | Retail | Single Wall, Steel | Steel | Field installed cathodic protection |  | Double Wall, Flexible |  | 1901-01-01 06:00 | Field installed cathodic protection | Catchment Basin, Single walled catchment basin | Automatic shutoff device At 95% full | Automatic shutoff device At 95% full |  |  | Continuous Automatic Tank Gauge |  | Automatic flow restrictor (MLLD) | Automatic flow restrictor (MLLD) |  |  | Annual line testing | Annual line testing |  | UST Currently In Use: 4; UST Temp Close: 0; AST Currently In Use: 0; AST Temp Closed: 0 | 4 | 0 | 0 | 25890-095-008844 | SHREE GANESHA II., LLC
14396 | Currently in Use |  | 1982-01-01 06:00 |  | Petroleum | Off road diesel | Off road diesel | Retail | Single Wall, Steel | Steel | Field installed cathodic protection |  | Fiberglass reinforced plastic, Single Wall |  | 1901-01-01 06:00 | Field installed cathodic protection | Catchment Basin, Single walled catchment basin | Automatic shutoff device At 95% full | Automatic shutoff device At 95% full |  |  | Continuous Automatic Tank Gauge | [8 empty] | UST Currently In Use: 4; UST Temp Close: 0; AST Currently In Use: 0; AST Temp Closed: 0 | 4 | 0 | 0 | 25890-095-008844 | SHREE GANESHA II., LLC
14397 | Temporary Closed | 2018-10-24 06:00 | 1977-01-01 06:00 |  | Petroleum | Unleaded gasoline | Unleaded gasoline | Retail | Single Wall, Steel, MANIFOLDED | Steel | Field installed cathodic protection |  | Double Wall, Flexible |  |  |  | Catchment Basin, Single walled catchment basin | Automatic shutoff device At 95% full | Automatic shutoff device At 95% full |  |  | Statistical Inventory Reconciliation (SIR) |  | Automatic flow restrictor (MLLD), Containment Sump | Containment Sump |  |  | Statistical inventory reconciliation (SIR) | Statistical inventory reconciliation (SIR) |  | UST Currently In Use: 0; UST Temp Close: 2; AST Currently In Use: 0; AST Temp Closed: 0 | 0 | 2 | 0 | 19900-103-004851 | MAHMOUD DELDAR
14399 | Temporary Closed | 2018-10-24 06:00 | 1977-01-01 06:00 |  | Petroleum | Premium gasoline | Premium gasoline | Retail | Single Wall, Steel | Steel | Field installed cathodic protection |  | Double Wall, Flexible |  |  |  | Catchment Basin, Single walled catchment basin | Automatic shutoff device At 95% full | Automatic shutoff device At 95% full |  |  | Statistical Inventory Reconciliation (SIR) |  | Automatic flow restrictor (MLLD) | Automatic flow restrictor (MLLD) |  |  | Statistical inventory reconciliation (SIR) | Statistical inventory reconciliation (SIR) |  | UST Currently In Use: 0; UST Temp Close: 2; AST Currently In Use: 0; AST Temp Closed: 0 | 0 | 2 | 0 | 19900-103-004851 | MAHMOUD DELDAR
14400 | Permanently Closed | 2002-03-04 06:00 | 1983-01-01 06:00 | 2002-03-04 06:00 | Petroleum | Mid-grade gasoline | Mid-grade gasoline | Retail | Steel | Steel | Coated & cathodic protection (sti-P3), Field installed cathodic protection |  | Steel |  | 1901-01-01 06:00 | Field installed cathodic protection | Catchment Basin, Single walled catchment basin | Flow Rest 90% Full | Flow Rest 90% Full |  |  | Statistical Inventory Reconciliation (SIR) | [5 empty] | Annual line testing | Annual line testing |  | UST Currently In Use: 2; UST Temp Close: 0; AST Currently In Use: 0; AST Temp Closed: 0 | 2 | 0 | 5 | 24444-103-006797 | LEWIS & RAULERSON, INC.
14401 | Permanently Closed | 2002-03-04 06:00 | 1983-01-01 06:00 | 2002-03-04 06:00 | Petroleum | Unleaded gasoline | Unleaded gasoline | Retail | Steel | Steel | Coated & cathodic protection (sti-P3), Field installed cathodic protection |  | Steel |  | 1901-01-01 06:00 | Field installed cathodic protection | Catchment Basin, Single walled catchment basin | Flow Rest 90% Full | Flow Rest 90% Full |  |  | Statistical Inventory Reconciliation (SIR) | [5 empty] | Annual line testing | Annual line testing |  | UST Currently In Use: 2; UST Temp Close: 0; AST Currently In Use: 0; AST Temp Closed: 0 | 2 | 0 | 5 | 24444-103-006797 | LEWIS & RAULERSON, INC.
14402 | Permanently Closed | 2002-03-04 06:00 | 1983-01-01 06:00 | 2002-03-04 06:00 | Petroleum | Premium gasoline | Premium gasoline | Retail | Steel | Steel | Coated & cathodic protection (sti-P3), Field installed cathodic protection |  | Steel |  | 1901-01-01 06:00 | Field installed cathodic protection | Catchment Basin, Single walled catchment basin | Flow Rest 90% Full | Flow Rest 90% Full |  |  | Statistical Inventory Reconciliation (SIR) | [5 empty] | Annual line testing | Annual line testing |  | UST Currently In Use: 2; UST Temp Close: 0; AST Currently In Use: 0; AST Temp Closed: 0 | 2 | 0 | 5 | 24444-103-006797 | LEWIS & RAULERSON, INC.
14403 | Permanently Closed | 2002-03-04 06:00 | 1983-01-01 06:00 | 2002-03-04 06:00 | Petroleum | Kerosene | Kerosene | Retail | Steel | Steel | Coated & cathodic protection (sti-P3), Field installed cathodic protection |  | Steel |  | 1901-01-01 06:00 | Field installed cathodic protection | Catchment Basin, Single walled catchment basin | Flow Rest 90% Full | Flow Rest 90% Full |  |  | Statistical Inventory Reconciliation (SIR) | [5 empty] | Annual line testing | Annual line testing |  | UST Currently In Use: 2; UST Temp Close: 0; AST Currently In Use: 0; AST Temp Closed: 0 | 2 | 0 | 5 | 24444-103-006797 | LEWIS & RAULERSON, INC.
14404 | Permanently Closed | 2002-03-04 06:00 | 1983-01-01 06:00 | 2002-03-04 06:00 | Petroleum | On road diesel | On road diesel | Retail | Steel | Steel | Coated & cathodic protection (sti-P3), Field installed cathodic protection |  | Steel |  | 1901-01-01 06:00 | Field installed cathodic protection | Catchment Basin, Single walled catchment basin | Flow Rest 90% Full | Flow Rest 90% Full | [8 empty] | Annual line testing | Annual line testing |  | UST Currently In Use: 2; UST Temp Close: 0; AST Currently In Use: 0; AST Temp Closed: 0 | 2 | 0 | 5 | 24444-103-006797 | LEWIS & RAULERSON, INC.
14405 | Permanently Closed | 2000-02-28 06:00 | 1986-01-01 06:00 | 2000-02-28 06:00 | Petroleum | Unleaded gasoline | Unleaded gasoline | Retail | Steel | Steel | Coated & cathodic protection (sti-P3), Field installed cathodic protection |  | Steel |  | 1901-01-01 06:00 | Field installed cathodic protection | Catchment Basin, Single walled catchment basin | Automatic shutoff device At 95% full | Automatic shutoff device At 95% full | [8 empty] | Annual line testing | Annual line testing |  | UST Currently In Use: 2; UST Temp Close: 0; AST Currently In Use: 0; AST Temp Closed: 0 | 2 | 0 | 5 | 24290-103-012970 | SHABAN ALI NEKOUFAR
14406 | Permanently Closed | 2000-02-28 06:00 | 1986-01-01 06:00 | 2000-02-28 06:00 | Petroleum | Mid-grade gasoline | Mid-grade gasoline | Retail | Steel | Steel | Coated & cathodic protection (sti-P3), Field installed cathodic protection |  | Steel |  | 1901-01-01 06:00 | Field installed cathodic protection | Catchment Basin, Single walled catchment basin | Automatic shutoff device At 95% full | Automatic shutoff device At 95% full | [8 empty] | Annual line testing | Annual line testing |  | UST Currently In Use: 2; UST Temp Close: 0; AST Currently In Use: 0; AST Temp Closed: 0 | 2 | 0 | 5 | 24290-103-012970 | SHABAN ALI NEKOUFAR
14407 | Permanently Closed | 2000-02-28 06:00 | 1986-01-01 06:00 | 2000-02-28 06:00 | Petroleum | Premium gasoline | Premium gasoline | Retail | Steel | Steel | Coated & cathodic protection (sti-P3), Field installed cathodic protection |  | Steel |  | 1901-01-01 06:00 | Field installed cathodic protection | Catchment Basin, Single walled catchment basin | Automatic shutoff device At 95% full | Automatic shutoff device At 95% full | [8 empty] | Annual line testing | Annual line testing |  | UST Currently In Use: 2; UST Temp Close: 0; AST Currently In Use: 0; AST Temp Closed: 0 | 2 | 0 | 5 | 24290-103-012970 | SHABAN ALI NEKOUFAR
14408 | Permanently Closed | 2000-02-28 06:00 | 1986-01-01 06:00 | 2000-02-28 06:00 | Petroleum | On road diesel | On road diesel | Retail | Steel | Steel | Coated & cathodic protection (sti-P3), Field installed cathodic protection |  | Steel |  | 1901-01-01 06:00 | Field installed cathodic protection | Catchment Basin, Single walled catchment basin | Automatic shutoff device At 95% full | Automatic shutoff device At 95% full | [8 empty] | Annual line testing | Annual line testing |  | UST Currently In Use: 2; UST Temp Close: 0; AST Currently In Use: 0; AST Temp Closed: 0 | 2 | 0 | 5 | 24290-103-012970 | SHABAN ALI NEKOUFAR
14409 | Permanently Closed | 2000-02-28 06:00 | 1986-01-01 06:00 | 2000-02-28 06:00 | Petroleum | Kerosene | Kerosene | Retail | Steel | Steel | Coated & cathodic protection (sti-P3), Field installed cathodic protection |  | Steel |  | 1901-01-01 06:00 | Field installed cathodic protection | Catchment Basin, Single walled catchment basin | Automatic shutoff device At 95% full | Automatic shutoff device At 95% full | [8 empty] | Annual line testing | Annual line testing |  | UST Currently In Use: 2; UST Temp Close: 0; AST Currently In Use: 0; AST Temp Closed: 0 | 2 | 0 | 5 | 24290-103-012970 | SHABAN ALI NEKOUFAR
14410 | Currently in Use |  | 1975-06-01 06:00 |  | Petroleum | Unleaded gasoline | Unleaded gasoline | Retail | Single Wall, Steel | Steel | Field installed cathodic protection |  | Double Wall, Fiberglass reinforced plastic |  | 2010-09-10 06:00 |  | Catchment Basin, Single walled catchment basin | Automatic shutoff device At 95% full, Flow Rest 90% Full | Flow Rest 90% Full |  |  | Continuous Automatic Tank Gauge |  | Automatic flow restrictor (MLLD), Containment Sump | Containment Sump | Interstitial Monitoring within Secondary Containment | SENSOR TO ATG | Continuous alarm system | Continuous alarm system |  | UST Currently In Use: 1; UST Temp Close: 1; AST Currently In Use: 0; AST Temp Closed: 0 | 1 | 1 | 0 | 23496-115-009659 | KIM HOA INC
14411 | Temporary Closed | 2016-09-01 06:00 | 1975-06-01 06:00 |  | Petroleum | Premium gasoline | Premium gasoline | Retail | Single Wall, Steel | Steel | Field installed cathodic protection |  | Double Wall, Fiberglass reinforced plastic |  | 2010-09-10 06:00 |  | Catchment Basin, Single walled catchment basin | Automatic shutoff device At 95% full, Flow Rest 90% Full | Flow Rest 90% Full |  |  | Continuous Automatic Tank Gauge |  | Automatic flow restrictor (MLLD), Containment Sump | Containment Sump | Interstitial Monitoring within Secondary Containment | SENSOR TO ATG | Continuous alarm system | Continuous alarm system |  | UST Currently In Use: 1; UST Temp Close: 1; AST Currently In Use: 0; AST Temp Closed: 0 | 1 | 1 | 0 | 23496-115-009659 | KIM HOA INC
14412 | Permanently Closed | 1986-02-01 06:00 | 1969-01-01 06:00 |  | Petroleum | Unleaded gasoline | Unleaded gasoline | [7 empty] | 1901-01-01 06:00 | [15 empty] | UST Currently In Use: 0; UST Temp Close: 0; AST Currently In Use: 0; AST Temp Closed: 0 | 0 | 0 | 1 | 12258-073-000954 | HANDY TV-APPLIANCE
14413 | Permanently Closed | 1901-01-01 06:00 | 1969-01-01 06:00 | 1988-12-16 06:00 | Petroleum | Unleaded gasoline | Unleaded gasoline |  | Steel | Steel |  | Painted or None | Steel |  | 1901-01-01 06:00 | [15 empty] | UST Currently In Use: 0; UST Temp Close: 0; AST Currently In Use: 0; AST Temp Closed: 0 | 0 | 0 | 4 | 12259-055-008078 | HANEY AUTO SALES INC
14414 | Permanently Closed | 1901-01-01 06:00 | 1969-01-01 06:00 | 1988-12-16 06:00 | Petroleum | Unleaded gasoline | Unleaded gasoline |  | Steel | Steel |  | Painted or None | Steel |  | 1901-01-01 06:00 | [15 empty] | UST Currently In Use: 0; UST Temp Close: 0; AST Currently In Use: 0; AST Temp Closed: 0 | 0 | 0 | 4 | 12259-055-008078 | HANEY AUTO SALES INC
14415 | Permanently Closed | 1901-01-01 06:00 | 1969-01-01 06:00 | 1988-12-16 06:00 | Petroleum | Unleaded gasoline | Unleaded gasoline |  | Steel | Steel |  | Painted or None | Steel |  | 1901-01-01 06:00 | [15 empty] | UST Currently In Use: 0; UST Temp Close: 0; AST Currently In Use: 0; AST Temp Closed: 0 | 0 | 0 | 4 | 12259-055-008078 | HANEY AUTO SALES INC
14416 | Permanently Closed | 1901-01-01 06:00 | 1969-01-01 06:00 | 1988-12-16 06:00 | Petroleum | Unleaded gasoline | Unleaded gasoline |  | Steel | Steel |  | Painted or None | Steel |  | 1901-01-01 06:00 | [15 empty] | UST Currently In Use: 0; UST Temp Close: 0; AST Currently In Use: 0; AST Temp Closed: 0 | 0 | 0 | 4 | 12259-055-008078 | HANEY AUTO SALES INC
14417 | Permanently Closed | 1999-10-12 06:00 | 1986-01-01 06:00 | 1999-10-12 06:00 | Petroleum | Aviation fuel (JP-4; etc.) | Aviation fuel (JP-4; etc.) |  | Fiberglass reinforced plastic | Fiberglass reinforced plastic |  |  | Steel |  | 1901-01-01 06:00 | [15 empty] | UST Currently In Use: 0; UST Temp Close: 0; AST Currently In Use: 3; AST Temp Closed: 0 | 0 | 0 | 12 | 12260-073-002343 | RAYTHEON AIRCRAFT SERVICES
14418 | Permanently Closed | 1999-10-12 06:00 | 1986-01-01 06:00 | 1999-10-12 06:00 | Petroleum | Aviation fuel (JP-4; etc.) | Aviation fuel (JP-4; etc.) |  | Fiberglass reinforced plastic | Fiberglass reinforced plastic |  |  | Steel |  | 1901-01-01 06:00 | [15 empty] | UST Currently In Use: 0; UST Temp Close: 0; AST Currently In Use: 3; AST Temp Closed: 0 | 0 | 0 | 12 | 12260-073-002343 | RAYTHEON AIRCRAFT SERVICES
14419 | Permanently Closed | 1988-12-01 06:00 | 1961-01-01 06:00 | 1988-12-01 06:00 | Petroleum | Kerosene | Kerosene |  | Steel | Steel |  | Painted or None | Steel |  | 1901-01-01 06:00 | [15 empty] | UST Currently In Use: 0; UST Temp Close: 0; AST Currently In Use: 3; AST Temp Closed: 0 | 0 | 0 | 12 | 12260-073-002343 | RAYTHEON AIRCRAFT SERVICES
14420 | Permanently Closed | 1988-12-01 06:00 | 1961-01-01 06:00 | 1988-12-01 06:00 | Petroleum | Kerosene | Kerosene |  | Steel | Steel |  | Painted or None | Steel |  | 1901-01-01 06:00 | [15 empty] | UST Currently In Use: 0; UST Temp Close: 0; AST Currently In Use: 3; AST Temp Closed: 0 | 0 | 0 | 12 | 12260-073-002343 | RAYTHEON AIRCRAFT SERVICES
14421 | Permanently Closed | 1992-03-23 06:00 | 1961-01-01 06:00 | 1992-03-23 06:00 | Petroleum | Aviation fuel (JP-4; etc.) | Aviation fuel (JP-4; etc.) |  | Steel | Steel |  | Painted or None | Steel |  | 1901-01-01 06:00 | [15 empty] | UST Currently In Use: 0; UST Temp Close: 0; AST Currently In Use: 3; AST Temp Closed: 0 | 0 | 0 | 12 | 12260-073-002343 | RAYTHEON AIRCRAFT SERVICES
14422 | Permanently Closed | 1992-03-23 06:00 | 1961-01-01 06:00 | 1992-03-23 06:00 | Petroleum | Aviation fuel (JP-4; etc.) | Aviation fuel (JP-4; etc.) |  | Steel | Steel |  | Painted or None | Steel |  | 1901-01-01 06:00 | [15 empty] | UST Currently In Use: 0; UST Temp Close: 0; AST Currently In Use: 3; AST Temp Closed: 0 | 0 | 0 | 12 | 12260-073-002343 | RAYTHEON AIRCRAFT SERVICES
14423 | Permanently Closed | 1992-03-23 06:00 | 1961-01-01 06:00 | 1992-03-23 06:00 | Petroleum | Aviation fuel (JP-4; etc.) | Aviation fuel (JP-4; etc.) |  | Steel | Steel |  | Painted or None | Steel |  | 1901-01-01 06:00 | [15 empty] | UST Currently In Use: 0; UST Temp Close: 0; AST Currently In Use: 3; AST Temp Closed: 0 | 0 | 0 | 12 | 12260-073-002343 | RAYTHEON AIRCRAFT SERVICES
14424 | Permanently Closed | 1992-03-23 06:00 | 1961-01-01 06:00 | 1992-03-23 06:00 | Petroleum | Aviation fuel (JP-4; etc.) | Aviation fuel (JP-4; etc.) |  | Steel | Steel |  | Painted or None | Steel |  | 1901-01-01 06:00 | [15 empty] | UST Currently In Use: 0; UST Temp Close: 0; AST Currently In Use: 3; AST Temp Closed: 0 | 0 | 0 | 12 | 12260-073-002343 | RAYTHEON AIRCRAFT SERVICES
14425 | Permanently Closed | 1992-03-23 06:00 | 1961-01-01 06:00 | 1992-03-23 06:00 | Petroleum | Aviation fuel (JP-4; etc.) | Aviation fuel (JP-4; etc.) |  | Steel | Steel |  | Painted or None | Steel |  | 1901-01-01 06:00 | [15 empty] | UST Currently In Use: 0; UST Temp Close: 0; AST Currently In Use: 3; AST Temp Closed: 0 | 0 | 0 | 12 | 12260-073-002343 | RAYTHEON AIRCRAFT SERVICES
14426 | Permanently Closed | 1992-03-23 06:00 | 1961-01-01 06:00 | 1992-03-23 06:00 | Petroleum | Aviation fuel (JP-4; etc.) | Aviation fuel (JP-4; etc.) |  | Steel | Steel |  | Painted or None | Steel |  | 1901-01-01 06:00 | [15 empty] | UST Currently In Use: 0; UST Temp Close: 0; AST Currently In Use: 3; AST Temp Closed: 0 | 0 | 0 | 12 | 12260-073-002343 | RAYTHEON AIRCRAFT SERVICES
14427 | Permanently Closed | 1992-03-23 06:00 | 1961-01-01 06:00 | 1992-03-23 06:00 | Petroleum | Aviation fuel (JP-4; etc.) | Aviation fuel (JP-4; etc.) |  | Steel | Steel |  | Painted or None | Steel |  | 1901-01-01 06:00 | [15 empty] | UST Currently In Use: 0; UST Temp Close: 0; AST Currently In Use: 3; AST Temp Closed: 0 | 0 | 0 | 12 | 12260-073-002343 | RAYTHEON AIRCRAFT SERVICES
14428 | Permanently Closed | 1992-03-23 06:00 | 1961-01-01 06:00 | 1992-03-23 06:00 | Petroleum | Unleaded gasoline | Unleaded gasoline |  | Steel | Steel |  | Painted or None | Steel |  | 1901-01-01 06:00 | [15 empty] | UST Currently In Use: 0; UST Temp Close: 0; AST Currently In Use: 3; AST Temp Closed: 0 | 0 | 0 | 12 | 12260-073-002343 | RAYTHEON AIRCRAFT SERVICES
14429 | Permanently Closed | 1985-01-01 06:00 | 1981-01-01 06:00 | 1985-01-01 06:00 | Petroleum | Unleaded gasoline | Unleaded gasoline |  | Steel | Steel |  | Painted or None | Steel |  | 1901-01-01 06:00 | [15 empty] | UST Currently In Use: 0; UST Temp Close: 0; AST Currently In Use: 0; AST Temp Closed: 0 | 0 | 0 | 1 | 12261-023-010527 | HANKINS LUMBER CO INC
14430 | Permanently Closed | 1990-11-01 06:00 | 1968-01-01 06:00 | 1990-11-01 06:00 | Petroleum | Unleaded gasoline | Unleaded gasoline |  | Steel | Steel |  |  | Steel |  | 1901-01-01 06:00 | [15 empty] | UST Currently In Use: 0; UST Temp Close: 0; AST Currently In Use: 0; AST Temp Closed: 0 | 0 | 0 | 2 | 12262-133-010528 | HANKINS WILSON LUMBER CO INC
14431 | Permanently Closed | 1983-09-01 06:00 | 1968-01-01 06:00 | 1990-11-01 06:00 | Petroleum | Unleaded gasoline | Unleaded gasoline |  | Steel | Steel |  |  | Steel |  | 1901-01-01 06:00 | [15 empty] | UST Currently In Use: 0; UST Temp Close: 0; AST Currently In Use: 0; AST Temp Closed: 0 | 0 | 0 | 2 | 12262-133-010528 | HANKINS WILSON LUMBER CO INC
14432 | Permanently Closed | 1985-05-01 06:00 | 1976-01-01 06:00 | 1990-04-27 06:00 | Petroleum | Unleaded gasoline | Unleaded gasoline | Industrial | Steel | Steel |  | Painted or None | Steel |  | 1901-01-01 06:00 |  |  |  |  | Interstitial Monitoring within Secondary Containment |  | Automatic Tank Gauge | [8 empty] | UST Currently In Use: 1; UST Temp Close: 0; AST Currently In Use: 0; AST Temp Closed: 0 | 1 | 0 | 2 | 25510-073-000733 | EGRON HOLDING LLC
14433 | Permanently Closed | 1990-04-27 06:00 | 1976-01-01 06:00 | 1990-04-27 06:00 | Petroleum | Kerosene | Kerosene |  | Steel | Steel | Interior lined (not allowed as a standalone method of corrosion protection) | Painted or None | Steel |  | 1901-01-01 06:00 | [15 empty] | UST Currently In Use: 1; UST Temp Close: 0; AST Currently In Use: 0; AST Temp Closed: 0 | 1 | 0 | 2 | 25510-073-000733 | EGRON HOLDING LLC
14434 | Currently in Use |  | 1990-06-18 06:00 |  | Petroleum | Aviation fuel (JP-4; etc.) | Aviation fuel (JP-4; etc.) | Industrial | Fiberglass reinforced plastic | Fiberglass reinforced plastic |  |  | Fiberglass reinforced plastic |  | 1901-01-01 06:00 |  | Catchment Basin, Single walled catchment basin | Automatic shutoff device At 95% full | Automatic shutoff device At 95% full | Interstitial Monitoring within Secondary Containment | SENSOR TO ATG | Automatic Tank Gauge | [8 empty] | UST Currently In Use: 1; UST Temp Close: 0; AST Currently In Use: 0; AST Temp Closed: 0 | 1 | 0 | 2 | 25510-073-000733 | EGRON HOLDING LLC
14435 | Retired | 1986-01-01 06:00 | 1979-01-01 06:00 |  | Petroleum | Unleaded gasoline | Unleaded gasoline |  | Steel | Steel |  | Painted or None | Steel |  | 1901-01-01 06:00 | [15 empty] | UST Currently In Use: 0; UST Temp Close: 0; AST Currently In Use: 0; AST Temp Closed: 0 | 0 | 0 | 8 | 12263-073-014750 | HARBERT INTERNATIONAL INC
14436 | Permanently Closed | 1993-12-22 06:00 | 1979-01-01 06:00 | 1993-12-22 06:00 | Petroleum | Other, NEW OIL | Other |  | Steel | Steel |  | Painted or None | Steel |  | 1901-01-01 06:00 | [15 empty] | UST Currently In Use: 0; UST Temp Close: 0; AST Currently In Use: 0; AST Temp Closed: 0 | 0 | 0 | 8 | 12263-073-014750 | HARBERT INTERNATIONAL INC
14437 | Permanently Closed | 1993-12-22 06:00 | 1979-01-01 06:00 | 1993-12-22 06:00 | Petroleum | Other, NEW OIL | Other |  | Steel | Steel |  | Painted or None | Steel |  | 1901-01-01 06:00 | [15 empty] | UST Currently In Use: 0; UST Temp Close: 0; AST Currently In Use: 0; AST Temp Closed: 0 | 0 | 0 | 8 | 12263-073-014750 | HARBERT INTERNATIONAL INC
14438 | Permanently Closed | 1993-12-22 06:00 | 1979-01-01 06:00 | 1993-12-22 06:00 | Petroleum | Other, NEW OIL | Other |  | Steel | Steel |  | Painted or None | Steel |  | 1901-01-01 06:00 | [15 empty] | UST Currently In Use: 0; UST Temp Close: 0; AST Currently In Use: 0; AST Temp Closed: 0 | 0 | 0 | 8 | 12263-073-014750 | HARBERT INTERNATIONAL INC
14439 | Permanently Closed | 1993-02-22 06:00 | 1979-01-01 06:00 | 1993-02-22 06:00 | Petroleum | On road diesel | On road diesel |  | Steel | Steel |  | Painted or None | Steel |  | 1901-01-01 06:00 | [15 empty] | UST Currently In Use: 0; UST Temp Close: 0; AST Currently In Use: 0; AST Temp Closed: 0 | 0 | 0 | 8 | 12263-073-014750 | HARBERT INTERNATIONAL INC
14440 | Permanently Closed | 1993-02-22 06:00 | 1979-01-01 06:00 | 1993-02-22 06:00 | Petroleum | Unleaded gasoline | Unleaded gasoline |  | Steel | Steel |  | Painted or None | Steel |  | 1901-01-01 06:00 | [15 empty] | UST Currently In Use: 0; UST Temp Close: 0; AST Currently In Use: 0; AST Temp Closed: 0 | 0 | 0 | 8 | 12263-073-014750 | HARBERT INTERNATIONAL INC
14441 | Permanently Closed | 1993-02-22 06:00 | 1979-01-01 06:00 | 1993-02-22 06:00 | Petroleum | Used oil | Used oil |  | Steel | Steel |  | Painted or None | Steel |  | 1901-01-01 06:00 | [15 empty] | UST Currently In Use: 0; UST Temp Close: 0; AST Currently In Use: 0; AST Temp Closed: 0 | 0 | 0 | 8 | 12263-073-014750 | HARBERT INTERNATIONAL INC
14442 | Permanently Closed | 1993-02-22 06:00 | 1979-01-01 06:00 | 1993-02-22 06:00 | Petroleum | Used oil | Used oil |  | Steel | Steel |  | Painted or None | Steel |  | 1901-01-01 06:00 | [15 empty] | UST Currently In Use: 0; UST Temp Close: 0; AST Currently In Use: 0; AST Temp Closed: 0 | 0 | 0 | 8 | 12263-073-014750 | HARBERT INTERNATIONAL INC
14443 | Permanently Closed | 1993-12-22 06:00 | 1979-01-01 06:00 | 1993-12-22 06:00 | Petroleum | Used oil | Used oil |  | Steel | Steel |  | Painted or None | Steel |  | 1901-01-01 06:00 | [15 empty] | UST Currently In Use: 0; UST Temp Close: 0; AST Currently In Use: 0; AST Temp Closed: 0 | 0 | 0 | 8 | 12263-073-014750 | HARBERT INTERNATIONAL INC
14444 | Permanently Closed | 1901-01-01 06:00 | 1977-01-01 06:00 | 2011-11-11 06:00 | Petroleum | Unleaded gasoline | Unleaded gasoline |  | Steel | Steel |  | Painted or None | Steel |  | 1901-01-01 06:00 | [15 empty] | UST Currently In Use: 0; UST Temp Close: 0; AST Currently In Use: 2; AST Temp Closed: 0 | 0 | 0 | 1 | 12264-073-007406 | HARBISON WALKER REFRACTORIES
14445 | Permanently Closed | 1901-01-01 06:00 | 1982-01-01 06:00 | 2011-11-11 06:00 | Petroleum | Unleaded gasoline | Unleaded gasoline |  | Steel | Steel |  | Painted or None | Steel |  | 1901-01-01 06:00 | [15 empty] | UST Currently In Use: 0; UST Temp Close: 0; AST Currently In Use: 3; AST Temp Closed: 0 | 0 | 0 | 2 | 12264-073-007407 | HARBISON WALKER REFRACTORIES
14446 | Permanently Closed | 1981-01-01 06:00 | 1964-01-01 06:00 |  | Petroleum | Unleaded gasoline | Unleaded gasoline |  | Steel | Steel |  |  | Steel |  | 1901-01-01 06:00 | [15 empty] | UST Currently In Use: 0; UST Temp Close: 0; AST Currently In Use: 3; AST Temp Closed: 0 | 0 | 0 | 2 | 12264-073-007407 | HARBISON WALKER REFRACTORIES
14447 | Permanently Closed | 1901-01-01 06:00 | 1966-01-01 06:00 | 1988-01-01 06:00 | Petroleum | Unleaded gasoline | Unleaded gasoline |  | Steel | Steel |  | Painted or None | Steel |  | 1901-01-01 06:00 | [15 empty] | UST Currently In Use: 0; UST Temp Close: 0; AST Currently In Use: 0; AST Temp Closed: 0 | 0 | 0 | 8 | 12265-073-005300 | HARBISONS AUTOMOTIVE SERVICE INC
14448 | Permanently Closed | 1901-01-01 06:00 | 1968-01-01 06:00 | 1988-01-01 06:00 | Petroleum | Unleaded gasoline | Unleaded gasoline |  | Steel | Steel |  | Painted or None | Steel |  | 1901-01-01 06:00 | [15 empty] | UST Currently In Use: 0; UST Temp Close: 0; AST Currently In Use: 0; AST Temp Closed: 0 | 0 | 0 | 8 | 12265-073-005300 | HARBISONS AUTOMOTIVE SERVICE INC
14449 | Permanently Closed | 1901-01-01 06:00 | 1968-01-01 06:00 | 1988-01-01 06:00 | Petroleum | Unleaded gasoline | Unleaded gasoline |  | Steel | Steel |  | Painted or None | Steel |  | 1901-01-01 06:00 | [15 empty] | UST Currently In Use: 0; UST Temp Close: 0; AST Currently In Use: 0; AST Temp Closed: 0 | 0 | 0 | 8 | 12265-073-005300 | HARBISONS AUTOMOTIVE SERVICE INC
14450 | Permanently Closed | 1901-01-01 06:00 | 1966-01-01 06:00 | 1988-01-01 06:00 | Petroleum | Used oil | Used oil |  | Steel | Steel |  | Painted or None | Steel |  | 1901-01-01 06:00 | [15 empty] | UST Currently In Use: 0; UST Temp Close: 0; AST Currently In Use: 0; AST Temp Closed: 0 | 0 | 0 | 8 | 12265-073-005300 | HARBISONS AUTOMOTIVE SERVICE INC
14451 | Permanently Closed | 2005-08-13 06:00 | 1985-01-01 06:00 | 2005-08-13 06:00 | Petroleum | Premium gasoline | Premium gasoline | Retail | Steel | Steel | Coated & cathodic protection (sti-P3) |  | Fiberglass reinforced plastic |  | 1901-01-01 06:00 |  | Catchment Basin, Single walled catchment basin | Automatic shutoff device At 95% full | Automatic shutoff device At 95% full |  |  | Statistical Inventory Reconciliation (SIR) | [5 empty] | Statistical inventory reconciliation (SIR) | Statistical inventory reconciliation (SIR) |  | UST Currently In Use: 0; UST Temp Close: 0; AST Currently In Use: 0; AST Temp Closed: 0 | 0 | 0 | 8 | 12265-073-005300 | HARBISONS AUTOMOTIVE SERVICE INC
14452 | Permanently Closed | 2005-08-13 06:00 | 1985-01-01 06:00 | 2005-08-13 06:00 | Petroleum | Mid-grade gasoline | Mid-grade gasoline | Retail | Steel | Steel | Coated & cathodic protection (sti-P3) |  | Fiberglass reinforced plastic |  | 1901-01-01 06:00 |  | Catchment Basin, Single walled catchment basin | Automatic shutoff device At 95% full | Automatic shutoff device At 95% full |  |  | Statistical Inventory Reconciliation (SIR) | [5 empty] | Statistical inventory reconciliation (SIR) | Statistical inventory reconciliation (SIR) |  | UST Currently In Use: 0; UST Temp Close: 0; AST Currently In Use: 0; AST Temp Closed: 0 | 0 | 0 | 8 | 12265-073-005300 | HARBISONS AUTOMOTIVE SERVICE INC
14453 | Permanently Closed | 2005-08-13 06:00 | 1985-01-01 06:00 | 2005-08-13 06:00 | Petroleum | Unleaded gasoline | Unleaded gasoline | Retail | Steel | Steel | Coated & cathodic protection (sti-P3) |  | Fiberglass reinforced plastic |  | 1901-01-01 06:00 |  | Catchment Basin, Single walled catchment basin | Automatic shutoff device At 95% full | Automatic shutoff device At 95% full |  |  | Statistical Inventory Reconciliation (SIR) | [5 empty] | Statistical inventory reconciliation (SIR) | Statistical inventory reconciliation (SIR) |  | UST Currently In Use: 0; UST Temp Close: 0; AST Currently In Use: 0; AST Temp Closed: 0 | 0 | 0 | 8 | 12265-073-005300 | HARBISONS AUTOMOTIVE SERVICE INC
14454 | Permanently Closed | 2005-08-13 06:00 | 1985-01-01 06:00 | 2005-08-13 06:00 | Petroleum | Used oil | Used oil | Retail | Steel | Steel | Coated & cathodic protection (sti-P3), Interior lined (not allowed as a standalone method of corrosion protection) |  | Fiberglass reinforced plastic |  | 1901-01-01 06:00 |  | Catchment Basin, EXEMPT | Other, EXEMPT | Other |  |  | Continuous Automatic Tank Gauge | [8 empty] | UST Currently In Use: 0; UST Temp Close: 0; AST Currently In Use: 0; AST Temp Closed: 0 | 0 | 0 | 8 | 12265-073-005300 | HARBISONS AUTOMOTIVE SERVICE INC
14455 | Permanently Closed | 1989-06-12 06:00 | 1959-01-01 06:00 | 1989-06-12 06:00 | Petroleum | Unleaded gasoline | Unleaded gasoline |  | Steel | Steel |  |  | Steel |  | 1901-01-01 06:00 | [15 empty] | UST Currently In Use: 0; UST Temp Close: 0; AST Currently In Use: 0; AST Temp Closed: 0 | 0 | 0 | 2 | 12266-073-010961 | HARDIE-TYNES MANUFACTURING CO
14456 | Permanently Closed | 1981-06-01 06:00 | 1959-01-01 06:00 | 1988-12-08 06:00 | Petroleum | On road diesel | On road diesel |  | Steel | Steel |  |  | Steel |  | 1901-01-01 06:00 | [15 empty] | UST Currently In Use: 0; UST Temp Close: 0; AST Currently In Use: 0; AST Temp Closed: 0 | 0 | 0 | 2 | 12266-073-010961 | HARDIE-TYNES MANUFACTURING CO
14457 | Permanently Closed | 1901-01-01 06:00 | 1974-01-01 06:00 | 2011-11-11 06:00 | Petroleum | On road diesel | On road diesel |  | Steel | Steel |  |  | Steel |  | 1901-01-01 06:00 | [15 empty] | UST Currently In Use: 0; UST Temp Close: 0; AST Currently In Use: 0; AST Temp Closed: 0 | 0 | 0 | 2 | 12267-125-001641 | HARDINS BAKERY INC
14458 | Permanently Closed | 1901-01-01 06:00 | 1974-01-01 06:00 | 2011-11-11 06:00 | Petroleum | On road diesel | On road diesel |  | Steel | Steel |  |  | Steel |  | 1901-01-01 06:00 | [15 empty] | UST Currently In Use: 0; UST Temp Close: 0; AST Currently In Use: 0; AST Temp Closed: 0 | 0 | 0 | 2 | 12267-125-001641 | HARDINS BAKERY INC
14459 | Permanently Closed | 1993-04-30 06:00 | 1973-01-01 06:00 | 1993-04-30 06:00 | Petroleum | Unleaded gasoline | Unleaded gasoline |  | Steel | Steel |  | Painted or None | Steel |  | 1901-01-01 06:00 | [15 empty] | UST Currently In Use: 0; UST Temp Close: 0; AST Currently In Use: 0; AST Temp Closed: 0 | 0 | 0 | 3 | 12268-005-010381 | HARLAN FARMER
14460 | Permanently Closed | 1993-04-30 06:00 | 1973-01-01 06:00 | 1993-04-30 06:00 | Petroleum | Unleaded gasoline | Unleaded gasoline |  | Steel | Steel |  | Painted or None | Steel |  | 1901-01-01 06:00 | [15 empty] | UST Currently In Use: 0; UST Temp Close: 0; AST Currently In Use: 0; AST Temp Closed: 0 | 0 | 0 | 3 | 12268-005-010381 | HARLAN FARMER
14461 | Permanently Closed | 1993-04-30 06:00 | 1973-01-01 06:00 | 1993-04-30 06:00 | Petroleum | Unleaded gasoline | Unleaded gasoline |  | Steel | Steel |  | Painted or None | Steel |  | 1901-01-01 06:00 | [15 empty] | UST Currently In Use: 0; UST Temp Close: 0; AST Currently In Use: 0; AST Temp Closed: 0 | 0 | 0 | 3 | 12268-005-010381 | HARLAN FARMER
14463 | Permanently Closed | 1993-02-09 06:00 | 1973-01-01 06:00 | 1993-02-09 06:00 | Petroleum | Unleaded gasoline | Unleaded gasoline |  | Steel | Steel |  | Painted or None | Steel |  | 1901-01-01 06:00 | [15 empty] | UST Currently In Use: 0; UST Temp Close: 0; AST Currently In Use: 0; AST Temp Closed: 0 | 0 | 0 | 4 | 17263-045-010380 | EDWARD SANDERS
14464 | Permanently Closed | 1993-02-09 06:00 | 1973-01-01 06:00 | 1993-02-09 06:00 | Petroleum | Unleaded gasoline | Unleaded gasoline |  | Steel | Steel |  | Painted or None | Steel |  | 1901-01-01 06:00 | [15 empty] | UST Currently In Use: 0; UST Temp Close: 0; AST Currently In Use: 0; AST Temp Closed: 0 | 0 | 0 | 4 | 17263-045-010380 | EDWARD SANDERS
14465 | Permanently Closed | 1993-02-09 06:00 | 1973-01-01 06:00 | 1993-02-09 06:00 | Petroleum | Unleaded gasoline | Unleaded gasoline |  | Steel | Steel |  | Painted or None | Steel |  | 1901-01-01 06:00 | [15 empty] | UST Currently In Use: 0; UST Temp Close: 0; AST Currently In Use: 0; AST Temp Closed: 0 | 0 | 0 | 4 | 17263-045-010380 | EDWARD SANDERS
14466 | Permanently Closed | 1993-02-09 06:00 | 1973-01-01 06:00 | 1993-02-09 06:00 | Petroleum | Unleaded gasoline | Unleaded gasoline |  | Steel | Steel |  | Painted or None | Steel |  | 1901-01-01 06:00 | [15 empty] | UST Currently In Use: 0; UST Temp Close: 0; AST Currently In Use: 0; AST Temp Closed: 0 | 0 | 0 | 4 | 17263-045-010380 | EDWARD SANDERS
14467 | Permanently Closed | 1991-10-10 06:00 | 1975-01-01 06:00 | 1991-10-10 06:00 | Petroleum | Unleaded gasoline | Unleaded gasoline |  | Steel | Steel |  | Painted or None | Steel |  | 1901-01-01 06:00 | [15 empty] | UST Currently In Use: 0; UST Temp Close: 0; AST Currently In Use: 0; AST Temp Closed: 0 | 0 | 0 | 3 | 12271-081-007834 | HARMON ENGINEERING ASSOCIATES INC
14468 | Permanently Closed | 1991-04-02 06:00 | 1978-01-01 06:00 | 1991-04-02 06:00 | Petroleum | Unleaded gasoline | Unleaded gasoline |  | Steel | Steel |  | Painted or None | Steel |  | 1901-01-01 06:00 | [15 empty] | UST Currently In Use: 0; UST Temp Close: 0; AST Currently In Use: 0; AST Temp Closed: 0 | 0 | 0 | 3 | 12271-081-007834 | HARMON ENGINEERING ASSOCIATES INC
14469 | Permanently Closed | 1991-04-02 06:00 | 1978-01-01 06:00 | 1991-04-02 06:00 | Petroleum | On road diesel | On road diesel |  | Steel | Steel |  | Painted or None | Steel |  | 1901-01-01 06:00 | [15 empty] | UST Currently In Use: 0; UST Temp Close: 0; AST Currently In Use: 0; AST Temp Closed: 0 | 0 | 0 | 3 | 12271-081-007834 | HARMON ENGINEERING ASSOCIATES INC
14470 | Permanently Closed | 1901-01-01 06:00 | 1968-01-01 06:00 | 1989-12-01 06:00 | Petroleum | Unleaded gasoline | Unleaded gasoline |  | Steel | Steel |  | Painted or None | Steel |  | 1901-01-01 06:00 | [15 empty] | UST Currently In Use: 0; UST Temp Close: 0; AST Currently In Use: 0; AST Temp Closed: 0 | 0 | 0 | 2 | 12272-113-013289 | HARMON PHILLIPS
14471 | Permanently Closed | 1901-01-01 06:00 | 1968-01-01 06:00 | 1989-12-01 06:00 | Petroleum | Unleaded gasoline | Unleaded gasoline |  | Steel | Steel |  | Painted or None | Steel |  | 1901-01-01 06:00 | [15 empty] | UST Currently In Use: 0; UST Temp Close: 0; AST Currently In Use: 0; AST Temp Closed: 0 | 0 | 0 | 2 | 12272-113-013289 | HARMON PHILLIPS
14472 | Permanently Closed | 1993-11-15 06:00 | 1978-01-01 06:00 | 1993-12-29 06:00 | Petroleum | Unleaded gasoline | Unleaded gasoline |  | Steel | Steel |  | Painted or None | Steel |  | 1901-01-01 06:00 | [15 empty] | UST Currently In Use: 0; UST Temp Close: 0; AST Currently In Use: 0; AST Temp Closed: 0 | 0 | 0 | 2 | 12273-017-009106 | HARMON-MANN CONSTRUCTION CO INC
14473 | Permanently Closed | 1993-11-15 06:00 | 1978-01-01 06:00 | 1993-12-29 06:00 | Petroleum | On road diesel | On road diesel |  | Steel | Steel |  | Painted or None | Steel |  | 1901-01-01 06:00 | [15 empty] | UST Currently In Use: 0; UST Temp Close: 0; AST Currently In Use: 0; AST Temp Closed: 0 | 0 | 0 | 2 | 12273-017-009106 | HARMON-MANN CONSTRUCTION CO INC
14474 | Permanently Closed | 1992-11-01 06:00 | 1963-01-01 06:00 | 1994-05-17 06:00 | Petroleum | Unleaded gasoline | Unleaded gasoline | Retail | Steel | Steel |  |  | Steel |  | 1901-01-01 06:00 | [15 empty] | UST Currently In Use: 0; UST Temp Close: 0; AST Currently In Use: 0; AST Temp Closed: 0 | 0 | 0 | 3 | 12274-031-008713 | HAROLD FOREHAND
14475 | Permanently Closed | 1992-11-01 06:00 | 1963-01-01 06:00 | 1994-08-17 06:00 | Petroleum | Unleaded gasoline | Unleaded gasoline | Retail | Steel | Steel |  |  | Steel |  | 1901-01-01 06:00 | [15 empty] | UST Currently In Use: 0; UST Temp Close: 0; AST Currently In Use: 0; AST Temp Closed: 0 | 0 | 0 | 3 | 12274-031-008713 | HAROLD FOREHAND
14476 | Permanently Closed | 1992-11-01 06:00 | 1976-01-01 06:00 | 1994-05-17 06:00 | Petroleum | Unleaded gasoline | Unleaded gasoline | Retail | Steel | Steel |  | Painted or None | Steel |  | 1901-01-01 06:00 | [15 empty] | UST Currently In Use: 0; UST Temp Close: 0; AST Currently In Use: 0; AST Temp Closed: 0 | 0 | 0 | 3 | 12274-031-008713 | HAROLD FOREHAND
14477 | Permanently Closed | 1991-06-03 06:00 | 1953-01-01 06:00 |  | Petroleum | Unleaded gasoline | Unleaded gasoline |  | Steel | Steel |  | Painted or None | Steel |  | 1901-01-01 06:00 | [15 empty] | UST Currently In Use: 0; UST Temp Close: 0; AST Currently In Use: 0; AST Temp Closed: 0 | 0 | 0 | 3 | 17628-003-005983 | FARM CREDIT BANK OF TEXAS
14478 | Permanently Closed | 1991-06-03 06:00 | 1953-01-01 06:00 | 1992-02-19 06:00 | Petroleum | Unleaded gasoline | Unleaded gasoline |  | Steel | Steel |  | Painted or None | Steel |  | 1901-01-01 06:00 | [15 empty] | UST Currently In Use: 0; UST Temp Close: 0; AST Currently In Use: 0; AST Temp Closed: 0 | 0 | 0 | 3 | 17628-003-005983 | FARM CREDIT BANK OF TEXAS
14479 | Permanently Closed | 1991-06-03 06:00 | 1969-01-01 06:00 | 1992-02-19 06:00 | Petroleum | On road diesel | On road diesel |  | Steel | Steel |  | Painted or None | Steel |  | 1901-01-01 06:00 | [15 empty] | UST Currently In Use: 0; UST Temp Close: 0; AST Currently In Use: 0; AST Temp Closed: 0 | 0 | 0 | 3 | 17628-003-005983 | FARM CREDIT BANK OF TEXAS
14480 | Permanently Closed | 1997-02-01 06:00 | 1982-01-01 06:00 | 1997-02-28 06:00 | Petroleum | Unleaded gasoline | Unleaded gasoline |  | Steel | Steel |  | Painted or None | Steel |  | 1901-01-01 06:00 | [12 empty] | Annual line testing | Annual line testing |  | UST Currently In Use: 2; UST Temp Close: 0; AST Currently In Use: 0; AST Temp Closed: 0 | 2 | 0 | 6 | 12276-059-007785 | LINDA PHARR
14481 | Permanently Closed | 1997-02-01 06:00 | 1982-01-01 06:00 | 1997-02-28 06:00 | Petroleum | Unleaded gasoline | Unleaded gasoline |  | Steel | Steel |  | Painted or None | Steel |  | 1901-01-01 06:00 | [12 empty] | Annual line testing | Annual line testing |  | UST Currently In Use: 2; UST Temp Close: 0; AST Currently In Use: 0; AST Temp Closed: 0 | 2 | 0 | 6 | 12276-059-007785 | LINDA PHARR
14482 | Permanently Closed | 1997-02-01 06:00 | 1982-01-01 06:00 | 1997-02-28 06:00 | Petroleum | On road diesel | On road diesel |  | Steel | Steel |  | Painted or None | Steel |  | 1901-01-01 06:00 | [12 empty] | Annual line testing | Annual line testing |  | UST Currently In Use: 2; UST Temp Close: 0; AST Currently In Use: 0; AST Temp Closed: 0 | 2 | 0 | 6 | 12276-059-007785 | LINDA PHARR
14483 | Permanently Closed | 1987-01-01 06:00 | 1976-01-01 06:00 | 1987-01-01 06:00 | Petroleum | Kerosene | Kerosene |  | Steel | Steel |  | Painted or None | Steel |  | 1901-01-01 06:00 | [12 empty] | Annual line testing | Annual line testing |  | UST Currently In Use: 2; UST Temp Close: 0; AST Currently In Use: 0; AST Temp Closed: 0 | 2 | 0 | 6 | 12276-059-007785 | LINDA PHARR
14484 | Currently in Use |  | 1989-02-06 06:00 |  | Petroleum | Unleaded gasoline | Unleaded gasoline | Retail | Single Wall, Steel | Steel | Coated & cathodic protection (sti-P3) |  | Double Wall, Fiberglass reinforced plastic |  |  |  | Catchment Basin, Single walled catchment basin | Flow Rest 90% Full | Flow Rest 90% Full |  |  | Automatic Tank Gauge | Single walled submersible pump containment sump | Automatic flow restrictor (MLLD) | Automatic flow restrictor (MLLD) |  | SENSOR TO ATG | Annual line testing | Annual line testing |  | UST Currently In Use: 2; UST Temp Close: 0; AST Currently In Use: 0; AST Temp Closed: 0 | 2 | 0 | 6 | 12276-059-007785 | LINDA PHARR
14485 | Permanently Closed | 1987-01-01 06:00 | 1969-01-01 06:00 | 1987-01-01 06:00 | Petroleum | Used oil | Used oil |  | Steel | Steel |  | Painted or None | Steel |  | 1901-01-01 06:00 | [12 empty] | Annual line testing | Annual line testing |  | UST Currently In Use: 2; UST Temp Close: 0; AST Currently In Use: 0; AST Temp Closed: 0 | 2 | 0 | 6 | 12276-059-007785 | LINDA PHARR
14486 | Permanently Closed | 1987-01-01 06:00 | 1969-01-01 06:00 | 1987-01-01 06:00 | Petroleum | Used oil | Used oil |  | Steel | Steel |  | Painted or None | Steel |  | 1901-01-01 06:00 | [12 empty] | Annual line testing | Annual line testing |  | UST Currently In Use: 2; UST Temp Close: 0; AST Currently In Use: 0; AST Temp Closed: 0 | 2 | 0 | 6 | 12276-059-007785 | LINDA PHARR
14487 | Permanently Closed | 1994-05-01 06:00 | 1975-01-01 06:00 | 1994-11-15 06:00 | Petroleum | Unleaded gasoline | Unleaded gasoline |  | Steel | Steel |  | Painted or None | Steel |  | 1901-01-01 06:00 | [15 empty] | UST Currently In Use: 0; UST Temp Close: 0; AST Currently In Use: 0; AST Temp Closed: 0 | 0 | 0 | 2 | 12277-093-010091 | HAROLD STIDHAM
14488 | Permanently Closed | 1994-05-01 06:00 | 1975-01-01 06:00 | 1994-11-15 06:00 | Petroleum | Unleaded gasoline | Unleaded gasoline |  | Steel | Steel |  | Painted or None | Steel |  | 1901-01-01 06:00 | [15 empty] | UST Currently In Use: 0; UST Temp Close: 0; AST Currently In Use: 0; AST Temp Closed: 0 | 0 | 0 | 2 | 12277-093-010091 | HAROLD STIDHAM
14489 | Permanently Closed | 1901-01-01 06:00 | 1959-01-01 06:00 |  | Petroleum | Used oil | Used oil |  | Steel | Steel |  |  | Steel |  | 1901-01-01 06:00 | [15 empty] | UST Currently In Use: 0; UST Temp Close: 0; AST Currently In Use: 0; AST Temp Closed: 0 | 0 | 0 | 3 | 12278-077-002341 | HAROLD WALTON
14490 | Permanently Closed | 1901-01-01 06:00 | 1959-01-01 06:00 |  | Petroleum | Used oil | Used oil |  | Steel | Steel |  |  | Steel |  | 1901-01-01 06:00 | [15 empty] | UST Currently In Use: 0; UST Temp Close: 0; AST Currently In Use: 0; AST Temp Closed: 0 | 0 | 0 | 3 | 12278-077-002341 | HAROLD WALTON
14491 | Permanently Closed | 1901-01-01 06:00 | 1959-01-01 06:00 |  | Petroleum | Unleaded gasoline | Unleaded gasoline |  | Steel | Steel |  |  | Steel |  | 1901-01-01 06:00 | [15 empty] | UST Currently In Use: 0; UST Temp Close: 0; AST Currently In Use: 0; AST Temp Closed: 0 | 0 | 0 | 3 | 12278-077-002341 | HAROLD WALTON
14492 | Permanently Closed | 1993-01-08 06:00 | 1978-01-01 06:00 | 1993-01-08 06:00 | Petroleum | Unleaded gasoline | Unleaded gasoline |  | Steel | Steel |  | Painted or None | Steel |  | 1901-01-01 06:00 | [15 empty] | UST Currently In Use: 0; UST Temp Close: 0; AST Currently In Use: 0; AST Temp Closed: 2 | 0 | 0 | 3 | 12279-039-008685 | HARPER ELECTRIC CONSTRUCTION CO INC
14493 | Permanently Closed | 1993-01-08 06:00 | 1981-01-01 06:00 | 1993-01-08 06:00 | Petroleum | On road diesel | On road diesel |  | Steel | Steel |  | Painted or None | Steel |  | 1901-01-01 06:00 | [15 empty] | UST Currently In Use: 0; UST Temp Close: 0; AST Currently In Use: 0; AST Temp Closed: 2 | 0 | 0 | 3 | 12279-039-008685 | HARPER ELECTRIC CONSTRUCTION CO INC
14494 | Permanently Closed | 1993-01-08 06:00 | 1981-01-01 06:00 | 1993-01-08 06:00 | Petroleum | On road diesel | On road diesel |  | Steel | Steel |  | Painted or None | Steel |  | 1901-01-01 06:00 | [15 empty] | UST Currently In Use: 0; UST Temp Close: 0; AST Currently In Use: 0; AST Temp Closed: 2 | 0 | 0 | 3 | 12279-039-008685 | HARPER ELECTRIC CONSTRUCTION CO INC
14495 | Permanently Closed | 1994-01-15 06:00 | 1978-01-01 06:00 | 1994-01-15 06:00 | Petroleum | On road diesel | On road diesel |  | Steel | Steel |  | Painted or None | Steel |  | 1901-01-01 06:00 | [15 empty] | UST Currently In Use: 0; UST Temp Close: 0; AST Currently In Use: 0; AST Temp Closed: 0 | 0 | 0 | 3 | 12280-041-003186 | HARRIS & SONS INC
14496 | Permanently Closed | 1994-01-15 06:00 | 1978-01-01 06:00 | 1994-01-15 06:00 | Petroleum | On road diesel | On road diesel |  | Steel | Steel |  | Painted or None | Steel |  | 1901-01-01 06:00 | [15 empty] | UST Currently In Use: 0; UST Temp Close: 0; AST Currently In Use: 0; AST Temp Closed: 0 | 0 | 0 | 3 | 12280-041-003186 | HARRIS & SONS INC
14497 | Permanently Closed | 1994-01-15 06:00 | 1978-01-01 06:00 | 1994-01-15 06:00 | Petroleum | Unleaded gasoline | Unleaded gasoline |  | Steel | Steel |  | Painted or None | Steel |  | 1901-01-01 06:00 | [15 empty] | UST Currently In Use: 0; UST Temp Close: 0; AST Currently In Use: 0; AST Temp Closed: 0 | 0 | 0 | 3 | 12280-041-003186 | HARRIS & SONS INC
14498 | Permanently Closed | 1996-07-25 06:00 | 1981-01-01 06:00 | 1998-12-02 06:00 | Petroleum | On road diesel | On road diesel |  | Steel | Steel |  | Painted or None | Steel |  | 1901-01-01 06:00 | [15 empty] | UST Currently In Use: 0; UST Temp Close: 0; AST Currently In Use: 0; AST Temp Closed: 0 | 0 | 0 | 1 | 12282-093-010781 | HARRIS LUMBER
14499 | Retired | 1975-01-01 06:00 | 1959-01-01 06:00 |  | Petroleum | Unleaded gasoline | Unleaded gasoline |  | Steel | Steel |  |  |  |  | 1901-01-01 06:00 | [15 empty] | UST Currently In Use: 0; UST Temp Close: 0; AST Currently In Use: 0; AST Temp Closed: 0 | 0 | 0 | 0 | 12283-073-007421 | HARRIS TRANSFER & WAREHOUSE CO
14500 | Retired | 1978-01-01 06:00 | 1959-01-01 06:00 |  | Petroleum | On road diesel | On road diesel |  | Steel | Steel |  |  |  |  | 1901-01-01 06:00 | [15 empty] | UST Currently In Use: 0; UST Temp Close: 0; AST Currently In Use: 0; AST Temp Closed: 0 | 0 | 0 | 0 | 12283-073-007421 | HARRIS TRANSFER & WAREHOUSE CO
14501 | Permanently Closed | 2009-01-01 06:00 | 1980-01-01 06:00 | 2010-08-02 06:00 | Petroleum | Unleaded gasoline | Unleaded gasoline |  | Steel | Steel | Field installed cathodic protection |  | Steel |  | 1901-01-01 06:00 | Field installed cathodic protection | Catchment Basin, Single walled catchment basin | Automatic shutoff device At 95% full | Automatic shutoff device At 95% full |  |  | Statistical Inventory Reconciliation (SIR) | [8 empty] | UST Currently In Use: 0; UST Temp Close: 0; AST Currently In Use: 0; AST Temp Closed: 0 | 0 | 0 | 3 | 12285-035-009381 | HARRY BOOKER
14502 | Permanently Closed | 2009-01-01 06:00 | 1980-01-01 06:00 | 2010-08-02 06:00 | Petroleum | Unleaded gasoline | Unleaded gasoline |  | Steel | Steel | Field installed cathodic protection |  | Steel |  | 1901-01-01 06:00 | Field installed cathodic protection | Catchment Basin, Single walled catchment basin | Automatic shutoff device At 95% full | Automatic shutoff device At 95% full |  |  | Statistical Inventory Reconciliation (SIR) | [8 empty] | UST Currently In Use: 0; UST Temp Close: 0; AST Currently In Use: 0; AST Temp Closed: 0 | 0 | 0 | 3 | 12285-035-009381 | HARRY BOOKER
14503 | Permanently Closed | 2009-01-01 06:00 | 1980-01-01 06:00 | 2010-08-02 06:00 | Petroleum | On road diesel | On road diesel |  | Steel | Steel | Field installed cathodic protection |  | Steel |  | 1901-01-01 06:00 | Field installed cathodic protection | Catchment Basin, Single walled catchment basin | Automatic shutoff device At 95% full | Automatic shutoff device At 95% full |  |  | Statistical Inventory Reconciliation (SIR) | [8 empty] | UST Currently In Use: 0; UST Temp Close: 0; AST Currently In Use: 0; AST Temp Closed: 0 | 0 | 0 | 3 | 12285-035-009381 | HARRY BOOKER
14504 | Permanently Closed | 1996-12-20 06:00 | 1972-01-01 06:00 | 1996-12-31 06:00 | Petroleum | Unleaded gasoline | Unleaded gasoline | Retail | [6 empty] | 1901-01-01 06:00 | [6 empty] | Statistical Inventory Reconciliation (SIR) | [8 empty] | UST Currently In Use: 2; UST Temp Close: 0; AST Currently In Use: 0; AST Temp Closed: 0 | 2 | 0 | 3 | 12286-069-009772 | SHANDA DAVIS
14505 | Permanently Closed | 1996-12-20 06:00 | 1972-01-01 06:00 | 1996-12-31 06:00 | Petroleum | Unleaded gasoline | Unleaded gasoline | Retail | [6 empty] | 1901-01-01 06:00 | [6 empty] | Statistical Inventory Reconciliation (SIR) | [8 empty] | UST Currently In Use: 2; UST Temp Close: 0; AST Currently In Use: 0; AST Temp Closed: 0 | 2 | 0 | 3 | 12286-069-009772 | SHANDA DAVIS
14506 | Permanently Closed | 1996-12-20 06:00 | 1982-01-01 06:00 | 1996-12-31 06:00 | Petroleum | Unleaded gasoline | Unleaded gasoline | Retail | Steel | Steel |  |  | Steel |  | 1901-01-01 06:00 | [6 empty] | Statistical Inventory Reconciliation (SIR) | [8 empty] | UST Currently In Use: 2; UST Temp Close: 0; AST Currently In Use: 0; AST Temp Closed: 0 | 2 | 0 | 3 | 12286-069-009772 | SHANDA DAVIS
14507 | Permanently Closed | 1964-01-01 06:00 | 1963-01-01 06:00 | 1988-06-01 06:00 | Petroleum | Other, OTHER | Other |  | Steel | Steel |  |  | Steel |  | 1901-01-01 06:00 | [15 empty] | UST Currently In Use: 0; UST Temp Close: 0; AST Currently In Use: 0; AST Temp Closed: 0 | 0 | 0 | 1 | 12287-127-008634 | HARRY INGLE
14508 | Permanently Closed | 1998-12-21 06:00 | 1969-01-01 06:00 |  | Petroleum | Unleaded gasoline | Unleaded gasoline |  | Steel | Steel |  | Painted or None | Steel |  | 1901-01-01 06:00 | [15 empty] | UST Currently In Use: 0; UST Temp Close: 0; AST Currently In Use: 0; AST Temp Closed: 0 | 0 | 0 | 5 | 12288-027-003324 | HARRY L DANIEL JOBBER
14509 | Permanently Closed | 1998-12-21 06:00 | 1969-01-01 06:00 |  | Petroleum | Unleaded gasoline | Unleaded gasoline |  | Steel | Steel |  | Painted or None | Steel |  | 1901-01-01 06:00 | [15 empty] | UST Currently In Use: 0; UST Temp Close: 0; AST Currently In Use: 0; AST Temp Closed: 0 | 0 | 0 | 5 | 12288-027-003324 | HARRY L DANIEL JOBBER
14510 | Permanently Closed | 1998-12-21 06:00 | 1969-01-01 06:00 |  | Petroleum | Unleaded gasoline | Unleaded gasoline |  | Steel | Steel |  | Painted or None | Steel |  | 1901-01-01 06:00 | [15 empty] | UST Currently In Use: 0; UST Temp Close: 0; AST Currently In Use: 0; AST Temp Closed: 0 | 0 | 0 | 5 | 12288-027-003324 | HARRY L DANIEL JOBBER
14511 | Permanently Closed | 1998-12-21 06:00 | 1982-01-01 06:00 | 2000-05-18 06:00 | Petroleum | On road diesel | On road diesel |  | Steel | Steel |  | Painted or None | Steel |  | 1901-01-01 06:00 | [15 empty] | UST Currently In Use: 0; UST Temp Close: 0; AST Currently In Use: 0; AST Temp Closed: 0 | 0 | 0 | 5 | 12288-027-003324 | HARRY L DANIEL JOBBER
14512 | Permanently Closed | 1998-12-21 06:00 | 1983-01-01 06:00 | 2000-05-18 06:00 | Petroleum | On road diesel | On road diesel |  | Steel | Steel |  | Painted or None | Steel |  | 1901-01-01 06:00 | [15 empty] | UST Currently In Use: 0; UST Temp Close: 0; AST Currently In Use: 0; AST Temp Closed: 0 | 0 | 0 | 5 | 12288-027-003324 | HARRY L DANIEL JOBBER
14513 | Permanently Closed | 1901-01-01 06:00 | 1973-01-01 06:00 | 1988-10-01 06:00 | Petroleum | On road diesel | On road diesel |  | Steel | Steel |  | Painted or None | Steel |  | 1901-01-01 06:00 | [15 empty] | UST Currently In Use: 0; UST Temp Close: 0; AST Currently In Use: 0; AST Temp Closed: 0 | 0 | 0 | 3 | 12288-081-011198 | HARRY L DANIEL JOBBER
14514 | Permanently Closed | 1901-01-01 06:00 | 1973-01-01 06:00 | 1988-10-01 06:00 | Petroleum | On road diesel | On road diesel |  | Steel | Steel |  | Painted or None | Steel |  | 1901-01-01 06:00 | [15 empty] | UST Currently In Use: 0; UST Temp Close: 0; AST Currently In Use: 0; AST Temp Closed: 0 | 0 | 0 | 3 | 12288-081-011198 | HARRY L DANIEL JOBBER
14515 | Permanently Closed | 1901-01-01 06:00 | 1973-01-01 06:00 | 1988-10-01 06:00 | Petroleum | Unleaded gasoline | Unleaded gasoline |  | Steel | Steel |  | Painted or None | Steel |  | 1901-01-01 06:00 | [15 empty] | UST Currently In Use: 0; UST Temp Close: 0; AST Currently In Use: 0; AST Temp Closed: 0 | 0 | 0 | 3 | 12288-081-011198 | HARRY L DANIEL JOBBER
14516 | Permanently Closed | 1901-01-01 06:00 | 1981-01-01 06:00 | 1987-02-01 06:00 | Petroleum | Unleaded gasoline | Unleaded gasoline |  | Steel | Steel |  | Painted or None | Steel |  | 1901-01-01 06:00 | [15 empty] | UST Currently In Use: 0; UST Temp Close: 0; AST Currently In Use: 0; AST Temp Closed: 0 | 0 | 0 | 2 | 12288-081-011199 | HARRY L DANIEL JOBBER
14517 | Permanently Closed | 1901-01-01 06:00 | 1981-01-01 06:00 | 1987-02-01 06:00 | Petroleum | On road diesel | On road diesel |  | Steel | Steel |  | Painted or None | Steel |  | 1901-01-01 06:00 | [15 empty] | UST Currently In Use: 0; UST Temp Close: 0; AST Currently In Use: 0; AST Temp Closed: 0 | 0 | 0 | 2 | 12288-081-011199 | HARRY L DANIEL JOBBER
14518 | Permanently Closed | 1988-12-01 06:00 | 1963-01-01 06:00 |  | Petroleum | Unleaded gasoline | Unleaded gasoline |  | Steel | Steel |  | Painted or None | Steel |  | 1901-01-01 06:00 | [15 empty] | UST Currently In Use: 0; UST Temp Close: 0; AST Currently In Use: 0; AST Temp Closed: 0 | 0 | 0 | 2 | 12288-123-011200 | HARRY L DANIEL JOBBER
14519 | Permanently Closed | 1988-12-01 06:00 | 1943-01-01 07:00 |  | Petroleum | Unleaded gasoline | Unleaded gasoline |  | Steel | Steel |  | Painted or None | Steel |  | 1901-01-01 06:00 | [15 empty] | UST Currently In Use: 0; UST Temp Close: 0; AST Currently In Use: 0; AST Temp Closed: 0 | 0 | 0 | 2 | 12288-123-011200 | HARRY L DANIEL JOBBER
14520 | Permanently Closed | 1901-01-01 06:00 | 1975-01-01 06:00 | 1988-12-01 06:00 | Petroleum | Unleaded gasoline | Unleaded gasoline |  | Steel | Steel |  | Painted or None | Steel |  | 1901-01-01 06:00 | [15 empty] | UST Currently In Use: 0; UST Temp Close: 0; AST Currently In Use: 0; AST Temp Closed: 0 | 0 | 0 | 2 | 12288-123-011201 | HARRY L DANIEL JOBBER
14521 | Permanently Closed | 1901-01-01 06:00 | 1975-01-01 06:00 | 1988-12-01 06:00 | Petroleum | Unleaded gasoline | Unleaded gasoline |  | Steel | Steel |  | Painted or None | Steel |  | 1901-01-01 06:00 | [15 empty] | UST Currently In Use: 0; UST Temp Close: 0; AST Currently In Use: 0; AST Temp Closed: 0 | 0 | 0 | 2 | 12288-123-011201 | HARRY L DANIEL JOBBER
14522 | Permanently Closed | 1988-12-01 06:00 | 1963-01-01 06:00 |  | Petroleum | Unleaded gasoline | Unleaded gasoline |  | Steel | Steel |  | Painted or None | Steel |  | 1901-01-01 06:00 | [15 empty] | UST Currently In Use: 0; UST Temp Close: 0; AST Currently In Use: 0; AST Temp Closed: 0 | 0 | 0 | 5 | 12288-123-011203 | HARRY L DANIEL JOBBER
14523 | Permanently Closed | 1988-12-01 06:00 | 1963-01-01 06:00 |  | Petroleum | Unleaded gasoline | Unleaded gasoline |  | Steel | Steel |  | Painted or None | Steel |  | 1901-01-01 06:00 | [15 empty] | UST Currently In Use: 0; UST Temp Close: 0; AST Currently In Use: 0; AST Temp Closed: 0 | 0 | 0 | 5 | 12288-123-011203 | HARRY L DANIEL JOBBER
14524 | Permanently Closed | 1988-12-01 06:00 | 1963-01-01 06:00 |  | Petroleum | Unleaded gasoline | Unleaded gasoline |  | Steel | Steel |  | Painted or None | Steel |  | 1901-01-01 06:00 | [15 empty] | UST Currently In Use: 0; UST Temp Close: 0; AST Currently In Use: 0; AST Temp Closed: 0 | 0 | 0 | 5 | 12288-123-011203 | HARRY L DANIEL JOBBER
14525 | Permanently Closed | 1988-12-01 06:00 | 1963-01-01 06:00 |  | Petroleum | Unleaded gasoline | Unleaded gasoline |  | Steel | Steel |  | Painted or None | Steel |  | 1901-01-01 06:00 | [15 empty] | UST Currently In Use: 0; UST Temp Close: 0; AST Currently In Use: 0; AST Temp Closed: 0 | 0 | 0 | 5 | 12288-123-011203 | HARRY L DANIEL JOBBER
14526 | Permanently Closed | 1988-12-01 06:00 | 1963-01-01 06:00 |  | Petroleum | Unleaded gasoline | Unleaded gasoline |  | Steel | Steel |  | Painted or None | Steel |  | 1901-01-01 06:00 | [15 empty] | UST Currently In Use: 0; UST Temp Close: 0; AST Currently In Use: 0; AST Temp Closed: 0 | 0 | 0 | 5 | 12288-123-011203 | HARRY L DANIEL JOBBER
14527 | Permanently Closed | 1901-01-01 06:00 | 1975-01-01 06:00 | 1987-07-01 06:00 | Petroleum | Unleaded gasoline | Unleaded gasoline |  | Steel | Steel |  | Painted or None | Steel |  | 1901-01-01 06:00 | [15 empty] | UST Currently In Use: 0; UST Temp Close: 0; AST Currently In Use: 0; AST Temp Closed: 0 | 0 | 0 | 4 | 12288-123-011204 | HARRY L DANIEL JOBBER
14528 | Permanently Closed | 1901-01-01 06:00 | 1975-01-01 06:00 | 1987-07-01 06:00 | Petroleum | Unleaded gasoline | Unleaded gasoline |  | Steel | Steel |  | Painted or None | Steel |  | 1901-01-01 06:00 | [15 empty] | UST Currently In Use: 0; UST Temp Close: 0; AST Currently In Use: 0; AST Temp Closed: 0 | 0 | 0 | 4 | 12288-123-011204 | HARRY L DANIEL JOBBER
14529 | Permanently Closed | 1901-01-01 06:00 | 1975-01-01 06:00 | 1987-07-01 06:00 | Petroleum | Unleaded gasoline | Unleaded gasoline |  | Steel | Steel |  | Painted or None | Steel |  | 1901-01-01 06:00 | [15 empty] | UST Currently In Use: 0; UST Temp Close: 0; AST Currently In Use: 0; AST Temp Closed: 0 | 0 | 0 | 4 | 12288-123-011204 | HARRY L DANIEL JOBBER
14530 | Permanently Closed | 1901-01-01 06:00 | 1975-01-01 06:00 | 1987-07-01 06:00 | Petroleum | Unleaded gasoline | Unleaded gasoline |  | Steel | Steel |  | Painted or None | Steel |  | 1901-01-01 06:00 | [15 empty] | UST Currently In Use: 0; UST Temp Close: 0; AST Currently In Use: 0; AST Temp Closed: 0 | 0 | 0 | 4 | 12288-123-011204 | HARRY L DANIEL JOBBER
14531 | Permanently Closed | 1901-01-01 06:00 | 1982-01-01 06:00 | 1988-11-01 06:00 | Petroleum | Unleaded gasoline | Unleaded gasoline |  | Steel | Steel |  | Painted or None | Steel |  | 1901-01-01 06:00 | [15 empty] | UST Currently In Use: 0; UST Temp Close: 0; AST Currently In Use: 0; AST Temp Closed: 0 | 0 | 0 | 2 | 12288-123-011209 | HARRY L DANIEL JOBBER
14532 | Permanently Closed | 1901-01-01 06:00 | 1982-01-01 06:00 | 1988-11-01 06:00 | Petroleum | Unleaded gasoline | Unleaded gasoline |  | Steel | Steel |  | Painted or None | Steel |  | 1901-01-01 06:00 | [15 empty] | UST Currently In Use: 0; UST Temp Close: 0; AST Currently In Use: 0; AST Temp Closed: 0 | 0 | 0 | 2 | 12288-123-011209 | HARRY L DANIEL JOBBER
14533 | Permanently Closed | 2014-11-30 06:00 | 1976-05-07 06:00 | 2015-07-30 06:00 | Petroleum | Unleaded gasoline | Unleaded gasoline | Bulk facility, Retail | Steel | Steel | Field installed cathodic protection |  | Fiberglass reinforced plastic, Steel |  |  | Field installed cathodic protection, FLXS ISOLA | Catchment Basin, Single walled catchment basin | Automatic shutoff device At 95% full | Automatic shutoff device At 95% full |  |  | Continuous Automatic Tank Gauge |  | Containment Sump | Containment Sump |  |  | Annual line testing | Annual line testing |  | UST Currently In Use: 0; UST Temp Close: 0; AST Currently In Use: 1; AST Temp Closed: 0 | 0 | 0 | 4 | 21126-123-011210 | FREEDOM FUELS LLC
14534 | Permanently Closed | 2014-11-30 06:00 | 1976-05-07 06:00 | 2015-07-30 06:00 | Petroleum | Unleaded gasoline | Unleaded gasoline | Bulk facility, Retail | Steel | Steel | Field installed cathodic protection |  | Fiberglass reinforced plastic, Steel |  |  | Field installed cathodic protection, FLXS ISOLA | Catchment Basin, Single walled catchment basin | Automatic shutoff device At 95% full | Automatic shutoff device At 95% full |  |  | Continuous Automatic Tank Gauge |  | Containment Sump | Containment Sump |  |  | Annual line testing | Annual line testing |  | UST Currently In Use: 0; UST Temp Close: 0; AST Currently In Use: 1; AST Temp Closed: 0 | 0 | 0 | 4 | 21126-123-011210 | FREEDOM FUELS LLC
14535 | Permanently Closed | 2014-11-30 06:00 | 1976-05-07 06:00 | 2015-07-30 06:00 | Petroleum | Unleaded gasoline | Unleaded gasoline | Bulk facility, Retail | Steel | Steel | Field installed cathodic protection |  | Fiberglass reinforced plastic, Steel |  |  | Field installed cathodic protection, FLXS ISOLA | Catchment Basin, Single walled catchment basin | Automatic shutoff device At 95% full | Automatic shutoff device At 95% full |  |  | Continuous Automatic Tank Gauge |  | Containment Sump | Containment Sump |  |  | Annual line testing | Annual line testing |  | UST Currently In Use: 0; UST Temp Close: 0; AST Currently In Use: 1; AST Temp Closed: 0 | 0 | 0 | 4 | 21126-123-011210 | FREEDOM FUELS LLC
14536 | Permanently Closed | 2014-11-30 06:00 | 1976-05-07 06:00 | 2015-07-30 06:00 | Petroleum | On road diesel | On road diesel | Bulk facility, Retail | Steel | Steel | Field installed cathodic protection |  | Fiberglass reinforced plastic, Steel |  |  | Field installed cathodic protection, FLXS ISOLA | Catchment Basin, Single walled catchment basin | Automatic shutoff device At 95% full | Automatic shutoff device At 95% full |  |  | Continuous Automatic Tank Gauge |  | Containment Sump | Containment Sump |  |  | Annual line testing | Annual line testing |  | UST Currently In Use: 0; UST Temp Close: 0; AST Currently In Use: 1; AST Temp Closed: 0 | 0 | 0 | 4 | 21126-123-011210 | FREEDOM FUELS LLC
14537 | Permanently Closed | 1998-12-21 06:00 | 1976-05-07 06:00 | 1999-10-06 06:00 | Petroleum | Unleaded gasoline | Unleaded gasoline | Retail | Steel | Steel |  | Painted or None | Steel |  | 1901-01-01 06:00 | [6 empty] | Statistical Inventory Reconciliation (SIR) | [5 empty] | Statistical inventory reconciliation (SIR) | Statistical inventory reconciliation (SIR) |  | UST Currently In Use: 0; UST Temp Close: 0; AST Currently In Use: 0; AST Temp Closed: 0 | 0 | 0 | 5 | 12288-123-011211 | HARRY L DANIEL JOBBER
14538 | Permanently Closed | 1998-12-21 06:00 | 1976-05-07 06:00 | 1999-10-06 06:00 | Petroleum | Unleaded gasoline | Unleaded gasoline | Retail | Steel | Steel |  | Painted or None | Steel |  | 1901-01-01 06:00 | [6 empty] | Statistical Inventory Reconciliation (SIR) | [8 empty] | UST Currently In Use: 0; UST Temp Close: 0; AST Currently In Use: 0; AST Temp Closed: 0 | 0 | 0 | 5 | 12288-123-011211 | HARRY L DANIEL JOBBER
14539 | Permanently Closed | 1998-12-21 06:00 | 1976-05-07 06:00 | 1999-10-06 06:00 | Petroleum | Unleaded gasoline | Unleaded gasoline | Retail | Steel | Steel |  | Painted or None | Steel |  | 1901-01-01 06:00 | [6 empty] | Statistical Inventory Reconciliation (SIR) | [8 empty] | UST Currently In Use: 0; UST Temp Close: 0; AST Currently In Use: 0; AST Temp Closed: 0 | 0 | 0 | 5 | 12288-123-011211 | HARRY L DANIEL JOBBER
14540 | Permanently Closed | 1998-12-21 06:00 | 1976-05-07 06:00 | 1999-10-06 06:00 | Petroleum | On road diesel | On road diesel | Retail | Steel | Steel |  | Painted or None | Steel |  | 1901-01-01 06:00 | [6 empty] | Statistical Inventory Reconciliation (SIR) | [8 empty] | UST Currently In Use: 0; UST Temp Close: 0; AST Currently In Use: 0; AST Temp Closed: 0 | 0 | 0 | 5 | 12288-123-011211 | HARRY L DANIEL JOBBER
14541 | Permanently Closed | 1998-12-21 06:00 | 1976-05-07 06:00 | 1999-10-06 06:00 | Petroleum | Kerosene | Kerosene | Retail | Steel | Steel |  | Painted or None | Steel |  | 1901-01-01 06:00 | [6 empty] | Statistical Inventory Reconciliation (SIR) | [8 empty] | UST Currently In Use: 0; UST Temp Close: 0; AST Currently In Use: 0; AST Temp Closed: 0 | 0 | 0 | 5 | 12288-123-011211 | HARRY L DANIEL JOBBER
14542 | Permanently Closed | 1901-01-01 06:00 | 1923-01-01 06:00 |  | Petroleum | Unleaded gasoline | Unleaded gasoline |  | Steel | Steel | Other, GALVANIZED |  | Steel |  | 1901-01-01 06:00 | [15 empty] | UST Currently In Use: 0; UST Temp Close: 0; AST Currently In Use: 0; AST Temp Closed: 0 | 0 | 0 | 2 | 12288-123-011212 | HARRY L DANIEL JOBBER
14543 | Permanently Closed | 1901-01-01 06:00 | 1923-01-01 06:00 |  | Petroleum | Unleaded gasoline | Unleaded gasoline |  | Steel | Steel | Other, GALVANIZED |  | Steel |  | 1901-01-01 06:00 | [15 empty] | UST Currently In Use: 0; UST Temp Close: 0; AST Currently In Use: 0; AST Temp Closed: 0 | 0 | 0 | 2 | 12288-123-011212 | HARRY L DANIEL JOBBER
14544 | Currently in Use |  | 1976-05-07 06:00 |  | Petroleum | Unleaded gasoline | Unleaded gasoline | Retail | Single Wall, Steel | Steel | Field installed cathodic protection |  | Single Wall, Steel |  |  | Field installed cathodic protection | Catchment Basin, Single walled catchment basin | Flow Rest 90% Full | Flow Rest 90% Full |  |  | Automatic Tank Gauge |  | Automatic flow restrictor (MLLD) | Automatic flow restrictor (MLLD) |  |  | Annual line testing | Annual line testing |  | UST Currently In Use: 3; UST Temp Close: 2; AST Currently In Use: 0; AST Temp Closed: 0 | 3 | 2 | 0 | 25065-123-011214 | PARUSHOTAM, INC.
14545 | Currently in Use |  | 1976-05-07 06:00 |  | Petroleum | On road diesel | On road diesel | Retail | Single Wall, Steel | Steel | Field installed cathodic protection |  | Single Wall, Steel |  |  | Field installed cathodic protection | Catchment Basin, Single walled catchment basin | Flow Rest 90% Full | Flow Rest 90% Full |  |  | Automatic Tank Gauge |  | Automatic flow restrictor (MLLD) | Automatic flow restrictor (MLLD) |  |  | Annual line testing | Annual line testing |  | UST Currently In Use: 3; UST Temp Close: 2; AST Currently In Use: 0; AST Temp Closed: 0 | 3 | 2 | 0 | 25065-123-011214 | PARUSHOTAM, INC.
14546 | Temporary Closed | 2011-05-01 06:00 | 1976-05-07 06:00 |  | Petroleum | Premium gasoline | Premium gasoline | Retail | Steel | Steel | Field installed cathodic protection |  | Steel |  |  | Field installed cathodic protection | Catchment Basin, Single walled catchment basin | Flow Rest 90% Full | Flow Rest 90% Full |  |  | Automatic Tank Gauge |  | Automatic flow restrictor (MLLD) | Automatic flow restrictor (MLLD) |  |  | Annual line testing | Annual line testing |  | UST Currently In Use: 3; UST Temp Close: 2; AST Currently In Use: 0; AST Temp Closed: 0 | 3 | 2 | 0 | 25065-123-011214 | PARUSHOTAM, INC.
14547 | Currently in Use |  | 1976-05-07 06:00 |  | Petroleum | On road diesel | On road diesel | Retail | Steel | Steel | Field installed cathodic protection |  | Steel |  |  | Field installed cathodic protection | Catchment Basin, Single walled catchment basin | Flow Rest 90% Full | Flow Rest 90% Full |  |  | Automatic Tank Gauge |  | Automatic flow restrictor (MLLD) | Automatic flow restrictor (MLLD) |  |  | Annual line testing | Annual line testing |  | UST Currently In Use: 3; UST Temp Close: 2; AST Currently In Use: 0; AST Temp Closed: 0 | 3 | 2 | 0 | 25065-123-011214 | PARUSHOTAM, INC.
14548 | Temporary Closed | 2011-12-31 06:00 | 1976-05-07 06:00 |  | Petroleum | Kerosene | Kerosene | Retail | Steel | Steel | Field installed cathodic protection |  | Steel |  |  | Field installed cathodic protection | Catchment Basin, Single walled catchment basin | Flow Rest 90% Full | Flow Rest 90% Full |  |  | Statistical Inventory Reconciliation (SIR) | [8 empty] | UST Currently In Use: 3; UST Temp Close: 2; AST Currently In Use: 0; AST Temp Closed: 0 | 3 | 2 | 0 | 25065-123-011214 | PARUSHOTAM, INC.
14551 | Permanently Closed | 1992-08-12 06:00 | 1963-01-01 06:00 | 1992-08-12 06:00 | Petroleum | Unleaded gasoline | Unleaded gasoline |  | Steel | Steel |  |  | Steel |  | 1901-01-01 06:00 | [15 empty] | UST Currently In Use: 0; UST Temp Close: 0; AST Currently In Use: 0; AST Temp Closed: 0 | 0 | 0 | 7 | 12292-129-010069 | HARRY SMITH
14552 | Permanently Closed | 1992-08-12 06:00 | 1963-01-01 06:00 | 1992-08-12 06:00 | Petroleum | Unleaded gasoline | Unleaded gasoline |  | Steel | Steel |  |  | Steel |  | 1901-01-01 06:00 | [15 empty] | UST Currently In Use: 0; UST Temp Close: 0; AST Currently In Use: 0; AST Temp Closed: 0 | 0 | 0 | 7 | 12292-129-010069 | HARRY SMITH
14553 | Permanently Closed | 1992-08-12 06:00 | 1963-01-01 06:00 | 1992-08-12 06:00 | Petroleum | Unleaded gasoline | Unleaded gasoline |  | Steel | Steel |  |  | Steel |  | 1901-01-01 06:00 | [15 empty] | UST Currently In Use: 0; UST Temp Close: 0; AST Currently In Use: 0; AST Temp Closed: 0 | 0 | 0 | 7 | 12292-129-010069 | HARRY SMITH
14554 | Permanently Closed | 1992-08-12 06:00 | 1963-01-01 06:00 | 1992-08-12 06:00 | Petroleum | Unleaded gasoline | Unleaded gasoline |  | Steel | Steel |  |  | Steel |  | 1901-01-01 06:00 | [15 empty] | UST Currently In Use: 0; UST Temp Close: 0; AST Currently In Use: 0; AST Temp Closed: 0 | 0 | 0 | 7 | 12292-129-010069 | HARRY SMITH
14555 | Permanently Closed | 1992-08-12 06:00 | 1982-01-01 06:00 | 1992-08-12 06:00 | Petroleum | Unleaded gasoline | Unleaded gasoline |  | Steel | Steel |  |  | Steel |  | 1901-01-01 06:00 | [15 empty] | UST Currently In Use: 0; UST Temp Close: 0; AST Currently In Use: 0; AST Temp Closed: 0 | 0 | 0 | 7 | 12292-129-010069 | HARRY SMITH
14556 | Permanently Closed | 1992-08-12 06:00 | 1982-01-01 06:00 | 1992-08-12 06:00 | Petroleum | Unleaded gasoline | Unleaded gasoline |  | Steel | Steel |  |  | Steel |  | 1901-01-01 06:00 | [15 empty] | UST Currently In Use: 0; UST Temp Close: 0; AST Currently In Use: 0; AST Temp Closed: 0 | 0 | 0 | 7 | 12292-129-010069 | HARRY SMITH
14557 | Permanently Closed | 1992-08-12 06:00 | 1982-01-01 06:00 | 1992-08-12 06:00 | Petroleum | On road diesel | On road diesel |  | Steel | Steel |  |  | Steel |  | 1901-01-01 06:00 | [15 empty] | UST Currently In Use: 0; UST Temp Close: 0; AST Currently In Use: 0; AST Temp Closed: 0 | 0 | 0 | 7 | 12292-129-010069 | HARRY SMITH
14558 | Permanently Closed | 1988-08-01 06:00 | 1978-01-01 06:00 | 1988-08-01 06:00 | Petroleum | Unleaded gasoline | Unleaded gasoline |  | Steel | Steel |  | Painted or None | Steel |  | 1901-01-01 06:00 | [15 empty] | UST Currently In Use: 0; UST Temp Close: 0; AST Currently In Use: 0; AST Temp Closed: 0 | 0 | 0 | 1 | 12293-043-000705 | HART & SON CONTRACTORS
14559 | Permanently Closed | 1989-11-15 06:00 | 1954-01-01 06:00 | 1989-11-15 06:00 | Petroleum | Unleaded gasoline | Unleaded gasoline | Local government | [6 empty] | 1901-01-01 06:00 | [15 empty] | UST Currently In Use: 0; UST Temp Close: 0; AST Currently In Use: 0; AST Temp Closed: 0 | 0 | 0 | 2 | 12294-103-001012 | HARTSELLE ELECTRIC BOARD
14560 | Permanently Closed | 1989-11-15 06:00 | 1954-01-01 06:00 | 1989-11-15 06:00 | Petroleum | Unleaded gasoline | Unleaded gasoline | Local government | [6 empty] | 1901-01-01 06:00 | [15 empty] | UST Currently In Use: 0; UST Temp Close: 0; AST Currently In Use: 0; AST Temp Closed: 0 | 0 | 0 | 2 | 12294-103-001012 | HARTSELLE ELECTRIC BOARD
14562 | Permanently Closed | 1901-01-01 06:00 | 1975-01-01 06:00 | 1988-11-22 06:00 | Petroleum | Unleaded gasoline | Unleaded gasoline |  | Steel | Steel |  | Painted or None | Steel |  | 1901-01-01 06:00 | [15 empty] | UST Currently In Use: 0; UST Temp Close: 0; AST Currently In Use: 0; AST Temp Closed: 0 | 0 | 0 | 1 | 12296-017-008617 | HARVEY BOONE
14563 | Retired | 1988-08-08 06:00 | 1975-01-01 06:00 |  | Petroleum | Unleaded gasoline | Unleaded gasoline |  | Steel | Steel |  | Painted or None | Steel |  | 1901-01-01 06:00 | [15 empty] | UST Currently In Use: 0; UST Temp Close: 0; AST Currently In Use: 0; AST Temp Closed: 0 | 0 | 0 | 1 | 12296-017-008617 | HARVEY BOONE
14564 | Retired | 1988-08-08 06:00 | 1976-01-01 06:00 |  | Petroleum | Unleaded gasoline | Unleaded gasoline |  | Steel | Steel |  | Painted or None | Steel |  | 1901-01-01 06:00 | [15 empty] | UST Currently In Use: 0; UST Temp Close: 0; AST Currently In Use: 0; AST Temp Closed: 0 | 0 | 0 | 1 | 12296-017-008617 | HARVEY BOONE
14567 | Permanently Closed | 1976-01-01 06:00 | 1959-01-01 06:00 |  | Petroleum | Other, OTHER | Other |  | Steel | Steel |  | Painted or None | Steel |  | 1901-01-01 06:00 | [15 empty] | UST Currently In Use: 0; UST Temp Close: 0; AST Currently In Use: 0; AST Temp Closed: 0 | 0 | 0 | 2 | 12298-069-001853 | HATHCOCK ROOFING & REMODELING INC
14568 | Permanently Closed | 1984-01-01 06:00 | 1959-01-01 06:00 |  | Petroleum | Other, OTHER | Other |  | Steel | Steel |  | Painted or None | Steel |  | 1901-01-01 06:00 | [15 empty] | UST Currently In Use: 0; UST Temp Close: 0; AST Currently In Use: 0; AST Temp Closed: 0 | 0 | 0 | 2 | 12298-069-001853 | HATHCOCK ROOFING & REMODELING INC
14569 | Retired | 1985-09-01 06:00 | 1959-01-01 06:00 |  | Petroleum | Kerosene | Kerosene |  | Steel | Steel |  | Painted or None | Steel |  | 1901-01-01 06:00 | [15 empty] | UST Currently In Use: 0; UST Temp Close: 0; AST Currently In Use: 0; AST Temp Closed: 0 | 0 | 0 | 2 | 12298-069-001853 | HATHCOCK ROOFING & REMODELING INC
14570 | Permanently Closed | 1990-04-01 06:00 | 1964-01-01 06:00 | 1990-05-02 06:00 | Petroleum | Unleaded gasoline | Unleaded gasoline |  | Steel | Steel |  | Painted or None | Steel |  | 1901-01-01 06:00 | [15 empty] | UST Currently In Use: 0; UST Temp Close: 0; AST Currently In Use: 2; AST Temp Closed: 0 | 0 | 0 | 1 | 12299-085-000405 | HAYNEVILLE TELEPHONE CO INC
14571 | Currently in Use |  | 1969-01-01 06:00 |  | Petroleum | Premium gasoline | Premium gasoline | Bulk facility | Single Wall, Steel | Steel | Field installed cathodic protection |  | Single Wall, Steel |  |  | Field installed cathodic protection | Catchment Basin, Single walled catchment basin | Automatic shutoff device At 95% full | Automatic shutoff device At 95% full |  |  | Automatic Tank Gauge | Direct Bury submersible pump | Automatic shutoff device (AELLD) | Automatic shutoff device (AELLD) | [5 empty] | UST Currently In Use: 5; UST Temp Close: 0; AST Currently In Use: 0; AST Temp Closed: 0 | 5 | 0 | 0 | 12300-043-003148 | HAYS AND SON OIL COMPANY, INC.
14572 | Currently in Use |  | 1969-01-01 06:00 |  | Petroleum | On road diesel | On road diesel | Retail | Single Wall, Steel | Steel | Field installed cathodic protection |  | Single Wall, Steel |  |  | Field installed cathodic protection | Catchment Basin, Single walled catchment basin | Automatic shutoff device At 95% full | Automatic shutoff device At 95% full |  |  | Automatic Tank Gauge | Direct Bury submersible pump | Automatic shutoff device (AELLD) | Automatic shutoff device (AELLD) | [5 empty] | UST Currently In Use: 5; UST Temp Close: 0; AST Currently In Use: 0; AST Temp Closed: 0 | 5 | 0 | 0 | 12300-043-003148 | HAYS AND SON OIL COMPANY, INC.
14573 | Currently in Use |  | 1969-01-01 06:00 |  | Petroleum | Unleaded gasoline | Unleaded gasoline | Bulk facility | Single Wall, Steel | Steel | Field installed cathodic protection |  | Single Wall, Steel |  |  | Field installed cathodic protection | Catchment Basin, Single walled catchment basin | Automatic shutoff device At 95% full | Automatic shutoff device At 95% full |  |  | Automatic Tank Gauge | Direct Bury submersible pump | Automatic shutoff device (AELLD) | Automatic shutoff device (AELLD) | [5 empty] | UST Currently In Use: 5; UST Temp Close: 0; AST Currently In Use: 0; AST Temp Closed: 0 | 5 | 0 | 0 | 12300-043-003148 | HAYS AND SON OIL COMPANY, INC.
14574 | Currently in Use |  | 1969-01-01 06:00 |  | Petroleum | On road diesel | On road diesel | Bulk facility | Single Wall, Steel | Steel | Field installed cathodic protection |  | Single Wall, Steel |  |  | Field installed cathodic protection | Catchment Basin, Single walled catchment basin | Automatic shutoff device At 95% full | Automatic shutoff device At 95% full |  |  | Automatic Tank Gauge | Direct Bury submersible pump | Automatic shutoff device (AELLD) | Automatic shutoff device (AELLD) | [5 empty] | UST Currently In Use: 5; UST Temp Close: 0; AST Currently In Use: 0; AST Temp Closed: 0 | 5 | 0 | 0 | 12300-043-003148 | HAYS AND SON OIL COMPANY, INC.
14575 | Currently in Use |  | 1990-01-01 06:00 |  | Petroleum | Kerosene | Kerosene | Bulk facility | Single Wall, Steel | Steel | Coated & cathodic protection (sti-P3) |  | Other, NO PIPING |  |  |  | Catchment Basin, Single walled catchment basin | Automatic shutoff device At 95% full | Automatic shutoff device At 95% full |  |  | Automatic Tank Gauge | Direct Bury submersible pump | Automatic shutoff device (AELLD), Sump sensor relayed to automatically shut off submersible pump, INACTIVE | Sump sensor relayed to automatically shut off submersible pump |  |  | Other, INACTIVE | Other |  | UST Currently In Use: 5; UST Temp Close: 0; AST Currently In Use: 0; AST Temp Closed: 0 | 5 | 0 | 0 | 12300-043-003148 | HAYS AND SON OIL COMPANY, INC.
14576 | Permanently Closed | 1991-09-26 06:00 | 1971-01-01 06:00 | 1991-09-26 06:00 | Petroleum | Unleaded gasoline | Unleaded gasoline |  | Steel | Steel |  | Painted or None | Steel |  | 1901-01-01 06:00 | [15 empty] | UST Currently In Use: 0; UST Temp Close: 0; AST Currently In Use: 0; AST Temp Closed: 0 | 0 | 0 | 1 | 12300-043-004573 | HAYS AND SON OIL COMPANY, INC.
14577 | Permanently Closed | 1998-12-22 06:00 | 1978-01-01 06:00 | 2000-03-17 06:00 | Petroleum | Unleaded gasoline | Unleaded gasoline |  | Steel | Steel |  | Painted or None | Steel |  | 1901-01-01 06:00 | [15 empty] | UST Currently In Use: 1; UST Temp Close: 0; AST Currently In Use: 0; AST Temp Closed: 0 | 1 | 0 | 2 | 12300-133-013404 | HAYS AND SON OIL COMPANY, INC.
14578 | Permanently Closed | 1999-12-22 06:00 | 1978-01-01 06:00 | 2000-03-17 06:00 | Petroleum | Unleaded gasoline | Unleaded gasoline |  | Steel | Steel |  | Painted or None | Steel |  | 1901-01-01 06:00 | [15 empty] | UST Currently In Use: 1; UST Temp Close: 0; AST Currently In Use: 0; AST Temp Closed: 0 | 1 | 0 | 2 | 12300-133-013404 | HAYS AND SON OIL COMPANY, INC.
14579 | Permanently Closed | 1994-06-04 06:00 | 1975-01-01 06:00 | 1994-06-04 06:00 | Petroleum | Unleaded gasoline | Unleaded gasoline |  | Steel | Steel |  | Painted or None | Steel |  | 1901-01-01 06:00 | [15 empty] | UST Currently In Use: 0; UST Temp Close: 0; AST Currently In Use: 0; AST Temp Closed: 0 | 0 | 0 | 2 | 12300-043-013405 | HAYS AND SON OIL COMPANY, INC.
14580 | Permanently Closed | 1994-06-04 06:00 | 1975-01-01 06:00 | 1994-06-04 06:00 | Petroleum | Unleaded gasoline | Unleaded gasoline |  | Steel | Steel |  | Painted or None | Steel |  | 1901-01-01 06:00 | [15 empty] | UST Currently In Use: 0; UST Temp Close: 0; AST Currently In Use: 0; AST Temp Closed: 0 | 0 | 0 | 2 | 12300-043-013405 | HAYS AND SON OIL COMPANY, INC.
14581 | Permanently Closed | 1999-03-17 06:00 | 1978-01-01 06:00 | 1999-03-17 06:00 | Petroleum | Unleaded gasoline | Unleaded gasoline |  | Steel | Steel |  | Painted or None | Steel |  | 1901-01-01 06:00 | [6 empty] | Statistical Inventory Reconciliation (SIR) | [8 empty] | UST Currently In Use: 0; UST Temp Close: 1; AST Currently In Use: 0; AST Temp Closed: 0 | 0 | 1 | 2 | 12300-043-013406 | HAYS AND SON OIL COMPANY, INC.
14582 | Permanently Closed | 1999-03-17 06:00 | 1978-01-01 06:00 | 1999-03-17 06:00 | Petroleum | Unleaded gasoline | Unleaded gasoline |  | Steel | Steel |  | Painted or None | Steel |  | 1901-01-01 06:00 | [6 empty] | Statistical Inventory Reconciliation (SIR) | [8 empty] | UST Currently In Use: 0; UST Temp Close: 1; AST Currently In Use: 0; AST Temp Closed: 0 | 0 | 1 | 2 | 12300-043-013406 | HAYS AND SON OIL COMPANY, INC.
14583 | Currently in Use |  | 1988-05-01 06:00 |  | Petroleum | Unleaded gasoline | Unleaded gasoline | Retail | Steel | Steel | Coated & cathodic protection (sti-P3) |  | Double Wall, Flexible |  |  |  | Catchment Basin, Single walled catchment basin | Automatic shutoff device At 95% full | Automatic shutoff device At 95% full |  |  | Automatic Tank Gauge | [8 empty] | UST Currently In Use: 3; UST Temp Close: 0; AST Currently In Use: 0; AST Temp Closed: 0 | 3 | 0 | 0 | 25434-043-013407 | VIRANI 1 LLC
14584 | Currently in Use |  | 1988-05-01 06:00 |  | Petroleum | Unleaded gasoline | Unleaded gasoline | Retail | Single Wall, Steel | Steel | Coated & cathodic protection (sti-P3) |  | Double Wall, Flexible |  |  |  | Catchment Basin, Single walled catchment basin | Automatic shutoff device At 95% full | Automatic shutoff device At 95% full |  |  | Automatic Tank Gauge | [8 empty] | UST Currently In Use: 3; UST Temp Close: 0; AST Currently In Use: 0; AST Temp Closed: 0 | 3 | 0 | 0 | 25434-043-013407 | VIRANI 1 LLC
14585 | Currently in Use |  | 1988-05-01 06:00 |  | Petroleum | Unleaded gasoline | Unleaded gasoline | Retail | Steel | Steel | Coated & cathodic protection (sti-P3) |  | Double Wall, Flexible |  |  |  | Catchment Basin, Single walled catchment basin | Automatic shutoff device At 95% full | Automatic shutoff device At 95% full |  |  | Automatic Tank Gauge | [8 empty] | UST Currently In Use: 3; UST Temp Close: 0; AST Currently In Use: 0; AST Temp Closed: 0 | 3 | 0 | 0 | 25434-043-013407 | VIRANI 1 LLC
14586 | Currently in Use |  | 1986-06-01 06:00 |  | Petroleum | Unleaded gasoline | Unleaded gasoline | Retail | Single Wall, Steel | Steel | Coated & cathodic protection (sti-P3) |  | Double Wall, Flexible |  | 1901-01-01 06:00 |  | Catchment Basin, Single walled catchment basin | Flow Rest 90% Full | Flow Rest 90% Full |  |  | Continuous Automatic Tank Gauge | Single walled submersible pump containment sump | Automatic shutoff device (AELLD) | Automatic shutoff device (AELLD) |  |  | Annual line testing | Annual line testing |  | UST Currently In Use: 5; UST Temp Close: 0; AST Currently In Use: 0; AST Temp Closed: 0 | 5 | 0 | 0 | 12300-043-013408 | HAYS AND SON OIL COMPANY, INC.
14587 | Currently in Use |  | 1986-06-01 06:00 |  | Petroleum | Unleaded gasoline | Unleaded gasoline | Retail | Single Wall, Steel | Steel | Coated & cathodic protection (sti-P3) |  | Double Wall, Flexible |  | 1901-01-01 06:00 |  | Catchment Basin, Single walled catchment basin | Flow Rest 90% Full | Flow Rest 90% Full |  |  | Continuous Automatic Tank Gauge | Single walled submersible pump containment sump | Automatic shutoff device (AELLD), Sump sensor relayed to automatically shut off submersible pump, SLAVE UST | Sump sensor relayed to automatically shut off submersible pump |  |  | Annual line testing, Other, SLAVE UST | Other |  | UST Currently In Use: 5; UST Temp Close: 0; AST Currently In Use: 0; AST Temp Closed: 0 | 5 | 0 | 0 | 12300-043-013408 | HAYS AND SON OIL COMPANY, INC.
14588 | Currently in Use |  | 1986-06-01 06:00 |  | Petroleum | Premium gasoline | Premium gasoline | Retail | Single Wall, Steel | Steel | Coated & cathodic protection (sti-P3) |  | Double Wall, Flexible |  | 1901-01-01 06:00 |  | Catchment Basin, Single walled catchment basin | Flow Rest 90% Full | Flow Rest 90% Full |  |  | Continuous Automatic Tank Gauge | Single walled submersible pump containment sump | Automatic shutoff device (AELLD) | Automatic shutoff device (AELLD) |  |  | Annual line testing | Annual line testing |  | UST Currently In Use: 5; UST Temp Close: 0; AST Currently In Use: 0; AST Temp Closed: 0 | 5 | 0 | 0 | 12300-043-013408 | HAYS AND SON OIL COMPANY, INC.
14589 | Currently in Use |  | 1986-06-01 06:00 |  | Petroleum | On road diesel | On road diesel | Retail | Single Wall, Steel | Steel | Coated & cathodic protection (sti-P3) |  | Double Wall, Flexible |  | 1901-01-01 06:00 |  | Catchment Basin, Single walled catchment basin | Flow Rest 90% Full | Flow Rest 90% Full |  |  | Continuous Automatic Tank Gauge | Single walled submersible pump containment sump | Automatic shutoff device (AELLD) | Automatic shutoff device (AELLD) |  |  | Annual line testing | Annual line testing |  | UST Currently In Use: 5; UST Temp Close: 0; AST Currently In Use: 0; AST Temp Closed: 0 | 5 | 0 | 0 | 12300-043-013408 | HAYS AND SON OIL COMPANY, INC.
14590 | Currently in Use |  | 1986-06-01 06:00 |  | Petroleum | On road diesel | On road diesel | Retail | Single Wall, Steel | Steel | Coated & cathodic protection (sti-P3) |  | Double Wall, Flexible |  | 1901-01-01 06:00 |  | Catchment Basin, Single walled catchment basin | Flow Rest 90% Full | Flow Rest 90% Full |  |  | Continuous Automatic Tank Gauge | Single walled submersible pump containment sump | Automatic shutoff device (AELLD) | Automatic shutoff device (AELLD) |  |  | Annual line testing | Annual line testing |  | UST Currently In Use: 5; UST Temp Close: 0; AST Currently In Use: 0; AST Temp Closed: 0 | 5 | 0 | 0 | 12300-043-013408 | HAYS AND SON OIL COMPANY, INC.
14591 | Permanently Closed | 2004-02-04 06:00 | 1985-01-01 06:00 | 2005-05-07 06:00 | Petroleum | Unleaded gasoline | Unleaded gasoline | Retail | Steel | Steel | Coated & cathodic protection (sti-P3) |  | Flexible |  | 1901-01-01 06:00 |  | Catchment Basin, Single walled catchment basin | Flow Rest 90% Full | Flow Rest 90% Full | Interstitial Monitoring within Secondary Containment | SENSOR TO ATG | Continuous Automatic Tank Gauge |  | Automatic shutoff device (AELLD) | Automatic shutoff device (AELLD) | [5 empty] | UST Currently In Use: 8; UST Temp Close: 0; AST Currently In Use: 0; AST Temp Closed: 0 | 8 | 0 | 4 | 12300-043-013409 | HAYS AND SON OIL COMPANY, INC.
14592 | Permanently Closed | 2004-02-04 06:00 | 1985-01-01 06:00 | 2005-05-07 06:00 | Petroleum | On road diesel | On road diesel | Retail | Steel | Steel | Coated & cathodic protection (sti-P3) |  | Flexible |  | 1901-01-01 06:00 |  | Catchment Basin, Single walled catchment basin | Flow Rest 90% Full | Flow Rest 90% Full | Interstitial Monitoring within Secondary Containment | SENSOR TO ATG | Continuous Automatic Tank Gauge |  | Automatic shutoff device (AELLD) | Automatic shutoff device (AELLD) | [5 empty] | UST Currently In Use: 8; UST Temp Close: 0; AST Currently In Use: 0; AST Temp Closed: 0 | 8 | 0 | 4 | 12300-043-013409 | HAYS AND SON OIL COMPANY, INC.
14593 | Permanently Closed | 2004-02-04 06:00 | 1985-01-01 06:00 | 2005-05-07 06:00 | Petroleum | Mid-grade gasoline | Mid-grade gasoline | Retail | Steel | Steel | Coated & cathodic protection (sti-P3) |  | Flexible |  | 1901-01-01 06:00 |  | Catchment Basin, Single walled catchment basin | Flow Rest 90% Full | Flow Rest 90% Full | Interstitial Monitoring within Secondary Containment | SENSOR TO ATG | Continuous Automatic Tank Gauge |  | Automatic shutoff device (AELLD) | Automatic shutoff device (AELLD) | [5 empty] | UST Currently In Use: 8; UST Temp Close: 0; AST Currently In Use: 0; AST Temp Closed: 0 | 8 | 0 | 4 | 12300-043-013409 | HAYS AND SON OIL COMPANY, INC.
14594 | Permanently Closed | 2004-02-04 06:00 | 1985-01-01 06:00 | 2005-05-07 06:00 | Petroleum | Premium gasoline | Premium gasoline | Retail | Steel | Steel | Coated & cathodic protection (sti-P3) |  | Flexible |  | 1901-01-01 06:00 |  | Catchment Basin, Single walled catchment basin | Flow Rest 90% Full | Flow Rest 90% Full | Interstitial Monitoring within Secondary Containment | SENSOR TO ATG | Continuous Automatic Tank Gauge |  | Automatic shutoff device (AELLD) | Automatic shutoff device (AELLD) | [5 empty] | UST Currently In Use: 8; UST Temp Close: 0; AST Currently In Use: 0; AST Temp Closed: 0 | 8 | 0 | 4 | 12300-043-013409 | HAYS AND SON OIL COMPANY, INC.
14595 | Permanently Closed | 1999-06-17 06:00 | 1982-01-01 06:00 | 1999-07-29 06:00 | Petroleum | Unleaded gasoline | Unleaded gasoline |  | Steel | Steel | Coated & cathodic protection (sti-P3) |  | Steel |  | 1901-01-01 06:00 | [6 empty] | Statistical Inventory Reconciliation (SIR) | [8 empty] | UST Currently In Use: 0; UST Temp Close: 0; AST Currently In Use: 0; AST Temp Closed: 0 | 0 | 0 | 3 | 12300-043-013410 | HAYS AND SON OIL COMPANY, INC.
14596 | Permanently Closed | 1999-06-17 06:00 | 1982-01-01 06:00 | 1999-07-29 06:00 | Petroleum | Unleaded gasoline | Unleaded gasoline |  | Steel | Steel | Coated & cathodic protection (sti-P3) |  | Steel |  | 1901-01-01 06:00 | [6 empty] | Statistical Inventory Reconciliation (SIR) | [8 empty] | UST Currently In Use: 0; UST Temp Close: 0; AST Currently In Use: 0; AST Temp Closed: 0 | 0 | 0 | 3 | 12300-043-013410 | HAYS AND SON OIL COMPANY, INC.
14597 | Permanently Closed | 1999-06-17 06:00 | 1982-01-01 06:00 | 1999-07-29 06:00 | Petroleum | Unleaded gasoline | Unleaded gasoline |  | Steel | Steel | Coated & cathodic protection (sti-P3) |  | Steel |  | 1901-01-01 06:00 | [6 empty] | Statistical Inventory Reconciliation (SIR) | [8 empty] | UST Currently In Use: 0; UST Temp Close: 0; AST Currently In Use: 0; AST Temp Closed: 0 | 0 | 0 | 3 | 12300-043-013410 | HAYS AND SON OIL COMPANY, INC.
14598 | Permanently Closed | 1993-10-27 06:00 | 1971-01-01 06:00 | 1999-06-23 06:00 | Petroleum | Unleaded gasoline | Unleaded gasoline |  | Steel | Steel | Coated & cathodic protection (sti-P3) |  | Steel |  | 1901-01-01 06:00 | [6 empty] | Statistical Inventory Reconciliation (SIR) | [8 empty] | UST Currently In Use: 0; UST Temp Close: 0; AST Currently In Use: 0; AST Temp Closed: 0 | 0 | 0 | 2 | 12300-043-013411 | HAYS AND SON OIL COMPANY, INC.
14599 | Permanently Closed | 1998-11-20 06:00 | 1971-01-01 06:00 | 1999-03-23 06:00 | Petroleum | Unleaded gasoline | Unleaded gasoline |  | Steel | Steel | Coated & cathodic protection (sti-P3) |  | Steel |  | 1901-01-01 06:00 | [6 empty] | Statistical Inventory Reconciliation (SIR) | [8 empty] | UST Currently In Use: 0; UST Temp Close: 0; AST Currently In Use: 0; AST Temp Closed: 0 | 0 | 0 | 2 | 12300-043-013411 | HAYS AND SON OIL COMPANY, INC.
14600 | Permanently Closed | 1996-08-01 06:00 | 1976-01-01 06:00 | 1996-08-01 06:00 | Petroleum | Unleaded gasoline | Unleaded gasoline |  | Steel | Steel | Coated & cathodic protection (sti-P3) |  | Steel |  | 1901-01-01 06:00 | [15 empty] | UST Currently In Use: 0; UST Temp Close: 0; AST Currently In Use: 0; AST Temp Closed: 0 | 0 | 0 | 2 | 12300-043-013412 | HAYS AND SON OIL COMPANY, INC.
14601 | Permanently Closed | 1996-08-01 06:00 | 1976-01-01 06:00 | 1996-08-01 06:00 | Petroleum | Unleaded gasoline | Unleaded gasoline |  | Steel | Steel | Coated & cathodic protection (sti-P3) |  | Steel |  | 1901-01-01 06:00 | [15 empty] | UST Currently In Use: 0; UST Temp Close: 0; AST Currently In Use: 0; AST Temp Closed: 0 | 0 | 0 | 2 | 12300-043-013412 | HAYS AND SON OIL COMPANY, INC.
14602 | Permanently Closed | 1998-12-22 06:00 | 1971-01-01 06:00 | 1999-07-29 06:00 | Petroleum | Unleaded gasoline | Unleaded gasoline | Retail | Steel | Steel |  | Painted or None | Fiberglass reinforced plastic, Steel |  | 1901-01-01 06:00 | [6 empty] | Statistical Inventory Reconciliation (SIR) | [8 empty] | UST Currently In Use: 0; UST Temp Close: 0; AST Currently In Use: 0; AST Temp Closed: 0 | 0 | 0 | 2 | 12300-043-014745 | HAYS AND SON OIL COMPANY, INC.
14603 | Permanently Closed | 1998-12-22 06:00 | 1989-01-01 06:00 | 1999-07-29 06:00 | Petroleum | Unleaded gasoline | Unleaded gasoline | Retail | Steel | Steel |  | Painted or None | Fiberglass reinforced plastic, Steel |  | 1901-01-01 06:00 | [6 empty] | Statistical Inventory Reconciliation (SIR) | [8 empty] | UST Currently In Use: 0; UST Temp Close: 0; AST Currently In Use: 0; AST Temp Closed: 0 | 0 | 0 | 2 | 12300-043-014745 | HAYS AND SON OIL COMPANY, INC.
14604 | Permanently Closed | 1998-08-17 06:00 | 1989-01-01 06:00 |  | Petroleum | Unleaded gasoline | Unleaded gasoline |  | Steel | Steel |  | Painted or None | Steel |  | 1901-01-01 06:00 | [6 empty] | Statistical Inventory Reconciliation (SIR) | [8 empty] | UST Currently In Use: 0; UST Temp Close: 0; AST Currently In Use: 0; AST Temp Closed: 0 | 0 | 0 | 2 | 12300-043-014746 | HAYS AND SON OIL COMPANY, INC.
14605 | Permanently Closed | 1998-08-17 06:00 | 1989-01-01 06:00 |  | Petroleum | Unleaded gasoline | Unleaded gasoline |  | Steel | Steel |  | Painted or None | Steel |  | 1901-01-01 06:00 | [6 empty] | Statistical Inventory Reconciliation (SIR) | [8 empty] | UST Currently In Use: 0; UST Temp Close: 0; AST Currently In Use: 0; AST Temp Closed: 0 | 0 | 0 | 2 | 12300-043-014746 | HAYS AND SON OIL COMPANY, INC.
14606 | Permanently Closed | 1999-02-03 06:00 | 1978-01-01 06:00 | 1999-02-03 06:00 | Petroleum | Unleaded gasoline | Unleaded gasoline |  | Steel | Steel | Coated & cathodic protection (sti-P3) |  | Steel |  | 1901-01-01 06:00 | [6 empty] | Statistical Inventory Reconciliation (SIR) | [8 empty] | UST Currently In Use: 1; UST Temp Close: 0; AST Currently In Use: 0; AST Temp Closed: 0 | 1 | 0 | 2 | 12300-133-013413 | HAYS AND SON OIL COMPANY, INC.
14607 | Permanently Closed | 1999-02-03 06:00 | 1978-01-01 06:00 | 1999-02-03 06:00 | Petroleum | Unleaded gasoline | Unleaded gasoline |  | Steel | Steel | Coated & cathodic protection (sti-P3) |  | Steel |  | 1901-01-01 06:00 | [6 empty] | Statistical Inventory Reconciliation (SIR) | [8 empty] | UST Currently In Use: 1; UST Temp Close: 0; AST Currently In Use: 0; AST Temp Closed: 0 | 1 | 0 | 2 | 12300-133-013413 | HAYS AND SON OIL COMPANY, INC.
14608 | Permanently Closed | 1994-01-01 06:00 | 1980-01-01 06:00 | 1996-10-24 06:00 | Petroleum | Unleaded gasoline | Unleaded gasoline | Retail | Steel | Steel |  | Painted or None | Steel |  | 1901-01-01 06:00 | [6 empty] | Statistical Inventory Reconciliation (SIR) | [8 empty] | UST Currently In Use: 0; UST Temp Close: 0; AST Currently In Use: 0; AST Temp Closed: 0 | 0 | 0 | 4 | 12300-133-013414 | HAYS AND SON OIL COMPANY, INC.
14609 | Permanently Closed | 1994-01-01 06:00 | 1980-01-01 06:00 | 1996-10-24 06:00 | Petroleum | Unleaded gasoline | Unleaded gasoline | Retail | Steel | Steel |  | Painted or None | Steel |  | 1901-01-01 06:00 | [6 empty] | Statistical Inventory Reconciliation (SIR) | [8 empty] | UST Currently In Use: 0; UST Temp Close: 0; AST Currently In Use: 0; AST Temp Closed: 0 | 0 | 0 | 4 | 12300-133-013414 | HAYS AND SON OIL COMPANY, INC.
14610 | Permanently Closed | 1994-01-01 06:00 | 1980-01-01 06:00 | 1996-10-24 06:00 | Petroleum | Unleaded gasoline | Unleaded gasoline | Retail | Steel | Steel |  | Painted or None | Steel |  | 1901-01-01 06:00 | [6 empty] | Statistical Inventory Reconciliation (SIR) | [8 empty] | UST Currently In Use: 0; UST Temp Close: 0; AST Currently In Use: 0; AST Temp Closed: 0 | 0 | 0 | 4 | 12300-133-013414 | HAYS AND SON OIL COMPANY, INC.
14611 | Permanently Closed | 1901-01-01 06:00 | 1969-01-01 06:00 | 1989-05-15 06:00 | Petroleum | Unleaded gasoline | Unleaded gasoline |  | Steel | Steel |  |  |  |  | 1901-01-01 06:00 | [15 empty] | UST Currently In Use: 0; UST Temp Close: 0; AST Currently In Use: 0; AST Temp Closed: 0 | 0 | 0 | 3 | 12301-089-002695 | HAZEL GREEN FLYERS INC
14612 | Permanently Closed | 1901-01-01 06:00 | 1969-01-01 06:00 | 1989-05-16 06:00 | Petroleum | Unleaded gasoline | Unleaded gasoline |  | Steel | Steel |  |  |  |  | 1901-01-01 06:00 | [15 empty] | UST Currently In Use: 0; UST Temp Close: 0; AST Currently In Use: 0; AST Temp Closed: 0 | 0 | 0 | 3 | 12301-089-002695 | HAZEL GREEN FLYERS INC
14613 | Permanently Closed | 1991-09-10 06:00 | 1978-01-01 06:00 | 1991-09-10 06:00 | Petroleum | Unleaded gasoline | Unleaded gasoline |  | Steel | Steel |  | Painted or None | Steel |  | 1901-01-01 06:00 | [12 empty] | Annual line testing | Annual line testing |  | UST Currently In Use: 0; UST Temp Close: 0; AST Currently In Use: 0; AST Temp Closed: 0 | 0 | 0 | 3 | 12301-089-002695 | HAZEL GREEN FLYERS INC
14614 | Permanently Closed | 1995-03-16 06:00 | 1972-01-01 06:00 |  | Petroleum | Unleaded gasoline | Unleaded gasoline | Retail | Steel | Steel |  | Painted or None | Steel |  | 1901-01-01 06:00 | [15 empty] | UST Currently In Use: 0; UST Temp Close: 0; AST Currently In Use: 0; AST Temp Closed: 0 | 0 | 0 | 4 | 12302-045-003428 | HEADLAND OIL CO INC
14615 | Permanently Closed | 1995-03-16 06:00 | 1972-01-01 06:00 | 1995-03-16 06:00 | Petroleum | Unleaded gasoline | Unleaded gasoline | Retail | Steel | Steel |  | Painted or None | Steel |  | 1901-01-01 06:00 | [15 empty] | UST Currently In Use: 0; UST Temp Close: 0; AST Currently In Use: 0; AST Temp Closed: 0 | 0 | 0 | 4 | 12302-045-003428 | HEADLAND OIL CO INC
14616 | Permanently Closed | 1995-03-16 06:00 | 1972-01-01 06:00 | 1995-03-16 06:00 | Petroleum | Unleaded gasoline | Unleaded gasoline | Retail | Steel | Steel |  | Painted or None | Steel |  | 1901-01-01 06:00 | [15 empty] | UST Currently In Use: 0; UST Temp Close: 0; AST Currently In Use: 0; AST Temp Closed: 0 | 0 | 0 | 4 | 12302-045-003428 | HEADLAND OIL CO INC
14617 | Permanently Closed | 1995-03-16 06:00 | 1972-01-01 06:00 | 1995-03-16 06:00 | Petroleum | Unleaded gasoline | Unleaded gasoline | Retail | Steel | Steel |  | Painted or None | Steel |  | 1901-01-01 06:00 | [15 empty] | UST Currently In Use: 0; UST Temp Close: 0; AST Currently In Use: 0; AST Temp Closed: 0 | 0 | 0 | 4 | 12302-045-003428 | HEADLAND OIL CO INC
14618 | Permanently Closed | 1901-01-01 06:00 | 1969-01-01 06:00 | 1988-12-12 06:00 | Petroleum | Unleaded gasoline | Unleaded gasoline |  | Steel | Steel |  | Painted or None | Steel |  | 1901-01-01 06:00 | [15 empty] | UST Currently In Use: 0; UST Temp Close: 0; AST Currently In Use: 0; AST Temp Closed: 0 | 0 | 0 | 2 | 12302-045-003429 | HEADLAND OIL CO INC
14619 | Permanently Closed | 1901-01-01 06:00 | 1969-01-01 06:00 | 1988-12-12 06:00 | Petroleum | Unleaded gasoline | Unleaded gasoline |  | Steel | Steel |  | Painted or None | Steel |  | 1901-01-01 06:00 | [15 empty] | UST Currently In Use: 0; UST Temp Close: 0; AST Currently In Use: 0; AST Temp Closed: 0 | 0 | 0 | 2 | 12302-045-003429 | HEADLAND OIL CO INC
14620 | Permanently Closed | 1901-01-01 06:00 | 1972-01-01 06:00 | 1987-01-01 06:00 | Petroleum | Unleaded gasoline | Unleaded gasoline |  | Steel | Steel |  | Painted or None | Steel |  | 1901-01-01 06:00 | [15 empty] | UST Currently In Use: 0; UST Temp Close: 0; AST Currently In Use: 0; AST Temp Closed: 0 | 0 | 0 | 1 | 12302-045-003430 | HEADLAND OIL CO INC
14621 | Permanently Closed | 1991-09-30 06:00 | 1974-01-01 06:00 | 1991-09-30 06:00 | Petroleum | On road diesel | On road diesel |  | Steel | Steel |  | Painted or None | Steel |  | 1901-01-01 06:00 | [15 empty] | UST Currently In Use: 0; UST Temp Close: 0; AST Currently In Use: 0; AST Temp Closed: 0 | 0 | 0 | 1 | 12302-067-000925 | HEADLAND OIL CO INC
14622 | Permanently Closed | 1995-02-27 06:00 | 1959-01-01 06:00 | 1995-02-27 06:00 | Petroleum | Unleaded gasoline | Unleaded gasoline | Retail | Steel | Steel |  | Painted or None | Steel |  | 1901-01-01 06:00 | [15 empty] | UST Currently In Use: 0; UST Temp Close: 0; AST Currently In Use: 0; AST Temp Closed: 0 | 0 | 0 | 2 | 12302-067-003424 | HEADLAND OIL CO INC
14623 | Permanently Closed | 1995-02-27 06:00 | 1959-01-01 06:00 | 1995-02-27 06:00 | Petroleum | Unleaded gasoline | Unleaded gasoline | Retail | Steel | Steel |  | Painted or None | Steel |  | 1901-01-01 06:00 | [15 empty] | UST Currently In Use: 0; UST Temp Close: 0; AST Currently In Use: 0; AST Temp Closed: 0 | 0 | 0 | 2 | 12302-067-003424 | HEADLAND OIL CO INC
14624 | Permanently Closed | 1995-02-27 06:00 | 1977-01-01 06:00 | 1995-02-27 06:00 | Petroleum | Unleaded gasoline | Unleaded gasoline | Retail | Steel | Steel |  | Painted or None | Steel |  | 1901-01-01 06:00 | [15 empty] | UST Currently In Use: 0; UST Temp Close: 0; AST Currently In Use: 0; AST Temp Closed: 0 | 0 | 0 | 2 | 12302-067-003426 | HEADLAND OIL CO INC
14625 | Permanently Closed | 1995-02-27 06:00 | 1977-01-01 06:00 | 1995-02-27 06:00 | Petroleum | Unleaded gasoline | Unleaded gasoline | Retail | Steel | Steel |  | Painted or None | Steel |  | 1901-01-01 06:00 | [15 empty] | UST Currently In Use: 0; UST Temp Close: 0; AST Currently In Use: 0; AST Temp Closed: 0 | 0 | 0 | 2 | 12302-067-003426 | HEADLAND OIL CO INC
14626 | Permanently Closed | 1990-01-01 06:00 | 1969-01-01 06:00 | 1994-04-28 06:00 | Petroleum | Unleaded gasoline | Unleaded gasoline |  | Steel | Steel |  | Painted or None | Steel |  | 1901-01-01 06:00 | [15 empty] | UST Currently In Use: 0; UST Temp Close: 0; AST Currently In Use: 0; AST Temp Closed: 0 | 0 | 0 | 2 | 12302-067-003427 | HEADLAND OIL CO INC
14627 | Permanently Closed | 1990-01-01 06:00 | 1969-01-01 06:00 | 1994-04-28 06:00 | Petroleum | Unleaded gasoline | Unleaded gasoline |  | Steel | Steel |  | Painted or None | Steel |  | 1901-01-01 06:00 | [15 empty] | UST Currently In Use: 0; UST Temp Close: 0; AST Currently In Use: 0; AST Temp Closed: 0 | 0 | 0 | 2 | 12302-067-003427 | HEADLAND OIL CO INC
14628 | Permanently Closed | 1998-12-15 06:00 | 1969-01-01 06:00 | 1999-07-27 06:00 | Petroleum | On road diesel | On road diesel |  | Steel | Steel |  | Painted or None | Steel |  | 1901-01-01 06:00 | [12 empty] | Annual line testing | Annual line testing |  | UST Currently In Use: 0; UST Temp Close: 0; AST Currently In Use: 0; AST Temp Closed: 0 | 0 | 0 | 5 | 12302-067-003431 | HEADLAND OIL CO INC
14629 | Permanently Closed | 1998-12-15 06:00 | 1959-01-01 06:00 | 1999-07-27 06:00 | Petroleum | Unleaded gasoline | Unleaded gasoline |  | Steel | Steel |  | Painted or None | Steel |  | 1901-01-01 06:00 | [12 empty] | Annual line testing | Annual line testing |  | UST Currently In Use: 0; UST Temp Close: 0; AST Currently In Use: 0; AST Temp Closed: 0 | 0 | 0 | 5 | 12302-067-003431 | HEADLAND OIL CO INC
14630 | Permanently Closed | 1998-12-15 06:00 | 1959-01-01 06:00 | 1999-07-27 06:00 | Petroleum | Unleaded gasoline | Unleaded gasoline |  | Steel | Steel |  | Painted or None | Steel |  | 1901-01-01 06:00 | [12 empty] | Annual line testing | Annual line testing |  | UST Currently In Use: 0; UST Temp Close: 0; AST Currently In Use: 0; AST Temp Closed: 0 | 0 | 0 | 5 | 12302-067-003431 | HEADLAND OIL CO INC
14631 | Permanently Closed | 1998-12-15 06:00 | 1959-01-01 06:00 | 1999-07-27 06:00 | Petroleum | Unleaded gasoline | Unleaded gasoline |  | Steel | Steel |  | Painted or None | Steel |  | 1901-01-01 06:00 | [12 empty] | Annual line testing | Annual line testing |  | UST Currently In Use: 0; UST Temp Close: 0; AST Currently In Use: 0; AST Temp Closed: 0 | 0 | 0 | 5 | 12302-067-003431 | HEADLAND OIL CO INC
14632 | Permanently Closed | 1998-12-15 06:00 | 1972-01-01 06:00 | 1999-07-27 06:00 | Petroleum | Unleaded gasoline | Unleaded gasoline |  | Steel | Steel |  | Painted or None | Steel |  | 1901-01-01 06:00 | [15 empty] | UST Currently In Use: 0; UST Temp Close: 0; AST Currently In Use: 0; AST Temp Closed: 0 | 0 | 0 | 5 | 12302-067-003431 | HEADLAND OIL CO INC
14633 | Permanently Closed | 1901-01-01 06:00 | 1970-01-01 06:00 | 1988-12-12 06:00 | Petroleum | Unleaded gasoline | Unleaded gasoline |  | Steel | Steel |  | Painted or None | Steel |  | 1901-01-01 06:00 | [15 empty] | UST Currently In Use: 0; UST Temp Close: 0; AST Currently In Use: 0; AST Temp Closed: 0 | 0 | 0 | 2 | 12302-067-003432 | HEADLAND OIL CO INC
14634 | Permanently Closed | 1901-01-01 06:00 | 1970-01-01 06:00 | 1988-12-12 06:00 | Petroleum | Unleaded gasoline | Unleaded gasoline |  | Steel | Steel |  | Painted or None | Steel |  | 1901-01-01 06:00 | [15 empty] | UST Currently In Use: 0; UST Temp Close: 0; AST Currently In Use: 0; AST Temp Closed: 0 | 0 | 0 | 2 | 12302-067-003432 | HEADLAND OIL CO INC
14635 | Permanently Closed | 1996-12-15 06:00 | 1976-01-01 06:00 | 1999-06-06 06:00 | Petroleum | On road diesel | On road diesel |  | Steel | Steel |  | Painted or None | Steel |  | 1901-01-01 06:00 | [12 empty] | Annual line testing | Annual line testing |  | UST Currently In Use: 0; UST Temp Close: 0; AST Currently In Use: 0; AST Temp Closed: 0 | 0 | 0 | 1 | 12302-067-003434 | HEADLAND OIL CO INC
14636 | Permanently Closed | 1995-02-16 06:00 | 1975-01-01 06:00 | 1995-02-16 06:00 | Petroleum | Unleaded gasoline | Unleaded gasoline | Retail | Steel | Steel |  | Painted or None | Steel |  | 1901-01-01 06:00 | [15 empty] | UST Currently In Use: 0; UST Temp Close: 0; AST Currently In Use: 0; AST Temp Closed: 0 | 0 | 0 | 1 | 12302-067-003435 | HEADLAND OIL CO INC
14637 | Permanently Closed | 1995-02-16 06:00 | 1978-01-01 06:00 | 1995-02-16 06:00 | Petroleum | Unleaded gasoline | Unleaded gasoline | Retail | Steel | Steel |  | Painted or None | Steel |  | 1901-01-01 06:00 | [15 empty] | UST Currently In Use: 0; UST Temp Close: 0; AST Currently In Use: 0; AST Temp Closed: 0 | 0 | 0 | 1 | 12302-067-006930 | HEADLAND OIL CO INC
14638 | Permanently Closed | 1996-12-15 06:00 | 1986-01-01 06:00 | 1999-06-09 06:00 | Petroleum | Unleaded gasoline | Unleaded gasoline |  | Steel | Steel |  | Painted or None | Steel |  | 1901-01-01 06:00 | [12 empty] | Annual line testing | Annual line testing |  | UST Currently In Use: 0; UST Temp Close: 0; AST Currently In Use: 0; AST Temp Closed: 0 | 0 | 0 | 1 | 12302-067-012681 | HEADLAND OIL CO INC
14639 | Permanently Closed | 1988-06-01 06:00 | 1901-01-01 06:00 | 1988-06-01 06:00 | Petroleum | Unleaded gasoline | Unleaded gasoline |  | Steel | Steel |  | Painted or None |  |  | 1901-01-01 06:00 | [15 empty] | UST Currently In Use: 0; UST Temp Close: 0; AST Currently In Use: 0; AST Temp Closed: 0 | 0 | 0 | 2 | 12302-067-012682 | HEADLAND OIL CO INC
14640 | Permanently Closed | 1988-06-01 06:00 | 1901-01-01 06:00 | 1988-06-01 06:00 | Petroleum | On road diesel | On road diesel |  | Steel | Steel |  | Painted or None |  |  | 1901-01-01 06:00 | [15 empty] | UST Currently In Use: 0; UST Temp Close: 0; AST Currently In Use: 0; AST Temp Closed: 0 | 0 | 0 | 2 | 12302-067-012682 | HEADLAND OIL CO INC
14641 | Permanently Closed | 1984-12-01 06:00 | 1968-01-01 06:00 | 1988-12-12 06:00 | Petroleum | Unleaded gasoline | Unleaded gasoline |  | Steel | Steel |  | Painted or None | Steel |  | 1901-01-01 06:00 | [15 empty] | UST Currently In Use: 0; UST Temp Close: 0; AST Currently In Use: 0; AST Temp Closed: 0 | 0 | 0 | 1 | 12302-067-012809 | HEADLAND OIL CO INC
14642 | Permanently Closed | 1989-12-06 06:00 | 1901-01-01 06:00 | 1989-12-06 06:00 | Petroleum | Unleaded gasoline | Unleaded gasoline |  | Steel | Steel |  |  |  |  | 1901-01-01 06:00 | [15 empty] | UST Currently In Use: 0; UST Temp Close: 4; AST Currently In Use: 1; AST Temp Closed: 0 | 0 | 4 | 4 | 23515-021-003844 | HICKS PROPERTIES LLC
14643 | Permanently Closed | 1989-12-06 06:00 | 1901-01-01 06:00 | 1989-12-06 06:00 | Petroleum | Unleaded gasoline | Unleaded gasoline |  | Steel | Steel |  |  |  |  | 1901-01-01 06:00 | [15 empty] | UST Currently In Use: 0; UST Temp Close: 4; AST Currently In Use: 1; AST Temp Closed: 0 | 0 | 4 | 4 | 23515-021-003844 | HICKS PROPERTIES LLC
14644 | Permanently Closed | 1989-12-06 06:00 | 1901-01-01 06:00 | 1989-12-06 06:00 | Petroleum | Unleaded gasoline | Unleaded gasoline |  | Steel | Steel |  |  |  |  | 1901-01-01 06:00 | [15 empty] | UST Currently In Use: 0; UST Temp Close: 4; AST Currently In Use: 1; AST Temp Closed: 0 | 0 | 4 | 4 | 23515-021-003844 | HICKS PROPERTIES LLC
14645 | Permanently Closed | 1989-12-06 06:00 | 1901-01-01 06:00 | 1989-12-06 06:00 | Petroleum | On road diesel | On road diesel |  | Steel | Steel |  |  |  |  | 1901-01-01 06:00 | [15 empty] | UST Currently In Use: 0; UST Temp Close: 4; AST Currently In Use: 1; AST Temp Closed: 0 | 0 | 4 | 4 | 23515-021-003844 | HICKS PROPERTIES LLC
14646 | Temporary Closed | 2010-01-01 06:00 | 1989-09-01 06:00 |  | Petroleum | Unleaded gasoline | Unleaded gasoline | Retail | Fiberglass coated steel | Fiberglass coated steel | Coated & cathodic protection (sti-P3) |  | Fiberglass reinforced plastic |  |  |  | Catchment Basin, Single walled catchment basin | Automatic shutoff device At 95% full | Automatic shutoff device At 95% full |  |  | Statistical Inventory Reconciliation (SIR) |  | Automatic flow restrictor (MLLD) | Automatic flow restrictor (MLLD) |  |  | Statistical inventory reconciliation (SIR) | Statistical inventory reconciliation (SIR) |  | UST Currently In Use: 0; UST Temp Close: 4; AST Currently In Use: 1; AST Temp Closed: 0 | 0 | 4 | 4 | 23515-021-003844 | HICKS PROPERTIES LLC
14647 | Temporary Closed | 2010-01-01 06:00 | 1989-09-01 06:00 |  | Petroleum | Premium gasoline | Premium gasoline | Retail | Steel | Steel | Coated & cathodic protection (sti-P3) |  | Fiberglass reinforced plastic |  |  |  | Catchment Basin, Single walled catchment basin | Automatic shutoff device At 95% full | Automatic shutoff device At 95% full |  |  | Statistical Inventory Reconciliation (SIR) |  | Automatic flow restrictor (MLLD) | Automatic flow restrictor (MLLD) |  |  | Statistical inventory reconciliation (SIR) | Statistical inventory reconciliation (SIR) |  | UST Currently In Use: 0; UST Temp Close: 4; AST Currently In Use: 1; AST Temp Closed: 0 | 0 | 4 | 4 | 23515-021-003844 | HICKS PROPERTIES LLC
14648 | Temporary Closed | 2010-01-01 06:00 | 1989-09-01 06:00 |  | Petroleum | Unleaded gasoline | Unleaded gasoline | Retail | Steel | Steel | Coated & cathodic protection (sti-P3) |  | Fiberglass reinforced plastic |  |  |  | Catchment Basin, Single walled catchment basin | Automatic shutoff device At 95% full | Automatic shutoff device At 95% full |  |  | Statistical Inventory Reconciliation (SIR) |  | Automatic flow restrictor (MLLD) | Automatic flow restrictor (MLLD) |  |  | Statistical inventory reconciliation (SIR) | Statistical inventory reconciliation (SIR) |  | UST Currently In Use: 0; UST Temp Close: 4; AST Currently In Use: 1; AST Temp Closed: 0 | 0 | 4 | 4 | 23515-021-003844 | HICKS PROPERTIES LLC
14649 | Permanently Closed | 1993-04-13 06:00 | 1980-01-01 06:00 | 1993-04-13 06:00 | Petroleum | On road diesel | On road diesel |  | Steel | Steel |  | Painted or None | Steel |  | 1901-01-01 06:00 | [15 empty] | UST Currently In Use: 0; UST Temp Close: 0; AST Currently In Use: 0; AST Temp Closed: 0 | 0 | 0 | 1 | 12304-073-010748 | HEATHCOCK TRUCKING CO
14653 | Permanently Closed | 1986-12-01 06:00 | 1956-01-01 06:00 | 1988-08-01 06:00 | Hazardous Substance |  |  |  | Steel | Steel |  | Painted or None | Steel |  | 1901-01-01 06:00 | [15 empty] | UST Currently In Use: 0; UST Temp Close: 0; AST Currently In Use: 0; AST Temp Closed: 0 | 0 | 0 | 3 | 12306-069-001395 | HEDSTROM CORP
14654 | Permanently Closed | 1986-12-01 06:00 | 1955-01-01 06:00 | 1988-08-01 06:00 | Hazardous Substance |  |  |  | Steel | Steel |  | Painted or None | Steel |  | 1901-01-01 06:00 | [15 empty] | UST Currently In Use: 0; UST Temp Close: 0; AST Currently In Use: 0; AST Temp Closed: 0 | 0 | 0 | 3 | 12306-069-001395 | HEDSTROM CORP
14655 | Permanently Closed | 1985-07-01 06:00 | 1954-01-01 06:00 | 1988-08-01 06:00 | Hazardous Substance |  |  |  | Steel | Steel |  | Painted or None | Steel |  | 1901-01-01 06:00 | [15 empty] | UST Currently In Use: 0; UST Temp Close: 0; AST Currently In Use: 0; AST Temp Closed: 0 | 0 | 0 | 3 | 12306-069-001395 | HEDSTROM CORP
14656 | Retired | 1984-06-01 06:00 | 1961-01-01 06:00 |  | Petroleum | Unleaded gasoline | Unleaded gasoline |  | Steel | Steel |  | Painted or None |  |  | 1901-01-01 06:00 | [15 empty] | UST Currently In Use: 0; UST Temp Close: 0; AST Currently In Use: 0; AST Temp Closed: 0 | 0 | 0 | 0 | 12307-001-007512 | HEFNER SUPPLY CO INC
14657 | Retired | 1984-06-01 06:00 | 1961-01-01 06:00 |  | Petroleum | Unleaded gasoline | Unleaded gasoline |  | Steel | Steel |  | Painted or None |  |  | 1901-01-01 06:00 | [15 empty] | UST Currently In Use: 0; UST Temp Close: 0; AST Currently In Use: 0; AST Temp Closed: 0 | 0 | 0 | 0 | 12307-001-007512 | HEFNER SUPPLY CO INC
14658 | Permanently Closed | 1999-04-10 06:00 | 1966-01-01 06:00 | 1999-04-10 06:00 | Petroleum | On road diesel | On road diesel |  | Steel | Steel |  | Painted or None |  |  | 1901-01-01 06:00 | [15 empty] | UST Currently In Use: 0; UST Temp Close: 0; AST Currently In Use: 0; AST Temp Closed: 0 | 0 | 0 | 2 | 20118-001-007514 | A.G. CARTER
14659 | Permanently Closed | 1999-04-10 06:00 | 1967-01-01 06:00 | 1999-04-10 06:00 | Petroleum | Unleaded gasoline | Unleaded gasoline |  | Steel | Steel |  | Painted or None |  |  | 1901-01-01 06:00 | [15 empty] | UST Currently In Use: 0; UST Temp Close: 0; AST Currently In Use: 0; AST Temp Closed: 0 | 0 | 0 | 2 | 20118-001-007514 | A.G. CARTER
14660 | Permanently Closed | 1988-10-01 06:00 | 1963-01-01 06:00 | 1988-10-01 06:00 | Petroleum | Unleaded gasoline | Unleaded gasoline |  | Steel | Steel |  | Painted or None |  |  | 1901-01-01 06:00 | [15 empty] | UST Currently In Use: 0; UST Temp Close: 0; AST Currently In Use: 0; AST Temp Closed: 0 | 0 | 0 | 1 | 12307-001-007516 | HEFNER SUPPLY CO INC
14662 | Permanently Closed | 1994-06-22 06:00 | 1968-01-01 06:00 | 1994-06-22 06:00 | Petroleum | Unleaded gasoline | Unleaded gasoline | Industrial | Steel | Steel |  | Painted or None | Steel |  | 1901-01-01 06:00 | [15 empty] | UST Currently In Use: 0; UST Temp Close: 0; AST Currently In Use: 0; AST Temp Closed: 0 | 0 | 0 | 1 | 12307-001-007522 | HEFNER SUPPLY CO INC
14663 | Permanently Closed | 1990-03-01 06:00 | 1974-01-01 06:00 | 1990-03-01 06:00 | Petroleum | On road diesel | On road diesel |  | Steel | Steel |  | Painted or None |  |  | 1901-01-01 06:00 | [15 empty] | UST Currently In Use: 0; UST Temp Close: 0; AST Currently In Use: 0; AST Temp Closed: 0 | 0 | 0 | 1 | 12307-001-007524 | HEFNER SUPPLY CO INC
14664 | Retired | 1982-01-01 06:00 | 1953-01-01 06:00 |  | Petroleum | Unleaded gasoline | Unleaded gasoline |  | Steel | Steel |  | Painted or None |  |  | 1901-01-01 06:00 | [15 empty] | UST Currently In Use: 0; UST Temp Close: 0; AST Currently In Use: 0; AST Temp Closed: 0 | 0 | 0 | 0 | 12307-051-007511 | HEFNER SUPPLY CO INC
14665 | Retired | 1982-01-01 06:00 | 1956-01-01 06:00 |  | Petroleum | Unleaded gasoline | Unleaded gasoline |  | Steel | Steel |  | Painted or None |  |  | 1901-01-01 06:00 | [15 empty] | UST Currently In Use: 0; UST Temp Close: 0; AST Currently In Use: 0; AST Temp Closed: 0 | 0 | 0 | 0 | 12307-051-007511 | HEFNER SUPPLY CO INC
14666 | Permanently Closed | 1995-09-05 06:00 | 1969-01-01 06:00 | 1997-03-03 06:00 | Petroleum | Unleaded gasoline | Unleaded gasoline | Retail | Steel | Steel |  | Painted or None | Steel |  | 1901-01-01 06:00 | [15 empty] | UST Currently In Use: 0; UST Temp Close: 0; AST Currently In Use: 0; AST Temp Closed: 0 | 0 | 0 | 4 | 12307-101-007501 | HEFNER SUPPLY CO INC
14667 | Permanently Closed | 1995-09-05 06:00 | 1969-01-01 06:00 | 1997-03-03 06:00 | Petroleum | On road diesel | On road diesel | Retail | Steel | Steel |  | Painted or None | Steel |  | 1901-01-01 06:00 | [15 empty] | UST Currently In Use: 0; UST Temp Close: 0; AST Currently In Use: 0; AST Temp Closed: 0 | 0 | 0 | 4 | 12307-101-007501 | HEFNER SUPPLY CO INC
14668 | Permanently Closed | 1976-12-01 06:00 | 1969-01-01 06:00 |  | Petroleum | Other, MNRLSPIRIT | Other |  | Steel | Steel |  | Painted or None |  |  | 1901-01-01 06:00 | [15 empty] | UST Currently In Use: 0; UST Temp Close: 0; AST Currently In Use: 0; AST Temp Closed: 0 | 0 | 0 | 4 | 12307-101-007501 | HEFNER SUPPLY CO INC
14669 | Permanently Closed | 1976-12-01 06:00 | 1969-01-01 06:00 |  | Petroleum | Kerosene | Kerosene |  | Steel | Steel |  | Painted or None |  |  | 1901-01-01 06:00 | [15 empty] | UST Currently In Use: 0; UST Temp Close: 0; AST Currently In Use: 0; AST Temp Closed: 0 | 0 | 0 | 4 | 12307-101-007501 | HEFNER SUPPLY CO INC
14670 | Permanently Closed | 1990-06-13 06:00 | 1967-01-01 06:00 | 1990-06-13 06:00 | Petroleum | Unleaded gasoline | Unleaded gasoline |  | Steel | Steel |  | Painted or None |  |  | 1901-01-01 06:00 | [15 empty] | UST Currently In Use: 0; UST Temp Close: 0; AST Currently In Use: 0; AST Temp Closed: 0 | 0 | 0 | 1 | 12307-101-007504 | HEFNER SUPPLY CO INC
14671 | Cannot Locate or abandoned |  | 1967-01-01 06:00 |  | Petroleum | Unleaded gasoline | Unleaded gasoline |  | Steel | Steel |  | Painted or None |  |  | 1901-01-01 06:00 | [15 empty] | UST Currently In Use: 0; UST Temp Close: 0; AST Currently In Use: 0; AST Temp Closed: 0 | 0 | 0 | 0 | 12307-101-007505 | HEFNER SUPPLY CO INC
14672 | Permanently Closed | 1998-12-22 06:00 | 1962-01-01 06:00 | 1999-12-15 06:00 | Petroleum | Unleaded gasoline | Unleaded gasoline |  | Steel | Steel |  | Painted or None |  |  | 1901-01-01 06:00 | [15 empty] | UST Currently In Use: 0; UST Temp Close: 0; AST Currently In Use: 0; AST Temp Closed: 0 | 0 | 0 | 1 | 12307-101-007507 | HEFNER SUPPLY CO INC
14673 | Permanently Closed | 1995-01-01 06:00 | 1945-01-01 07:00 | 1997-07-24 06:00 | Petroleum | Unleaded gasoline | Unleaded gasoline | Industrial | Steel | Steel |  | Painted or None | Steel |  | 1901-01-01 06:00 | [15 empty] | UST Currently In Use: 0; UST Temp Close: 0; AST Currently In Use: 0; AST Temp Closed: 0 | 0 | 0 | 2 | 12307-101-007509 | HEFNER SUPPLY CO INC
14674 | Permanently Closed | 1995-01-01 06:00 | 1971-01-01 06:00 | 1997-07-24 06:00 | Petroleum | Unleaded gasoline | Unleaded gasoline | Industrial | Steel | Steel |  | Painted or None | Steel |  | 1901-01-01 06:00 | [15 empty] | UST Currently In Use: 0; UST Temp Close: 0; AST Currently In Use: 0; AST Temp Closed: 0 | 0 | 0 | 2 | 12307-101-007509 | HEFNER SUPPLY CO INC
14675 | Retired | 1985-03-01 06:00 | 1951-01-01 06:00 |  | Petroleum | Unleaded gasoline | Unleaded gasoline |  | Steel | Steel |  | Painted or None |  |  | 1901-01-01 06:00 | [15 empty] | UST Currently In Use: 0; UST Temp Close: 0; AST Currently In Use: 0; AST Temp Closed: 0 | 0 | 0 | 0 | 12307-101-007510 | HEFNER SUPPLY CO INC
14676 | Retired | 1985-03-01 06:00 | 1951-01-01 06:00 |  | Petroleum | Unleaded gasoline | Unleaded gasoline |  | Steel | Steel |  | Painted or None |  |  | 1901-01-01 06:00 | [15 empty] | UST Currently In Use: 0; UST Temp Close: 0; AST Currently In Use: 0; AST Temp Closed: 0 | 0 | 0 | 0 | 12307-101-007510 | HEFNER SUPPLY CO INC
14677 | Retired | 1985-03-01 06:00 | 1951-01-01 06:00 |  | Petroleum | Unleaded gasoline | Unleaded gasoline |  | Steel | Steel |  | Painted or None |  |  | 1901-01-01 06:00 | [15 empty] | UST Currently In Use: 0; UST Temp Close: 0; AST Currently In Use: 0; AST Temp Closed: 0 | 0 | 0 | 0 | 12307-101-007510 | HEFNER SUPPLY CO INC
14678 | Retired | 1985-06-01 06:00 | 1963-01-01 06:00 |  | Petroleum | Unleaded gasoline | Unleaded gasoline |  | Steel | Steel |  | Painted or None |  |  | 1901-01-01 06:00 | [15 empty] | UST Currently In Use: 0; UST Temp Close: 0; AST Currently In Use: 0; AST Temp Closed: 0 | 0 | 0 | 0 | 12307-101-007513 | HEFNER SUPPLY CO INC
14679 | Retired | 1985-06-01 06:00 | 1957-01-01 06:00 |  | Petroleum | Unleaded gasoline | Unleaded gasoline |  | Steel | Steel |  | Painted or None |  |  | 1901-01-01 06:00 | [15 empty] | UST Currently In Use: 0; UST Temp Close: 0; AST Currently In Use: 0; AST Temp Closed: 0 | 0 | 0 | 0 | 12307-101-007513 | HEFNER SUPPLY CO INC
14680 | Retired | 1977-05-01 06:00 | 1964-01-01 06:00 |  | Petroleum | Other, EMPTY | Other |  | Steel | Steel |  | Painted or None |  |  | 1901-01-01 06:00 | [15 empty] | UST Currently In Use: 0; UST Temp Close: 0; AST Currently In Use: 0; AST Temp Closed: 0 | 0 | 0 | 0 | 12307-101-007515 | HEFNER SUPPLY CO INC
14681 | Retired | 1977-05-01 06:00 | 1964-01-01 06:00 |  | Petroleum | Other, EMPTY | Other |  | Steel | Steel |  | Painted or None |  |  | 1901-01-01 06:00 | [15 empty] | UST Currently In Use: 0; UST Temp Close: 0; AST Currently In Use: 0; AST Temp Closed: 0 | 0 | 0 | 0 | 12307-101-007515 | HEFNER SUPPLY CO INC
14682 | Retired | 1977-05-01 06:00 | 1964-01-01 06:00 |  | Petroleum | Other, EMPTY | Other |  | Steel | Steel |  | Painted or None |  |  | 1901-01-01 06:00 | [15 empty] | UST Currently In Use: 0; UST Temp Close: 0; AST Currently In Use: 0; AST Temp Closed: 0 | 0 | 0 | 0 | 12307-101-007515 | HEFNER SUPPLY CO INC
14683 | Cannot Locate or abandoned | 1996-01-01 06:00 | 1962-01-01 06:00 |  | Petroleum | Unleaded gasoline | Unleaded gasoline |  | Steel | Steel |  | Painted or None |  |  | 1901-01-01 06:00 | [15 empty] | UST Currently In Use: 0; UST Temp Close: 0; AST Currently In Use: 0; AST Temp Closed: 0 | 0 | 0 | 0 | 12307-101-007518 | HEFNER SUPPLY CO INC
14684 | Cannot Locate or abandoned | 1996-01-01 06:00 | 1964-01-01 06:00 |  | Petroleum | On road diesel | On road diesel |  | Steel | Steel |  | Painted or None |  |  | 1901-01-01 06:00 | [15 empty] | UST Currently In Use: 0; UST Temp Close: 0; AST Currently In Use: 0; AST Temp Closed: 0 | 0 | 0 | 0 | 12307-101-007518 | HEFNER SUPPLY CO INC
14685 | Cannot Locate or abandoned | 1996-01-01 06:00 | 1962-01-01 06:00 |  | Petroleum | On road diesel | On road diesel |  | Steel | Steel |  | Painted or None |  |  | 1901-01-01 06:00 | [15 empty] | UST Currently In Use: 0; UST Temp Close: 0; AST Currently In Use: 0; AST Temp Closed: 0 | 0 | 0 | 0 | 12307-101-007518 | HEFNER SUPPLY CO INC
14686 | Permanently Closed | 1988-12-01 06:00 | 1964-01-01 06:00 | 1988-12-01 06:00 | Petroleum | Unleaded gasoline | Unleaded gasoline |  | Steel | Steel |  | Painted or None |  |  | 1901-01-01 06:00 | [15 empty] | UST Currently In Use: 0; UST Temp Close: 0; AST Currently In Use: 0; AST Temp Closed: 0 | 0 | 0 | 1 | 12307-101-007519 | HEFNER SUPPLY CO INC
14688 | Permanently Closed | 1991-09-06 06:00 | 1965-01-01 06:00 | 1991-09-06 06:00 | Petroleum | Unleaded gasoline | Unleaded gasoline |  | Steel | Steel |  | Painted or None |  |  | 1901-01-01 06:00 | [15 empty] | UST Currently In Use: 0; UST Temp Close: 0; AST Currently In Use: 0; AST Temp Closed: 0 | 0 | 0 | 1 | 12307-101-007521 | HEFNER SUPPLY CO INC
14690 | Permanently Closed | 1992-05-18 06:00 | 1971-01-01 06:00 | 1992-05-18 06:00 | Petroleum | Other, HYDRAULIC | Other |  | Steel | Steel |  | Painted or None | Steel |  | 1901-01-01 06:00 | [15 empty] | UST Currently In Use: 0; UST Temp Close: 0; AST Currently In Use: 0; AST Temp Closed: 0 | 0 | 0 | 1 | 12308-049-000553 | HEIL CO
14692 | Permanently Closed | 1992-12-18 06:00 | 1964-01-01 06:00 | 1998-12-18 06:00 | Petroleum | On road diesel | On road diesel |  | Steel | Steel |  | Painted or None | Steel |  | 1901-01-01 06:00 | [15 empty] | UST Currently In Use: 0; UST Temp Close: 0; AST Currently In Use: 0; AST Temp Closed: 0 | 0 | 0 | 1 | 12310-041-000380 | HENDERSON BLACK AND MERRILL
14693 | Retired | 1988-08-08 06:00 | 1981-01-01 06:00 |  | Petroleum | Unleaded gasoline | Unleaded gasoline |  | Steel | Steel |  | Painted or None | Steel |  | 1901-01-01 06:00 | [15 empty] | UST Currently In Use: 0; UST Temp Close: 0; AST Currently In Use: 0; AST Temp Closed: 0 | 0 | 0 | 0 | 12311-099-013972 | HENDERSON DIST CO
14694 | Retired | 1988-08-08 06:00 | 1981-01-01 06:00 |  | Petroleum | On road diesel | On road diesel |  | Steel | Steel |  | Painted or None | Steel |  | 1901-01-01 06:00 | [15 empty] | UST Currently In Use: 0; UST Temp Close: 0; AST Currently In Use: 0; AST Temp Closed: 0 | 0 | 0 | 0 | 12311-099-013972 | HENDERSON DIST CO
14695 | Retired | 1988-08-08 06:00 | 1981-01-01 06:00 |  | Petroleum | On road diesel | On road diesel |  | Steel | Steel |  | Painted or None | Steel |  | 1901-01-01 06:00 | [15 empty] | UST Currently In Use: 0; UST Temp Close: 0; AST Currently In Use: 0; AST Temp Closed: 0 | 0 | 0 | 0 | 12311-099-013972 | HENDERSON DIST CO
14696 | Permanently Closed | 1997-06-01 06:00 | 1968-01-01 06:00 | 1997-08-12 06:00 | Petroleum | Unleaded gasoline | Unleaded gasoline |  | Steel | Steel |  | Painted or None | Steel |  | 1901-01-01 06:00 | [15 empty] | UST Currently In Use: 0; UST Temp Close: 0; AST Currently In Use: 0; AST Temp Closed: 0 | 0 | 0 | 2 | 10050-131-006391 | ABSTON PETROLEUM INC
14697 | Permanently Closed | 1997-06-01 06:00 | 1977-01-01 06:00 | 1997-08-12 06:00 | Petroleum | Unleaded gasoline | Unleaded gasoline |  | Steel | Steel |  | Painted or None | Steel |  | 1901-01-01 06:00 | [15 empty] | UST Currently In Use: 0; UST Temp Close: 0; AST Currently In Use: 0; AST Temp Closed: 0 | 0 | 0 | 2 | 10050-131-006391 | ABSTON PETROLEUM INC
14698 | Permanently Closed | 1998-12-21 06:00 | 1984-01-01 06:00 | 1999-12-21 06:00 | Petroleum | Unleaded gasoline | Unleaded gasoline |  | Steel | Steel |  | Painted or None | Steel |  | 1901-01-01 06:00 | [15 empty] | UST Currently In Use: 0; UST Temp Close: 0; AST Currently In Use: 0; AST Temp Closed: 0 | 0 | 0 | 2 | 16568-131-012941 | TLD PETRO
14699 | Cannot Locate or abandoned |  | 1984-01-01 06:00 |  | Petroleum | Unleaded gasoline | Unleaded gasoline |  | Steel | Steel |  | Painted or None | Steel |  | 1901-01-01 06:00 | [15 empty] | UST Currently In Use: 0; UST Temp Close: 0; AST Currently In Use: 0; AST Temp Closed: 0 | 0 | 0 | 2 | 16568-131-012941 | TLD PETRO
14700 | Permanently Closed | 1998-12-21 06:00 | 1984-01-01 06:00 | 1999-12-21 06:00 | Petroleum | On road diesel | On road diesel |  | Steel | Steel |  | Painted or None | Steel |  | 1901-01-01 06:00 | [15 empty] | UST Currently In Use: 0; UST Temp Close: 0; AST Currently In Use: 0; AST Temp Closed: 0 | 0 | 0 | 2 | 16568-131-012941 | TLD PETRO
14701 | Permanently Closed | 2011-12-20 06:00 | 1987-01-01 06:00 | 2012-07-18 06:00 | Petroleum | Unleaded gasoline | Unleaded gasoline | Retail | Steel | Steel | Coated & cathodic protection (sti-P3) |  | Steel |  |  | Galvanic Cathodic | Catchment Basin, Single walled catchment basin | Automatic shutoff device At 95% full | Automatic shutoff device At 95% full |  |  | Statistical Inventory Reconciliation (SIR) | [8 empty] | UST Currently In Use: 0; UST Temp Close: 0; AST Currently In Use: 0; AST Temp Closed: 0 | 0 | 0 | 5 | 16568-131-012942 | TLD PETRO
14702 | Permanently Closed | 2011-12-20 06:00 | 1987-01-01 06:00 | 2012-07-18 06:00 | Petroleum | Unleaded gasoline | Unleaded gasoline | Retail | Steel | Steel | Coated & cathodic protection (sti-P3) |  | Steel |  |  | Galvanic Cathodic | Catchment Basin, Single walled catchment basin | Automatic shutoff device At 95% full | Automatic shutoff device At 95% full |  |  | Statistical Inventory Reconciliation (SIR) | [8 empty] | UST Currently In Use: 0; UST Temp Close: 0; AST Currently In Use: 0; AST Temp Closed: 0 | 0 | 0 | 5 | 16568-131-012942 | TLD PETRO
14703 | Permanently Closed | 2011-12-20 06:00 | 1986-01-01 06:00 | 2012-07-18 06:00 | Petroleum | Premium gasoline | Premium gasoline | Retail | Steel | Steel | Coated & cathodic protection (sti-P3) |  | Steel |  |  | Galvanic Cathodic | Catchment Basin, Single walled catchment basin | Automatic shutoff device At 95% full | Automatic shutoff device At 95% full |  |  | Statistical Inventory Reconciliation (SIR) | [8 empty] | UST Currently In Use: 0; UST Temp Close: 0; AST Currently In Use: 0; AST Temp Closed: 0 | 0 | 0 | 5 | 16568-131-012942 | TLD PETRO
14704 | Permanently Closed | 2003-01-07 06:00 | 1986-01-01 06:00 | 2003-01-07 06:00 | Petroleum | On road diesel | On road diesel | Retail | Fiberglass coated steel | Fiberglass coated steel | Field installed cathodic protection |  | Steel |  |  | Field installed cathodic protection | Catchment Basin, Single walled catchment basin | Automatic shutoff device At 95% full | Automatic shutoff device At 95% full |  |  | Statistical Inventory Reconciliation (SIR) | [8 empty] | UST Currently In Use: 0; UST Temp Close: 0; AST Currently In Use: 0; AST Temp Closed: 0 | 0 | 0 | 5 | 16568-131-012942 | TLD PETRO
14706 | Permanently Closed | 1998-12-21 06:00 | 1973-01-01 06:00 | 1999-12-21 06:00 | Petroleum | Unleaded gasoline | Unleaded gasoline |  | Steel | Steel |  | Painted or None | Steel |  | 1901-01-01 06:00 | [15 empty] | UST Currently In Use: 0; UST Temp Close: 0; AST Currently In Use: 0; AST Temp Closed: 0 | 0 | 0 | 2 | 16568-131-013227 | TLD PETRO
14707 | Permanently Closed | 1998-12-21 06:00 | 1973-01-01 06:00 | 1999-12-21 06:00 | Petroleum | Unleaded gasoline | Unleaded gasoline |  | Steel | Steel |  | Painted or None | Steel |  | 1901-01-01 06:00 | [15 empty] | UST Currently In Use: 0; UST Temp Close: 0; AST Currently In Use: 0; AST Temp Closed: 0 | 0 | 0 | 2 | 16568-131-013227 | TLD PETRO
14708 | Permanently Closed | 1998-12-05 06:00 | 1987-01-01 06:00 | 1999-12-20 06:00 | Petroleum | Unleaded gasoline | Unleaded gasoline |  | Steel | Steel | Interior lined (not allowed as a standalone method of corrosion protection) | Painted or None | Steel |  | 1901-01-01 06:00 | [15 empty] | UST Currently In Use: 0; UST Temp Close: 0; AST Currently In Use: 0; AST Temp Closed: 0 | 0 | 0 | 2 | 16568-131-013228 | TLD PETRO
14709 | Permanently Closed | 1998-12-05 06:00 | 1987-01-01 06:00 | 1999-12-20 06:00 | Petroleum | Unleaded gasoline | Unleaded gasoline |  | Steel | Steel | Interior lined (not allowed as a standalone method of corrosion protection) | Painted or None | Steel |  | 1901-01-01 06:00 | [15 empty] | UST Currently In Use: 0; UST Temp Close: 0; AST Currently In Use: 0; AST Temp Closed: 0 | 0 | 0 | 2 | 16568-131-013228 | TLD PETRO
14710 | Permanently Closed | 2013-05-28 06:00 | 1978-01-01 06:00 | 2017-03-16 06:00 | Petroleum | Unleaded gasoline | Unleaded gasoline | Retail | Steel | Steel | Field installed cathodic protection |  | Steel |  |  | Field installed cathodic protection | Catchment Basin, Single walled catchment basin | Automatic shutoff device At 95% full | Automatic shutoff device At 95% full |  |  | Statistical Inventory Reconciliation (SIR) | [8 empty] | UST Currently In Use: 0; UST Temp Close: 0; AST Currently In Use: 0; AST Temp Closed: 0 | 0 | 0 | 3 | 24812-131-013229 | ENVIRONMENTAL SUSTAINABILITY SOLUTIO
14711 | Permanently Closed | 2008-06-01 06:00 | 1978-01-01 06:00 | 2017-03-16 06:00 | Petroleum | On road diesel | On road diesel | Retail | Steel | Steel | Field installed cathodic protection |  | Steel |  |  | Field installed cathodic protection | Catchment Basin, Single walled catchment basin | Automatic shutoff device At 95% full | Automatic shutoff device At 95% full |  |  | Statistical Inventory Reconciliation (SIR) | [8 empty] | UST Currently In Use: 0; UST Temp Close: 0; AST Currently In Use: 0; AST Temp Closed: 0 | 0 | 0 | 3 | 24812-131-013229 | ENVIRONMENTAL SUSTAINABILITY SOLUTIO
14712 | Permanently Closed | 2013-05-28 06:00 | 1978-01-01 06:00 | 2017-03-16 06:00 | Petroleum | Premium gasoline | Premium gasoline | Retail | Steel | Steel | Field installed cathodic protection |  | Steel |  |  | Field installed cathodic protection | Catchment Basin, Single walled catchment basin | Automatic shutoff device At 95% full | Automatic shutoff device At 95% full |  |  | Statistical Inventory Reconciliation (SIR) | [8 empty] | UST Currently In Use: 0; UST Temp Close: 0; AST Currently In Use: 0; AST Temp Closed: 0 | 0 | 0 | 3 | 24812-131-013229 | ENVIRONMENTAL SUSTAINABILITY SOLUTIO
14713 | Permanently Closed | 1998-03-01 06:00 | 1986-12-02 06:00 | 1998-08-05 06:00 | Petroleum | Unleaded gasoline | Unleaded gasoline |  | Steel | Steel |  | Painted or None | Steel |  | 1901-01-01 06:00 | [15 empty] | UST Currently In Use: 0; UST Temp Close: 0; AST Currently In Use: 0; AST Temp Closed: 0 | 0 | 0 | 3 | 10050-091-014954 | ABSTON PETROLEUM INC
14714 | Permanently Closed | 1998-03-01 06:00 | 1986-12-02 06:00 | 1998-08-05 06:00 | Petroleum | Unleaded gasoline | Unleaded gasoline |  | Steel | Steel |  | Painted or None | Steel |  | 1901-01-01 06:00 | [15 empty] | UST Currently In Use: 0; UST Temp Close: 0; AST Currently In Use: 0; AST Temp Closed: 0 | 0 | 0 | 3 | 10050-091-014954 | ABSTON PETROLEUM INC
14715 | Permanently Closed | 1998-03-01 06:00 | 1986-12-02 06:00 | 1998-08-05 06:00 | Petroleum | Unleaded gasoline | Unleaded gasoline |  | Steel | Steel |  | Painted or None | Steel |  | 1901-01-01 06:00 | [15 empty] | UST Currently In Use: 0; UST Temp Close: 0; AST Currently In Use: 0; AST Temp Closed: 0 | 0 | 0 | 3 | 10050-091-014954 | ABSTON PETROLEUM INC
14716 | Permanently Closed | 1998-10-22 06:00 | 1986-07-05 06:00 | 1998-10-22 06:00 | Petroleum | Unleaded gasoline | Unleaded gasoline |  | Steel | Steel | Other, OTHER |  | Steel |  | 1901-01-01 06:00 | [15 empty] | UST Currently In Use: 0; UST Temp Close: 0; AST Currently In Use: 0; AST Temp Closed: 0 | 0 | 0 | 2 | 16568-131-014955 | TLD PETRO
14717 | Permanently Closed | 1998-10-22 06:00 | 1986-07-05 06:00 | 1998-10-22 06:00 | Petroleum | Unleaded gasoline | Unleaded gasoline |  | Steel | Steel | Other, OTHER |  | Steel |  | 1901-01-01 06:00 | [15 empty] | UST Currently In Use: 0; UST Temp Close: 0; AST Currently In Use: 0; AST Temp Closed: 0 | 0 | 0 | 2 | 16568-131-014955 | TLD PETRO
14718 | Permanently Closed | 1991-07-26 06:00 | 1987-02-05 06:00 | 1991-07-26 06:00 | Petroleum | Unleaded gasoline | Unleaded gasoline |  | Steel | Steel |  | Painted or None | Steel |  | 1901-01-01 06:00 | [15 empty] | UST Currently In Use: 0; UST Temp Close: 0; AST Currently In Use: 0; AST Temp Closed: 0 | 0 | 0 | 2 | 17413-131-014956 | HAZEL PATE HOOTEN
14719 | Permanently Closed | 1991-07-26 06:00 | 1987-02-05 06:00 | 1991-07-26 06:00 | Petroleum | Unleaded gasoline | Unleaded gasoline |  | Steel | Steel |  | Painted or None | Steel |  | 1901-01-01 06:00 | [15 empty] | UST Currently In Use: 0; UST Temp Close: 0; AST Currently In Use: 0; AST Temp Closed: 0 | 0 | 0 | 2 | 17413-131-014956 | HAZEL PATE HOOTEN
14720 | Permanently Closed | 1901-01-01 06:00 | 1972-01-01 06:00 |  | Petroleum | Used oil | Used oil |  | Steel | Steel |  |  |  |  | 1901-01-01 06:00 | [15 empty] | UST Currently In Use: 0; UST Temp Close: 0; AST Currently In Use: 0; AST Temp Closed: 0 | 0 | 0 | 1 | 12312-101-000683 | HENDERSON TRUCK SALES INC
14721 | Permanently Closed | 1990-10-08 06:00 | 1969-01-01 06:00 | 1990-10-08 06:00 | Petroleum | Unleaded gasoline | Unleaded gasoline | [7 empty] | 1901-01-01 06:00 | [15 empty] | UST Currently In Use: 0; UST Temp Close: 0; AST Currently In Use: 0; AST Temp Closed: 0 | 0 | 0 | 3 | 12314-011-008404 | HENRY C DAVIS
14722 | Permanently Closed | 1990-10-08 06:00 | 1969-01-01 06:00 | 1990-10-08 06:00 | Petroleum | Unleaded gasoline | Unleaded gasoline | [7 empty] | 1901-01-01 06:00 | [15 empty] | UST Currently In Use: 0; UST Temp Close: 0; AST Currently In Use: 0; AST Temp Closed: 0 | 0 | 0 | 3 | 12314-011-008404 | HENRY C DAVIS
14723 | Permanently Closed | 1990-10-08 06:00 | 1969-01-01 06:00 | 1990-10-08 06:00 | Petroleum | Unleaded gasoline | Unleaded gasoline | [7 empty] | 1901-01-01 06:00 | [15 empty] | UST Currently In Use: 0; UST Temp Close: 0; AST Currently In Use: 0; AST Temp Closed: 0 | 0 | 0 | 3 | 12314-011-008404 | HENRY C DAVIS
14724 | Permanently Closed | 1999-04-07 06:00 | 1974-01-01 06:00 | 1999-04-07 06:00 | Petroleum | Unleaded gasoline | Unleaded gasoline | Local Government, Retail | Steel | Steel |  | Painted or None | Steel |  | 1901-01-01 06:00 | [6 empty] | Statistical Inventory Reconciliation (SIR) | [8 empty] | UST Currently In Use: 0; UST Temp Close: 0; AST Currently In Use: 0; AST Temp Closed: 0 | 0 | 0 | 1 | 12315-067-002810 | HENRY COUNTY BOARD OF EDUCATION
14725 | Permanently Closed | 2003-05-01 06:00 | 1974-01-01 06:00 | 2003-06-24 06:00 | Petroleum | On road diesel | On road diesel | Local government | Steel | Steel | Field installed cathodic protection |  | Steel |  | 1901-01-01 06:00 | Field installed cathodic protection | Catchment Basin, Single walled catchment basin | Flow Rest 90% Full | Flow Rest 90% Full |  |  | Statistical Inventory Reconciliation (SIR) | [8 empty] | UST Currently In Use: 0; UST Temp Close: 0; AST Currently In Use: 0; AST Temp Closed: 0 | 0 | 0 | 3 | 12315-067-003231 | HENRY COUNTY BOARD OF EDUCATION
14726 | Permanently Closed | 1980-09-01 06:00 | 1979-01-01 06:00 | 2011-11-11 06:00 | Petroleum | Unleaded gasoline | Unleaded gasoline | Local government | Steel | Steel |  | Painted or None | Steel |  | 1901-01-01 06:00 | [15 empty] | UST Currently In Use: 0; UST Temp Close: 0; AST Currently In Use: 0; AST Temp Closed: 0 | 0 | 0 | 3 | 12315-067-003231 | HENRY COUNTY BOARD OF EDUCATION
14727 | Permanently Closed | 1980-09-01 06:00 | 1979-01-01 06:00 | 2011-11-11 06:00 | Petroleum | Unleaded gasoline | Unleaded gasoline | Local government | Steel | Steel |  | Painted or None | Steel |  | 1901-01-01 06:00 | [15 empty] | UST Currently In Use: 0; UST Temp Close: 0; AST Currently In Use: 0; AST Temp Closed: 0 | 0 | 0 | 1 | 12315-067-003232 | HENRY COUNTY BOARD OF EDUCATION
14728 | Permanently Closed | 1982-01-01 06:00 | 1960-01-01 06:00 |  | Petroleum | Unleaded gasoline | Unleaded gasoline |  | Steel | Steel |  | Painted or None | Steel |  | 1901-01-01 06:00 | [15 empty] | UST Currently In Use: 0; UST Temp Close: 0; AST Currently In Use: 0; AST Temp Closed: 0 | 0 | 0 | 1 | 12316-067-012254 | HENRY COUNTY OIL CO
14729 | Temporary Closed | 2009-01-01 06:00 | 1990-08-20 06:00 |  | Petroleum | Unleaded gasoline | Unleaded gasoline | Retail | Steel | Steel | Coated & cathodic protection (sti-P3) |  | Fiberglass reinforced plastic |  |  |  | Catchment Basin, Single walled catchment basin | Automatic shutoff device At 95% full | Automatic shutoff device At 95% full |  |  | Automatic Tank Gauge, Continuous Automatic Tank Gauge | [8 empty] | UST Currently In Use: 0; UST Temp Close: 3; AST Currently In Use: 0; AST Temp Closed: 0 | 0 | 3 | 0 | 19075-005-015234 | GLORIA PETERS
14730 | Temporary Closed | 2008-04-15 06:00 | 1990-08-20 06:00 |  | Petroleum | Premium gasoline | Premium gasoline | Retail | Steel | Steel | Coated & cathodic protection (sti-P3) |  | Fiberglass reinforced plastic |  |  |  | Catchment Basin, Single walled catchment basin | Automatic shutoff device At 95% full | Automatic shutoff device At 95% full |  |  | Automatic Tank Gauge | [8 empty] | UST Currently In Use: 0; UST Temp Close: 3; AST Currently In Use: 0; AST Temp Closed: 0 | 0 | 3 | 0 | 19075-005-015234 | GLORIA PETERS
14731 | Temporary Closed | 2008-04-15 06:00 | 1990-08-20 06:00 |  | Petroleum | On road diesel | On road diesel | Retail | Steel | Steel | Coated & cathodic protection (sti-P3) |  | Fiberglass reinforced plastic |  |  |  | Catchment Basin, Single walled catchment basin | Automatic shutoff device At 95% full | Automatic shutoff device At 95% full |  |  | Automatic Tank Gauge | [8 empty] | UST Currently In Use: 0; UST Temp Close: 3; AST Currently In Use: 0; AST Temp Closed: 0 | 0 | 3 | 0 | 19075-005-015234 | GLORIA PETERS
14732 | Permanently Closed | 1998-10-01 06:00 | 1972-01-01 06:00 | 2001-03-15 06:00 | Petroleum | Unleaded gasoline | Unleaded gasoline | Retail | Steel | Steel | Coated & cathodic protection (sti-P3) |  | Steel |  | 1901-01-01 06:00 | [15 empty] | UST Currently In Use: 0; UST Temp Close: 1; AST Currently In Use: 0; AST Temp Closed: 0 | 0 | 1 | 3 | 24097-045-003425 | HUGHES HOME CENTER
14733 | Permanently Closed | 1998-10-01 06:00 | 1972-01-01 06:00 | 2001-03-15 06:00 | Petroleum | Unleaded gasoline | Unleaded gasoline | Retail | Steel | Steel | Coated & cathodic protection (sti-P3) |  | Steel |  | 1901-01-01 06:00 | [15 empty] | UST Currently In Use: 0; UST Temp Close: 1; AST Currently In Use: 0; AST Temp Closed: 0 | 0 | 1 | 3 | 24097-045-003425 | HUGHES HOME CENTER
14734 | Permanently Closed | 1998-10-01 06:00 | 1978-01-01 06:00 | 2001-03-15 06:00 | Petroleum | Unleaded gasoline | Unleaded gasoline | Retail | Steel | Steel | Coated & cathodic protection (sti-P3) |  | Steel |  | 1901-01-01 06:00 | [15 empty] | UST Currently In Use: 0; UST Temp Close: 1; AST Currently In Use: 0; AST Temp Closed: 0 | 0 | 1 | 3 | 24097-045-003425 | HUGHES HOME CENTER
14735 | Cannot Locate or abandoned | 2003-06-01 06:00 | 1978-01-01 06:00 |  | Petroleum | On road diesel | On road diesel | Retail | Steel | Steel | Field installed cathodic protection |  | Steel |  | 1901-01-01 06:00 | Field installed cathodic protection | Catchment Basin, Single walled catchment basin | Automatic shutoff device At 95% full | Automatic shutoff device At 95% full | [11 empty] | UST Currently In Use: 0; UST Temp Close: 0; AST Currently In Use: 0; AST Temp Closed: 0 | 0 | 0 | 2 | 12317-067-010237 | HENRY COUNTY OIL CO
14736 | Cannot Locate or abandoned | 2003-06-01 06:00 | 1978-01-01 06:00 |  | Petroleum | Unleaded gasoline | Unleaded gasoline | Retail | Steel | Steel | Field installed cathodic protection |  | Steel |  | 1901-01-01 06:00 | Field installed cathodic protection | Catchment Basin, Single walled catchment basin | Automatic shutoff device At 95% full | Automatic shutoff device At 95% full | [11 empty] | UST Currently In Use: 0; UST Temp Close: 0; AST Currently In Use: 0; AST Temp Closed: 0 | 0 | 0 | 2 | 12317-067-010237 | HENRY COUNTY OIL CO
14737 | Permanently Closed | 1999-08-12 06:00 | 1901-01-01 06:00 | 1999-12-09 06:00 | Petroleum | Unleaded gasoline | Unleaded gasoline |  | Steel | Steel |  | Painted or None | Steel |  | 1901-01-01 06:00 | [15 empty] | UST Currently In Use: 0; UST Temp Close: 0; AST Currently In Use: 0; AST Temp Closed: 0 | 0 | 0 | 2 | 12317-067-010237 | HENRY COUNTY OIL CO
14738 | Cannot Locate or abandoned | 2003-06-01 06:00 | 1978-01-01 06:00 |  | Petroleum | On road diesel | On road diesel | Retail | Steel | Steel | Field installed cathodic protection |  | Steel |  | 1901-01-01 06:00 | Field installed cathodic protection | Catchment Basin, Single walled catchment basin | Automatic shutoff device At 95% full | Automatic shutoff device At 95% full | [11 empty] | UST Currently In Use: 0; UST Temp Close: 0; AST Currently In Use: 0; AST Temp Closed: 0 | 0 | 0 | 2 | 12317-067-010237 | HENRY COUNTY OIL CO
14739 | Permanently Closed | 1999-08-12 06:00 | 1901-01-01 06:00 | 1999-12-09 06:00 | Petroleum | Kerosene | Kerosene |  | Steel | Steel |  | Painted or None | Steel |  | 1901-01-01 06:00 | [15 empty] | UST Currently In Use: 0; UST Temp Close: 0; AST Currently In Use: 0; AST Temp Closed: 0 | 0 | 0 | 2 | 12317-067-010237 | HENRY COUNTY OIL CO
14740 | Permanently Closed | 1998-10-01 06:00 | 1984-01-01 06:00 | 1999-12-09 06:00 | Petroleum | Unleaded gasoline | Unleaded gasoline |  | Steel | Steel |  | Painted or None | Steel |  | 1901-01-01 06:00 | [15 empty] | UST Currently In Use: 0; UST Temp Close: 0; AST Currently In Use: 1; AST Temp Closed: 0 | 0 | 0 | 3 | 21374-067-013181 | KENT WHIDDON
14741 | Permanently Closed | 1998-10-01 06:00 | 1984-01-01 06:00 | 1999-12-09 06:00 | Petroleum | Unleaded gasoline | Unleaded gasoline |  | Steel | Steel |  | Painted or None | Steel |  | 1901-01-01 06:00 | [15 empty] | UST Currently In Use: 0; UST Temp Close: 0; AST Currently In Use: 1; AST Temp Closed: 0 | 0 | 0 | 3 | 21374-067-013181 | KENT WHIDDON
14742 | Permanently Closed | 1993-06-09 06:00 | 1983-01-01 06:00 | 1993-06-09 06:00 | Petroleum | Unleaded gasoline | Unleaded gasoline |  | Steel | Steel |  | Painted or None | Steel |  | 1901-01-01 06:00 | [15 empty] | UST Currently In Use: 0; UST Temp Close: 0; AST Currently In Use: 0; AST Temp Closed: 0 | 0 | 0 | 2 | 12317-067-014336 | HENRY COUNTY OIL CO
14743 | Permanently Closed | 1993-06-09 06:00 | 1983-01-01 06:00 | 1993-06-09 06:00 | Petroleum | Unleaded gasoline | Unleaded gasoline |  | Steel | Steel |  | Painted or None | Steel |  | 1901-01-01 06:00 | [15 empty] | UST Currently In Use: 0; UST Temp Close: 0; AST Currently In Use: 0; AST Temp Closed: 0 | 0 | 0 | 2 | 12317-067-014336 | HENRY COUNTY OIL CO
14746 | Permanently Closed | 1999-12-15 06:00 | 1966-01-01 06:00 | 1998-09-19 06:00 | Petroleum | Unleaded gasoline | Unleaded gasoline | Retail | Steel | Steel |  | Painted or None | Steel |  | 1901-01-01 06:00 |  | Catchment Basin, Single walled catchment basin | [10 empty] | Annual line testing | Annual line testing |  | UST Currently In Use: 0; UST Temp Close: 0; AST Currently In Use: 0; AST Temp Closed: 0 | 0 | 0 | 2 | 19074-067-015153 | SAMMY AND BETTY FREEMAN
14747 | Permanently Closed | 1999-12-15 06:00 | 1966-01-01 06:00 | 1998-09-19 06:00 | Petroleum | Unleaded gasoline | Unleaded gasoline | Retail | Steel | Steel |  | Painted or None | Steel |  | 1901-01-01 06:00 | [15 empty] | UST Currently In Use: 0; UST Temp Close: 0; AST Currently In Use: 0; AST Temp Closed: 0 | 0 | 0 | 2 | 19074-067-015153 | SAMMY AND BETTY FREEMAN
14748 | Permanently Closed | 1985-12-01 06:00 | 1901-01-01 06:00 | 1989-09-01 06:00 | Petroleum | Unleaded gasoline | Unleaded gasoline | Local government | Steel | Steel |  |  | Steel |  | 1901-01-01 06:00 | [15 empty] | UST Currently In Use: 0; UST Temp Close: 0; AST Currently In Use: 0; AST Temp Closed: 0 | 0 | 0 | 3 | 12318-067-000369 | HENRY COUNTY SHOP
14749 | Permanently Closed | 1985-12-01 06:00 | 1901-01-01 06:00 | 1989-09-01 06:00 | Petroleum | Unleaded gasoline | Unleaded gasoline | Local government | Steel | Steel |  |  | Steel |  | 1901-01-01 06:00 | [15 empty] | UST Currently In Use: 0; UST Temp Close: 0; AST Currently In Use: 0; AST Temp Closed: 0 | 0 | 0 | 3 | 12318-067-000369 | HENRY COUNTY SHOP
14750 | Permanently Closed | 1985-12-01 06:00 | 1901-01-01 06:00 | 1989-09-01 06:00 | Petroleum | Unleaded gasoline | Unleaded gasoline | Local government | Steel | Steel |  |  | Steel |  | 1901-01-01 06:00 | [15 empty] | UST Currently In Use: 0; UST Temp Close: 0; AST Currently In Use: 0; AST Temp Closed: 0 | 0 | 0 | 3 | 12318-067-000369 | HENRY COUNTY SHOP
14751 | Permanently Closed | 1990-01-01 06:00 | 1973-01-01 06:00 | 1990-01-01 06:00 | Petroleum | On road diesel | On road diesel |  | Steel | Steel |  | Painted or None | Steel |  | 1901-01-01 06:00 | [15 empty] | UST Currently In Use: 0; UST Temp Close: 0; AST Currently In Use: 0; AST Temp Closed: 0 | 0 | 0 | 1 | 12319-003-008104 | HENRY J CASSEBAUM
14752 | Permanently Closed | 2009-11-01 06:00 | 1986-01-01 06:00 | 2014-11-26 06:00 | Petroleum | Unleaded gasoline | Unleaded gasoline | Retail | Steel | Steel | Coated & cathodic protection (sti-P3), Interior lined (not allowed as a standalone method of corrosion protection) |  | Fiberglass reinforced plastic |  | 1901-01-01 06:00 |  | Catchment Basin, Single walled catchment basin | Automatic shutoff device At 95% full | Automatic shutoff device At 95% full |  |  | Statistical Inventory Reconciliation (SIR) | [8 empty] | UST Currently In Use: 0; UST Temp Close: 0; AST Currently In Use: 0; AST Temp Closed: 0 | 0 | 0 | 3 | 12321-073-011518 | HENRY OIL COMPANY, INC.
14753 | Permanently Closed | 2009-11-01 06:00 | 1986-01-01 06:00 | 2014-11-26 06:00 | Petroleum | Mid-grade gasoline | Mid-grade gasoline | Retail | Steel | Steel | Coated & cathodic protection (sti-P3), Interior lined (not allowed as a standalone method of corrosion protection) |  | Fiberglass reinforced plastic |  | 1901-01-01 06:00 |  | Catchment Basin, Single walled catchment basin | Automatic shutoff device At 95% full | Automatic shutoff device At 95% full |  |  | Statistical Inventory Reconciliation (SIR) | [8 empty] | UST Currently In Use: 0; UST Temp Close: 0; AST Currently In Use: 0; AST Temp Closed: 0 | 0 | 0 | 3 | 12321-073-011518 | HENRY OIL COMPANY, INC.
14754 | Permanently Closed | 2009-11-01 06:00 | 1986-01-01 06:00 | 2014-11-26 06:00 | Petroleum | Premium gasoline | Premium gasoline | Retail | Steel | Steel | Coated & cathodic protection (sti-P3), Interior lined (not allowed as a standalone method of corrosion protection) |  | Fiberglass reinforced plastic |  | 1901-01-01 06:00 |  | Catchment Basin, Single walled catchment basin | Automatic shutoff device At 95% full | Automatic shutoff device At 95% full |  |  | Statistical Inventory Reconciliation (SIR) | [8 empty] | UST Currently In Use: 0; UST Temp Close: 0; AST Currently In Use: 0; AST Temp Closed: 0 | 0 | 0 | 3 | 12321-073-011518 | HENRY OIL COMPANY, INC.
14755 | Permanently Closed | 2010-02-01 06:00 | 1972-01-01 06:00 | 2015-01-21 06:00 | Petroleum | Unleaded gasoline | Unleaded gasoline | Retail | Steel | Steel | Field installed cathodic protection |  | Steel |  | 1901-01-01 06:00 | Field installed cathodic protection | Catchment Basin, Single walled catchment basin | Automatic shutoff device At 95% full | Automatic shutoff device At 95% full |  |  | Statistical Inventory Reconciliation (SIR) | [5 empty] | Annual line testing | Annual line testing |  | UST Currently In Use: 0; UST Temp Close: 0; AST Currently In Use: 0; AST Temp Closed: 0 | 0 | 0 | 4 | 12321-073-003056 | HENRY OIL COMPANY, INC.
14756 | Permanently Closed | 2010-02-01 06:00 | 1972-01-01 06:00 | 2015-01-21 06:00 | Petroleum | Unleaded gasoline | Unleaded gasoline | Retail | Steel | Steel | Field installed cathodic protection |  | Steel |  | 1901-01-01 06:00 | Field installed cathodic protection | Catchment Basin, Single walled catchment basin | Automatic shutoff device At 95% full | Automatic shutoff device At 95% full |  |  | Statistical Inventory Reconciliation (SIR) | [8 empty] | UST Currently In Use: 0; UST Temp Close: 0; AST Currently In Use: 0; AST Temp Closed: 0 | 0 | 0 | 4 | 12321-073-003056 | HENRY OIL COMPANY, INC.
14757 | Permanently Closed | 2010-02-01 06:00 | 1972-01-01 06:00 | 2015-01-21 06:00 | Petroleum | Premium gasoline | Premium gasoline | Retail | Steel | Steel | Field installed cathodic protection |  | Steel |  | 1901-01-01 06:00 | Field installed cathodic protection | Catchment Basin, Single walled catchment basin | Automatic shutoff device At 95% full | Automatic shutoff device At 95% full |  |  | Statistical Inventory Reconciliation (SIR) | [8 empty] | UST Currently In Use: 0; UST Temp Close: 0; AST Currently In Use: 0; AST Temp Closed: 0 | 0 | 0 | 4 | 12321-073-003056 | HENRY OIL COMPANY, INC.
14758 | Permanently Closed | 2007-09-27 06:00 | 1981-01-01 06:00 | 2007-09-27 06:00 | Petroleum | On road diesel | On road diesel | Retail | Steel | Steel | Field installed cathodic protection |  | Steel |  | 1901-01-01 06:00 | Field installed cathodic protection | Catchment Basin, Single walled catchment basin | Automatic shutoff device At 95% full | Automatic shutoff device At 95% full |  |  | Statistical Inventory Reconciliation (SIR) | [8 empty] | UST Currently In Use: 0; UST Temp Close: 0; AST Currently In Use: 0; AST Temp Closed: 0 | 0 | 0 | 4 | 12321-073-003056 | HENRY OIL COMPANY, INC.
14759 | Permanently Closed | 1992-12-28 06:00 | 1976-01-01 06:00 | 1992-12-28 06:00 | Petroleum | Unleaded gasoline | Unleaded gasoline |  | Steel | Steel |  | Painted or None | Steel |  | 1901-01-01 06:00 | [15 empty] | UST Currently In Use: 0; UST Temp Close: 0; AST Currently In Use: 0; AST Temp Closed: 0 | 0 | 0 | 2 | 12321-127-003058 | HENRY OIL COMPANY, INC.
14760 | Permanently Closed | 1992-12-28 06:00 | 1976-01-01 06:00 | 1992-12-28 06:00 | Petroleum | Kerosene | Kerosene |  | Steel | Steel |  | Painted or None | Steel |  | 1901-01-01 06:00 | [15 empty] | UST Currently In Use: 0; UST Temp Close: 0; AST Currently In Use: 0; AST Temp Closed: 0 | 0 | 0 | 2 | 12321-127-003058 | HENRY OIL COMPANY, INC.
14761 | Permanently Closed | 1998-02-01 06:00 | 1983-01-01 06:00 | 1998-02-16 06:00 | Petroleum | Unleaded gasoline | Unleaded gasoline | Retail | Steel | Steel | Coated & cathodic protection (sti-P3) |  | Steel |  | 1901-01-01 06:00 | [6 empty] | Statistical Inventory Reconciliation (SIR) | [8 empty] | UST Currently In Use: 0; UST Temp Close: 0; AST Currently In Use: 0; AST Temp Closed: 0 | 0 | 0 | 3 | 12321-127-003059 | HENRY OIL COMPANY, INC.
14762 | Permanently Closed | 1998-02-01 06:00 | 1983-01-01 06:00 | 1998-02-16 06:00 | Petroleum | Unleaded gasoline | Unleaded gasoline | Retail | Steel | Steel | Coated & cathodic protection (sti-P3) |  | Steel |  | 1901-01-01 06:00 | [6 empty] | Statistical Inventory Reconciliation (SIR) | [8 empty] | UST Currently In Use: 0; UST Temp Close: 0; AST Currently In Use: 0; AST Temp Closed: 0 | 0 | 0 | 3 | 12321-127-003059 | HENRY OIL COMPANY, INC.
14763 | Permanently Closed | 1998-02-01 06:00 | 1983-01-01 06:00 | 1998-02-16 06:00 | Petroleum | Unleaded gasoline | Unleaded gasoline | Retail | Steel | Steel | Coated & cathodic protection (sti-P3) |  | Steel |  | 1901-01-01 06:00 | [6 empty] | Statistical Inventory Reconciliation (SIR) | [8 empty] | UST Currently In Use: 0; UST Temp Close: 0; AST Currently In Use: 0; AST Temp Closed: 0 | 0 | 0 | 3 | 12321-127-003059 | HENRY OIL COMPANY, INC.
14764 | Permanently Closed | 1987-10-01 06:00 | 1969-01-01 06:00 | 1987-10-01 06:00 | Petroleum | Unleaded gasoline | Unleaded gasoline |  | Steel | Steel |  | Painted or None | Steel |  | 1901-01-01 06:00 | [15 empty] | UST Currently In Use: 0; UST Temp Close: 0; AST Currently In Use: 0; AST Temp Closed: 0 | 0 | 0 | 6 | 20202-127-003060 | BRETT CLARK GUARDIAN OF KAYE CLARK
14765 | Permanently Closed | 1987-10-01 06:00 | 1969-01-01 06:00 | 1987-10-01 06:00 | Petroleum | Unleaded gasoline | Unleaded gasoline |  | Steel | Steel |  | Painted or None | Steel |  | 1901-01-01 06:00 | [15 empty] | UST Currently In Use: 0; UST Temp Close: 0; AST Currently In Use: 0; AST Temp Closed: 0 | 0 | 0 | 6 | 20202-127-003060 | BRETT CLARK GUARDIAN OF KAYE CLARK
14766 | Permanently Closed | 1987-10-01 06:00 | 1969-01-01 06:00 | 1987-10-01 06:00 | Petroleum | Unleaded gasoline | Unleaded gasoline |  | Steel | Steel |  | Painted or None | Steel |  | 1901-01-01 06:00 | [15 empty] | UST Currently In Use: 0; UST Temp Close: 0; AST Currently In Use: 0; AST Temp Closed: 0 | 0 | 0 | 6 | 20202-127-003060 | BRETT CLARK GUARDIAN OF KAYE CLARK
14767 | Permanently Closed | 2011-01-01 06:00 | 1987-01-01 06:00 | 1999-07-14 06:00 | Petroleum | Unleaded gasoline | Unleaded gasoline | Retail | Steel | Steel | Interior lined (not allowed as a standalone method of corrosion protection) | Painted or None | Steel |  | 1901-01-01 06:00 | [6 empty] | Statistical Inventory Reconciliation (SIR) | [8 empty] | UST Currently In Use: 0; UST Temp Close: 0; AST Currently In Use: 0; AST Temp Closed: 0 | 0 | 0 | 6 | 20202-127-003060 | BRETT CLARK GUARDIAN OF KAYE CLARK
14768 | Permanently Closed | 2011-01-01 06:00 | 1987-01-01 06:00 | 1999-08-30 06:00 | Petroleum | Unleaded gasoline | Unleaded gasoline | Retail | Steel | Steel | Interior lined (not allowed as a standalone method of corrosion protection) | Painted or None | Steel |  | 1901-01-01 06:00 | [6 empty] | Statistical Inventory Reconciliation (SIR) | [8 empty] | UST Currently In Use: 0; UST Temp Close: 0; AST Currently In Use: 0; AST Temp Closed: 0 | 0 | 0 | 6 | 20202-127-003060 | BRETT CLARK GUARDIAN OF KAYE CLARK
14769 | Permanently Closed | 2011-01-01 06:00 | 1987-01-01 06:00 | 1999-08-30 06:00 | Petroleum | Unleaded gasoline | Unleaded gasoline | Retail | Steel | Steel | Interior lined (not allowed as a standalone method of corrosion protection) | Painted or None | Steel |  | 1901-01-01 06:00 | [6 empty] | Statistical Inventory Reconciliation (SIR) | [8 empty] | UST Currently In Use: 0; UST Temp Close: 0; AST Currently In Use: 0; AST Temp Closed: 0 | 0 | 0 | 6 | 20202-127-003060 | BRETT CLARK GUARDIAN OF KAYE CLARK
14770 | Permanently Closed | 2004-06-15 06:00 | 1972-01-01 06:00 | 2004-07-15 06:00 | Petroleum | Unleaded gasoline | Unleaded gasoline | Retail | Steel | Steel | Field installed cathodic protection |  | Steel |  | 1901-01-01 06:00 | Field installed cathodic protection | Catchment Basin, Single walled catchment basin | Flow Rest 90% Full | Flow Rest 90% Full |  |  | Statistical Inventory Reconciliation (SIR) | [5 empty] | Annual line testing, Statistical inventory reconciliation (SIR) | Statistical inventory reconciliation (SIR) |  | UST Currently In Use: 0; UST Temp Close: 0; AST Currently In Use: 0; AST Temp Closed: 0 | 0 | 0 | 4 | 12321-127-003061 | HENRY OIL COMPANY, INC.
14771 | Permanently Closed | 2004-06-15 06:00 | 1972-01-01 06:00 | 2004-07-15 06:00 | Petroleum | Unleaded gasoline | Unleaded gasoline | Retail | Steel | Steel | Field installed cathodic protection |  | Steel |  | 1901-01-01 06:00 | Field installed cathodic protection | Catchment Basin, Single walled catchment basin | Flow Rest 90% Full | Flow Rest 90% Full |  |  | Statistical Inventory Reconciliation (SIR) | [5 empty] | Annual line testing, Statistical inventory reconciliation (SIR) | Statistical inventory reconciliation (SIR) |  | UST Currently In Use: 0; UST Temp Close: 0; AST Currently In Use: 0; AST Temp Closed: 0 | 0 | 0 | 4 | 12321-127-003061 | HENRY OIL COMPANY, INC.
14772 | Permanently Closed | 2004-06-15 06:00 | 1972-01-01 06:00 | 2004-07-15 06:00 | Petroleum | Unleaded gasoline | Unleaded gasoline | Retail | Steel | Steel | Field installed cathodic protection |  | Steel |  | 1901-01-01 06:00 | Field installed cathodic protection | Catchment Basin, Single walled catchment basin | Flow Rest 90% Full | Flow Rest 90% Full |  |  | Statistical Inventory Reconciliation (SIR) | [5 empty] | Annual line testing, Statistical inventory reconciliation (SIR) | Statistical inventory reconciliation (SIR) |  | UST Currently In Use: 0; UST Temp Close: 0; AST Currently In Use: 0; AST Temp Closed: 0 | 0 | 0 | 4 | 12321-127-003061 | HENRY OIL COMPANY, INC.
14773 | Permanently Closed | 1996-12-28 06:00 | 1974-01-01 06:00 | 1999-12-21 06:00 | Petroleum | Used oil | Used oil |  | Steel | Steel |  | Painted or None | Steel |  | 1901-01-01 06:00 |  | Other, EXEMPT | Other, EXEMPT | Other |  |  | Statistical Inventory Reconciliation (SIR) | [8 empty] | UST Currently In Use: 0; UST Temp Close: 0; AST Currently In Use: 0; AST Temp Closed: 0 | 0 | 0 | 4 | 12321-127-003061 | HENRY OIL COMPANY, INC.
14774 | Permanently Closed | 1986-11-01 06:00 | 1979-01-01 06:00 | 1993-03-16 06:00 | Petroleum | Unleaded gasoline | Unleaded gasoline |  | Steel | Steel |  | Painted or None | Steel |  | 1901-01-01 06:00 | [15 empty] | UST Currently In Use: 0; UST Temp Close: 0; AST Currently In Use: 0; AST Temp Closed: 0 | 0 | 0 | 3 | 12321-127-003062 | HENRY OIL COMPANY, INC.
14775 | Permanently Closed | 1986-11-01 06:00 | 1979-01-01 06:00 | 1993-03-16 06:00 | Petroleum | Unleaded gasoline | Unleaded gasoline |  | Steel | Steel |  | Painted or None | Steel |  | 1901-01-01 06:00 | [15 empty] | UST Currently In Use: 0; UST Temp Close: 0; AST Currently In Use: 0; AST Temp Closed: 0 | 0 | 0 | 3 | 12321-127-003062 | HENRY OIL COMPANY, INC.
14776 | Permanently Closed | 1986-11-01 06:00 | 1979-01-01 06:00 | 1993-03-16 06:00 | Petroleum | Unleaded gasoline | Unleaded gasoline |  | Steel | Steel |  | Painted or None | Steel |  | 1901-01-01 06:00 | [15 empty] | UST Currently In Use: 0; UST Temp Close: 0; AST Currently In Use: 0; AST Temp Closed: 0 | 0 | 0 | 3 | 12321-127-003062 | HENRY OIL COMPANY, INC.
14777 | Permanently Closed | 1991-02-25 06:00 | 1969-01-01 06:00 | 1991-02-25 06:00 | Petroleum | Unleaded gasoline | Unleaded gasoline |  | Steel | Steel |  | Painted or None | Steel |  | 1901-01-01 06:00 | [15 empty] | UST Currently In Use: 0; UST Temp Close: 0; AST Currently In Use: 0; AST Temp Closed: 0 | 0 | 0 | 2 | 12321-127-003063 | HENRY OIL COMPANY, INC.
14778 | Permanently Closed | 1991-02-25 06:00 | 1969-01-01 06:00 | 1991-02-25 06:00 | Petroleum | Unleaded gasoline | Unleaded gasoline |  | Steel | Steel |  | Painted or None | Steel |  | 1901-01-01 06:00 | [15 empty] | UST Currently In Use: 0; UST Temp Close: 0; AST Currently In Use: 0; AST Temp Closed: 0 | 0 | 0 | 2 | 12321-127-003063 | HENRY OIL COMPANY, INC.
14779 | Permanently Closed | 1992-12-29 06:00 | 1974-01-01 06:00 | 1992-12-29 06:00 | Petroleum | Unleaded gasoline | Unleaded gasoline | Retail | Steel | Steel |  | Painted or None | Steel |  | 1901-01-01 06:00 |  | Catchment Basin, Single walled catchment basin | Automatic shutoff device At 95% full | Automatic shutoff device At 95% full |  |  | Statistical Inventory Reconciliation (SIR) | [8 empty] | UST Currently In Use: 0; UST Temp Close: 3; AST Currently In Use: 1; AST Temp Closed: 0 | 0 | 3 | 3 | 23556-127-003064 | JAMUP INC
14780 | Permanently Closed | 1992-12-29 06:00 | 1974-01-01 06:00 | 1992-12-29 06:00 | Petroleum | Unleaded gasoline | Unleaded gasoline | Retail | Steel | Steel |  | Painted or None | Steel |  | 1901-01-01 06:00 |  | Catchment Basin, Single walled catchment basin | Automatic shutoff device At 95% full | Automatic shutoff device At 95% full |  |  | Statistical Inventory Reconciliation (SIR) | [8 empty] | UST Currently In Use: 0; UST Temp Close: 3; AST Currently In Use: 1; AST Temp Closed: 0 | 0 | 3 | 3 | 23556-127-003064 | JAMUP INC
14781 | Permanently Closed | 1992-12-29 06:00 | 1974-01-01 06:00 | 1992-12-29 06:00 | Petroleum | Unleaded gasoline | Unleaded gasoline | Retail | Steel | Steel |  | Painted or None | Steel |  | 1901-01-01 06:00 |  | Catchment Basin, Single walled catchment basin | Automatic shutoff device At 95% full | Automatic shutoff device At 95% full |  |  | Statistical Inventory Reconciliation (SIR) | [8 empty] | UST Currently In Use: 0; UST Temp Close: 3; AST Currently In Use: 1; AST Temp Closed: 0 | 0 | 3 | 3 | 23556-127-003064 | JAMUP INC
14782 | Permanently Closed | 1991-01-02 06:00 | 1964-01-01 06:00 | 1991-01-02 06:00 | Petroleum | Unleaded gasoline | Unleaded gasoline |  | Steel | Steel |  |  | Steel |  | 1901-01-01 06:00 | [15 empty] | UST Currently In Use: 0; UST Temp Close: 0; AST Currently In Use: 0; AST Temp Closed: 0 | 0 | 0 | 2 | 12321-127-003066 | HENRY OIL COMPANY, INC.
14783 | Permanently Closed | 1991-01-02 06:00 | 1964-01-01 06:00 | 1991-01-02 06:00 | Petroleum | Unleaded gasoline | Unleaded gasoline |  | Steel | Steel |  |  | Steel |  | 1901-01-01 06:00 | [15 empty] | UST Currently In Use: 0; UST Temp Close: 0; AST Currently In Use: 0; AST Temp Closed: 0 | 0 | 0 | 2 | 12321-127-003066 | HENRY OIL COMPANY, INC.
14784 | Permanently Closed | 1987-10-01 06:00 | 1976-01-01 06:00 | 1987-10-13 06:00 | Petroleum | Unleaded gasoline | Unleaded gasoline |  | Steel | Steel |  | Painted or None | Steel |  | 1901-01-01 06:00 | [15 empty] | UST Currently In Use: 0; UST Temp Close: 0; AST Currently In Use: 0; AST Temp Closed: 0 | 0 | 0 | 2 | 12321-127-003067 | HENRY OIL COMPANY, INC.
14785 | Permanently Closed | 1987-10-13 06:00 | 1976-01-01 06:00 | 1987-10-13 06:00 | Petroleum | Unleaded gasoline | Unleaded gasoline |  | Steel | Steel |  | Painted or None | Steel |  | 1901-01-01 06:00 | [15 empty] | UST Currently In Use: 0; UST Temp Close: 0; AST Currently In Use: 0; AST Temp Closed: 0 | 0 | 0 | 2 | 12321-127-003067 | HENRY OIL COMPANY, INC.
14786 | Permanently Closed | 2003-06-01 06:00 | 1981-01-01 06:00 | 2015-01-22 06:00 | Petroleum | Unleaded gasoline | Unleaded gasoline | Retail | Single Wall, Steel | Steel | Field installed cathodic protection | Painted or None | Single Wall, Steel |  | 1901-01-01 06:00 | Field installed cathodic protection | Catchment Basin, Single walled catchment basin | Automatic shutoff device At 95% full | Automatic shutoff device At 95% full |  |  | Statistical Inventory Reconciliation (SIR) | [8 empty] | UST Currently In Use: 0; UST Temp Close: 0; AST Currently In Use: 0; AST Temp Closed: 0 | 0 | 0 | 3 | 12321-127-003068 | HENRY OIL COMPANY, INC.
14787 | Permanently Closed | 2003-06-01 06:00 | 1981-01-01 06:00 | 2015-01-22 06:00 | Petroleum | Mid-grade gasoline | Mid-grade gasoline | Retail | Single Wall, Steel | Steel | Field installed cathodic protection | Painted or None | Single Wall, Steel |  | 1901-01-01 06:00 | Field installed cathodic protection | Catchment Basin, Single walled catchment basin | Automatic shutoff device At 95% full | Automatic shutoff device At 95% full |  |  | Statistical Inventory Reconciliation (SIR) | [8 empty] | UST Currently In Use: 0; UST Temp Close: 0; AST Currently In Use: 0; AST Temp Closed: 0 | 0 | 0 | 3 | 12321-127-003068 | HENRY OIL COMPANY, INC.
14788 | Permanently Closed | 2003-06-01 06:00 | 1981-01-01 06:00 | 2015-01-22 06:00 | Petroleum | Premium gasoline | Premium gasoline | Retail | Single Wall, Steel | Steel | Field installed cathodic protection | Painted or None | Single Wall, Steel |  | 1901-01-01 06:00 | Field installed cathodic protection | Catchment Basin, Single walled catchment basin | Automatic shutoff device At 95% full | Automatic shutoff device At 95% full |  |  | Statistical Inventory Reconciliation (SIR) | [8 empty] | UST Currently In Use: 0; UST Temp Close: 0; AST Currently In Use: 0; AST Temp Closed: 0 | 0 | 0 | 3 | 12321-127-003068 | HENRY OIL COMPANY, INC.
14789 | Permanently Closed | 1988-05-01 06:00 | 1969-01-01 06:00 | 1988-05-01 06:00 | Petroleum | Unleaded gasoline | Unleaded gasoline |  | Steel | Steel |  |  | Steel |  | 1901-01-01 06:00 | [15 empty] | UST Currently In Use: 0; UST Temp Close: 0; AST Currently In Use: 0; AST Temp Closed: 0 | 0 | 0 | 1 | 12321-127-003069 | HENRY OIL COMPANY, INC.
14790 | Permanently Closed | 1992-12-28 06:00 | 1976-01-01 06:00 | 1992-12-28 06:00 | Petroleum | On road diesel | On road diesel |  | Steel | Steel |  | Painted or None | Steel |  | 1901-01-01 06:00 | [15 empty] | UST Currently In Use: 0; UST Temp Close: 0; AST Currently In Use: 0; AST Temp Closed: 0 | 0 | 0 | 2 | 12321-127-003070 | HENRY OIL COMPANY, INC.
14791 | Permanently Closed | 1992-12-28 06:00 | 1976-01-01 06:00 | 1992-12-28 06:00 | Petroleum | Unleaded gasoline | Unleaded gasoline |  | Steel | Steel |  | Painted or None | Steel |  | 1901-01-01 06:00 | [15 empty] | UST Currently In Use: 0; UST Temp Close: 0; AST Currently In Use: 0; AST Temp Closed: 0 | 0 | 0 | 2 | 12321-127-003070 | HENRY OIL COMPANY, INC.
14792 | Permanently Closed | 1997-12-01 06:00 | 1986-01-01 06:00 | 1998-02-18 06:00 | Petroleum | Unleaded gasoline | Unleaded gasoline | Retail | Steel | Steel |  | Painted or None | Steel |  | 1901-01-01 06:00 | [6 empty] | Statistical Inventory Reconciliation (SIR) | [8 empty] | UST Currently In Use: 0; UST Temp Close: 0; AST Currently In Use: 0; AST Temp Closed: 0 | 0 | 0 | 2 | 12321-127-013933 | HENRY OIL COMPANY, INC.
14793 | Permanently Closed | 1998-02-01 06:00 | 1986-01-01 06:00 | 1998-02-18 06:00 | Petroleum | Unleaded gasoline | Unleaded gasoline | Retail | Steel | Steel |  | Painted or None | Steel |  | 1901-01-01 06:00 | [6 empty] | Statistical Inventory Reconciliation (SIR) | [8 empty] | UST Currently In Use: 0; UST Temp Close: 0; AST Currently In Use: 0; AST Temp Closed: 0 | 0 | 0 | 2 | 12321-127-013933 | HENRY OIL COMPANY, INC.
14794 | Permanently Closed | 1998-11-19 06:00 | 1985-01-01 06:00 | 1998-11-19 06:00 | Petroleum | Unleaded gasoline | Unleaded gasoline | Retail | Steel | Steel | Coated & cathodic protection (sti-P3) |  | Steel |  | 1901-01-01 06:00 | [6 empty] | Statistical Inventory Reconciliation (SIR) | [5 empty] | Annual line testing, Statistical inventory reconciliation (SIR) | Statistical inventory reconciliation (SIR) |  | UST Currently In Use: 3; UST Temp Close: 0; AST Currently In Use: 1; AST Temp Closed: 0 | 3 | 0 | 5 | 24596-127-013934 | HOLDEN ENERGY LLC
14795 | Permanently Closed | 1998-11-19 06:00 | 1985-01-01 06:00 | 1998-11-19 06:00 | Petroleum | Unleaded gasoline | Unleaded gasoline | Retail | Steel | Steel | Coated & cathodic protection (sti-P3) |  | Steel |  | 1901-01-01 06:00 | [6 empty] | Statistical Inventory Reconciliation (SIR) | [5 empty] | Annual line testing, Statistical inventory reconciliation (SIR) | Statistical inventory reconciliation (SIR) |  | UST Currently In Use: 3; UST Temp Close: 0; AST Currently In Use: 1; AST Temp Closed: 0 | 3 | 0 | 5 | 24596-127-013934 | HOLDEN ENERGY LLC
14796 | Permanently Closed | 1998-11-19 06:00 | 1985-01-01 06:00 | 1998-11-19 06:00 | Petroleum | Unleaded gasoline | Unleaded gasoline | Retail | Steel | Steel | Coated & cathodic protection (sti-P3) |  | Steel |  | 1901-01-01 06:00 | [6 empty] | Statistical Inventory Reconciliation (SIR) | [5 empty] | Annual line testing, Statistical inventory reconciliation (SIR) | Statistical inventory reconciliation (SIR) |  | UST Currently In Use: 3; UST Temp Close: 0; AST Currently In Use: 1; AST Temp Closed: 0 | 3 | 0 | 5 | 24596-127-013934 | HOLDEN ENERGY LLC
14797 | Permanently Closed | 1998-11-19 06:00 | 1985-01-01 06:00 | 1998-11-19 06:00 | Petroleum | Unleaded gasoline | Unleaded gasoline | Retail | Steel | Steel | Coated & cathodic protection (sti-P3) |  | Steel |  | 1901-01-01 06:00 | [6 empty] | Statistical Inventory Reconciliation (SIR) | [5 empty] | Annual line testing, Statistical inventory reconciliation (SIR) | Statistical inventory reconciliation (SIR) |  | UST Currently In Use: 3; UST Temp Close: 0; AST Currently In Use: 1; AST Temp Closed: 0 | 3 | 0 | 5 | 24596-127-013934 | HOLDEN ENERGY LLC
14798 | Permanently Closed | 1998-11-19 06:00 | 1985-01-01 06:00 | 1998-11-19 06:00 | Petroleum | On road diesel | On road diesel | Retail | Steel | Steel | Coated & cathodic protection (sti-P3) |  | Steel |  | 1901-01-01 06:00 | [6 empty] | Statistical Inventory Reconciliation (SIR) | [5 empty] | Statistical inventory reconciliation (SIR) | Statistical inventory reconciliation (SIR) |  | UST Currently In Use: 3; UST Temp Close: 0; AST Currently In Use: 1; AST Temp Closed: 0 | 3 | 0 | 5 | 24596-127-013934 | HOLDEN ENERGY LLC
14799 | Permanently Closed | 1988-11-22 06:00 | 1969-01-01 06:00 | 1988-11-22 06:00 | Petroleum | Unleaded gasoline | Unleaded gasoline |  | Steel | Steel |  | Painted or None | Steel |  | 1901-01-01 06:00 | [15 empty] | UST Currently In Use: 0; UST Temp Close: 0; AST Currently In Use: 0; AST Temp Closed: 0 | 0 | 0 | 2 | 12323-079-004974 | HENRY PEARSON
14800 | Permanently Closed | 1988-11-22 06:00 | 1969-01-01 06:00 | 1988-11-22 06:00 | Petroleum | Unleaded gasoline | Unleaded gasoline |  | Steel | Steel |  | Painted or None | Steel |  | 1901-01-01 06:00 | [15 empty] | UST Currently In Use: 0; UST Temp Close: 0; AST Currently In Use: 0; AST Temp Closed: 0 | 0 | 0 | 2 | 12323-079-004974 | HENRY PEARSON
14801 | Currently in Use |  | 1986-03-25 06:00 |  | Petroleum | Unleaded gasoline | Unleaded gasoline | Retail | Single Wall, Steel | Steel | Coated & cathodic protection (sti-P3) |  | Double Wall, Fiberglass reinforced plastic |  | 2014-10-24 06:00 | Other, FLXS ISOLA | Catchment Basin, Single walled catchment basin | Automatic shutoff device At 95% full | Automatic shutoff device At 95% full |  |  | Continuous Automatic Tank Gauge |  | Containment Sump, Sump sensor relayed to automatically shut off submersible pump | Sump sensor relayed to automatically shut off submersible pump | Interstitial Monitoring within Secondary Containment | SENSOR TO ATG | Continuous alarm system, Other, REQUIRED | Other |  | UST Currently In Use: 3; UST Temp Close: 0; AST Currently In Use: 0; AST Temp Closed: 0 | 3 | 0 | 0 | 25508-073-011421 | SULTAN BUDHWANI
14802 | Currently in Use |  | 1986-03-25 06:00 |  | Petroleum | Unleaded gasoline | Unleaded gasoline | Retail | Single Wall, Steel | Steel | Coated & cathodic protection (sti-P3) |  | Double Wall, Fiberglass reinforced plastic |  | 2014-10-24 06:00 | Other, FLXS ISOLA | Catchment Basin, Single walled catchment basin | Automatic shutoff device At 95% full | Automatic shutoff device At 95% full |  |  | Continuous Automatic Tank Gauge |  | Containment Sump, Sump sensor relayed to automatically shut off submersible pump | Sump sensor relayed to automatically shut off submersible pump | Interstitial Monitoring within Secondary Containment | SENSOR TO ATG | Continuous alarm system, Other, REQUIRED | Other |  | UST Currently In Use: 3; UST Temp Close: 0; AST Currently In Use: 0; AST Temp Closed: 0 | 3 | 0 | 0 | 25508-073-011421 | SULTAN BUDHWANI
14803 | Currently in Use |  | 1986-03-25 06:00 |  | Petroleum | Premium gasoline | Premium gasoline | Retail | Single Wall, Steel | Steel | Coated & cathodic protection (sti-P3) |  | Double Wall, Fiberglass reinforced plastic |  | 2014-10-24 06:00 | Other, FLXS ISOLA | Catchment Basin, Single walled catchment basin | Automatic shutoff device At 95% full | Automatic shutoff device At 95% full |  |  | Continuous Automatic Tank Gauge |  | Containment Sump, Sump sensor relayed to automatically shut off submersible pump | Sump sensor relayed to automatically shut off submersible pump | Interstitial Monitoring within Secondary Containment | SENSOR TO ATG | Continuous alarm system, Other, REQUIRED | Other |  | UST Currently In Use: 3; UST Temp Close: 0; AST Currently In Use: 0; AST Temp Closed: 0 | 3 | 0 | 0 | 25508-073-011421 | SULTAN BUDHWANI
14804 | Permanently Closed | 1980-02-01 06:00 | 1958-01-01 06:00 |  | Petroleum | On road diesel | On road diesel |  | Steel | Steel |  |  | Steel |  | 1901-01-01 06:00 | [15 empty] | UST Currently In Use: 0; UST Temp Close: 0; AST Currently In Use: 0; AST Temp Closed: 0 | 0 | 0 | 2 | 12325-069-000729 | HERB METCALF CO INC
14805 | Permanently Closed | 1989-02-01 06:00 | 1972-01-01 06:00 | 1989-02-18 06:00 | Petroleum | Unleaded gasoline | Unleaded gasoline |  | Steel | Steel |  | Painted or None | Steel |  | 1901-01-01 06:00 | [15 empty] | UST Currently In Use: 0; UST Temp Close: 0; AST Currently In Use: 0; AST Temp Closed: 0 | 0 | 0 | 2 | 12325-069-000729 | HERB METCALF CO INC
14806 | Retired | 1979-02-01 06:00 | 1974-01-01 06:00 |  | Petroleum | On road diesel | On road diesel |  | Steel | Steel |  | Painted or None | Steel |  | 1901-01-01 06:00 | [15 empty] | UST Currently In Use: 0; UST Temp Close: 0; AST Currently In Use: 0; AST Temp Closed: 0 | 0 | 0 | 0 | 12326-069-000533 | HERB'S SERVICE SUPPLY
14807 | Permanently Closed | 1901-01-01 06:00 | 1982-01-01 06:00 | 1988-01-01 06:00 | Petroleum | Unleaded gasoline | Unleaded gasoline |  | Steel | Steel |  | Painted or None | Steel |  | 1901-01-01 06:00 | [12 empty] | Annual line testing | Annual line testing |  | UST Currently In Use: 0; UST Temp Close: 0; AST Currently In Use: 0; AST Temp Closed: 0 | 0 | 0 | 6 | 12364-073-003976 | HIGGINBOTHAM OIL CO SUNNY FOODSTORES
14808 | Permanently Closed | 1901-01-01 06:00 | 1982-01-01 06:00 | 1988-01-01 06:00 | Petroleum | Unleaded gasoline | Unleaded gasoline |  | Steel | Steel |  | Painted or None | Steel |  | 1901-01-01 06:00 | [15 empty] | UST Currently In Use: 0; UST Temp Close: 0; AST Currently In Use: 0; AST Temp Closed: 0 | 0 | 0 | 6 | 12364-073-003976 | HIGGINBOTHAM OIL CO SUNNY FOODSTORES
14809 | Permanently Closed | 2003-04-07 06:00 | 1986-01-01 06:00 | 2003-04-07 06:00 | Petroleum | Unleaded gasoline | Unleaded gasoline |  | Steel | Steel | Coated & cathodic protection (sti-P3) |  | Fiberglass reinforced plastic |  | 1901-01-01 06:00 |  | Catchment Basin, Single walled catchment basin | Automatic shutoff device At 95% full | Automatic shutoff device At 95% full |  |  | Continuous Automatic Tank Gauge, Other, Statistical Inventory Reconciliation (SIR) | [5 empty] | Annual line testing, Continuous alarm system, Statistical inventory reconciliation (SIR) | Statistical inventory reconciliation (SIR) |  | UST Currently In Use: 0; UST Temp Close: 0; AST Currently In Use: 0; AST Temp Closed: 0 | 0 | 0 | 6 | 12364-073-003976 | HIGGINBOTHAM OIL CO SUNNY FOODSTORES
14810 | Permanently Closed | 2003-04-07 06:00 | 1986-01-01 06:00 | 2003-04-07 06:00 | Petroleum | Unleaded gasoline | Unleaded gasoline |  | Steel | Steel | Coated & cathodic protection (sti-P3) |  | Fiberglass reinforced plastic |  | 1901-01-01 06:00 |  | Catchment Basin, Single walled catchment basin | Automatic shutoff device At 95% full | Automatic shutoff device At 95% full |  |  | Continuous Automatic Tank Gauge, Other, Statistical Inventory Reconciliation (SIR) | [5 empty] | Annual line testing, Continuous alarm system, Statistical inventory reconciliation (SIR) | Statistical inventory reconciliation (SIR) |  | UST Currently In Use: 0; UST Temp Close: 0; AST Currently In Use: 0; AST Temp Closed: 0 | 0 | 0 | 6 | 12364-073-003976 | HIGGINBOTHAM OIL CO SUNNY FOODSTORES
14811 | Permanently Closed | 2003-04-07 06:00 | 1986-01-01 06:00 | 2003-04-07 06:00 | Petroleum | Unleaded gasoline | Unleaded gasoline |  | Steel | Steel | Coated & cathodic protection (sti-P3) |  | Fiberglass reinforced plastic |  | 1901-01-01 06:00 |  | Catchment Basin, Single walled catchment basin | Automatic shutoff device At 95% full | Automatic shutoff device At 95% full |  |  | Continuous Automatic Tank Gauge, Other, Statistical Inventory Reconciliation (SIR) | [5 empty] | Annual line testing, Continuous alarm system, Statistical inventory reconciliation (SIR) | Statistical inventory reconciliation (SIR) |  | UST Currently In Use: 0; UST Temp Close: 0; AST Currently In Use: 0; AST Temp Closed: 0 | 0 | 0 | 6 | 12364-073-003976 | HIGGINBOTHAM OIL CO SUNNY FOODSTORES
14812 | Permanently Closed | 2003-04-07 06:00 | 1986-01-01 06:00 | 2003-04-07 06:00 | Petroleum | On road diesel | On road diesel |  | Steel | Steel | Coated & cathodic protection (sti-P3) |  | Fiberglass reinforced plastic |  | 1901-01-01 06:00 |  | Catchment Basin, Single walled catchment basin | Automatic shutoff device At 95% full | Automatic shutoff device At 95% full |  |  | Continuous Automatic Tank Gauge, Other, Statistical Inventory Reconciliation (SIR) | [5 empty] | Annual line testing, Continuous alarm system, Statistical inventory reconciliation (SIR) | Statistical inventory reconciliation (SIR) |  | UST Currently In Use: 0; UST Temp Close: 0; AST Currently In Use: 0; AST Temp Closed: 0 | 0 | 0 | 6 | 12364-073-003976 | HIGGINBOTHAM OIL CO SUNNY FOODSTORES
14813 | Permanently Closed | 1988-09-27 06:00 | 1972-01-01 06:00 | 1988-09-27 06:00 | Petroleum | Unleaded gasoline | Unleaded gasoline |  | Steel | Steel |  | Painted or None | Steel |  | 1901-01-01 06:00 | [15 empty] | UST Currently In Use: 0; UST Temp Close: 0; AST Currently In Use: 0; AST Temp Closed: 0 | 0 | 0 | 3 | 12328-119-004776 | HERBERT MAYO
14814 | Permanently Closed | 1988-09-27 06:00 | 1972-01-01 06:00 | 1988-09-27 06:00 | Petroleum | Unleaded gasoline | Unleaded gasoline |  | Steel | Steel |  | Painted or None | Steel |  | 1901-01-01 06:00 | [15 empty] | UST Currently In Use: 0; UST Temp Close: 0; AST Currently In Use: 0; AST Temp Closed: 0 | 0 | 0 | 3 | 12328-119-004776 | HERBERT MAYO
14815 | Permanently Closed | 1988-09-27 06:00 | 1972-01-01 06:00 | 1988-09-27 06:00 | Petroleum | Unleaded gasoline | Unleaded gasoline |  | Steel | Steel |  | Painted or None | Steel |  | 1901-01-01 06:00 | [15 empty] | UST Currently In Use: 0; UST Temp Close: 0; AST Currently In Use: 0; AST Temp Closed: 0 | 0 | 0 | 3 | 12328-119-004776 | HERBERT MAYO
14816 | Permanently Closed | 1998-12-22 06:00 | 1962-01-01 06:00 | 1999-02-18 06:00 | Petroleum | Unleaded gasoline | Unleaded gasoline |  | Steel | Steel |  | Painted or None |  |  | 1901-01-01 06:00 | [15 empty] | UST Currently In Use: 0; UST Temp Close: 2; AST Currently In Use: 0; AST Temp Closed: 0 | 0 | 2 | 3 | 22858-027-008821 | HOOTON PROPERTIES
14817 | Permanently Closed | 1998-12-22 06:00 | 1962-01-01 06:00 | 2001-02-18 06:00 | Petroleum | Unleaded gasoline | Unleaded gasoline |  | Steel | Steel |  | Painted or None |  |  | 1901-01-01 06:00 | [15 empty] | UST Currently In Use: 0; UST Temp Close: 2; AST Currently In Use: 0; AST Temp Closed: 0 | 0 | 2 | 3 | 22858-027-008821 | HOOTON PROPERTIES
14818 | Permanently Closed | 1998-12-22 06:00 | 1978-01-01 06:00 | 2001-02-18 06:00 | Petroleum | Unleaded gasoline | Unleaded gasoline |  | Steel | Steel |  | Painted or None | Steel |  | 1901-01-01 06:00 | [15 empty] | UST Currently In Use: 0; UST Temp Close: 2; AST Currently In Use: 0; AST Temp Closed: 0 | 0 | 2 | 3 | 22858-027-008821 | HOOTON PROPERTIES
14820 | Cannot Locate or abandoned | 2000-05-03 06:00 | 1973-01-01 06:00 |  | Petroleum | Unleaded gasoline | Unleaded gasoline |  | Steel | Steel |  | Painted or None | Steel |  | 1901-01-01 06:00 | [15 empty] | UST Currently In Use: 0; UST Temp Close: 0; AST Currently In Use: 0; AST Temp Closed: 0 | 0 | 0 | 0 | 12335-005-007839 | HERITAGE OIL CO
14821 | Cannot Locate or abandoned | 2000-05-03 06:00 | 1973-01-01 06:00 |  | Petroleum | Unleaded gasoline | Unleaded gasoline |  | Steel | Steel |  | Painted or None | Steel |  | 1901-01-01 06:00 | [15 empty] | UST Currently In Use: 0; UST Temp Close: 0; AST Currently In Use: 0; AST Temp Closed: 0 | 0 | 0 | 0 | 12335-005-007839 | HERITAGE OIL CO
14822 | Permanently Closed | 1984-11-01 06:00 | 1966-01-01 06:00 | 2011-11-11 06:00 | Petroleum | Unleaded gasoline | Unleaded gasoline |  | Steel | Steel |  | Painted or None | Steel |  | 1901-01-01 06:00 | [15 empty] | UST Currently In Use: 0; UST Temp Close: 0; AST Currently In Use: 0; AST Temp Closed: 0 | 0 | 0 | 3 | 12335-017-004010 | HERITAGE OIL CO
14823 | Permanently Closed | 1984-11-01 06:00 | 1966-01-01 06:00 | 2011-11-11 06:00 | Petroleum | Unleaded gasoline | Unleaded gasoline |  | Steel | Steel |  | Painted or None | Steel |  | 1901-01-01 06:00 | [15 empty] | UST Currently In Use: 0; UST Temp Close: 0; AST Currently In Use: 0; AST Temp Closed: 0 | 0 | 0 | 3 | 12335-017-004010 | HERITAGE OIL CO
14824 | Permanently Closed | 1984-11-01 06:00 | 1966-01-01 06:00 | 2011-11-11 06:00 | Petroleum | Unleaded gasoline | Unleaded gasoline |  | Steel | Steel |  | Painted or None | Steel |  | 1901-01-01 06:00 | [15 empty] | UST Currently In Use: 0; UST Temp Close: 0; AST Currently In Use: 0; AST Temp Closed: 0 | 0 | 0 | 3 | 12335-017-004010 | HERITAGE OIL CO
14825 | Retired | 1980-02-01 06:00 | 1959-01-01 06:00 |  | Petroleum | Unleaded gasoline | Unleaded gasoline |  | Steel | Steel |  |  | Steel |  | 1901-01-01 06:00 | [15 empty] | UST Currently In Use: 0; UST Temp Close: 0; AST Currently In Use: 0; AST Temp Closed: 0 | 0 | 0 | 0 | 12335-051-000935 | HERITAGE OIL CO
14826 | Retired | 1980-02-01 06:00 | 1959-01-01 06:00 |  | Petroleum | Unleaded gasoline | Unleaded gasoline |  | Steel | Steel |  |  | Steel |  | 1901-01-01 06:00 | [15 empty] | UST Currently In Use: 0; UST Temp Close: 0; AST Currently In Use: 0; AST Temp Closed: 0 | 0 | 0 | 0 | 12335-051-000935 | HERITAGE OIL CO
14827 | Retired | 1980-02-01 06:00 | 1959-01-01 06:00 |  | Petroleum | Kerosene | Kerosene |  | Steel | Steel |  |  | Steel |  | 1901-01-01 06:00 | [15 empty] | UST Currently In Use: 0; UST Temp Close: 0; AST Currently In Use: 0; AST Temp Closed: 0 | 0 | 0 | 0 | 12335-051-000935 | HERITAGE OIL CO
14828 | Permanently Closed | 2000-02-09 06:00 | 1964-01-01 06:00 | 2000-07-10 06:00 | Petroleum | Unleaded gasoline | Unleaded gasoline |  | Steel | Steel |  | Painted or None | Steel |  | 1901-01-01 06:00 | [15 empty] | UST Currently In Use: 2; UST Temp Close: 0; AST Currently In Use: 0; AST Temp Closed: 0 | 2 | 0 | 3 | 23267-051-009306 | LARRY HYSMITH DBA LARRY'S SHELL ST.
14829 | Permanently Closed | 2000-02-09 06:00 | 1964-01-01 06:00 | 2000-07-10 06:00 | Petroleum | Unleaded gasoline | Unleaded gasoline |  | Steel | Steel |  | Painted or None | Steel |  | 1901-01-01 06:00 | [15 empty] | UST Currently In Use: 2; UST Temp Close: 0; AST Currently In Use: 0; AST Temp Closed: 0 | 2 | 0 | 3 | 23267-051-009306 | LARRY HYSMITH DBA LARRY'S SHELL ST.
14830 | Permanently Closed | 2000-02-09 06:00 | 1964-01-01 06:00 | 2000-07-10 06:00 | Petroleum | Unleaded gasoline | Unleaded gasoline |  | Steel | Steel |  | Painted or None | Steel |  | 1901-01-01 06:00 | [15 empty] | UST Currently In Use: 2; UST Temp Close: 0; AST Currently In Use: 0; AST Temp Closed: 0 | 2 | 0 | 3 | 23267-051-009306 | LARRY HYSMITH DBA LARRY'S SHELL ST.
14831 | Permanently Closed | 1992-08-20 06:00 | 1974-01-01 06:00 | 1992-08-20 06:00 | Petroleum | Unleaded gasoline | Unleaded gasoline |  | Steel | Steel |  | Painted or None | Steel |  | 1901-01-01 06:00 | [15 empty] | UST Currently In Use: 0; UST Temp Close: 0; AST Currently In Use: 0; AST Temp Closed: 0 | 0 | 0 | 4 | 12335-081-004009 | HERITAGE OIL CO
14832 | Permanently Closed | 1992-08-20 06:00 | 1974-01-01 06:00 | 1992-08-20 06:00 | Petroleum | Unleaded gasoline | Unleaded gasoline |  | Steel | Steel |  | Painted or None | Steel |  | 1901-01-01 06:00 | [15 empty] | UST Currently In Use: 0; UST Temp Close: 0; AST Currently In Use: 0; AST Temp Closed: 0 | 0 | 0 | 4 | 12335-081-004009 | HERITAGE OIL CO
14833 | Permanently Closed | 1992-08-20 06:00 | 1974-01-01 06:00 | 1992-08-20 06:00 | Petroleum | Unleaded gasoline | Unleaded gasoline |  | Steel | Steel |  | Painted or None | Steel |  | 1901-01-01 06:00 | [15 empty] | UST Currently In Use: 0; UST Temp Close: 0; AST Currently In Use: 0; AST Temp Closed: 0 | 0 | 0 | 4 | 12335-081-004009 | HERITAGE OIL CO
14834 | Permanently Closed | 1992-08-20 06:00 | 1974-01-01 06:00 | 1992-08-20 06:00 | Petroleum | On road diesel | On road diesel |  | Steel | Steel |  | Painted or None | Steel |  | 1901-01-01 06:00 | [15 empty] | UST Currently In Use: 0; UST Temp Close: 0; AST Currently In Use: 0; AST Temp Closed: 0 | 0 | 0 | 4 | 12335-081-004009 | HERITAGE OIL CO
14835 | Currently in Use |  | 1988-01-01 06:00 |  | Petroleum | Unleaded gasoline | Unleaded gasoline | Retail | Fiberglass coated steel | Fiberglass coated steel |  |  | Fiberglass reinforced plastic, DBWALL |  | 1901-01-01 06:00 |  | Catchment Basin, Single walled catchment basin | Flow Rest 90% Full | Flow Rest 90% Full |  |  | Automatic Tank Gauge |  | Automatic flow restrictor (MLLD), Containment Sump | Containment Sump | Interstitial Monitoring within Secondary Containment |  | Annual line testing, Continuous alarm system | Continuous alarm system |  | UST Currently In Use: 3; UST Temp Close: 0; AST Currently In Use: 0; AST Temp Closed: 0 | 3 | 0 | 0 | 15476-081-004012 | YOUNG OIL INC
14836 | Currently in Use |  | 1988-01-01 06:00 |  | Petroleum | Mid-grade gasoline | Mid-grade gasoline | Retail | Fiberglass reinforced plastic | Fiberglass reinforced plastic |  |  | Fiberglass reinforced plastic, DBWALL |  | 1901-01-01 06:00 |  | Catchment Basin, Single walled catchment basin | Flow Rest 90% Full | Flow Rest 90% Full |  |  | Statistical Inventory Reconciliation (SIR) |  | Automatic flow restrictor (MLLD), Containment Sump | Containment Sump | Interstitial Monitoring within Secondary Containment |  | Continuous alarm system, Statistical inventory reconciliation (SIR) | Statistical inventory reconciliation (SIR) |  | UST Currently In Use: 3; UST Temp Close: 0; AST Currently In Use: 0; AST Temp Closed: 0 | 3 | 0 | 0 | 15476-081-004012 | YOUNG OIL INC
14837 | Currently in Use |  | 1988-01-01 06:00 |  | Petroleum | Premium gasoline | Premium gasoline | Retail | Fiberglass reinforced plastic | Fiberglass reinforced plastic |  |  | Fiberglass reinforced plastic, DBWALL |  | 1901-01-01 06:00 |  | Catchment Basin, Single walled catchment basin | Flow Rest 90% Full | Flow Rest 90% Full |  |  | Statistical Inventory Reconciliation (SIR) |  | Automatic flow restrictor (MLLD), Containment Sump | Containment Sump | Interstitial Monitoring within Secondary Containment |  | Continuous alarm system, Statistical inventory reconciliation (SIR) | Statistical inventory reconciliation (SIR) |  | UST Currently In Use: 3; UST Temp Close: 0; AST Currently In Use: 0; AST Temp Closed: 0 | 3 | 0 | 0 | 15476-081-004012 | YOUNG OIL INC
14838 | Permanently Closed | 1997-01-01 06:00 | 1972-01-01 06:00 | 1997-01-01 06:00 | Petroleum | Unleaded gasoline | Unleaded gasoline | Retail | Steel | Steel |  | Painted or None | Steel |  | 1901-01-01 06:00 | [6 empty] | Statistical Inventory Reconciliation (SIR) | [5 empty] | Annual line testing | Annual line testing |  | UST Currently In Use: 0; UST Temp Close: 0; AST Currently In Use: 0; AST Temp Closed: 0 | 0 | 0 | 3 | 17910-081-004013 | BAH INC
14839 | Permanently Closed | 1997-01-01 06:00 | 1972-01-01 06:00 | 1997-01-01 06:00 | Petroleum | Unleaded gasoline | Unleaded gasoline | Retail | Steel | Steel |  | Painted or None | Steel |  | 1901-01-01 06:00 | [6 empty] | Statistical Inventory Reconciliation (SIR) | [5 empty] | Annual line testing | Annual line testing |  | UST Currently In Use: 0; UST Temp Close: 0; AST Currently In Use: 0; AST Temp Closed: 0 | 0 | 0 | 3 | 17910-081-004013 | BAH INC
14840 | Permanently Closed | 1997-01-01 06:00 | 1972-01-01 06:00 | 1997-01-01 06:00 | Petroleum | Unleaded gasoline | Unleaded gasoline | Retail | Steel | Steel |  | Painted or None | Steel |  | 1901-01-01 06:00 | [6 empty] | Statistical Inventory Reconciliation (SIR) | [5 empty] | Annual line testing | Annual line testing |  | UST Currently In Use: 0; UST Temp Close: 0; AST Currently In Use: 0; AST Temp Closed: 0 | 0 | 0 | 3 | 17910-081-004013 | BAH INC
14841 |  | 1998-12-22 06:00 | 1969-01-01 06:00 |  | Petroleum | Unleaded gasoline | Unleaded gasoline | Retail | Steel | Steel |  | Painted or None | Steel |  | 1901-01-01 06:00 | [15 empty] | UST Currently In Use: 0; UST Temp Close: 0; AST Currently In Use: 0; AST Temp Closed: 0 | 0 | 0 | 0 | 21048-081-004014 | RUTH WILLIAMS
14842 |  | 1998-12-22 06:00 | 1969-01-01 06:00 |  | Petroleum | Unleaded gasoline | Unleaded gasoline | Retail | Steel | Steel |  | Painted or None | Steel |  | 1901-01-01 06:00 | [15 empty] | UST Currently In Use: 0; UST Temp Close: 0; AST Currently In Use: 0; AST Temp Closed: 0 | 0 | 0 | 0 | 21048-081-004014 | RUTH WILLIAMS
14843 |  | 1998-12-22 06:00 | 1974-01-01 06:00 |  | Petroleum | Unleaded gasoline | Unleaded gasoline | Retail | Steel | Steel |  | Painted or None | Steel |  | 1901-01-01 06:00 | [15 empty] | UST Currently In Use: 0; UST Temp Close: 0; AST Currently In Use: 0; AST Temp Closed: 0 | 0 | 0 | 0 | 21048-081-004014 | RUTH WILLIAMS
14844 | Permanently Closed | 1901-01-01 06:00 | 1964-01-01 06:00 | 1990-06-07 06:00 | Petroleum | Unleaded gasoline | Unleaded gasoline |  | Steel | Steel |  | Painted or None | Steel |  | 1901-01-01 06:00 | [15 empty] | UST Currently In Use: 0; UST Temp Close: 0; AST Currently In Use: 0; AST Temp Closed: 0 | 0 | 0 | 3 | 12335-081-004016 | HERITAGE OIL CO
14845 | Permanently Closed | 1901-01-01 06:00 | 1964-01-01 06:00 | 1990-06-07 06:00 | Petroleum | Unleaded gasoline | Unleaded gasoline |  | Steel | Steel |  | Painted or None | Steel |  | 1901-01-01 06:00 | [15 empty] | UST Currently In Use: 0; UST Temp Close: 0; AST Currently In Use: 0; AST Temp Closed: 0 | 0 | 0 | 3 | 12335-081-004016 | HERITAGE OIL CO
14846 | Permanently Closed | 1901-01-01 06:00 | 1970-01-01 06:00 | 1990-06-07 06:00 | Petroleum | Unleaded gasoline | Unleaded gasoline |  | Steel | Steel |  | Painted or None | Steel |  | 1901-01-01 06:00 | [15 empty] | UST Currently In Use: 0; UST Temp Close: 0; AST Currently In Use: 0; AST Temp Closed: 0 | 0 | 0 | 3 | 12335-081-004016 | HERITAGE OIL CO
14847 | Permanently Closed | 1992-08-18 06:00 | 1972-01-01 06:00 | 1992-08-18 06:00 | Petroleum | Unleaded gasoline | Unleaded gasoline |  | Steel | Steel |  | Painted or None | Steel |  | 1901-01-01 06:00 | [15 empty] | UST Currently In Use: 0; UST Temp Close: 0; AST Currently In Use: 0; AST Temp Closed: 0 | 0 | 0 | 2 | 12335-081-004017 | HERITAGE OIL CO
14848 | Permanently Closed | 1992-08-18 06:00 | 1972-01-01 06:00 | 1992-08-18 06:00 | Petroleum | Unleaded gasoline | Unleaded gasoline |  | Steel | Steel |  | Painted or None | Steel |  | 1901-01-01 06:00 | [15 empty] | UST Currently In Use: 0; UST Temp Close: 0; AST Currently In Use: 0; AST Temp Closed: 0 | 0 | 0 | 2 | 12335-081-004017 | HERITAGE OIL CO
14849 | Permanently Closed | 1998-08-19 06:00 | 1970-01-01 06:00 | 1998-08-19 06:00 | Petroleum | Unleaded gasoline | Unleaded gasoline | Retail | Steel | Steel |  | Painted or None | Steel |  | 1901-01-01 06:00 | [6 empty] | Statistical Inventory Reconciliation (SIR) | [5 empty] | Annual line testing | Annual line testing |  | UST Currently In Use: 0; UST Temp Close: 0; AST Currently In Use: 0; AST Temp Closed: 0 | 0 | 0 | 3 | 17910-081-009303 | BAH INC
14850 | Permanently Closed | 1998-08-19 06:00 | 1970-01-01 06:00 | 1998-08-19 06:00 | Petroleum | Unleaded gasoline | Unleaded gasoline | Retail | Steel | Steel |  | Painted or None | Steel |  | 1901-01-01 06:00 | [6 empty] | Statistical Inventory Reconciliation (SIR) | [5 empty] | Annual line testing | Annual line testing |  | UST Currently In Use: 0; UST Temp Close: 0; AST Currently In Use: 0; AST Temp Closed: 0 | 0 | 0 | 3 | 17910-081-009303 | BAH INC
14851 | Permanently Closed | 1998-08-19 06:00 | 1970-01-01 06:00 | 1998-08-19 06:00 | Petroleum | Unleaded gasoline | Unleaded gasoline | Retail | Steel | Steel |  | Painted or None | Steel |  | 1901-01-01 06:00 | [6 empty] | Statistical Inventory Reconciliation (SIR) | [5 empty] | Annual line testing | Annual line testing |  | UST Currently In Use: 0; UST Temp Close: 0; AST Currently In Use: 0; AST Temp Closed: 0 | 0 | 0 | 3 | 17910-081-009303 | BAH INC
14852 | Permanently Closed | 1995-08-14 06:00 | 1965-01-01 06:00 | 1995-08-14 06:00 | Petroleum | Unleaded gasoline | Unleaded gasoline | Retail | Steel | Steel |  | Painted or None | Steel |  | 1901-01-01 06:00 | [15 empty] | UST Currently In Use: 0; UST Temp Close: 0; AST Currently In Use: 0; AST Temp Closed: 0 | 0 | 0 | 3 | 17910-081-009304 | BAH INC
14853 | Permanently Closed | 1995-08-14 06:00 | 1965-01-01 06:00 | 1995-08-14 06:00 | Petroleum | Unleaded gasoline | Unleaded gasoline | Retail | Steel | Steel |  | Painted or None | Steel |  | 1901-01-01 06:00 | [15 empty] | UST Currently In Use: 0; UST Temp Close: 0; AST Currently In Use: 0; AST Temp Closed: 0 | 0 | 0 | 3 | 17910-081-009304 | BAH INC
14854 | Permanently Closed | 1995-08-14 06:00 | 1975-01-01 06:00 | 1995-08-14 06:00 | Petroleum | Unleaded gasoline | Unleaded gasoline | Retail | Steel | Steel |  | Painted or None | Steel |  | 1901-01-01 06:00 | [15 empty] | UST Currently In Use: 0; UST Temp Close: 0; AST Currently In Use: 0; AST Temp Closed: 0 | 0 | 0 | 3 | 17910-081-009304 | BAH INC
14855 | Permanently Closed | 1993-01-01 06:00 | 1981-01-01 06:00 | 1993-01-01 06:00 | Petroleum | Unleaded gasoline | Unleaded gasoline |  | Steel | Steel |  |  | Steel |  | 1901-01-01 06:00 | [15 empty] | UST Currently In Use: 0; UST Temp Close: 0; AST Currently In Use: 0; AST Temp Closed: 0 | 0 | 0 | 2 | 12335-081-012924 | HERITAGE OIL CO
14856 | Permanently Closed | 1993-01-01 06:00 | 1981-01-01 06:00 | 1993-01-01 06:00 | Petroleum | Unleaded gasoline | Unleaded gasoline |  | Steel | Steel |  |  | Steel |  | 1901-01-01 06:00 | [15 empty] | UST Currently In Use: 0; UST Temp Close: 0; AST Currently In Use: 0; AST Temp Closed: 0 | 0 | 0 | 2 | 12335-081-012924 | HERITAGE OIL CO
14857 | Currently in Use |  | 1989-01-20 06:00 |  | Petroleum | Unleaded gasoline | Unleaded gasoline | Retail | Fiberglass reinforced plastic | Fiberglass reinforced plastic |  |  | Fiberglass reinforced plastic |  | 1901-01-01 06:00 |  | Catchment Basin, Single walled catchment basin | Automatic shutoff device At 95% full | Automatic shutoff device At 95% full |  |  | Automatic Tank Gauge, Statistical Inventory Reconciliation (SIR) |  | Automatic flow restrictor (MLLD) | Automatic flow restrictor (MLLD) |  |  | Statistical inventory reconciliation (SIR) | Statistical inventory reconciliation (SIR) |  | UST Currently In Use: 3; UST Temp Close: 1; AST Currently In Use: 0; AST Temp Closed: 0 | 3 | 1 | 0 | 25697-081-013906 | SINGH BROTHERS LLC
14858 | Currently in Use | 2018-03-30 06:00 | 1989-01-20 06:00 |  | Petroleum | On road diesel | On road diesel | Retail | Fiberglass reinforced plastic | Fiberglass reinforced plastic |  |  | Fiberglass reinforced plastic |  | 1901-01-01 06:00 |  | Catchment Basin, Single walled catchment basin | Automatic shutoff device At 95% full | Automatic shutoff device At 95% full |  |  | Automatic Tank Gauge, Statistical Inventory Reconciliation (SIR) |  | Automatic flow restrictor (MLLD) | Automatic flow restrictor (MLLD) |  |  | Statistical inventory reconciliation (SIR) | Statistical inventory reconciliation (SIR) |  | UST Currently In Use: 3; UST Temp Close: 1; AST Currently In Use: 0; AST Temp Closed: 0 | 3 | 1 | 0 | 25697-081-013906 | SINGH BROTHERS LLC
14859 | Currently in Use |  | 1989-01-20 06:00 |  | Petroleum | Premium gasoline | Premium gasoline | Retail | Fiberglass reinforced plastic | Fiberglass reinforced plastic |  |  | Fiberglass reinforced plastic |  | 1901-01-01 06:00 |  | Catchment Basin, Single walled catchment basin | Automatic shutoff device At 95% full | Automatic shutoff device At 95% full |  |  | Automatic Tank Gauge, Statistical Inventory Reconciliation (SIR) |  | Automatic flow restrictor (MLLD) | Automatic flow restrictor (MLLD) |  |  | Statistical inventory reconciliation (SIR) | Statistical inventory reconciliation (SIR) |  | UST Currently In Use: 3; UST Temp Close: 1; AST Currently In Use: 0; AST Temp Closed: 0 | 3 | 1 | 0 | 25697-081-013906 | SINGH BROTHERS LLC
14860 | Temporary Closed | 1995-05-05 06:00 | 1989-01-20 06:00 |  | Petroleum | On road diesel | On road diesel | Retail | Fiberglass reinforced plastic | Fiberglass reinforced plastic |  |  | Fiberglass reinforced plastic |  | 1901-01-01 06:00 |  | Catchment Basin, Single walled catchment basin | Automatic shutoff device At 95% full | Automatic shutoff device At 95% full |  |  | Automatic Tank Gauge, Statistical Inventory Reconciliation (SIR) | [5 empty] | Annual line testing | Annual line testing |  | UST Currently In Use: 3; UST Temp Close: 1; AST Currently In Use: 0; AST Temp Closed: 0 | 3 | 1 | 0 | 25697-081-013906 | SINGH BROTHERS LLC
14861 | Permanently Closed | 1992-08-14 06:00 | 1970-01-01 06:00 | 1992-08-14 06:00 | Petroleum | Unleaded gasoline | Unleaded gasoline |  | Steel | Steel |  | Painted or None | Steel |  | 1901-01-01 06:00 | [15 empty] | UST Currently In Use: 0; UST Temp Close: 0; AST Currently In Use: 0; AST Temp Closed: 0 | 0 | 0 | 5 | 12335-087-004011 | HERITAGE OIL CO
14862 | Permanently Closed | 1992-08-14 06:00 | 1970-01-01 06:00 | 1992-08-14 06:00 | Petroleum | Unleaded gasoline | Unleaded gasoline |  | Steel | Steel |  | Painted or None | Steel |  | 1901-01-01 06:00 | [15 empty] | UST Currently In Use: 0; UST Temp Close: 0; AST Currently In Use: 0; AST Temp Closed: 0 | 0 | 0 | 5 | 12335-087-004011 | HERITAGE OIL CO
14863 | Permanently Closed | 1992-08-14 06:00 | 1970-01-01 06:00 | 1992-08-14 06:00 | Petroleum | Unleaded gasoline | Unleaded gasoline |  | Steel | Steel |  | Painted or None | Steel |  | 1901-01-01 06:00 | [15 empty] | UST Currently In Use: 0; UST Temp Close: 0; AST Currently In Use: 0; AST Temp Closed: 0 | 0 | 0 | 5 | 12335-087-004011 | HERITAGE OIL CO
14864 | Permanently Closed | 1992-08-14 06:00 | 1970-01-01 06:00 | 1992-08-14 06:00 | Petroleum | On road diesel | On road diesel |  | Steel | Steel |  | Painted or None | Steel |  | 1901-01-01 06:00 | [15 empty] | UST Currently In Use: 0; UST Temp Close: 0; AST Currently In Use: 0; AST Temp Closed: 0 | 0 | 0 | 5 | 12335-087-004011 | HERITAGE OIL CO
14865 | Permanently Closed | 1992-08-14 06:00 | 1970-01-01 06:00 | 1992-08-14 06:00 | Petroleum | On road diesel | On road diesel |  | Steel | Steel |  | Painted or None | Steel |  | 1901-01-01 06:00 | [15 empty] | UST Currently In Use: 0; UST Temp Close: 0; AST Currently In Use: 0; AST Temp Closed: 0 | 0 | 0 | 5 | 12335-087-004011 | HERITAGE OIL CO
14866 | Permanently Closed | 1998-06-06 06:00 | 1964-01-01 06:00 | 1998-06-06 06:00 | Petroleum | Unleaded gasoline | Unleaded gasoline | Retail | Steel | Steel |  | Painted or None | Steel |  | 1901-01-01 06:00 | [6 empty] | Statistical Inventory Reconciliation (SIR) | [5 empty] | Annual line testing | Annual line testing |  | UST Currently In Use: 0; UST Temp Close: 0; AST Currently In Use: 0; AST Temp Closed: 0 | 0 | 0 | 2 | 15429-087-004020 | CHATTAHOOCHEE OIL CO. C/O PETRO SO.
14867 | Permanently Closed | 1998-06-06 06:00 | 1964-01-01 06:00 | 1998-06-06 06:00 | Petroleum | Unleaded gasoline | Unleaded gasoline | Retail | Steel | Steel |  | Painted or None | Steel |  | 1901-01-01 06:00 | [6 empty] | Statistical Inventory Reconciliation (SIR) | [5 empty] | Annual line testing | Annual line testing |  | UST Currently In Use: 0; UST Temp Close: 0; AST Currently In Use: 0; AST Temp Closed: 0 | 0 | 0 | 2 | 15429-087-004020 | CHATTAHOOCHEE OIL CO. C/O PETRO SO.
14868 | Cannot Locate or abandoned | 1901-01-01 06:00 | 1964-01-01 06:00 |  | Petroleum | Unleaded gasoline | Unleaded gasoline |  | Steel | Steel |  | Painted or None | Steel |  | 1901-01-01 06:00 | [15 empty] | UST Currently In Use: 0; UST Temp Close: 0; AST Currently In Use: 0; AST Temp Closed: 0 | 0 | 0 | 0 | 12335-087-004021 | HERITAGE OIL CO
14869 | Cannot Locate or abandoned | 1901-01-01 06:00 | 1964-01-01 06:00 |  | Petroleum | Unleaded gasoline | Unleaded gasoline |  | Steel | Steel |  | Painted or None | Steel |  | 1901-01-01 06:00 | [15 empty] | UST Currently In Use: 0; UST Temp Close: 0; AST Currently In Use: 0; AST Temp Closed: 0 | 0 | 0 | 0 | 12335-087-004021 | HERITAGE OIL CO
14870 | Permanently Closed | 1901-01-01 06:00 | 1971-01-01 06:00 | 1990-02-21 06:00 | Petroleum | Unleaded gasoline | Unleaded gasoline |  | Steel | Steel |  | Painted or None | Steel |  | 1901-01-01 06:00 | [15 empty] | UST Currently In Use: 0; UST Temp Close: 0; AST Currently In Use: 0; AST Temp Closed: 0 | 0 | 0 | 2 | 12335-087-004022 | HERITAGE OIL CO
14871 | Permanently Closed | 1901-01-01 06:00 | 1971-01-01 06:00 | 1990-02-21 06:00 | Petroleum | Unleaded gasoline | Unleaded gasoline |  | Steel | Steel |  | Painted or None | Steel |  | 1901-01-01 06:00 | [15 empty] | UST Currently In Use: 0; UST Temp Close: 0; AST Currently In Use: 0; AST Temp Closed: 0 | 0 | 0 | 2 | 12335-087-004022 | HERITAGE OIL CO
14872 | Permanently Closed | 1988-01-01 06:00 | 1964-01-01 06:00 | 1988-01-01 06:00 | Petroleum | Unleaded gasoline | Unleaded gasoline |  | Steel | Steel |  | Painted or None | Steel |  | 1901-01-01 06:00 | [15 empty] | UST Currently In Use: 0; UST Temp Close: 0; AST Currently In Use: 0; AST Temp Closed: 0 | 0 | 0 | 2 | 12335-087-009307 | HERITAGE OIL CO
14873 | Permanently Closed | 1988-01-01 06:00 | 1964-01-01 06:00 | 1988-01-01 06:00 | Petroleum | Unleaded gasoline | Unleaded gasoline |  | Steel | Steel |  | Painted or None | Steel |  | 1901-01-01 06:00 | [15 empty] | UST Currently In Use: 0; UST Temp Close: 0; AST Currently In Use: 0; AST Temp Closed: 0 | 0 | 0 | 2 | 12335-087-009307 | HERITAGE OIL CO
14874 | Permanently Closed | 2000-07-13 06:00 | 1964-01-01 06:00 | 1997-09-15 06:00 | Petroleum | Unleaded gasoline | Unleaded gasoline |  | Steel | Steel |  | Painted or None | Steel |  | 1901-01-01 06:00 | [15 empty] | UST Currently In Use: 0; UST Temp Close: 0; AST Currently In Use: 0; AST Temp Closed: 0 | 0 | 0 | 2 | 12335-113-004018 | HERITAGE OIL CO
14875 | Permanently Closed | 2000-07-13 06:00 | 1964-01-01 06:00 | 1997-09-15 06:00 | Petroleum | Unleaded gasoline | Unleaded gasoline |  | Steel | Steel |  | Painted or None | Steel |  | 1901-01-01 06:00 | [15 empty] | UST Currently In Use: 0; UST Temp Close: 0; AST Currently In Use: 0; AST Temp Closed: 0 | 0 | 0 | 2 | 12335-113-004018 | HERITAGE OIL CO
14876 | Retired | 1984-01-01 06:00 | 1964-01-01 06:00 |  | Petroleum | Unleaded gasoline | Unleaded gasoline |  | Steel | Steel |  | Painted or None | Steel |  | 1901-01-01 06:00 | [15 empty] | UST Currently In Use: 0; UST Temp Close: 0; AST Currently In Use: 0; AST Temp Closed: 0 | 0 | 0 | 0 | 12335-113-004019 | HERITAGE OIL CO
14877 | Retired | 1984-01-01 06:00 | 1964-01-01 06:00 |  | Petroleum | Unleaded gasoline | Unleaded gasoline |  | Steel | Steel |  | Painted or None | Steel |  | 1901-01-01 06:00 | [15 empty] | UST Currently In Use: 0; UST Temp Close: 0; AST Currently In Use: 0; AST Temp Closed: 0 | 0 | 0 | 0 | 12335-113-004019 | HERITAGE OIL CO
14878 | Retired | 1988-01-01 06:00 | 1967-01-01 06:00 |  | Petroleum | Unleaded gasoline | Unleaded gasoline | Retail | Steel | Steel |  | Painted or None | Steel |  | 1901-01-01 06:00 | [15 empty] | UST Currently In Use: 0; UST Temp Close: 0; AST Currently In Use: 0; AST Temp Closed: 0 | 0 | 0 | 0 | 12335-123-004015 | HERITAGE OIL CO
14879 | Retired | 1988-01-01 06:00 | 1967-01-01 06:00 |  | Petroleum | Unleaded gasoline | Unleaded gasoline | Retail | Steel | Steel |  | Painted or None | Steel |  | 1901-01-01 06:00 | [15 empty] | UST Currently In Use: 0; UST Temp Close: 0; AST Currently In Use: 0; AST Temp Closed: 0 | 0 | 0 | 0 | 12335-123-004015 | HERITAGE OIL CO
14880 | Retired | 1988-01-01 06:00 | 1967-01-01 06:00 |  | Petroleum | Unleaded gasoline | Unleaded gasoline | Retail | Steel | Steel |  | Painted or None | Steel |  | 1901-01-01 06:00 | [15 empty] | UST Currently In Use: 0; UST Temp Close: 0; AST Currently In Use: 0; AST Temp Closed: 0 | 0 | 0 | 0 | 12335-123-004015 | HERITAGE OIL CO
14881 |  | 2002-03-28 06:00 | 1968-01-01 06:00 |  | Petroleum | Unleaded gasoline | Unleaded gasoline | Retail | Steel | Steel |  | Painted or None | Steel |  | 1901-01-01 06:00 | [15 empty] | UST Currently In Use: 0; UST Temp Close: 0; AST Currently In Use: 0; AST Temp Closed: 0 | 0 | 0 | 0 | 12335-123-009305 | HERITAGE OIL CO
14882 |  | 2002-03-28 06:00 | 1968-01-01 06:00 |  | Petroleum | Unleaded gasoline | Unleaded gasoline | Retail | Steel | Steel |  | Painted or None | Steel |  | 1901-01-01 06:00 | [15 empty] | UST Currently In Use: 0; UST Temp Close: 0; AST Currently In Use: 0; AST Temp Closed: 0 | 0 | 0 | 0 | 12335-123-009305 | HERITAGE OIL CO
14883 |  | 2002-03-28 06:00 | 1968-01-01 06:00 |  | Petroleum | Unleaded gasoline | Unleaded gasoline | Retail | Steel | Steel |  | Painted or None | Steel |  | 1901-01-01 06:00 | [15 empty] | UST Currently In Use: 0; UST Temp Close: 0; AST Currently In Use: 0; AST Temp Closed: 0 | 0 | 0 | 0 | 12335-123-009305 | HERITAGE OIL CO
14884 | Permanently Closed | 1991-08-21 06:00 | 1974-01-01 06:00 | 1991-08-22 06:00 | Petroleum | On road diesel | On road diesel |  | Steel | Steel |  |  | Steel |  | 1901-01-01 06:00 | [15 empty] | UST Currently In Use: 0; UST Temp Close: 0; AST Currently In Use: 0; AST Temp Closed: 0 | 0 | 0 | 4 | 12336-025-004156 | HERMAN & DORTHONY LATHAN
14885 | Permanently Closed | 1991-08-21 06:00 | 1973-01-01 06:00 | 1991-08-21 06:00 | Petroleum | Unleaded gasoline | Unleaded gasoline |  | Steel | Steel |  | Painted or None | Steel |  | 1901-01-01 06:00 | [15 empty] | UST Currently In Use: 0; UST Temp Close: 0; AST Currently In Use: 0; AST Temp Closed: 0 | 0 | 0 | 4 | 12336-025-004156 | HERMAN & DORTHONY LATHAN
14886 | Permanently Closed | 1991-08-21 06:00 | 1974-01-01 06:00 | 1991-08-21 06:00 | Petroleum | Unleaded gasoline | Unleaded gasoline |  | Steel | Steel |  |  | Steel |  | 1901-01-01 06:00 | [15 empty] | UST Currently In Use: 0; UST Temp Close: 0; AST Currently In Use: 0; AST Temp Closed: 0 | 0 | 0 | 4 | 12336-025-004156 | HERMAN & DORTHONY LATHAN
14887 | Permanently Closed | 1991-08-21 06:00 | 1973-01-01 06:00 | 1991-08-21 06:00 | Petroleum | Unleaded gasoline | Unleaded gasoline |  | Steel | Steel |  | Painted or None | Steel |  | 1901-01-01 06:00 | [15 empty] | UST Currently In Use: 0; UST Temp Close: 0; AST Currently In Use: 0; AST Temp Closed: 0 | 0 | 0 | 4 | 12336-025-004156 | HERMAN & DORTHONY LATHAN
14888 | Permanently Closed | 1989-09-01 06:00 | 1985-01-01 06:00 | 1989-09-01 06:00 | Petroleum | On road diesel | On road diesel |  | Steel | Steel | Coated & cathodic protection (sti-P3) |  | Steel |  | 1901-01-01 06:00 | [15 empty] | UST Currently In Use: 0; UST Temp Close: 0; AST Currently In Use: 0; AST Temp Closed: 0 | 0 | 0 | 1 | 12337-117-012720 | HERMAN BROS INC
14889 | Permanently Closed | 1990-09-21 06:00 | 1963-01-01 06:00 | 1990-09-21 06:00 | Petroleum | Used oil | Used oil | [7 empty] | 1901-01-01 06:00 | [15 empty] | UST Currently In Use: 0; UST Temp Close: 0; AST Currently In Use: 0; AST Temp Closed: 0 | 0 | 0 | 1 | 12338-031-000097 | HERMAN DISMUKES C/O ED SHERLING
14890 | Permanently Closed | 1994-06-15 06:00 | 1977-01-01 06:00 | 1994-06-15 06:00 | Petroleum | Unleaded gasoline | Unleaded gasoline |  | Steel | Steel | Interior lined (not allowed as a standalone method of corrosion protection) | Painted or None | Steel |  | 1901-01-01 06:00 | [15 empty] | UST Currently In Use: 0; UST Temp Close: 1; AST Currently In Use: 0; AST Temp Closed: 0 | 0 | 1 | 3 | 12339-071-004953 | HERMAN HALL
14891 | Permanently Closed | 1994-06-15 06:00 | 1977-01-01 06:00 | 1994-06-15 06:00 | Petroleum | Unleaded gasoline | Unleaded gasoline |  | Steel | Steel | Interior lined (not allowed as a standalone method of corrosion protection) | Painted or None | Steel |  | 1901-01-01 06:00 | [15 empty] | UST Currently In Use: 0; UST Temp Close: 1; AST Currently In Use: 0; AST Temp Closed: 0 | 0 | 1 | 3 | 12339-071-004953 | HERMAN HALL
14892 | Permanently Closed | 1994-06-15 06:00 | 1977-01-01 06:00 | 1994-06-15 06:00 | Petroleum | Unleaded gasoline | Unleaded gasoline |  | Steel | Steel | Interior lined (not allowed as a standalone method of corrosion protection) | Painted or None | Steel |  | 1901-01-01 06:00 | [15 empty] | UST Currently In Use: 0; UST Temp Close: 1; AST Currently In Use: 0; AST Temp Closed: 0 | 0 | 1 | 3 | 12339-071-004953 | HERMAN HALL
14893 | Permanently Closed | 1998-01-12 06:00 | 1958-01-01 06:00 | 1998-08-18 06:00 | Petroleum | Unleaded gasoline | Unleaded gasoline |  | Steel | Steel |  | Painted or None | Steel |  | 1901-01-01 06:00 | [6 empty] | Statistical Inventory Reconciliation (SIR) | [8 empty] | UST Currently In Use: 0; UST Temp Close: 0; AST Currently In Use: 0; AST Temp Closed: 0 | 0 | 0 | 3 | 12340-131-005444 | HERMAN RAY
14894 | Permanently Closed | 1998-01-12 06:00 | 1958-01-01 06:00 | 1998-08-18 06:00 | Petroleum | Unleaded gasoline | Unleaded gasoline |  | Steel | Steel |  | Painted or None | Steel |  | 1901-01-01 06:00 | [6 empty] | Statistical Inventory Reconciliation (SIR) | [8 empty] | UST Currently In Use: 0; UST Temp Close: 0; AST Currently In Use: 0; AST Temp Closed: 0 | 0 | 0 | 3 | 12340-131-005444 | HERMAN RAY
14895 | Permanently Closed | 1998-01-12 06:00 | 1958-01-01 06:00 | 1998-08-18 06:00 | Petroleum | Unleaded gasoline | Unleaded gasoline |  | Steel | Steel |  | Painted or None | Steel |  | 1901-01-01 06:00 | [6 empty] | Statistical Inventory Reconciliation (SIR) | [8 empty] | UST Currently In Use: 0; UST Temp Close: 0; AST Currently In Use: 0; AST Temp Closed: 0 | 0 | 0 | 3 | 12340-131-005444 | HERMAN RAY
14897 | Currently in Use |  | 1969-01-01 06:00 |  | Petroleum | On road diesel | On road diesel | Retail | Steel | Steel | Field installed cathodic protection |  | Steel |  |  | Field installed cathodic protection | Catchment Basin, Single walled catchment basin | Automatic shutoff device At 95% full, Flow Rest 90% Full | Flow Rest 90% Full |  |  | Automatic Tank Gauge |  | Automatic flow restrictor (MLLD) | Automatic flow restrictor (MLLD) |  |  | Annual line testing | Annual line testing | Pressurized Piping | UST Currently In Use: 4; UST Temp Close: 0; AST Currently In Use: 0; AST Temp Closed: 0 | 4 | 0 | 0 | 25554-005-004032 | VILLA RICA REALTY INVESTMENT
14898 | Currently in Use |  | 1977-01-01 06:00 |  | Petroleum | Unleaded gasoline | Unleaded gasoline | Retail | Steel | Steel | Field installed cathodic protection |  | Fiberglass reinforced plastic |  |  |  | Catchment Basin, Single walled catchment basin | Automatic shutoff device At 95% full, Flow Rest 90% Full | Flow Rest 90% Full |  |  | Automatic Tank Gauge |  | Automatic flow restrictor (MLLD) | Automatic flow restrictor (MLLD) |  |  | Annual line testing | Annual line testing | Pressurized Piping | UST Currently In Use: 4; UST Temp Close: 0; AST Currently In Use: 0; AST Temp Closed: 0 | 4 | 0 | 0 | 25554-005-004032 | VILLA RICA REALTY INVESTMENT
14900 | Currently in Use |  | 1977-01-01 06:00 |  | Petroleum | Premium gasoline | Premium gasoline | Retail | Steel | Steel | Field installed cathodic protection |  | Fiberglass reinforced plastic |  |  |  | Catchment Basin, Single walled catchment basin | Automatic shutoff device At 95% full, Flow Rest 90% Full | Flow Rest 90% Full |  |  | Automatic Tank Gauge |  | Automatic flow restrictor (MLLD) | Automatic flow restrictor (MLLD) |  |  | Annual line testing | Annual line testing |  | UST Currently In Use: 4; UST Temp Close: 0; AST Currently In Use: 0; AST Temp Closed: 0 | 4 | 0 | 0 | 25554-005-004032 | VILLA RICA REALTY INVESTMENT
14901 | Temporary Closed | 2016-04-21 06:00 | 1983-01-01 06:00 |  | Petroleum | Unleaded gasoline | Unleaded gasoline | Retail | Steel | Steel | Field installed cathodic protection |  | Steel |  | 1901-01-01 06:00 | Field installed cathodic protection | Catchment Basin, Single walled catchment basin | Automatic shutoff device At 95% full | Automatic shutoff device At 95% full |  |  | Automatic Tank Gauge | [8 empty] | UST Currently In Use: 0; UST Temp Close: 3; AST Currently In Use: 0; AST Temp Closed: 0 | 0 | 3 | 0 | 16465-011-004040 | GRP INC
14902 | Temporary Closed | 2016-04-21 06:00 | 1982-01-01 06:00 |  | Petroleum | Mid-grade gasoline | Mid-grade gasoline | Retail | Steel | Steel | Field installed cathodic protection |  | Steel |  | 1901-01-01 06:00 | Field installed cathodic protection | Catchment Basin, Single walled catchment basin | Automatic shutoff device At 95% full | Automatic shutoff device At 95% full |  |  | Automatic Tank Gauge | [8 empty] | UST Currently In Use: 0; UST Temp Close: 3; AST Currently In Use: 0; AST Temp Closed: 0 | 0 | 3 | 0 | 16465-011-004040 | GRP INC
14903 | Temporary Closed | 2016-04-21 06:00 | 1982-01-01 06:00 |  | Petroleum | Premium gasoline | Premium gasoline | Retail | Steel | Steel | Field installed cathodic protection |  | Steel |  | 1901-01-01 06:00 | Field installed cathodic protection | Catchment Basin, Single walled catchment basin | Automatic shutoff device At 95% full | Automatic shutoff device At 95% full |  |  | Automatic Tank Gauge | [8 empty] | UST Currently In Use: 0; UST Temp Close: 3; AST Currently In Use: 0; AST Temp Closed: 0 | 0 | 3 | 0 | 16465-011-004040 | GRP INC
14904 | Currently in Use |  | 1978-01-01 06:00 |  | Petroleum | Premium gasoline | Premium gasoline | Retail | Steel | Steel | Field installed cathodic protection |  | Double Wall, Flexible |  | 2017-01-01 06:00 |  | Catchment Basin, Single walled catchment basin | Automatic shutoff device At 95% full | Automatic shutoff device At 95% full |  |  | Automatic Tank Gauge, Other |  | Automatic flow restrictor (MLLD) | Automatic flow restrictor (MLLD) | Interstitial Monitoring within Secondary Containment | MANUAL/VISUAL CHECK | Annual line testing, Continuous alarm system | Continuous alarm system |  | UST Currently In Use: 3; UST Temp Close: 0; AST Currently In Use: 0; AST Temp Closed: 0 | 3 | 0 | 0 | 25492-031-004037 | TRI STAR ENERGY
14905 | Currently in Use |  | 1978-01-01 06:00 |  | Petroleum | On road diesel | On road diesel | Retail | Steel | Steel | Field installed cathodic protection |  | Double Wall, Flexible |  | 2017-01-01 06:00 |  | Catchment Basin, Single walled catchment basin | Automatic shutoff device At 95% full | Automatic shutoff device At 95% full |  |  | Automatic Tank Gauge, Other |  | Automatic flow restrictor (MLLD) | Automatic flow restrictor (MLLD) | Interstitial Monitoring within Secondary Containment | MANUAL/VISUAL CHECK | Continuous alarm system | Continuous alarm system |  | UST Currently In Use: 3; UST Temp Close: 0; AST Currently In Use: 0; AST Temp Closed: 0 | 3 | 0 | 0 | 25492-031-004037 | TRI STAR ENERGY
14906 | Currently in Use |  | 1978-01-01 06:00 |  | Petroleum | Unleaded gasoline | Unleaded gasoline | Retail | Steel | Steel | Field installed cathodic protection |  | Double Wall, Flexible |  | 2017-01-01 06:00 |  | Catchment Basin, Single walled catchment basin | Automatic shutoff device At 95% full | Automatic shutoff device At 95% full |  |  | Automatic Tank Gauge, Other |  | Automatic flow restrictor (MLLD) | Automatic flow restrictor (MLLD) | Interstitial Monitoring within Secondary Containment | MANUAL/VISUAL CHECK | Continuous alarm system | Continuous alarm system |  | UST Currently In Use: 3; UST Temp Close: 0; AST Currently In Use: 0; AST Temp Closed: 0 | 3 | 0 | 0 | 25492-031-004037 | TRI STAR ENERGY
14907 | Permanently Closed | 1987-02-24 06:00 | 1970-01-01 06:00 |  | Petroleum | Unleaded gasoline | Unleaded gasoline |  | Steel | Steel |  | Painted or None | Steel |  | 1901-01-01 06:00 | [15 empty] | UST Currently In Use: 3; UST Temp Close: 0; AST Currently In Use: 0; AST Temp Closed: 0 | 3 | 0 | 4 | 25492-045-004036 | TRI STAR ENERGY
14908 | Permanently Closed | 1987-02-24 06:00 | 1970-01-01 06:00 |  | Petroleum | Unleaded gasoline | Unleaded gasoline |  | Steel | Steel |  | Painted or None | Steel |  | 1901-01-01 06:00 | [15 empty] | UST Currently In Use: 3; UST Temp Close: 0; AST Currently In Use: 0; AST Temp Closed: 0 | 3 | 0 | 4 | 25492-045-004036 | TRI STAR ENERGY
14909 | Permanently Closed | 1987-02-24 06:00 | 1970-01-01 06:00 |  | Petroleum | Unleaded gasoline | Unleaded gasoline |  | Steel | Steel |  | Painted or None | Steel |  | 1901-01-01 06:00 | [15 empty] | UST Currently In Use: 3; UST Temp Close: 0; AST Currently In Use: 0; AST Temp Closed: 0 | 3 | 0 | 4 | 25492-045-004036 | TRI STAR ENERGY
14910 | Permanently Closed | 1987-02-24 06:00 | 1970-01-01 06:00 |  | Petroleum | Unleaded gasoline | Unleaded gasoline |  | Steel | Steel |  | Painted or None | Steel |  | 1901-01-01 06:00 | [15 empty] | UST Currently In Use: 3; UST Temp Close: 0; AST Currently In Use: 0; AST Temp Closed: 0 | 3 | 0 | 4 | 25492-045-004036 | TRI STAR ENERGY
14911 | Currently in Use |  | 1987-01-01 06:00 |  | Petroleum | Unleaded gasoline | Unleaded gasoline | Retail | Steel | Steel | Field installed cathodic protection |  | Steel |  |  | Field installed cathodic protection | Catchment Basin, Single walled catchment basin | Automatic shutoff device At 95% full | Automatic shutoff device At 95% full |  |  | Automatic Tank Gauge, Other |  | Automatic flow restrictor (MLLD) | Automatic flow restrictor (MLLD) |  |  | Annual line testing | Annual line testing |  | UST Currently In Use: 3; UST Temp Close: 0; AST Currently In Use: 0; AST Temp Closed: 0 | 3 | 0 | 4 | 25492-045-004036 | TRI STAR ENERGY
14912 | Currently in Use |  | 1987-01-01 06:00 |  | Petroleum | On road diesel | On road diesel | Retail | Steel | Steel | Field installed cathodic protection |  | Steel |  |  | Field installed cathodic protection | Catchment Basin, Single walled catchment basin | Automatic shutoff device At 95% full | Automatic shutoff device At 95% full |  |  | Automatic Tank Gauge, Other |  | Automatic flow restrictor (MLLD) | Automatic flow restrictor (MLLD) |  |  | Annual line testing | Annual line testing |  | UST Currently In Use: 3; UST Temp Close: 0; AST Currently In Use: 0; AST Temp Closed: 0 | 3 | 0 | 4 | 25492-045-004036 | TRI STAR ENERGY
14913 | Currently in Use |  | 1987-01-01 06:00 |  | Petroleum | Premium gasoline | Premium gasoline | Retail | Steel | Steel | Field installed cathodic protection |  | Steel |  |  | Field installed cathodic protection | Catchment Basin, Single walled catchment basin | Automatic shutoff device At 95% full | Automatic shutoff device At 95% full |  |  | Automatic Tank Gauge, Other |  | Automatic flow restrictor (MLLD) | Automatic flow restrictor (MLLD) |  |  | Annual line testing | Annual line testing |  | UST Currently In Use: 3; UST Temp Close: 0; AST Currently In Use: 0; AST Temp Closed: 0 | 3 | 0 | 4 | 25492-045-004036 | TRI STAR ENERGY
14914 | Permanently Closed | 2020-07-29 06:00 | 1975-01-01 06:00 | 2020-07-29 06:00 | Petroleum | Unleaded gasoline | Unleaded gasoline | Retail | Steel | Steel | Field installed cathodic protection |  | Steel |  |  | Field installed cathodic protection | Catchment Basin, Single walled catchment basin | Automatic shutoff device At 95% full | Automatic shutoff device At 95% full |  |  | Statistical Inventory Reconciliation (SIR) |  | Automatic flow restrictor (MLLD) | Automatic flow restrictor (MLLD) |  |  | Statistical inventory reconciliation (SIR) | Statistical inventory reconciliation (SIR) |  | UST Currently In Use: 2; UST Temp Close: 0; AST Currently In Use: 0; AST Temp Closed: 0 | 2 | 0 | 3 | 25492-067-001666 | TRI STAR ENERGY
14916 | Permanently Closed | 2020-07-29 06:00 | 1983-01-01 06:00 | 2020-07-29 06:00 | Petroleum | Premium gasoline | Premium gasoline | Retail | Steel | Steel | Field installed cathodic protection |  | Steel |  |  | Field installed cathodic protection | Catchment Basin, Single walled catchment basin | Automatic shutoff device At 95% full | Automatic shutoff device At 95% full |  |  | Statistical Inventory Reconciliation (SIR) |  | Automatic flow restrictor (MLLD) | Automatic flow restrictor (MLLD) |  |  | Statistical inventory reconciliation (SIR) | Statistical inventory reconciliation (SIR) |  | UST Currently In Use: 2; UST Temp Close: 0; AST Currently In Use: 0; AST Temp Closed: 0 | 2 | 0 | 3 | 25492-067-001666 | TRI STAR ENERGY
14917 | Permanently Closed | 2020-07-29 06:00 | 1983-01-01 06:00 | 2020-07-29 06:00 | Petroleum | On road diesel | On road diesel | Retail | Steel | Steel | Field installed cathodic protection |  | Steel |  |  | Field installed cathodic protection | Catchment Basin, Single walled catchment basin | Automatic shutoff device At 95% full | Automatic shutoff device At 95% full |  |  | Statistical Inventory Reconciliation (SIR) |  | Automatic flow restrictor (MLLD) | Automatic flow restrictor (MLLD) |  |  | Statistical inventory reconciliation (SIR) | Statistical inventory reconciliation (SIR) |  | UST Currently In Use: 2; UST Temp Close: 0; AST Currently In Use: 0; AST Temp Closed: 0 | 2 | 0 | 3 | 25492-067-001666 | TRI STAR ENERGY
14918 | Permanently Closed | 1995-05-01 06:00 | 1975-01-01 06:00 | 1997-06-16 06:00 | Petroleum | Unleaded gasoline | Unleaded gasoline | Farm/Residential tank Less Than 1100 gal (Not Regulated) | Steel | Steel |  | Painted or None | Steel |  | 1901-01-01 06:00 | [15 empty] | UST Currently In Use: 0; UST Temp Close: 0; AST Currently In Use: 0; AST Temp Closed: 0 | 0 | 0 | 1 | 12345-067-004038 | HERNDON OIL CORP
14919 | Permanently Closed | 1997-05-01 06:00 | 1963-01-01 06:00 | 1997-06-16 06:00 | Petroleum | Unleaded gasoline | Unleaded gasoline | Retail | Steel | Steel |  | Painted or None | Steel |  | 1901-01-01 06:00 | [6 empty] | Statistical Inventory Reconciliation (SIR) | [8 empty] | UST Currently In Use: 0; UST Temp Close: 0; AST Currently In Use: 0; AST Temp Closed: 0 | 0 | 0 | 2 | 12345-067-004039 | HERNDON OIL CORP
14920 | Permanently Closed | 1997-05-01 06:00 | 1963-01-01 06:00 | 1997-06-16 06:00 | Petroleum | Unleaded gasoline | Unleaded gasoline | Retail | Steel | Steel |  | Painted or None | Steel |  | 1901-01-01 06:00 | [6 empty] | Statistical Inventory Reconciliation (SIR) | [8 empty] | UST Currently In Use: 0; UST Temp Close: 0; AST Currently In Use: 0; AST Temp Closed: 0 | 0 | 0 | 2 | 12345-067-004039 | HERNDON OIL CORP
14921 | Currently in Use |  | 1974-01-01 06:00 |  | Petroleum | Unleaded gasoline | Unleaded gasoline | Retail | Steel | Steel | Field installed cathodic protection |  | Steel |  |  | Field installed cathodic protection | Catchment Basin, Single walled catchment basin | Automatic shutoff device At 95% full | Automatic shutoff device At 95% full |  |  | Automatic Tank Gauge, Other |  | Automatic flow restrictor (MLLD), Containment Sump | Containment Sump |  |  | Annual line testing | Annual line testing |  | UST Currently In Use: 3; UST Temp Close: 0; AST Currently In Use: 0; AST Temp Closed: 0 | 3 | 0 | 0 | 25492-069-004031 | TRI STAR ENERGY
14922 | Currently in Use |  | 1974-01-01 06:00 |  | Petroleum | On road diesel | On road diesel | Retail | Steel | Steel | Field installed cathodic protection |  | Steel |  |  | Field installed cathodic protection | Catchment Basin, Single walled catchment basin | Automatic shutoff device At 95% full | Automatic shutoff device At 95% full |  |  | Automatic Tank Gauge, Other |  | Automatic flow restrictor (MLLD), Containment Sump | Containment Sump |  |  | Annual line testing | Annual line testing |  | UST Currently In Use: 3; UST Temp Close: 0; AST Currently In Use: 0; AST Temp Closed: 0 | 3 | 0 | 0 | 25492-069-004031 | TRI STAR ENERGY
14923 | Currently in Use |  | 1974-01-01 06:00 |  | Petroleum | Premium gasoline | Premium gasoline | Retail | Steel | Steel | Field installed cathodic protection |  | Steel |  |  | Field installed cathodic protection | Catchment Basin, Single walled catchment basin | Automatic shutoff device At 95% full | Automatic shutoff device At 95% full |  |  | Automatic Tank Gauge, Other |  | Automatic flow restrictor (MLLD), Containment Sump | Containment Sump |  |  | Annual line testing | Annual line testing |  | UST Currently In Use: 3; UST Temp Close: 0; AST Currently In Use: 0; AST Temp Closed: 0 | 3 | 0 | 0 | 25492-069-004031 | TRI STAR ENERGY
14924 | Currently in Use |  | 1980-10-05 06:00 |  | Petroleum | Unleaded gasoline | Unleaded gasoline | Retail | Steel | Steel | Field installed cathodic protection |  | Steel |  |  | Field installed cathodic protection | Catchment Basin, Single walled catchment basin | Automatic shutoff device At 95% full | Automatic shutoff device At 95% full |  |  | Automatic Tank Gauge |  | Automatic flow restrictor (MLLD) | Automatic flow restrictor (MLLD) |  |  | Annual line testing | Annual line testing |  | UST Currently In Use: 4; UST Temp Close: 0; AST Currently In Use: 0; AST Temp Closed: 0 | 4 | 0 | 0 | 25492-069-004033 | TRI STAR ENERGY
14925 | Currently in Use |  | 1980-10-05 06:00 |  | Petroleum | Unleaded gasoline | Unleaded gasoline | Retail | Steel | Steel | Field installed cathodic protection |  | Steel |  |  | Field installed cathodic protection | Catchment Basin, Single walled catchment basin | Automatic shutoff device At 95% full | Automatic shutoff device At 95% full |  |  | Automatic Tank Gauge |  | Automatic flow restrictor (MLLD) | Automatic flow restrictor (MLLD) |  |  | Annual line testing | Annual line testing |  | UST Currently In Use: 4; UST Temp Close: 0; AST Currently In Use: 0; AST Temp Closed: 0 | 4 | 0 | 0 | 25492-069-004033 | TRI STAR ENERGY
14926 | Currently in Use |  | 1980-10-05 06:00 |  | Petroleum | Premium gasoline | Premium gasoline | Retail | Steel | Steel | Field installed cathodic protection |  | Steel |  |  | Field installed cathodic protection | Catchment Basin, Single walled catchment basin | Automatic shutoff device At 95% full | Automatic shutoff device At 95% full |  |  | Automatic Tank Gauge |  | Automatic flow restrictor (MLLD) | Automatic flow restrictor (MLLD) |  |  | Annual line testing | Annual line testing |  | UST Currently In Use: 4; UST Temp Close: 0; AST Currently In Use: 0; AST Temp Closed: 0 | 4 | 0 | 0 | 25492-069-004033 | TRI STAR ENERGY
14927 | Currently in Use |  | 1980-10-05 06:00 |  | Petroleum | On road diesel | On road diesel | Retail | Steel | Steel | Field installed cathodic protection |  | Steel |  |  | Field installed cathodic protection | Catchment Basin, Single walled catchment basin | Automatic shutoff device At 95% full | Automatic shutoff device At 95% full |  |  | Automatic Tank Gauge |  | Automatic flow restrictor (MLLD) | Automatic flow restrictor (MLLD) |  |  | Annual line testing | Annual line testing |  | UST Currently In Use: 4; UST Temp Close: 0; AST Currently In Use: 0; AST Temp Closed: 0 | 4 | 0 | 0 | 25492-069-004033 | TRI STAR ENERGY
14928 | Currently in Use |  | 1962-01-01 06:00 |  | Petroleum | Premium gasoline | Premium gasoline | Retail | Steel | Steel | Field installed cathodic protection |  | Steel |  |  | Field installed cathodic protection | Catchment Basin, Single walled catchment basin | Automatic shutoff device At 95% full | Automatic shutoff device At 95% full |  |  | Automatic Tank Gauge, Other | [8 empty] | UST Currently In Use: 3; UST Temp Close: 0; AST Currently In Use: 0; AST Temp Closed: 0 | 3 | 0 | 0 | 25492-069-004034 | TRI STAR ENERGY
14929 | Currently in Use |  | 1962-01-01 06:00 |  | Petroleum | Mid-grade gasoline | Mid-grade gasoline | Retail | Steel | Steel | Field installed cathodic protection |  | Steel |  |  | Field installed cathodic protection | Catchment Basin, Single walled catchment basin | Automatic shutoff device At 95% full | Automatic shutoff device At 95% full |  |  | Automatic Tank Gauge, Other | [8 empty] | UST Currently In Use: 3; UST Temp Close: 0; AST Currently In Use: 0; AST Temp Closed: 0 | 3 | 0 | 0 | 25492-069-004034 | TRI STAR ENERGY
14930 | Currently in Use |  | 1962-01-01 06:00 |  | Petroleum | Unleaded gasoline | Unleaded gasoline | Retail | Steel | Steel | Field installed cathodic protection |  | Steel |  |  | Field installed cathodic protection | Catchment Basin, Single walled catchment basin | Automatic shutoff device At 95% full | Automatic shutoff device At 95% full |  |  | Automatic Tank Gauge, Other | [8 empty] | UST Currently In Use: 3; UST Temp Close: 0; AST Currently In Use: 0; AST Temp Closed: 0 | 3 | 0 | 0 | 25492-069-004034 | TRI STAR ENERGY
14931 | Permanently Closed | 2018-05-04 06:00 | 1978-01-01 06:00 | 2018-05-04 06:00 | Petroleum | Premium gasoline | Premium gasoline | Retail | Steel | Steel | Field installed cathodic protection |  | Steel |  |  | Field installed cathodic protection | Catchment Basin, Single walled catchment basin | Automatic shutoff device At 95% full | Automatic shutoff device At 95% full |  |  | Statistical Inventory Reconciliation (SIR) | [5 empty] | Statistical inventory reconciliation (SIR) | Statistical inventory reconciliation (SIR) |  | UST Currently In Use: 0; UST Temp Close: 0; AST Currently In Use: 0; AST Temp Closed: 0 | 0 | 0 | 3 | 12345-069-004035 | HERNDON OIL CORP
14932 | Permanently Closed | 2018-05-04 06:00 | 1978-01-01 06:00 | 2018-05-04 06:00 | Petroleum | On road diesel | On road diesel | Retail | Steel | Steel | Field installed cathodic protection |  | Steel |  |  | Field installed cathodic protection | Catchment Basin, Single walled catchment basin | Automatic shutoff device At 95% full | Automatic shutoff device At 95% full |  |  | Statistical Inventory Reconciliation (SIR) | [5 empty] | Statistical inventory reconciliation (SIR) | Statistical inventory reconciliation (SIR) |  | UST Currently In Use: 0; UST Temp Close: 0; AST Currently In Use: 0; AST Temp Closed: 0 | 0 | 0 | 3 | 12345-069-004035 | HERNDON OIL CORP
14933 | Permanently Closed | 2018-05-04 06:00 | 1978-01-01 06:00 | 2018-05-04 06:00 | Petroleum | Unleaded gasoline | Unleaded gasoline | Retail | Steel | Steel | Field installed cathodic protection |  | Steel |  |  | Field installed cathodic protection | Catchment Basin, Single walled catchment basin | Automatic shutoff device At 95% full | Automatic shutoff device At 95% full |  |  | Statistical Inventory Reconciliation (SIR) | [5 empty] | Statistical inventory reconciliation (SIR) | Statistical inventory reconciliation (SIR) |  | UST Currently In Use: 0; UST Temp Close: 0; AST Currently In Use: 0; AST Temp Closed: 0 | 0 | 0 | 3 | 12345-069-004035 | HERNDON OIL CORP
14935 | Currently in Use |  | 1988-01-01 06:00 |  | Petroleum | Unleaded gasoline | Unleaded gasoline | Retail | Steel | Steel | Field installed cathodic protection |  | Fiberglass reinforced plastic |  |  |  | Catchment Basin, Single walled catchment basin | Automatic shutoff device At 95% full | Automatic shutoff device At 95% full |  |  | Automatic Tank Gauge, Other |  | Automatic flow restrictor (MLLD) | Automatic flow restrictor (MLLD) |  |  | Annual line testing | Annual line testing |  | UST Currently In Use: 3; UST Temp Close: 0; AST Currently In Use: 0; AST Temp Closed: 0 | 3 | 0 | 0 | 25492-069-011532 | TRI STAR ENERGY
14936 | Currently in Use |  | 1988-01-01 06:00 |  | Petroleum | On road diesel | On road diesel | Retail | Steel | Steel | Field installed cathodic protection |  | Fiberglass reinforced plastic |  |  |  | Catchment Basin, Single walled catchment basin | Automatic shutoff device At 95% full | Automatic shutoff device At 95% full |  |  | Automatic Tank Gauge, Other |  | Automatic flow restrictor (MLLD) | Automatic flow restrictor (MLLD) |  |  | Annual line testing | Annual line testing |  | UST Currently In Use: 3; UST Temp Close: 0; AST Currently In Use: 0; AST Temp Closed: 0 | 3 | 0 | 0 | 25492-069-011532 | TRI STAR ENERGY
14937 | Currently in Use |  | 1988-01-01 06:00 |  | Petroleum | Premium gasoline | Premium gasoline | Retail | Steel | Steel | Field installed cathodic protection |  | Fiberglass reinforced plastic |  |  |  | Catchment Basin, Single walled catchment basin | Automatic shutoff device At 95% full | Automatic shutoff device At 95% full |  |  | Automatic Tank Gauge, Other |  | Automatic flow restrictor (MLLD) | Automatic flow restrictor (MLLD) |  |  | Annual line testing | Annual line testing |  | UST Currently In Use: 3; UST Temp Close: 0; AST Currently In Use: 0; AST Temp Closed: 0 | 3 | 0 | 0 | 25492-069-011532 | TRI STAR ENERGY
14938 | Currently in Use |  | 1990-06-01 06:00 |  | Petroleum | Unleaded gasoline | Unleaded gasoline | Retail | Steel | Steel | Coated & cathodic protection (sti-P3) |  | Fiberglass reinforced plastic |  |  |  | Catchment Basin, Single walled catchment basin | Automatic shutoff device At 95% full | Automatic shutoff device At 95% full |  |  | Automatic Tank Gauge, Other |  | Automatic flow restrictor (MLLD), Containment Sump | Containment Sump |  |  | Annual line testing | Annual line testing |  | UST Currently In Use: 3; UST Temp Close: 0; AST Currently In Use: 0; AST Temp Closed: 0 | 3 | 0 | 0 | 25492-069-014258 | TRI STAR ENERGY
14940 | Currently in Use |  | 1990-06-01 06:00 |  | Petroleum | Premium gasoline | Premium gasoline | Retail | Steel | Steel | Coated & cathodic protection (sti-P3) |  | Fiberglass reinforced plastic |  |  | None | Catchment Basin, Single walled catchment basin | Automatic shutoff device At 95% full | Automatic shutoff device At 95% full |  |  | Automatic Tank Gauge, Other |  | Automatic flow restrictor (MLLD), Containment Sump | Containment Sump |  |  | Annual line testing | Annual line testing |  | UST Currently In Use: 3; UST Temp Close: 0; AST Currently In Use: 0; AST Temp Closed: 0 | 3 | 0 | 0 | 25492-069-014258 | TRI STAR ENERGY
14941 | Currently in Use |  | 1990-06-01 06:00 |  | Petroleum | On road diesel | On road diesel | Retail | Steel | Steel | Coated & cathodic protection (sti-P3) |  | Fiberglass reinforced plastic |  |  | None | Catchment Basin, Single walled catchment basin | Automatic shutoff device At 95% full | Automatic shutoff device At 95% full |  |  | Automatic Tank Gauge, Other |  | Automatic flow restrictor (MLLD), Containment Sump | Containment Sump |  |  | Annual line testing | Annual line testing |  | UST Currently In Use: 3; UST Temp Close: 0; AST Currently In Use: 0; AST Temp Closed: 0 | 3 | 0 | 0 | 25492-069-014258 | TRI STAR ENERGY
14942 | Currently in Use |  | 1980-01-01 06:00 |  | Petroleum | Unleaded gasoline | Unleaded gasoline | Retail | Steel | Steel | Field installed cathodic protection |  | Double Wall, Fiberglass reinforced plastic |  |  | Other, FLXS ISOLA | Catchment Basin, Single walled catchment basin | Audible high level alarm At 90% full, Automatic shutoff device At 95% full, Flow Rest 90% Full | Flow Rest 90% Full |  |  | Continuous Automatic Tank Gauge |  | Automatic shutoff device (AELLD), Containment Sump | Containment Sump | Interstitial Monitoring within Secondary Containment | SENSOR TO ATG | Continuous alarm system | Continuous alarm system |  | UST Currently In Use: 3; UST Temp Close: 0; AST Currently In Use: 0; AST Temp Closed: 0 | 3 | 0 | 0 | 20760-087-001598 | LAKE MARTIN, INC
14943 | Currently in Use |  | 1980-01-01 06:00 |  | Petroleum | Mid-grade gasoline | Mid-grade gasoline | Retail | Steel | Steel | Field installed cathodic protection |  | Double Wall, Fiberglass reinforced plastic |  |  | Other, FLXS ISOLA | Catchment Basin, Single walled catchment basin | Audible high level alarm At 90% full, Automatic shutoff device At 95% full, Flow Rest 90% Full | Flow Rest 90% Full |  |  | Continuous Automatic Tank Gauge |  | Automatic shutoff device (AELLD), Containment Sump | Containment Sump | Interstitial Monitoring within Secondary Containment | SENSOR TO ATG | Continuous alarm system | Continuous alarm system |  | UST Currently In Use: 3; UST Temp Close: 0; AST Currently In Use: 0; AST Temp Closed: 0 | 3 | 0 | 0 | 20760-087-001598 | LAKE MARTIN, INC
14944 | Currently in Use |  | 1980-01-01 06:00 |  | Petroleum | Unleaded gasoline | Unleaded gasoline | Retail | Steel | Steel | Field installed cathodic protection |  | Double Wall, Fiberglass reinforced plastic |  |  | Other, FLXS ISOLA | Catchment Basin, Single walled catchment basin | Audible high level alarm At 90% full, Flow Rest 90% Full | Flow Rest 90% Full |  |  | Continuous Automatic Tank Gauge |  | Automatic shutoff device (AELLD), Containment Sump | Containment Sump | Interstitial Monitoring within Secondary Containment | SENSOR TO ATG | Continuous alarm system | Continuous alarm system |  | UST Currently In Use: 3; UST Temp Close: 0; AST Currently In Use: 0; AST Temp Closed: 0 | 3 | 0 | 0 | 20760-087-001598 | LAKE MARTIN, INC
14945 | Permanently Closed | 2009-01-17 06:00 | 1983-01-01 06:00 | 2010-02-04 06:00 | Petroleum | Unleaded gasoline | Unleaded gasoline | Retail | Steel | Steel | Field installed cathodic protection |  | Steel |  |  | Field installed cathodic protection | Catchment Basin, Single walled catchment basin | Flow Rest 90% Full | Flow Rest 90% Full |  |  | Statistical Inventory Reconciliation (SIR) |  | Other, redjktautl | Other |  |  | Statistical inventory reconciliation (SIR) | Statistical inventory reconciliation (SIR) |  | UST Currently In Use: 0; UST Temp Close: 0; AST Currently In Use: 0; AST Temp Closed: 0 | 0 | 0 | 3 | 15257-087-001727 | W T WADSWORTH OIL CO INC
14946 | Permanently Closed | 2009-01-17 06:00 | 1983-01-01 06:00 | 2010-02-04 06:00 | Petroleum | Mid-grade gasoline | Mid-grade gasoline | Retail | Steel | Steel | Field installed cathodic protection |  | Steel |  |  | Field installed cathodic protection | Catchment Basin, Single walled catchment basin | Flow Rest 90% Full | Flow Rest 90% Full |  |  | Statistical Inventory Reconciliation (SIR) |  | Other, redjktautl | Other |  |  | Statistical inventory reconciliation (SIR) | Statistical inventory reconciliation (SIR) |  | UST Currently In Use: 0; UST Temp Close: 0; AST Currently In Use: 0; AST Temp Closed: 0 | 0 | 0 | 3 | 15257-087-001727 | W T WADSWORTH OIL CO INC
14947 | Permanently Closed | 2009-01-17 06:00 | 1983-01-01 06:00 | 2010-02-04 06:00 | Petroleum | Premium gasoline | Premium gasoline | Retail | Steel | Steel | Field installed cathodic protection |  | Steel |  |  | Field installed cathodic protection | Catchment Basin, Single walled catchment basin | Flow Rest 90% Full | Flow Rest 90% Full |  |  | Statistical Inventory Reconciliation (SIR) |  | Other, redjktautl | Other |  |  | Statistical inventory reconciliation (SIR) | Statistical inventory reconciliation (SIR) |  | UST Currently In Use: 0; UST Temp Close: 0; AST Currently In Use: 0; AST Temp Closed: 0 | 0 | 0 | 3 | 15257-087-001727 | W T WADSWORTH OIL CO INC
14948 | Retired | 1988-01-01 06:00 | 1976-06-01 06:00 |  | Petroleum | Unleaded gasoline | Unleaded gasoline | Retail | Steel | Steel |  |  | Steel |  | 1901-01-01 06:00 | None | [14 empty] | UST Currently In Use: 2; UST Temp Close: 1; AST Currently In Use: 0; AST Temp Closed: 0 | 2 | 1 | 0 | 25458-101-004029 | LIONS PRIDE PROPERTY INC
14949 | Retired | 1988-01-01 06:00 | 1988-06-01 06:00 |  | Petroleum | Unleaded gasoline | Unleaded gasoline | Retail | Steel | Steel |  |  | Steel |  | 1901-01-01 06:00 | None | [14 empty] | UST Currently In Use: 2; UST Temp Close: 1; AST Currently In Use: 0; AST Temp Closed: 0 | 2 | 1 | 0 | 25458-101-004029 | LIONS PRIDE PROPERTY INC
14950 | Retired | 1988-01-01 06:00 | 1988-06-01 06:00 |  | Petroleum | Unleaded gasoline | Unleaded gasoline | Retail | Steel | Steel |  |  | Steel |  | 1901-01-01 06:00 | [15 empty] | UST Currently In Use: 2; UST Temp Close: 1; AST Currently In Use: 0; AST Temp Closed: 0 | 2 | 1 | 0 | 25458-101-004029 | LIONS PRIDE PROPERTY INC
14951 | Permanently Closed | 1993-04-03 06:00 | 1967-01-01 06:00 | 1994-09-06 06:00 | Petroleum | Unleaded gasoline | Unleaded gasoline |  | Steel | Steel |  | Painted or None | Steel |  | 1901-01-01 06:00 | [6 empty] | Statistical Inventory Reconciliation (SIR) | [8 empty] | UST Currently In Use: 0; UST Temp Close: 0; AST Currently In Use: 0; AST Temp Closed: 0 | 0 | 0 | 4 | 12345-109-004030 | HERNDON OIL CORP
14952 | Permanently Closed | 1993-10-01 06:00 | 1963-01-01 06:00 | 1994-09-06 06:00 | Petroleum | Unleaded gasoline | Unleaded gasoline | Retail | Steel | Steel |  | Painted or None | Steel |  | 1901-01-01 06:00 | [6 empty] | Statistical Inventory Reconciliation (SIR) | [8 empty] | UST Currently In Use: 0; UST Temp Close: 0; AST Currently In Use: 0; AST Temp Closed: 0 | 0 | 0 | 4 | 12345-109-004030 | HERNDON OIL CORP
14953 | Permanently Closed | 1993-10-01 06:00 | 1963-01-01 06:00 | 1994-09-06 06:00 | Petroleum | Unleaded gasoline | Unleaded gasoline | Retail | Steel | Steel |  | Painted or None | Steel |  | 1901-01-01 06:00 | [6 empty] | Statistical Inventory Reconciliation (SIR) | [8 empty] | UST Currently In Use: 0; UST Temp Close: 0; AST Currently In Use: 0; AST Temp Closed: 0 | 0 | 0 | 4 | 12345-109-004030 | HERNDON OIL CORP
14954 | Permanently Closed | 1993-10-03 06:00 | 1973-01-01 06:00 | 1994-06-19 06:00 | Petroleum | Unleaded gasoline | Unleaded gasoline | Retail | Steel | Steel |  | Painted or None | Steel |  | 1901-01-01 06:00 | [6 empty] | Statistical Inventory Reconciliation (SIR) | [8 empty] | UST Currently In Use: 0; UST Temp Close: 0; AST Currently In Use: 0; AST Temp Closed: 0 | 0 | 0 | 4 | 12345-109-004030 | HERNDON OIL CORP
14955 | Permanently Closed | 2007-10-01 06:00 | 1990-01-19 06:00 | 2009-03-24 06:00 | Petroleum | Unleaded gasoline | Unleaded gasoline | Bulk facility, State/Federal Government | Steel | Steel | Coated & cathodic protection (sti-P3) |  | Fiberglass reinforced plastic |  | 1901-01-01 06:00 |  | Catchment Basin, Single walled catchment basin | Flow Rest 90% Full | Flow Rest 90% Full |  |  | Automatic Tank Gauge | [8 empty] | UST Currently In Use: 0; UST Temp Close: 0; AST Currently In Use: 0; AST Temp Closed: 0 | 0 | 0 | 3 | 12436-101-008100 | HOUSING AUTHORITY OF MONTGOMERY
14957 | Permanently Closed | 1901-01-01 06:00 | 1975-01-01 06:00 | 1988-11-29 06:00 | Petroleum | Unleaded gasoline | Unleaded gasoline |  | Steel | Steel | Other, ASPHALT |  | Steel |  | 1901-01-01 06:00 | [15 empty] | UST Currently In Use: 0; UST Temp Close: 0; AST Currently In Use: 0; AST Temp Closed: 0 | 0 | 0 | 1 | 12349-069-002460 | HERRING WELDING SUPPLY INC
14958 | Permanently Closed | 1990-02-26 06:00 | 1968-01-01 06:00 | 1990-02-26 06:00 | Petroleum | On road diesel | On road diesel |  | Steel | Steel |  |  |  |  | 1901-01-01 06:00 | [15 empty] | UST Currently In Use: 0; UST Temp Close: 0; AST Currently In Use: 0; AST Temp Closed: 0 | 0 | 0 | 5 | 24909-117-009221 | HERC RENTALS INC.
14959 | Permanently Closed | 1990-02-26 06:00 | 1968-01-01 06:00 | 1990-02-26 06:00 | Petroleum | Unleaded gasoline | Unleaded gasoline |  | Steel | Steel |  |  |  |  | 1901-01-01 06:00 | [15 empty] | UST Currently In Use: 0; UST Temp Close: 0; AST Currently In Use: 0; AST Temp Closed: 0 | 0 | 0 | 5 | 24909-117-009221 | HERC RENTALS INC.
14960 | Permanently Closed | 1997-04-01 06:00 | 1990-02-01 06:00 | 1997-04-01 06:00 | Petroleum | On road diesel | On road diesel |  | Fiberglass reinforced plastic | Fiberglass reinforced plastic |  |  | Fiberglass reinforced plastic |  | 1901-01-01 06:00 | [6 empty] | Automatic Tank Gauge | [5 empty] | Annual line testing | Annual line testing |  | UST Currently In Use: 0; UST Temp Close: 0; AST Currently In Use: 0; AST Temp Closed: 0 | 0 | 0 | 5 | 24909-117-009221 | HERC RENTALS INC.
14961 | Permanently Closed | 1997-02-04 06:00 | 1975-01-01 06:00 | 1997-02-04 06:00 | Petroleum | Used oil | Used oil |  | Steel | Steel |  | Painted or None | Steel |  | 1901-01-01 06:00 | [15 empty] | UST Currently In Use: 0; UST Temp Close: 0; AST Currently In Use: 0; AST Temp Closed: 0 | 0 | 0 | 5 | 24909-117-009221 | HERC RENTALS INC.
14962 | Permanently Closed | 1996-02-19 06:00 | 1978-01-01 06:00 | 1996-02-20 06:00 | Petroleum | Unleaded gasoline | Unleaded gasoline | Industrial | Fiberglass reinforced plastic | Fiberglass reinforced plastic |  |  | Fiberglass reinforced plastic |  | 1901-01-01 06:00 |  | Catchment Basin, Single walled catchment basin | Audible high level alarm At 90% full, Flow Rest 90% Full | Flow Rest 90% Full |  |  | Automatic Tank Gauge |  |  |  | Interstitial Monitoring within Secondary Containment |  |  |  |  | UST Currently In Use: 0; UST Temp Close: 0; AST Currently In Use: 0; AST Temp Closed: 0 | 0 | 0 | 5 | 12350-073-009860 | HERTZ CORPORATION
14963 | Permanently Closed | 1996-02-19 06:00 | 1978-01-01 06:00 | 1996-02-20 06:00 | Petroleum | Unleaded gasoline | Unleaded gasoline | Industrial | Fiberglass reinforced plastic | Fiberglass reinforced plastic |  |  | Fiberglass reinforced plastic |  | 1901-01-01 06:00 |  | Catchment Basin, Single walled catchment basin | Audible high level alarm At 90% full, Flow Rest 90% Full | Flow Rest 90% Full |  |  | Automatic Tank Gauge |  |  |  | Interstitial Monitoring within Secondary Containment |  |  |  |  | UST Currently In Use: 0; UST Temp Close: 0; AST Currently In Use: 0; AST Temp Closed: 0 | 0 | 0 | 5 | 12350-073-009860 | HERTZ CORPORATION
14964 | Permanently Closed | 1994-01-27 06:00 | 1978-01-01 06:00 | 1994-01-27 06:00 | Petroleum | Used oil | Used oil |  | Fiberglass reinforced plastic | Fiberglass reinforced plastic |  |  | Steel |  | 1901-01-01 06:00 | [6 empty] | Manual Tank Gauging (only tanks 1000 gal. or less and 48” or 64” in diameter) | [8 empty] | UST Currently In Use: 0; UST Temp Close: 0; AST Currently In Use: 0; AST Temp Closed: 0 | 0 | 0 | 5 | 12350-073-009860 | HERTZ CORPORATION
14965 | Permanently Closed | 1994-01-27 06:00 | 1978-01-01 06:00 | 1994-01-27 06:00 | Petroleum | Used oil | Used oil |  | Fiberglass reinforced plastic | Fiberglass reinforced plastic |  |  | Steel |  | 1901-01-01 06:00 | [15 empty] | UST Currently In Use: 0; UST Temp Close: 0; AST Currently In Use: 0; AST Temp Closed: 0 | 0 | 0 | 5 | 12350-073-009860 | HERTZ CORPORATION
14966 | Permanently Closed | 2013-12-15 06:00 | 1986-09-01 06:00 | 2016-01-19 06:00 | Petroleum | Unleaded gasoline | Unleaded gasoline | Industrial | Fiberglass reinforced plastic | Fiberglass reinforced plastic |  |  | Flexible |  | 1901-01-01 06:00 |  | Catchment Basin, Single walled catchment basin | Audible high level alarm At 90% full, Flow Rest 90% Full | Flow Rest 90% Full | Interstitial Monitoring within Secondary Containment |  | Automatic Tank Gauge |  | Containment Sump | Containment Sump |  |  | Annual line testing | Annual line testing |  | UST Currently In Use: 0; UST Temp Close: 0; AST Currently In Use: 1; AST Temp Closed: 0 | 0 | 0 | 3 | 12350-097-015256 | HERTZ CORPORATION
14967 | Permanently Closed | 2009-12-28 06:00 | 1986-09-01 06:00 | 2016-01-19 06:00 | Petroleum | Virgin oil | Virgin oil | Industrial | Fiberglass reinforced plastic | Fiberglass reinforced plastic |  |  | Flexible |  | 1901-01-01 06:00 |  | Catchment Basin, Single walled catchment basin | Audible high level alarm At 90% full, Flow Rest 90% Full | Flow Rest 90% Full | Interstitial Monitoring within Secondary Containment | SENSOR TO ATG | Automatic Tank Gauge |  | Containment Sump | Containment Sump | [5 empty] | UST Currently In Use: 0; UST Temp Close: 0; AST Currently In Use: 1; AST Temp Closed: 0 | 0 | 0 | 3 | 12350-097-015256 | HERTZ CORPORATION
14968 | Permanently Closed | 1994-11-01 06:00 | 1990-01-01 06:00 | 1996-12-11 06:00 | Petroleum | Used oil | Used oil |  | Fiberglass reinforced plastic | Fiberglass reinforced plastic |  |  | Fiberglass reinforced plastic |  | 1901-01-01 06:00 |  |  |  |  | Interstitial Monitoring within Secondary Containment | [10 empty] | UST Currently In Use: 0; UST Temp Close: 0; AST Currently In Use: 1; AST Temp Closed: 0 | 0 | 0 | 3 | 12350-097-015256 | HERTZ CORPORATION
14969 | Permanently Closed | 1901-01-01 06:00 | 1968-01-01 06:00 | 2011-11-11 06:00 | Petroleum | Unleaded gasoline | Unleaded gasoline |  | Steel | Steel |  | Painted or None | Steel |  | 1901-01-01 06:00 | [15 empty] | UST Currently In Use: 0; UST Temp Close: 0; AST Currently In Use: 0; AST Temp Closed: 0 | 0 | 0 | 3 | 12351-101-009858 | HERTZ CORP
14970 | Permanently Closed | 1901-01-01 06:00 | 1968-01-01 06:00 | 2011-11-11 06:00 | Petroleum | Unleaded gasoline | Unleaded gasoline |  | Steel | Steel |  | Painted or None | Steel |  | 1901-01-01 06:00 | [15 empty] | UST Currently In Use: 0; UST Temp Close: 0; AST Currently In Use: 0; AST Temp Closed: 0 | 0 | 0 | 3 | 12351-101-009858 | HERTZ CORP
14971 | Permanently Closed | 2001-02-23 06:00 | 1988-08-01 06:00 | 2001-06-06 06:00 | Petroleum | Unleaded gasoline | Unleaded gasoline | Industrial | Fiberglass reinforced plastic | Fiberglass reinforced plastic |  |  | Fiberglass reinforced plastic |  | 1901-01-01 06:00 |  | Catchment Basin, Single walled catchment basin | Audible high level alarm At 90% full, Flow Rest 90% Full | Flow Rest 90% Full | Interstitial Monitoring within Secondary Containment |  | Continuous Automatic Tank Gauge |  |  |  | Interstitial Monitoring within Secondary Containment |  |  |  |  | UST Currently In Use: 0; UST Temp Close: 0; AST Currently In Use: 0; AST Temp Closed: 0 | 0 | 0 | 3 | 12351-101-009858 | HERTZ CORP
14972 | Permanently Closed | 1991-05-24 06:00 | 1978-01-01 06:00 | 1991-05-24 06:00 | Petroleum | On road diesel | On road diesel |  | Steel | Steel |  |  | Steel |  | 1901-01-01 06:00 | [15 empty] | UST Currently In Use: 0; UST Temp Close: 0; AST Currently In Use: 0; AST Temp Closed: 0 | 0 | 0 | 4 | 13722-073-002352 | PENSKE TRUCK LEASING CO L P
14973 | Permanently Closed | 1991-05-24 06:00 | 1978-01-01 06:00 | 1991-05-24 06:00 | Petroleum | On road diesel | On road diesel |  | Steel | Steel |  |  | Steel |  | 1901-01-01 06:00 | [15 empty] | UST Currently In Use: 0; UST Temp Close: 0; AST Currently In Use: 0; AST Temp Closed: 0 | 0 | 0 | 4 | 13722-073-002352 | PENSKE TRUCK LEASING CO L P
14974 | Permanently Closed | 1990-11-30 06:00 | 1969-01-01 06:00 | 1990-11-30 06:00 | Petroleum | Unleaded gasoline | Unleaded gasoline | [7 empty] | 1901-01-01 06:00 | [15 empty] | UST Currently In Use: 0; UST Temp Close: 0; AST Currently In Use: 0; AST Temp Closed: 0 | 0 | 0 | 1 | 12353-125-005914 | HERTZ RENT A CAR
14975 | Permanently Closed | 1991-10-01 06:00 | 1976-01-01 06:00 | 1991-01-01 06:00 | Petroleum | Unleaded gasoline | Unleaded gasoline |  | Steel | Steel |  | Painted or None | Steel |  | 1901-01-01 06:00 | [15 empty] | UST Currently In Use: 0; UST Temp Close: 0; AST Currently In Use: 0; AST Temp Closed: 0 | 0 | 0 | 3 | 12355-111-011037 | HOMER HESTER JR
14976 | Permanently Closed | 1991-10-01 06:00 | 1973-01-01 06:00 | 1991-01-01 06:00 | Petroleum | Unleaded gasoline | Unleaded gasoline |  | Steel | Steel |  | Painted or None | Steel |  | 1901-01-01 06:00 | [15 empty] | UST Currently In Use: 0; UST Temp Close: 0; AST Currently In Use: 0; AST Temp Closed: 0 | 0 | 0 | 3 | 12355-111-011037 | HOMER HESTER JR
14977 | Permanently Closed | 1991-10-01 06:00 | 1978-01-01 06:00 | 1991-01-01 06:00 | Petroleum | Unleaded gasoline | Unleaded gasoline |  | Steel | Steel |  | Painted or None | Steel |  | 1901-01-01 06:00 | [15 empty] | UST Currently In Use: 0; UST Temp Close: 0; AST Currently In Use: 0; AST Temp Closed: 0 | 0 | 0 | 3 | 12355-111-011037 | HOMER HESTER JR
14978 | Permanently Closed | 1997-08-11 06:00 | 1973-01-01 06:00 | 1997-08-11 06:00 | Petroleum | Unleaded gasoline | Unleaded gasoline | State/federal government | Steel | Steel |  |  |  |  | 1901-01-01 06:00 | [15 empty] | UST Currently In Use: 0; UST Temp Close: 0; AST Currently In Use: 0; AST Temp Closed: 0 | 0 | 0 | 1 | 14587-069-009715 | AL ST MILITARY DEPT - CFMO ENV. OFF.
14979 | Permanently Closed | 1998-01-01 06:00 | 1971-01-01 06:00 | 1998-08-04 06:00 | Petroleum | Unleaded gasoline | Unleaded gasoline | State/federal government | Steel | Steel |  | Painted or None | Steel |  | 1901-01-01 06:00 | [15 empty] | UST Currently In Use: 0; UST Temp Close: 0; AST Currently In Use: 0; AST Temp Closed: 0 | 0 | 0 | 1 | 14587-127-009710 | AL ST MILITARY DEPT - CFMO ENV. OFF.
14982 | Permanently Closed | 1998-02-01 06:00 | 1963-01-01 06:00 | 1998-02-09 06:00 | Petroleum | Unleaded gasoline | Unleaded gasoline | State/federal government | Steel | Steel |  | Painted or None | Steel |  | 1901-01-01 06:00 | [15 empty] | UST Currently In Use: 0; UST Temp Close: 0; AST Currently In Use: 0; AST Temp Closed: 0 | 0 | 0 | 1 | 14587-091-009278 | AL ST MILITARY DEPT - CFMO ENV. OFF.
14985 | Permanently Closed | 2006-11-30 06:00 | 1976-01-01 06:00 | 2007-05-01 06:00 | Petroleum | Unleaded gasoline | Unleaded gasoline | Retail | Steel | Steel | Field installed cathodic protection |  | Steel |  | 1901-01-01 06:00 | Field installed cathodic protection | Catchment Basin, Single walled catchment basin | Automatic shutoff device At 95% full | Automatic shutoff device At 95% full |  |  | Statistical Inventory Reconciliation (SIR) | [5 empty] | Annual line testing, Statistical inventory reconciliation (SIR) | Statistical inventory reconciliation (SIR) |  | UST Currently In Use: 0; UST Temp Close: 0; AST Currently In Use: 0; AST Temp Closed: 0 | 0 | 0 | 3 | 17748-097-005614 | JAMES DRINKARD AND MARY BAILEY
14986 | Permanently Closed | 2006-11-30 06:00 | 1976-01-01 06:00 | 2007-05-01 06:00 | Petroleum | Unleaded gasoline | Unleaded gasoline | Retail | Steel | Steel | Field installed cathodic protection |  | Steel |  | 1901-01-01 06:00 | Field installed cathodic protection | Catchment Basin, Single walled catchment basin | Automatic shutoff device At 95% full | Automatic shutoff device At 95% full |  |  | Statistical Inventory Reconciliation (SIR) | [5 empty] | Annual line testing, Statistical inventory reconciliation (SIR) | Statistical inventory reconciliation (SIR) |  | UST Currently In Use: 0; UST Temp Close: 0; AST Currently In Use: 0; AST Temp Closed: 0 | 0 | 0 | 3 | 17748-097-005614 | JAMES DRINKARD AND MARY BAILEY
14987 | Permanently Closed | 2006-11-30 06:00 | 1983-01-01 06:00 | 2007-05-01 06:00 | Petroleum | Unleaded gasoline | Unleaded gasoline | Retail | Steel | Steel | Field installed cathodic protection |  | Steel |  | 1901-01-01 06:00 | Field installed cathodic protection | Catchment Basin, Single walled catchment basin | Automatic shutoff device At 95% full | Automatic shutoff device At 95% full |  |  | Statistical Inventory Reconciliation (SIR) | [5 empty] | Annual line testing, Statistical inventory reconciliation (SIR) | Statistical inventory reconciliation (SIR) |  | UST Currently In Use: 0; UST Temp Close: 0; AST Currently In Use: 0; AST Temp Closed: 0 | 0 | 0 | 3 | 17748-097-005614 | JAMES DRINKARD AND MARY BAILEY
14988 | Temporary Closed | 2003-04-16 06:00 | 1974-01-01 06:00 |  | Petroleum | Unleaded gasoline | Unleaded gasoline | Retail | Steel | Steel | Field installed cathodic protection |  | Steel |  | 1901-01-01 06:00 | Field installed cathodic protection | Catchment Basin, Single walled catchment basin | Automatic shutoff device At 95% full | Automatic shutoff device At 95% full |  |  | Statistical Inventory Reconciliation (SIR) | [8 empty] | UST Currently In Use: 0; UST Temp Close: 2; AST Currently In Use: 0; AST Temp Closed: 0 | 0 | 2 | 0 | 13901-097-005615 | PORT OIL CO INC
14989 | Temporary Closed | 2003-04-16 06:00 | 1974-01-01 06:00 |  | Petroleum | Premium gasoline | Premium gasoline | Retail | Steel | Steel | Field installed cathodic protection |  | Steel |  | 1901-01-01 06:00 | Field installed cathodic protection | Catchment Basin, Single walled catchment basin | Automatic shutoff device At 95% full | Automatic shutoff device At 95% full |  |  | Statistical Inventory Reconciliation (SIR) | [8 empty] | UST Currently In Use: 0; UST Temp Close: 2; AST Currently In Use: 0; AST Temp Closed: 0 | 0 | 2 | 0 | 13901-097-005615 | PORT OIL CO INC
14990 | Permanently Closed | 1995-09-11 06:00 | 1979-01-01 06:00 | 1995-10-11 06:00 | Petroleum | Unleaded gasoline | Unleaded gasoline |  | Steel | Steel |  |  | Steel |  | 1901-01-01 06:00 |  |  | Automatic shutoff device At 95% full | Automatic shutoff device At 95% full |  |  | Statistical Inventory Reconciliation (SIR) | [8 empty] | UST Currently In Use: 0; UST Temp Close: 0; AST Currently In Use: 0; AST Temp Closed: 0 | 0 | 0 | 3 | 17971-097-008370 | NORTH SHELTON BEACH CONVENIENCE CORP
14991 | Permanently Closed | 1995-09-11 06:00 | 1976-01-01 06:00 | 1995-10-11 06:00 | Petroleum | Unleaded gasoline | Unleaded gasoline |  | Steel | Steel |  | Painted or None | Steel |  | 1901-01-01 06:00 | [6 empty] | Statistical Inventory Reconciliation (SIR) | [8 empty] | UST Currently In Use: 0; UST Temp Close: 0; AST Currently In Use: 0; AST Temp Closed: 0 | 0 | 0 | 3 | 17971-097-008370 | NORTH SHELTON BEACH CONVENIENCE CORP
14992 | Permanently Closed | 1995-09-11 06:00 | 1976-01-01 06:00 | 1995-10-11 06:00 | Petroleum | Unleaded gasoline | Unleaded gasoline |  | Steel | Steel |  | Painted or None | Steel |  | 1901-01-01 06:00 | [6 empty] | Statistical Inventory Reconciliation (SIR) | [8 empty] | UST Currently In Use: 0; UST Temp Close: 0; AST Currently In Use: 0; AST Temp Closed: 0 | 0 | 0 | 3 | 17971-097-008370 | NORTH SHELTON BEACH CONVENIENCE CORP
14993 | Permanently Closed | 1989-08-01 06:00 | 1966-01-01 06:00 | 1989-08-01 06:00 | Petroleum | Unleaded gasoline | Unleaded gasoline |  | Steel | Steel |  |  | Steel |  | 1901-01-01 06:00 | [15 empty] | UST Currently In Use: 0; UST Temp Close: 0; AST Currently In Use: 0; AST Temp Closed: 0 | 0 | 0 | 1 | 12362-031-000526 | HICKMAN MOVING & STORAGE CO INC
14994 | Permanently Closed | 1990-08-14 06:00 | 1901-01-01 06:00 | 1990-08-14 06:00 | Petroleum | Unleaded gasoline | Unleaded gasoline |  | Steel | Steel |  | Painted or None | Steel |  | 1901-01-01 06:00 | [15 empty] | UST Currently In Use: 0; UST Temp Close: 0; AST Currently In Use: 0; AST Temp Closed: 0 | 0 | 0 | 1 | 12363-125-007296 | HICKS PETROLEUM DISTRIBUTORS INC
14995 | Cannot Locate or abandoned | 1993-01-01 06:00 | 1971-01-01 06:00 |  | Petroleum | On road diesel | On road diesel |  | Steel | Steel |  |  |  |  | 1901-01-01 06:00 | [15 empty] | UST Currently In Use: 0; UST Temp Close: 0; AST Currently In Use: 0; AST Temp Closed: 0 | 0 | 0 | 0 | 12363-125-009791 | HICKS PETROLEUM DISTRIBUTORS INC
14996 | Cannot Locate or abandoned | 1993-01-01 06:00 | 1971-01-01 06:00 |  | Petroleum | Unleaded gasoline | Unleaded gasoline |  | Steel | Steel |  |  |  |  | 1901-01-01 06:00 | [15 empty] | UST Currently In Use: 0; UST Temp Close: 0; AST Currently In Use: 0; AST Temp Closed: 0 | 0 | 0 | 0 | 12363-125-009791 | HICKS PETROLEUM DISTRIBUTORS INC
14997 | Permanently Closed | 1989-04-01 06:00 | 1986-01-01 06:00 | 1989-04-13 06:00 | Petroleum | Unleaded gasoline | Unleaded gasoline |  | Steel | Steel |  | Painted or None | Steel |  | 1901-01-01 06:00 | [15 empty] | UST Currently In Use: 0; UST Temp Close: 0; AST Currently In Use: 0; AST Temp Closed: 0 | 0 | 0 | 4 | 12364-001-013619 | HIGGINBOTHAM OIL CO SUNNY FOODSTORES
14998 | Permanently Closed | 1989-04-01 06:00 | 1986-01-01 06:00 | 1989-04-13 06:00 | Petroleum | Unleaded gasoline | Unleaded gasoline |  | Steel | Steel |  | Painted or None | Steel |  | 1901-01-01 06:00 | [15 empty] | UST Currently In Use: 0; UST Temp Close: 0; AST Currently In Use: 0; AST Temp Closed: 0 | 0 | 0 | 4 | 12364-001-013619 | HIGGINBOTHAM OIL CO SUNNY FOODSTORES
14999 | Permanently Closed | 1989-04-01 06:00 | 1986-01-01 06:00 | 1989-04-13 06:00 | Petroleum | Unleaded gasoline | Unleaded gasoline |  | Steel | Steel |  | Painted or None | Steel |  | 1901-01-01 06:00 | [15 empty] | UST Currently In Use: 0; UST Temp Close: 0; AST Currently In Use: 0; AST Temp Closed: 0 | 0 | 0 | 4 | 12364-001-013619 | HIGGINBOTHAM OIL CO SUNNY FOODSTORES
15000 | Permanently Closed | 1989-04-01 06:00 | 1986-01-01 06:00 | 1989-04-13 06:00 | Petroleum | Unleaded gasoline | Unleaded gasoline |  | Steel | Steel |  | Painted or None | Steel |  | 1901-01-01 06:00 | [15 empty] | UST Currently In Use: 0; UST Temp Close: 0; AST Currently In Use: 0; AST Temp Closed: 0 | 0 | 0 | 4 | 12364-001-013619 | HIGGINBOTHAM OIL CO SUNNY FOODSTORES
15001 | Permanently Closed | 1995-07-12 06:00 | 1976-01-01 06:00 | 1995-07-12 06:00 | Petroleum | Unleaded gasoline | Unleaded gasoline | Retail | Steel | Steel |  | Painted or None | Steel |  | 1901-01-01 06:00 | [12 empty] | Annual line testing | Annual line testing |  | UST Currently In Use: 0; UST Temp Close: 0; AST Currently In Use: 0; AST Temp Closed: 0 | 0 | 0 | 4 | 12364-007-001289 | HIGGINBOTHAM OIL CO SUNNY FOODSTORES
15002 | Permanently Closed | 1995-07-12 06:00 | 1976-01-01 06:00 | 1995-07-12 06:00 | Petroleum | Unleaded gasoline | Unleaded gasoline | Retail | Steel | Steel |  | Painted or None | Steel |  | 1901-01-01 06:00 | [12 empty] | Annual line testing | Annual line testing |  | UST Currently In Use: 0; UST Temp Close: 0; AST Currently In Use: 0; AST Temp Closed: 0 | 0 | 0 | 4 | 12364-007-001289 | HIGGINBOTHAM OIL CO SUNNY FOODSTORES
15003 | Permanently Closed | 1995-07-12 06:00 | 1976-01-01 06:00 | 1995-07-12 06:00 | Petroleum | Unleaded gasoline | Unleaded gasoline | Retail | Steel | Steel |  | Painted or None | Steel |  | 1901-01-01 06:00 | [12 empty] | Annual line testing | Annual line testing |  | UST Currently In Use: 0; UST Temp Close: 0; AST Currently In Use: 0; AST Temp Closed: 0 | 0 | 0 | 4 | 12364-007-001289 | HIGGINBOTHAM OIL CO SUNNY FOODSTORES
15004 | Permanently Closed | 1995-07-12 06:00 | 1978-01-01 06:00 | 1995-07-12 06:00 | Petroleum | On road diesel | On road diesel | Retail | Steel | Steel |  | Painted or None | Steel |  | 1901-01-01 06:00 | [12 empty] | Annual line testing | Annual line testing |  | UST Currently In Use: 0; UST Temp Close: 0; AST Currently In Use: 0; AST Temp Closed: 0 | 0 | 0 | 4 | 12364-007-001289 | HIGGINBOTHAM OIL CO SUNNY FOODSTORES
15005 | Permanently Closed | 1998-12-01 06:00 | 1981-01-01 06:00 | 1999-01-05 06:00 | Petroleum | Unleaded gasoline | Unleaded gasoline | Retail | Steel | Steel |  | Painted or None | Steel |  | 1901-01-01 06:00 | [12 empty] | Annual line testing | Annual line testing |  | UST Currently In Use: 4; UST Temp Close: 0; AST Currently In Use: 0; AST Temp Closed: 0 | 4 | 0 | 7 | 20614-007-008550 | MCKINNEY AUTO PARTS CO
15006 | Permanently Closed | 1998-12-01 06:00 | 1981-01-01 06:00 | 1999-01-05 06:00 | Petroleum | Unleaded gasoline | Unleaded gasoline | Retail | Steel | Steel |  | Painted or None | Steel |  | 1901-01-01 06:00 | [12 empty] | Annual line testing | Annual line testing |  | UST Currently In Use: 4; UST Temp Close: 0; AST Currently In Use: 0; AST Temp Closed: 0 | 4 | 0 | 7 | 20614-007-008550 | MCKINNEY AUTO PARTS CO
15007 | Permanently Closed | 1998-12-01 06:00 | 1981-01-01 06:00 | 1999-01-05 06:00 | Petroleum | Unleaded gasoline | Unleaded gasoline | Retail | Steel | Steel |  | Painted or None | Steel |  | 1901-01-01 06:00 | [12 empty] | Annual line testing | Annual line testing |  | UST Currently In Use: 4; UST Temp Close: 0; AST Currently In Use: 0; AST Temp Closed: 0 | 4 | 0 | 7 | 20614-007-008550 | MCKINNEY AUTO PARTS CO
15008 | Permanently Closed | 1998-12-01 06:00 | 1981-01-01 06:00 | 1999-01-05 06:00 | Petroleum | On road diesel | On road diesel | Retail | Steel | Steel |  | Painted or None | Steel |  | 1901-01-01 06:00 | [12 empty] | Annual line testing | Annual line testing |  | UST Currently In Use: 4; UST Temp Close: 0; AST Currently In Use: 0; AST Temp Closed: 0 | 4 | 0 | 7 | 20614-007-008550 | MCKINNEY AUTO PARTS CO
15009 | Permanently Closed | 1998-12-01 06:00 | 1984-01-01 06:00 | 1999-01-05 06:00 | Petroleum | Unleaded gasoline | Unleaded gasoline |  | Steel | Steel |  | Painted or None | Steel |  | 1901-01-01 06:00 | [12 empty] | Annual line testing | Annual line testing |  | UST Currently In Use: 4; UST Temp Close: 0; AST Currently In Use: 0; AST Temp Closed: 0 | 4 | 0 | 7 | 20614-007-008550 | MCKINNEY AUTO PARTS CO
15010 | Currently in Use |  | 1984-01-01 06:00 |  | Petroleum | Kerosene | Kerosene | Retail | Steel | Steel | Coated & cathodic protection (sti-P3) |  | Fiberglass reinforced plastic |  |  | Other, FLEXS ISOL | Catchment Basin, Single walled catchment basin | Automatic shutoff device At 95% full | Automatic shutoff device At 95% full |  |  | Statistical Inventory Reconciliation (SIR) | [8 empty] | UST Currently In Use: 4; UST Temp Close: 0; AST Currently In Use: 0; AST Temp Closed: 0 | 4 | 0 | 7 | 20614-007-008550 | MCKINNEY AUTO PARTS CO
15011 | Permanently Closed | 1998-12-01 06:00 | 1984-01-01 06:00 | 1999-01-05 06:00 | Petroleum | On road diesel | On road diesel |  | Steel | Steel |  | Painted or None | Steel |  | 1901-01-01 06:00 | [12 empty] | Annual line testing | Annual line testing |  | UST Currently In Use: 4; UST Temp Close: 0; AST Currently In Use: 0; AST Temp Closed: 0 | 4 | 0 | 7 | 20614-007-008550 | MCKINNEY AUTO PARTS CO
15012 | Permanently Closed | 1998-12-01 06:00 | 1988-01-01 06:00 | 1999-01-05 06:00 | Petroleum | Kerosene | Kerosene |  | Steel | Steel | Coated & cathodic protection (sti-P3) |  | Steel |  | 1901-01-01 06:00 | Field installed cathodic protection | [11 empty] | Annual line testing | Annual line testing |  | UST Currently In Use: 4; UST Temp Close: 0; AST Currently In Use: 0; AST Temp Closed: 0 | 4 | 0 | 7 | 20614-007-008550 | MCKINNEY AUTO PARTS CO
15013 | Permanently Closed | 1997-06-28 06:00 | 1979-01-01 06:00 | 2002-06-28 06:00 | Petroleum | On road diesel | On road diesel |  | Steel | Steel | Coated & cathodic protection (sti-P3), Field installed cathodic protection |  | Steel |  | 1901-01-01 06:00 | Field installed cathodic protection | Catchment Basin, Single walled catchment basin | Flow Rest 90% Full | Flow Rest 90% Full |  |  | Automatic Tank Gauge, Other, Statistical Inventory Reconciliation (SIR) | [5 empty] | Annual line testing, Statistical inventory reconciliation (SIR) | Statistical inventory reconciliation (SIR) |  | UST Currently In Use: 6; UST Temp Close: 0; AST Currently In Use: 1; AST Temp Closed: 0 | 6 | 0 | 5 | 20411-007-008553 | DC OIL COMPANY
15014 | Permanently Closed | 1997-03-01 06:00 | 1979-01-01 06:00 | 2002-06-28 06:00 | Petroleum | Unleaded gasoline | Unleaded gasoline |  | Steel | Steel | Coated & cathodic protection (sti-P3), Field installed cathodic protection |  | Fiberglass reinforced plastic, Steel |  | 1901-01-01 06:00 | Field installed cathodic protection | Catchment Basin, Single walled catchment basin | Automatic shutoff device At 95% full | Automatic shutoff device At 95% full |  |  | Automatic Tank Gauge, Statistical Inventory Reconciliation (SIR) | [5 empty] | Annual line testing, Statistical inventory reconciliation (SIR) | Statistical inventory reconciliation (SIR) |  | UST Currently In Use: 6; UST Temp Close: 0; AST Currently In Use: 1; AST Temp Closed: 0 | 6 | 0 | 5 | 20411-007-008553 | DC OIL COMPANY
15015 | Permanently Closed | 1997-03-01 06:00 | 1979-01-01 06:00 | 2002-06-28 06:00 | Petroleum | Unleaded gasoline | Unleaded gasoline |  | Steel | Steel | Coated & cathodic protection (sti-P3), Field installed cathodic protection |  | Fiberglass reinforced plastic, Steel |  | 1901-01-01 06:00 | Field installed cathodic protection | Catchment Basin, Single walled catchment basin | Automatic shutoff device At 95% full | Automatic shutoff device At 95% full |  |  | Automatic Tank Gauge, Other, Statistical Inventory Reconciliation (SIR) | [5 empty] | Annual line testing, Statistical inventory reconciliation (SIR) | Statistical inventory reconciliation (SIR) |  | UST Currently In Use: 6; UST Temp Close: 0; AST Currently In Use: 1; AST Temp Closed: 0 | 6 | 0 | 5 | 20411-007-008553 | DC OIL COMPANY
15016 | Permanently Closed | 1997-03-01 06:00 | 1979-01-01 06:00 | 2002-06-28 06:00 | Petroleum | Unleaded gasoline | Unleaded gasoline |  | Steel | Steel | Coated & cathodic protection (sti-P3), Field installed cathodic protection |  | Steel |  | 1901-01-01 06:00 | Field installed cathodic protection | Catchment Basin, Single walled catchment basin | Automatic shutoff device At 95% full | Automatic shutoff device At 95% full |  |  | Automatic Tank Gauge, Other, Statistical Inventory Reconciliation (SIR) | [5 empty] | Annual line testing, Statistical inventory reconciliation (SIR) | Statistical inventory reconciliation (SIR) |  | UST Currently In Use: 6; UST Temp Close: 0; AST Currently In Use: 1; AST Temp Closed: 0 | 6 | 0 | 5 | 20411-007-008553 | DC OIL COMPANY
15017 | Permanently Closed | 1997-03-01 06:00 | 1979-01-01 06:00 | 2002-06-28 06:00 | Petroleum | Kerosene | Kerosene |  | Steel | Steel | Coated & cathodic protection (sti-P3), Field installed cathodic protection |  | Steel |  | 1901-01-01 06:00 | Field installed cathodic protection | Catchment Basin, Single walled catchment basin | Automatic shutoff device At 95% full | Automatic shutoff device At 95% full |  |  | Automatic Tank Gauge, Other, Statistical Inventory Reconciliation (SIR) | [5 empty] | Statistical inventory reconciliation (SIR) | Statistical inventory reconciliation (SIR) |  | UST Currently In Use: 6; UST Temp Close: 0; AST Currently In Use: 1; AST Temp Closed: 0 | 6 | 0 | 5 | 20411-007-008553 | DC OIL COMPANY
15018 | Permanently Closed | 2001-12-11 06:00 | 1976-01-30 06:00 | 2001-07-30 06:00 | Petroleum | Unleaded gasoline | Unleaded gasoline | Retail | Steel | Steel | Field installed cathodic protection |  | Steel |  | 1901-01-01 06:00 | Field installed cathodic protection | Catchment Basin, Single walled catchment basin | Flow Rest 90% Full | Flow Rest 90% Full |  |  | Other | [5 empty] | Annual line testing | Annual line testing |  | UST Currently In Use: 0; UST Temp Close: 0; AST Currently In Use: 0; AST Temp Closed: 0 | 0 | 0 | 4 | 12364-021-001271 | HIGGINBOTHAM OIL CO SUNNY FOODSTORES
15019 | Permanently Closed | 2001-03-26 06:00 | 1976-01-30 06:00 | 2001-07-30 06:00 | Petroleum | Premium gasoline | Premium gasoline | Retail | Steel | Steel | Field installed cathodic protection | Painted or None | Steel |  | 1901-01-01 06:00 | Field installed cathodic protection | Catchment Basin, Single walled catchment basin | Flow Rest 90% Full | Flow Rest 90% Full |  |  | Other | [5 empty] | Annual line testing | Annual line testing |  | UST Currently In Use: 0; UST Temp Close: 0; AST Currently In Use: 0; AST Temp Closed: 0 | 0 | 0 | 4 | 12364-021-001271 | HIGGINBOTHAM OIL CO SUNNY FOODSTORES
15020 | Permanently Closed | 1998-12-01 06:00 | 1976-01-30 06:00 | 2001-07-30 06:00 | Petroleum | Other, NONE | Other | Retail | Steel | Steel | Field installed cathodic protection |  | Steel |  | 1901-01-01 06:00 | Field installed cathodic protection | Catchment Basin, Single walled catchment basin |  |  |  |  | Other | [5 empty] | Annual line testing | Annual line testing |  | UST Currently In Use: 0; UST Temp Close: 0; AST Currently In Use: 0; AST Temp Closed: 0 | 0 | 0 | 4 | 12364-021-001271 | HIGGINBOTHAM OIL CO SUNNY FOODSTORES
15021 | Permanently Closed | 1995-12-01 06:00 | 1986-01-30 06:00 | 2001-07-30 06:00 | Petroleum | Other, NONE | Other | Retail | Steel | Steel | Field installed cathodic protection |  | Steel |  | 1901-01-01 06:00 | Field installed cathodic protection | Catchment Basin, Single walled catchment basin | Automatic shutoff device At 95% full | Automatic shutoff device At 95% full | [8 empty] | Annual line testing | Annual line testing |  | UST Currently In Use: 0; UST Temp Close: 0; AST Currently In Use: 0; AST Temp Closed: 0 | 0 | 0 | 4 | 12364-021-001271 | HIGGINBOTHAM OIL CO SUNNY FOODSTORES
15022 | Currently in Use |  | 1983-01-01 06:00 |  | Petroleum | Mid-grade gasoline | Mid-grade gasoline | Retail | Fiberglass reinforced plastic | Fiberglass reinforced plastic |  |  | Fiberglass reinforced plastic |  | 1901-01-01 06:00 | None | Catchment Basin, Single walled catchment basin | Automatic shutoff device At 95% full | Automatic shutoff device At 95% full |  |  | Continuous Automatic Tank Gauge |  | Automatic flow restrictor (MLLD) | Automatic flow restrictor (MLLD) |  |  | Annual line testing | Annual line testing |  | UST Currently In Use: 4; UST Temp Close: 0; AST Currently In Use: 0; AST Temp Closed: 0 | 4 | 0 | 0 | 13526-021-001275 | MOORE OIL COMPANY, INC.
15023 | Currently in Use |  | 1983-01-01 06:00 |  | Petroleum | Unleaded gasoline | Unleaded gasoline | Retail | Fiberglass reinforced plastic | Fiberglass reinforced plastic |  |  | Fiberglass reinforced plastic |  | 1901-01-01 06:00 | None | Catchment Basin, Single walled catchment basin | Automatic shutoff device At 95% full | Automatic shutoff device At 95% full |  |  | Continuous Automatic Tank Gauge |  | Automatic flow restrictor (MLLD) | Automatic flow restrictor (MLLD) |  |  | Annual line testing | Annual line testing |  | UST Currently In Use: 4; UST Temp Close: 0; AST Currently In Use: 0; AST Temp Closed: 0 | 4 | 0 | 0 | 13526-021-001275 | MOORE OIL COMPANY, INC.
15024 | Currently in Use |  | 1983-01-01 06:00 |  | Petroleum | Premium gasoline | Premium gasoline | Retail | Fiberglass reinforced plastic | Fiberglass reinforced plastic |  |  | Fiberglass reinforced plastic |  | 1901-01-01 06:00 | None | Catchment Basin, Single walled catchment basin | Automatic shutoff device At 95% full | Automatic shutoff device At 95% full |  |  | Continuous Automatic Tank Gauge |  | Automatic flow restrictor (MLLD) | Automatic flow restrictor (MLLD) |  |  | Annual line testing | Annual line testing |  | UST Currently In Use: 4; UST Temp Close: 0; AST Currently In Use: 0; AST Temp Closed: 0 | 4 | 0 | 0 | 13526-021-001275 | MOORE OIL COMPANY, INC.
15025 | Currently in Use |  | 1983-01-01 06:00 |  | Petroleum | On road diesel | On road diesel | Retail | Fiberglass reinforced plastic | Fiberglass reinforced plastic |  |  | Fiberglass reinforced plastic |  | 1901-01-01 06:00 |  | Catchment Basin, Single walled catchment basin | Automatic shutoff device At 95% full | Automatic shutoff device At 95% full |  |  | Continuous Automatic Tank Gauge |  | Automatic flow restrictor (MLLD) | Automatic flow restrictor (MLLD) |  |  | Annual line testing | Annual line testing |  | UST Currently In Use: 4; UST Temp Close: 0; AST Currently In Use: 0; AST Temp Closed: 0 | 4 | 0 | 0 | 13526-021-001275 | MOORE OIL COMPANY, INC.
15027 | Permanently Closed | 2004-12-31 06:00 | 1979-01-01 06:00 | 2006-05-04 06:00 | Petroleum | Unleaded gasoline | Unleaded gasoline | Retail | Steel | Steel | Field installed cathodic protection |  | Steel |  | 1901-01-01 06:00 | Field installed cathodic protection | Catchment Basin, Single walled catchment basin | Automatic shutoff device At 95% full | Automatic shutoff device At 95% full | [11 empty] | UST Currently In Use: 0; UST Temp Close: 0; AST Currently In Use: 0; AST Temp Closed: 0 | 0 | 0 | 2 | 12364-021-001276 | HIGGINBOTHAM OIL CO SUNNY FOODSTORES
15028 | Permanently Closed | 2004-12-31 06:00 | 1983-01-01 06:00 | 2006-05-04 06:00 | Petroleum | Premium gasoline | Premium gasoline | Retail | Steel | Steel | Field installed cathodic protection |  | Steel |  | 1901-01-01 06:00 | Field installed cathodic protection | Catchment Basin, Single walled catchment basin | Automatic shutoff device At 95% full | Automatic shutoff device At 95% full | [11 empty] | UST Currently In Use: 0; UST Temp Close: 0; AST Currently In Use: 0; AST Temp Closed: 0 | 0 | 0 | 2 | 12364-021-001276 | HIGGINBOTHAM OIL CO SUNNY FOODSTORES
15029 | Temporary Closed | 2006-04-27 06:00 | 1979-01-01 06:00 |  | Petroleum | Mid-grade gasoline | Mid-grade gasoline | Retail | Steel | Steel | Field installed cathodic protection |  | Steel |  |  | Field installed cathodic protection | Catchment Basin, Single walled catchment basin | Automatic shutoff device At 95% full, Flow Rest 90% Full | Flow Rest 90% Full | [11 empty] | UST Currently In Use: 0; UST Temp Close: 3; AST Currently In Use: 0; AST Temp Closed: 0 | 0 | 3 | 0 | 23607-021-001277 | JOHN BUCKLEW
15030 | Temporary Closed | 2006-04-27 06:00 | 1979-01-01 06:00 |  | Petroleum | Premium gasoline | Premium gasoline | Retail | Steel | Steel | Field installed cathodic protection |  | Steel |  |  | Field installed cathodic protection | Catchment Basin, Single walled catchment basin | Automatic shutoff device At 95% full, Flow Rest 90% Full | Flow Rest 90% Full | [11 empty] | UST Currently In Use: 0; UST Temp Close: 3; AST Currently In Use: 0; AST Temp Closed: 0 | 0 | 3 | 0 | 23607-021-001277 | JOHN BUCKLEW
15031 | Temporary Closed | 2006-04-27 06:00 | 1979-01-01 06:00 |  | Petroleum | Unleaded gasoline | Unleaded gasoline | Retail | Steel | Steel | Field installed cathodic protection |  | Steel |  |  | Field installed cathodic protection | Catchment Basin, Single walled catchment basin | Automatic shutoff device At 95% full, Flow Rest 90% Full | Flow Rest 90% Full | [11 empty] | UST Currently In Use: 0; UST Temp Close: 3; AST Currently In Use: 0; AST Temp Closed: 0 | 0 | 3 | 0 | 23607-021-001277 | JOHN BUCKLEW
15032 | Permanently Closed | 1995-11-20 06:00 | 1983-01-01 06:00 | 1996-04-17 06:00 | Petroleum | Unleaded gasoline | Unleaded gasoline | Retail | Steel | Steel |  | Painted or None | Steel |  | 1901-01-01 06:00 | [12 empty] | Annual line testing | Annual line testing |  | UST Currently In Use: 0; UST Temp Close: 0; AST Currently In Use: 0; AST Temp Closed: 0 | 0 | 0 | 3 | 12364-021-001283 | HIGGINBOTHAM OIL CO SUNNY FOODSTORES
15033 | Permanently Closed | 1996-04-17 06:00 | 1983-01-01 06:00 | 1996-04-17 06:00 | Petroleum | Unleaded gasoline | Unleaded gasoline | Retail | Steel | Steel |  | Painted or None | Steel |  | 1901-01-01 06:00 | [12 empty] | Annual line testing | Annual line testing |  | UST Currently In Use: 0; UST Temp Close: 0; AST Currently In Use: 0; AST Temp Closed: 0 | 0 | 0 | 3 | 12364-021-001283 | HIGGINBOTHAM OIL CO SUNNY FOODSTORES
15034 | Permanently Closed | 1996-04-17 06:00 | 1983-01-01 06:00 | 1996-04-17 06:00 | Petroleum | Unleaded gasoline | Unleaded gasoline | Retail | Steel | Steel |  | Painted or None | Steel |  | 1901-01-01 06:00 | [15 empty] | UST Currently In Use: 0; UST Temp Close: 0; AST Currently In Use: 0; AST Temp Closed: 0 | 0 | 0 | 3 | 12364-021-001283 | HIGGINBOTHAM OIL CO SUNNY FOODSTORES
15035 | Permanently Closed | 1991-07-19 06:00 | 1978-01-01 06:00 | 1991-07-19 06:00 | Petroleum | Unleaded gasoline | Unleaded gasoline |  | Steel | Steel |  | Painted or None | Steel |  | 1901-01-01 06:00 | [15 empty] | UST Currently In Use: 3; UST Temp Close: 0; AST Currently In Use: 0; AST Temp Closed: 0 | 3 | 0 | 5 | 13526-021-008005 | MOORE OIL COMPANY, INC.
15036 | Permanently Closed | 1991-07-19 06:00 | 1978-01-01 06:00 | 1991-07-19 06:00 | Petroleum | Unleaded gasoline | Unleaded gasoline |  | Steel | Steel |  | Painted or None | Steel |  | 1901-01-01 06:00 | [15 empty] | UST Currently In Use: 3; UST Temp Close: 0; AST Currently In Use: 0; AST Temp Closed: 0 | 3 | 0 | 5 | 13526-021-008005 | MOORE OIL COMPANY, INC.
15037 | Permanently Closed | 1991-07-19 06:00 | 1978-01-01 06:00 | 1991-07-19 06:00 | Petroleum | Unleaded gasoline | Unleaded gasoline |  | Steel | Steel |  | Painted or None | Steel |  | 1901-01-01 06:00 | [15 empty] | UST Currently In Use: 3; UST Temp Close: 0; AST Currently In Use: 0; AST Temp Closed: 0 | 3 | 0 | 5 | 13526-021-008005 | MOORE OIL COMPANY, INC.
15038 | Permanently Closed | 1991-07-19 06:00 | 1978-01-01 06:00 | 1991-07-19 06:00 | Petroleum | Unleaded gasoline | Unleaded gasoline |  | Steel | Steel |  | Painted or None | Steel |  | 1901-01-01 06:00 | [15 empty] | UST Currently In Use: 3; UST Temp Close: 0; AST Currently In Use: 0; AST Temp Closed: 0 | 3 | 0 | 5 | 13526-021-008005 | MOORE OIL COMPANY, INC.
15039 | Permanently Closed | 1998-12-15 06:00 | 1978-01-01 06:00 | 1998-12-15 06:00 | Petroleum | On road diesel | On road diesel | Retail | Steel | Steel |  | Painted or None | Steel |  | 1901-01-01 06:00 | [12 empty] | Annual line testing | Annual line testing |  | UST Currently In Use: 3; UST Temp Close: 0; AST Currently In Use: 0; AST Temp Closed: 0 | 3 | 0 | 5 | 13526-021-008005 | MOORE OIL COMPANY, INC.
15040 | Currently in Use |  | 1980-01-01 06:00 |  | Petroleum | Unleaded gasoline | Unleaded gasoline | Retail | Steel | Steel | Field installed cathodic protection, Interior lined (not allowed as a standalone method of corrosion protection) |  | Fiberglass reinforced plastic |  |  |  | Catchment Basin, Single walled catchment basin | Automatic shutoff device At 95% full | Automatic shutoff device At 95% full |  |  | Continuous Automatic Tank Gauge | [8 empty] | UST Currently In Use: 2; UST Temp Close: 0; AST Currently In Use: 0; AST Temp Closed: 0 | 2 | 0 | 0 | 20019-073-001176 | WOOD & WOOD INC
15041 | Currently in Use |  | 1980-01-01 06:00 |  | Petroleum | Premium gasoline | Premium gasoline | Retail | Steel | Steel | Field installed cathodic protection, Interior lined (not allowed as a standalone method of corrosion protection) |  | Fiberglass reinforced plastic |  |  |  | Catchment Basin, Single walled catchment basin | Automatic shutoff device At 95% full | Automatic shutoff device At 95% full |  |  | Continuous Automatic Tank Gauge | [8 empty] | UST Currently In Use: 2; UST Temp Close: 0; AST Currently In Use: 0; AST Temp Closed: 0 | 2 | 0 | 0 | 20019-073-001176 | WOOD & WOOD INC
15042 | Permanently Closed | 1999-07-27 06:00 | 1976-01-01 06:00 | 1999-07-27 06:00 | Petroleum | Unleaded gasoline | Unleaded gasoline | Retail | Steel | Steel |  | Painted or None | Steel |  | 1901-01-01 06:00 | [12 empty] | Annual line testing | Annual line testing |  | UST Currently In Use: 0; UST Temp Close: 0; AST Currently In Use: 0; AST Temp Closed: 0 | 0 | 0 | 3 | 12364-073-001274 | HIGGINBOTHAM OIL CO SUNNY FOODSTORES
15043 | Permanently Closed | 1999-07-27 06:00 | 1976-01-01 06:00 | 1999-07-27 06:00 | Petroleum | Unleaded gasoline | Unleaded gasoline | Retail | Steel | Steel |  | Painted or None | Steel |  | 1901-01-01 06:00 | [12 empty] | Annual line testing | Annual line testing |  | UST Currently In Use: 0; UST Temp Close: 0; AST Currently In Use: 0; AST Temp Closed: 0 | 0 | 0 | 3 | 12364-073-001274 | HIGGINBOTHAM OIL CO SUNNY FOODSTORES
15044 | Permanently Closed | 1999-07-27 06:00 | 1976-01-01 06:00 | 1999-07-27 06:00 | Petroleum | Unleaded gasoline | Unleaded gasoline | Retail | Steel | Steel |  | Painted or None | Steel |  | 1901-01-01 06:00 | [12 empty] | Annual line testing | Annual line testing |  | UST Currently In Use: 0; UST Temp Close: 0; AST Currently In Use: 0; AST Temp Closed: 0 | 0 | 0 | 3 | 12364-073-001274 | HIGGINBOTHAM OIL CO SUNNY FOODSTORES
15045 | Currently in Use |  | 1983-01-01 06:00 |  | Petroleum | Unleaded gasoline | Unleaded gasoline | Retail | Single Wall, Steel | Steel | Coated & cathodic protection (sti-P3) |  | Double Wall, Flexible, PISCIS-II | APT |  | Other, FLXS ISOLA | Catchment Basin, Single walled catchment basin | Flow Rest 90% Full | Flow Rest 90% Full |  |  | Continuous Automatic Tank Gauge |  | Automatic flow restrictor (MLLD) | Automatic flow restrictor (MLLD) |  |  | Annual line testing | Annual line testing |  | UST Currently In Use: 5; UST Temp Close: 0; AST Currently In Use: 0; AST Temp Closed: 0 | 5 | 0 | 0 | 24259-073-001279 | CELESTIAL HOLDINGS LLC
15046 | Currently in Use |  | 1983-01-01 06:00 |  | Petroleum | Premium gasoline | Premium gasoline | Retail | Single Wall, Steel | Steel | Coated & cathodic protection (sti-P3) |  | Double Wall, Flexible, PISCIS-II | APT |  | Other, FLXS ISOLA | Catchment Basin, Single walled catchment basin | Automatic shutoff device At 95% full | Automatic shutoff device At 95% full |  |  | Continuous Automatic Tank Gauge |  | Automatic flow restrictor (MLLD) | Automatic flow restrictor (MLLD) |  |  | Annual line testing | Annual line testing |  | UST Currently In Use: 5; UST Temp Close: 0; AST Currently In Use: 0; AST Temp Closed: 0 | 5 | 0 | 0 | 24259-073-001279 | CELESTIAL HOLDINGS LLC
15047 | Currently in Use |  | 1983-01-01 06:00 |  | Petroleum | On road diesel | On road diesel | Retail | Single Wall, Steel | Steel | Coated & cathodic protection (sti-P3) |  | Double Wall, Flexible, TCI-ENVFLX | SA&TCI |  | Other, FLXS ISOLA | Catchment Basin, Single walled catchment basin | Automatic shutoff device At 95% full | Automatic shutoff device At 95% full |  |  | Continuous Automatic Tank Gauge |  | Automatic flow restrictor (MLLD) | Automatic flow restrictor (MLLD) |  |  | Annual line testing | Annual line testing |  | UST Currently In Use: 5; UST Temp Close: 0; AST Currently In Use: 0; AST Temp Closed: 0 | 5 | 0 | 0 | 24259-073-001279 | CELESTIAL HOLDINGS LLC
15048 | Currently in Use |  | 1983-01-01 06:00 |  | Petroleum | Other, STR-87 | Other | Retail | Single Wall, Steel | Steel | Coated & cathodic protection (sti-P3) |  | Double Wall, Flexible, TCI-ENVFLX | SA&TCI |  | Other, FLXS ISOLA | Catchment Basin, Single walled catchment basin | Automatic shutoff device At 95% full | Automatic shutoff device At 95% full |  |  | Continuous Automatic Tank Gauge |  | Automatic flow restrictor (MLLD) | Automatic flow restrictor (MLLD) |  |  | Annual line testing | Annual line testing |  | UST Currently In Use: 5; UST Temp Close: 0; AST Currently In Use: 0; AST Temp Closed: 0 | 5 | 0 | 0 | 24259-073-001279 | CELESTIAL HOLDINGS LLC
15049 | Currently in Use |  | 1987-01-01 06:00 |  | Petroleum | Kerosene | Kerosene | Retail | Single Wall, Steel | Steel | Coated & cathodic protection (sti-P3) |  | Single Wall, Steel |  |  | Galvanic Cathodic | Catchment Basin, Single walled catchment basin | Automatic shutoff device At 95% full, Flow Rest 90% Full | Flow Rest 90% Full |  |  | Continuous Automatic Tank Gauge | [8 empty] | UST Currently In Use: 5; UST Temp Close: 0; AST Currently In Use: 0; AST Temp Closed: 0 | 5 | 0 | 0 | 24259-073-001279 | CELESTIAL HOLDINGS LLC
15050 | Permanently Closed | 1998-10-08 06:00 | 1975-01-01 06:00 | 1998-10-08 06:00 | Petroleum | Unleaded gasoline | Unleaded gasoline | Retail | Steel | Steel | Coated & cathodic protection (sti-P3) | Painted or None | Flexible |  | 1901-01-01 06:00 |  | Catchment Basin, Single walled catchment basin | Flow Rest 90% Full | Flow Rest 90% Full |  |  | Continuous Automatic Tank Gauge |  |  |  | Interstitial Monitoring within Secondary Containment |  | Annual line testing, Continuous alarm system | Continuous alarm system |  | UST Currently In Use: 2; UST Temp Close: 0; AST Currently In Use: 0; AST Temp Closed: 0 | 2 | 0 | 3 | 13526-125-001281 | MOORE OIL COMPANY, INC.
15051 | Permanently Closed | 1998-10-08 06:00 | 1975-01-01 06:00 | 1998-10-08 06:00 | Petroleum | Unleaded gasoline | Unleaded gasoline | Retail | Steel | Steel | Coated & cathodic protection (sti-P3) | Painted or None | Flexible |  | 1901-01-01 06:00 |  | Catchment Basin, Single walled catchment basin | Flow Rest 90% Full | Flow Rest 90% Full |  |  | Continuous Automatic Tank Gauge |  |  |  | Interstitial Monitoring within Secondary Containment |  | Annual line testing, Continuous alarm system | Continuous alarm system |  | UST Currently In Use: 2; UST Temp Close: 0; AST Currently In Use: 0; AST Temp Closed: 0 | 2 | 0 | 3 | 13526-125-001281 | MOORE OIL COMPANY, INC.
15052 | Permanently Closed | 1998-10-08 06:00 | 1975-01-01 06:00 | 1998-10-08 06:00 | Petroleum | Unleaded gasoline | Unleaded gasoline | Retail | Steel | Steel | Coated & cathodic protection (sti-P3) | Painted or None | Flexible |  | 1901-01-01 06:00 |  | Catchment Basin, Single walled catchment basin | Flow Rest 90% Full | Flow Rest 90% Full |  |  | Continuous Automatic Tank Gauge |  |  |  | Interstitial Monitoring within Secondary Containment |  | Annual line testing, Continuous alarm system | Continuous alarm system |  | UST Currently In Use: 2; UST Temp Close: 0; AST Currently In Use: 0; AST Temp Closed: 0 | 2 | 0 | 3 | 13526-125-001281 | MOORE OIL COMPANY, INC.
15053 | Currently in Use |  | 1982-01-01 06:00 |  | Petroleum | Unleaded gasoline | Unleaded gasoline | Retail | Single Wall, Steel, 6K/5K | Steel | Coated & cathodic protection (sti-P3), Field installed cathodic protection |  | Double Wall, Fiberglass reinforced plastic, OLDFBRG;S |  |  | Other, FLXS ISOLA | Catchment Basin, Single walled catchment basin | Automatic shutoff device At 95% full, Flow Rest 90% Full | Flow Rest 90% Full |  |  | Continuous Automatic Tank Gauge |  | Automatic shutoff device (AELLD) | Automatic shutoff device (AELLD) |  |  | Automatic electronic line leak detector (AELLD) | Automatic electronic line leak detector (AELLD) |  | UST Currently In Use: 2; UST Temp Close: 0; AST Currently In Use: 1; AST Temp Closed: 0 | 2 | 0 | 0 | 22850-073-001282 | DELENA REAL ESTATE, LLC
15055 | Currently in Use |  | 1982-01-01 06:00 |  | Petroleum | Premium gasoline | Premium gasoline | Retail | Single Wall, Steel | Steel | Coated & cathodic protection (sti-P3), Field installed cathodic protection |  | Double Wall, Fiberglass reinforced plastic, OLDFBRG;S |  |  | Other, FLXS ISOLA | Catchment Basin, Single walled catchment basin | Automatic shutoff device At 95% full, Flow Rest 90% Full | Flow Rest 90% Full |  |  | Continuous Automatic Tank Gauge |  | Automatic shutoff device (AELLD) | Automatic shutoff device (AELLD) |  |  | Automatic electronic line leak detector (AELLD) | Automatic electronic line leak detector (AELLD) |  | UST Currently In Use: 2; UST Temp Close: 0; AST Currently In Use: 1; AST Temp Closed: 0 | 2 | 0 | 0 | 22850-073-001282 | DELENA REAL ESTATE, LLC
15056 | Permanently Closed | 1901-01-01 06:00 | 1975-01-01 06:00 | 1988-01-01 06:00 | Petroleum | On road diesel | On road diesel |  | Steel | Steel |  | Painted or None | Steel |  | 1901-01-01 06:00 | [15 empty] | UST Currently In Use: 5; UST Temp Close: 0; AST Currently In Use: 0; AST Temp Closed: 0 | 5 | 0 | 4 | 25136-125-006714 | DEV FOODS LLC
15057 | Permanently Closed | 1997-01-05 06:00 | 1975-01-01 06:00 | 1999-01-05 06:00 | Petroleum | Unleaded gasoline | Unleaded gasoline |  | Steel | Steel |  | Painted or None | Steel |  | 1901-01-01 06:00 | [6 empty] | Other, Statistical Inventory Reconciliation (SIR) | [5 empty] | Annual line testing, Statistical inventory reconciliation (SIR) | Statistical inventory reconciliation (SIR) |  | UST Currently In Use: 5; UST Temp Close: 0; AST Currently In Use: 0; AST Temp Closed: 0 | 5 | 0 | 4 | 25136-125-006714 | DEV FOODS LLC
15058 | Permanently Closed | 1997-01-05 06:00 | 1975-01-01 06:00 | 1999-01-05 06:00 | Petroleum | Unleaded gasoline | Unleaded gasoline |  | Steel | Steel |  | Painted or None | Steel |  | 1901-01-01 06:00 | [6 empty] | Other, Statistical Inventory Reconciliation (SIR) | [5 empty] | Annual line testing, Statistical inventory reconciliation (SIR) | Statistical inventory reconciliation (SIR) |  | UST Currently In Use: 5; UST Temp Close: 0; AST Currently In Use: 0; AST Temp Closed: 0 | 5 | 0 | 4 | 25136-125-006714 | DEV FOODS LLC
15059 | Permanently Closed | 1997-01-05 06:00 | 1975-01-01 06:00 | 1999-01-05 06:00 | Petroleum | Unleaded gasoline | Unleaded gasoline |  | Steel | Steel |  | Painted or None | Steel |  | 1901-01-01 06:00 | [6 empty] | Other, Statistical Inventory Reconciliation (SIR) | [5 empty] | Annual line testing, Statistical inventory reconciliation (SIR) | Statistical inventory reconciliation (SIR) |  | UST Currently In Use: 5; UST Temp Close: 0; AST Currently In Use: 0; AST Temp Closed: 0 | 5 | 0 | 4 | 25136-125-006714 | DEV FOODS LLC
15060 | Currently in Use |  | 1985-01-01 06:00 |  | Petroleum | On road diesel | On road diesel | Retail | Single Wall, Steel | Steel | Coated & cathodic protection (sti-P3) |  | Double Wall, Fiberglass reinforced plastic |  | 2012-04-17 06:00 |  | Catchment Basin, Single walled catchment basin | Flow Rest 90% Full | Flow Rest 90% Full |  |  | Continuous Automatic Tank Gauge |  | Automatic flow restrictor (MLLD) | Automatic flow restrictor (MLLD) |  |  | Annual line testing | Annual line testing |  | UST Currently In Use: 5; UST Temp Close: 0; AST Currently In Use: 0; AST Temp Closed: 0 | 5 | 0 | 4 | 25136-125-006714 | DEV FOODS LLC
15061 | Currently in Use |  | 1985-01-01 06:00 |  | Petroleum | On road diesel | On road diesel | Retail | Single Wall, Steel | Steel | Coated & cathodic protection (sti-P3) |  | Double Wall, Fiberglass reinforced plastic |  | 2012-04-17 06:00 |  | Catchment Basin, Single walled catchment basin | Flow Rest 90% Full | Flow Rest 90% Full |  |  | Continuous Automatic Tank Gauge |  | Automatic flow restrictor (MLLD), MANIFOLD | Automatic flow restrictor (MLLD) |  |  | Annual line testing, Other, MANIFOLD | Other |  | UST Currently In Use: 5; UST Temp Close: 0; AST Currently In Use: 0; AST Temp Closed: 0 | 5 | 0 | 4 | 25136-125-006714 | DEV FOODS LLC
15062 | Permanently Closed | 2000-10-18 06:00 | 1986-01-01 06:00 | 2000-10-18 06:00 | Petroleum | Unleaded gasoline | Unleaded gasoline | Retail | Steel | Steel | Coated & cathodic protection (sti-P3) |  | Steel |  | 1901-01-01 06:00 | Field installed cathodic protection | Catchment Basin, Single walled catchment basin | Flow Rest 90% Full | Flow Rest 90% Full |  |  | Statistical Inventory Reconciliation (SIR) | [5 empty] | Annual line testing, Statistical inventory reconciliation (SIR) | Statistical inventory reconciliation (SIR) |  | UST Currently In Use: 0; UST Temp Close: 0; AST Currently In Use: 0; AST Temp Closed: 0 | 0 | 0 | 3 | 20050-073-010831 | REGAL CAR WASH XXI ASSOC L/P
15063 | Permanently Closed | 2000-10-18 06:00 | 1986-01-01 06:00 | 2000-10-18 06:00 | Petroleum | Mid-grade gasoline | Mid-grade gasoline | Retail | Steel | Steel | Coated & cathodic protection (sti-P3) |  | Steel |  | 1901-01-01 06:00 | Field installed cathodic protection | Catchment Basin, Single walled catchment basin | Flow Rest 90% Full | Flow Rest 90% Full |  |  | Statistical Inventory Reconciliation (SIR) | [5 empty] | Annual line testing, Statistical inventory reconciliation (SIR) | Statistical inventory reconciliation (SIR) |  | UST Currently In Use: 0; UST Temp Close: 0; AST Currently In Use: 0; AST Temp Closed: 0 | 0 | 0 | 3 | 20050-073-010831 | REGAL CAR WASH XXI ASSOC L/P
15064 | Permanently Closed | 2000-10-18 06:00 | 1986-01-01 06:00 | 2000-10-18 06:00 | Petroleum | Premium gasoline | Premium gasoline | Retail | Steel | Steel | Coated & cathodic protection (sti-P3) |  | Steel |  | 1901-01-01 06:00 | Field installed cathodic protection | Catchment Basin, Single walled catchment basin | Flow Rest 90% Full | Flow Rest 90% Full |  |  | Statistical Inventory Reconciliation (SIR) | [5 empty] | Annual line testing, Statistical inventory reconciliation (SIR) | Statistical inventory reconciliation (SIR) |  | UST Currently In Use: 0; UST Temp Close: 0; AST Currently In Use: 0; AST Temp Closed: 0 | 0 | 0 | 3 | 20050-073-010831 | REGAL CAR WASH XXI ASSOC L/P
15065 | Permanently Closed | 2000-12-22 06:00 | 1988-01-01 06:00 | 2001-07-30 06:00 | Petroleum | Unleaded gasoline | Unleaded gasoline | Retail | Steel | Steel | Coated & cathodic protection (sti-P3) |  | Fiberglass reinforced plastic |  | 1901-01-01 06:00 | None | [5 empty] | Statistical Inventory Reconciliation (SIR) | [5 empty] | Annual line testing, Statistical inventory reconciliation (SIR) | Statistical inventory reconciliation (SIR) |  | UST Currently In Use: 0; UST Temp Close: 0; AST Currently In Use: 0; AST Temp Closed: 0 | 0 | 0 | 3 | 12364-073-013335 | HIGGINBOTHAM OIL CO SUNNY FOODSTORES
15066 | Permanently Closed | 2000-12-22 06:00 | 1988-01-01 06:00 | 2001-07-30 06:00 | Petroleum | Unleaded gasoline | Unleaded gasoline | Retail | Steel | Steel | Coated & cathodic protection (sti-P3) |  | Fiberglass reinforced plastic |  | 1901-01-01 06:00 | None | [5 empty] | Statistical Inventory Reconciliation (SIR) | [5 empty] | Annual line testing, Statistical inventory reconciliation (SIR) | Statistical inventory reconciliation (SIR) |  | UST Currently In Use: 0; UST Temp Close: 0; AST Currently In Use: 0; AST Temp Closed: 0 | 0 | 0 | 3 | 12364-073-013335 | HIGGINBOTHAM OIL CO SUNNY FOODSTORES
15067 | Permanently Closed | 2000-12-22 06:00 | 1988-01-01 06:00 | 2001-07-30 06:00 | Petroleum | Unleaded gasoline | Unleaded gasoline | Retail | Steel | Steel | Coated & cathodic protection (sti-P3) |  | Fiberglass reinforced plastic |  | 1901-01-01 06:00 | None | [5 empty] | Statistical Inventory Reconciliation (SIR) | [5 empty] | Annual line testing, Statistical inventory reconciliation (SIR) | Statistical inventory reconciliation (SIR) |  | UST Currently In Use: 0; UST Temp Close: 0; AST Currently In Use: 0; AST Temp Closed: 0 | 0 | 0 | 3 | 12364-073-013335 | HIGGINBOTHAM OIL CO SUNNY FOODSTORES
15068 | Currently in Use |  | 1990-01-10 06:00 |  | Petroleum | Unleaded gasoline | Unleaded gasoline | Retail | Fiberglass reinforced plastic, Single Wall | Single Wall |  |  | Fiberglass reinforced plastic, Single Wall |  | 1901-01-01 06:00 |  | Catchment Basin, Single walled catchment basin | Flow Rest 90% Full | Flow Rest 90% Full |  |  | Continuous Automatic Tank Gauge |  | Automatic flow restrictor (MLLD) | Automatic flow restrictor (MLLD) |  |  | Annual line testing | Annual line testing |  | UST Currently In Use: 4; UST Temp Close: 0; AST Currently In Use: 0; AST Temp Closed: 0 | 4 | 0 | 0 | 24143-073-015158 | KIPS INVESTMENTS LLC
15069 | Currently in Use |  | 1990-01-10 06:00 |  | Petroleum | Premium gasoline | Premium gasoline | Retail | Fiberglass reinforced plastic, Single Wall | Single Wall |  |  | Fiberglass reinforced plastic, Single Wall |  | 1901-01-01 06:00 |  | Catchment Basin, Single walled catchment basin | Flow Rest 90% Full | Flow Rest 90% Full |  |  | Continuous Automatic Tank Gauge |  | Automatic flow restrictor (MLLD) | Automatic flow restrictor (MLLD) |  |  | Annual line testing | Annual line testing |  | UST Currently In Use: 4; UST Temp Close: 0; AST Currently In Use: 0; AST Temp Closed: 0 | 4 | 0 | 0 | 24143-073-015158 | KIPS INVESTMENTS LLC
15070 | Currently in Use |  | 1990-01-10 06:00 |  | Petroleum | Unleaded gasoline | Unleaded gasoline | Retail | Fiberglass reinforced plastic, Single Wall | Single Wall |  |  | Fiberglass reinforced plastic, Single Wall |  | 1901-01-01 06:00 |  | Catchment Basin, Single walled catchment basin | Flow Rest 90% Full | Flow Rest 90% Full |  |  | Continuous Automatic Tank Gauge |  | Automatic flow restrictor (MLLD) | Automatic flow restrictor (MLLD) |  |  | Annual line testing | Annual line testing |  | UST Currently In Use: 4; UST Temp Close: 0; AST Currently In Use: 0; AST Temp Closed: 0 | 4 | 0 | 0 | 24143-073-015158 | KIPS INVESTMENTS LLC
15071 | Currently in Use |  | 1990-01-10 06:00 |  | Petroleum | On road diesel | On road diesel | Retail | Fiberglass reinforced plastic, Single Wall | Single Wall |  |  | Fiberglass reinforced plastic, Single Wall |  | 1901-01-01 06:00 |  | Catchment Basin, Single walled catchment basin | Flow Rest 90% Full | Flow Rest 90% Full |  |  | Continuous Automatic Tank Gauge |  | Automatic flow restrictor (MLLD) | Automatic flow restrictor (MLLD) |  |  | Annual line testing | Annual line testing |  | UST Currently In Use: 4; UST Temp Close: 0; AST Currently In Use: 0; AST Temp Closed: 0 | 4 | 0 | 0 | 24143-073-015158 | KIPS INVESTMENTS LLC
15072 | Currently in Use |  | 1983-01-01 06:00 |  | Petroleum | Unleaded gasoline | Unleaded gasoline | Retail | Steel | Steel | Field installed cathodic protection |  | Fiberglass reinforced plastic |  |  |  | Catchment Basin, Single walled catchment basin | Flow Rest 90% Full | Flow Rest 90% Full |  |  | Continuous Automatic Tank Gauge |  | Automatic flow restrictor (MLLD), Containment Sump, SUMPSENSOR | Containment Sump | Interstitial Monitoring within Secondary Containment | MANUAL/VISUAL CHECK |  |  |  | UST Currently In Use: 2; UST Temp Close: 1; AST Currently In Use: 0; AST Temp Closed: 0 | 2 | 1 | 0 | 13526-117-001264 | MOORE OIL COMPANY, INC.
15073 | Temporary Closed | 2025-05-29 06:00 | 1983-01-01 06:00 |  | Petroleum | Mid-grade gasoline | Mid-grade gasoline | Retail | Steel | Steel | Field installed cathodic protection |  | Flexible |  |  |  | Catchment Basin, Single walled catchment basin | Flow Rest 90% Full | Flow Rest 90% Full |  |  | Continuous Automatic Tank Gauge |  | Automatic flow restrictor (MLLD), Containment Sump, SUMPSENSOR | Containment Sump | Interstitial Monitoring within Secondary Containment | MANUAL/VISUAL CHECK |  |  |  | UST Currently In Use: 2; UST Temp Close: 1; AST Currently In Use: 0; AST Temp Closed: 0 | 2 | 1 | 0 | 13526-117-001264 | MOORE OIL COMPANY, INC.
15074 | Currently in Use |  | 1983-01-01 06:00 |  | Petroleum | Premium gasoline | Premium gasoline | Retail | Steel | Steel | Field installed cathodic protection |  | Flexible |  |  |  | Catchment Basin, Single walled catchment basin | Flow Rest 90% Full | Flow Rest 90% Full |  |  | Continuous Automatic Tank Gauge |  | Automatic flow restrictor (MLLD), Containment Sump, SUMPSENSOR | Containment Sump | Interstitial Monitoring within Secondary Containment | MANUAL/VISUAL CHECK |  |  |  | UST Currently In Use: 2; UST Temp Close: 1; AST Currently In Use: 0; AST Temp Closed: 0 | 2 | 1 | 0 | 13526-117-001264 | MOORE OIL COMPANY, INC.
15075 | Permanently Closed | 1994-09-27 06:00 | 1976-01-01 06:00 | 1994-09-27 06:00 | Petroleum | Unleaded gasoline | Unleaded gasoline |  | Steel | Steel |  | Painted or None | Steel |  | 1901-01-01 06:00 | [12 empty] | Annual line testing | Annual line testing |  | UST Currently In Use: 0; UST Temp Close: 0; AST Currently In Use: 0; AST Temp Closed: 0 | 0 | 0 | 3 | 12364-117-001265 | HIGGINBOTHAM OIL CO SUNNY FOODSTORES
15076 | Permanently Closed | 1994-09-27 06:00 | 1976-01-01 06:00 | 1994-09-27 06:00 | Petroleum | Unleaded gasoline | Unleaded gasoline |  | Steel | Steel |  | Painted or None | Steel |  | 1901-01-01 06:00 | [15 empty] | UST Currently In Use: 0; UST Temp Close: 0; AST Currently In Use: 0; AST Temp Closed: 0 | 0 | 0 | 3 | 12364-117-001265 | HIGGINBOTHAM OIL CO SUNNY FOODSTORES
15077 | Permanently Closed | 1994-09-27 06:00 | 1976-01-01 06:00 | 1994-09-27 06:00 | Petroleum | Unleaded gasoline | Unleaded gasoline |  | Steel | Steel |  | Painted or None | Steel |  | 1901-01-01 06:00 | [15 empty] | UST Currently In Use: 0; UST Temp Close: 0; AST Currently In Use: 0; AST Temp Closed: 0 | 0 | 0 | 3 | 12364-117-001265 | HIGGINBOTHAM OIL CO SUNNY FOODSTORES
15078 | Permanently Closed | 1992-12-08 06:00 | 1976-01-01 06:00 | 1992-12-08 06:00 | Petroleum | Unleaded gasoline | Unleaded gasoline |  | Steel | Steel |  | Painted or None | Steel |  | 1901-01-01 06:00 | [15 empty] | UST Currently In Use: 0; UST Temp Close: 0; AST Currently In Use: 0; AST Temp Closed: 0 | 0 | 0 | 2 | 12364-117-001266 | HIGGINBOTHAM OIL CO SUNNY FOODSTORES
15079 | Permanently Closed | 1992-12-08 06:00 | 1976-01-01 06:00 | 1992-12-08 06:00 | Petroleum | Unleaded gasoline | Unleaded gasoline |  | Steel | Steel |  | Painted or None | Steel |  | 1901-01-01 06:00 | [15 empty] | UST Currently In Use: 0; UST Temp Close: 0; AST Currently In Use: 0; AST Temp Closed: 0 | 0 | 0 | 2 | 12364-117-001266 | HIGGINBOTHAM OIL CO SUNNY FOODSTORES
15080 | Permanently Closed | 1993-09-01 06:00 | 1976-01-01 06:00 | 1993-09-01 06:00 | Petroleum | Unleaded gasoline | Unleaded gasoline |  | Steel | Steel |  | Painted or None | Steel |  | 1901-01-01 06:00 | [15 empty] | UST Currently In Use: 3; UST Temp Close: 0; AST Currently In Use: 1; AST Temp Closed: 0 | 3 | 0 | 3 | 24596-117-001267 | HOLDEN ENERGY LLC
15081 | Permanently Closed | 1993-09-01 06:00 | 1976-01-01 06:00 | 1993-09-01 06:00 | Petroleum | Unleaded gasoline | Unleaded gasoline |  | Steel | Steel |  | Painted or None | Steel |  | 1901-01-01 06:00 | [15 empty] | UST Currently In Use: 3; UST Temp Close: 0; AST Currently In Use: 1; AST Temp Closed: 0 | 3 | 0 | 3 | 24596-117-001267 | HOLDEN ENERGY LLC
15082 | Permanently Closed | 1993-09-01 06:00 | 1976-01-01 06:00 | 1993-09-01 06:00 | Petroleum | Unleaded gasoline | Unleaded gasoline |  | Steel | Steel |  | Painted or None | Steel |  | 1901-01-01 06:00 | [15 empty] | UST Currently In Use: 3; UST Temp Close: 0; AST Currently In Use: 1; AST Temp Closed: 0 | 3 | 0 | 3 | 24596-117-001267 | HOLDEN ENERGY LLC
15083 | Permanently Closed | 1995-11-01 06:00 | 1974-01-01 06:00 | 1995-12-06 06:00 | Petroleum | Unleaded gasoline | Unleaded gasoline |  | Steel | Steel |  | Painted or None | Steel |  | 1901-01-01 06:00 | [12 empty] | Annual line testing | Annual line testing |  | UST Currently In Use: 0; UST Temp Close: 0; AST Currently In Use: 0; AST Temp Closed: 0 | 0 | 0 | 3 | 12364-117-001269 | HIGGINBOTHAM OIL CO SUNNY FOODSTORES
15084 | Permanently Closed | 1995-11-01 06:00 | 1974-01-01 06:00 | 1995-12-06 06:00 | Petroleum | Unleaded gasoline | Unleaded gasoline |  | Steel | Steel |  | Painted or None | Steel |  | 1901-01-01 06:00 | [12 empty] | Annual line testing | Annual line testing |  | UST Currently In Use: 0; UST Temp Close: 0; AST Currently In Use: 0; AST Temp Closed: 0 | 0 | 0 | 3 | 12364-117-001269 | HIGGINBOTHAM OIL CO SUNNY FOODSTORES
15085 | Permanently Closed | 1995-11-01 06:00 | 1974-01-01 06:00 | 1995-12-06 06:00 | Petroleum | Unleaded gasoline | Unleaded gasoline |  | Steel | Steel |  | Painted or None | Steel |  | 1901-01-01 06:00 | [12 empty] | Annual line testing | Annual line testing |  | UST Currently In Use: 0; UST Temp Close: 0; AST Currently In Use: 0; AST Temp Closed: 0 | 0 | 0 | 3 | 12364-117-001269 | HIGGINBOTHAM OIL CO SUNNY FOODSTORES
15086 | Permanently Closed | 1991-08-27 06:00 | 1976-01-01 06:00 | 1991-08-27 06:00 | Petroleum | Unleaded gasoline | Unleaded gasoline |  | Steel | Steel |  | Painted or None | Steel |  | 1901-01-01 06:00 | [15 empty] | UST Currently In Use: 2; UST Temp Close: 0; AST Currently In Use: 0; AST Temp Closed: 0 | 2 | 0 | 3 | 22978-117-001270 | AGYA P. SINGH DBA CROSSROAD FOODMART
15087 | Permanently Closed | 1991-08-27 06:00 | 1976-01-01 06:00 | 1991-08-27 06:00 | Petroleum | Unleaded gasoline | Unleaded gasoline |  | Steel | Steel |  | Painted or None | Steel |  | 1901-01-01 06:00 | [15 empty] | UST Currently In Use: 2; UST Temp Close: 0; AST Currently In Use: 0; AST Temp Closed: 0 | 2 | 0 | 3 | 22978-117-001270 | AGYA P. SINGH DBA CROSSROAD FOODMART
15088 | Permanently Closed | 1991-08-27 06:00 | 1976-01-01 06:00 | 1991-08-27 06:00 | Petroleum | Unleaded gasoline | Unleaded gasoline |  | Steel | Steel |  | Painted or None | Steel |  | 1901-01-01 06:00 | [15 empty] | UST Currently In Use: 2; UST Temp Close: 0; AST Currently In Use: 0; AST Temp Closed: 0 | 2 | 0 | 3 | 22978-117-001270 | AGYA P. SINGH DBA CROSSROAD FOODMART
15089 | Permanently Closed | 1996-01-10 06:00 | 1978-01-01 06:00 | 1996-02-23 06:00 | Petroleum | Unleaded gasoline | Unleaded gasoline |  | Steel | Steel |  | Painted or None | Steel |  | 1901-01-01 06:00 |  | Catchment Basin, Single walled catchment basin |  |  |  |  | Automatic Tank Gauge | [5 empty] | Annual line testing | Annual line testing |  | UST Currently In Use: 0; UST Temp Close: 0; AST Currently In Use: 0; AST Temp Closed: 0 | 0 | 0 | 3 | 12364-117-001273 | HIGGINBOTHAM OIL CO SUNNY FOODSTORES
15090 | Permanently Closed | 1996-01-10 06:00 | 1978-01-01 06:00 | 1996-02-23 06:00 | Petroleum | Unleaded gasoline | Unleaded gasoline |  | Steel | Steel |  | Painted or None | Steel |  | 1901-01-01 06:00 |  | Catchment Basin, Single walled catchment basin |  |  |  |  | Automatic Tank Gauge | [5 empty] | Annual line testing | Annual line testing |  | UST Currently In Use: 0; UST Temp Close: 0; AST Currently In Use: 0; AST Temp Closed: 0 | 0 | 0 | 3 | 12364-117-001273 | HIGGINBOTHAM OIL CO SUNNY FOODSTORES
15091 | Permanently Closed | 1996-01-10 06:00 | 1978-01-01 06:00 | 1996-02-23 06:00 | Petroleum | Unleaded gasoline | Unleaded gasoline |  | Steel | Steel |  | Painted or None | Steel |  | 1901-01-01 06:00 |  | Catchment Basin, Single walled catchment basin |  |  |  |  | Automatic Tank Gauge | [5 empty] | Annual line testing | Annual line testing |  | UST Currently In Use: 0; UST Temp Close: 0; AST Currently In Use: 0; AST Temp Closed: 0 | 0 | 0 | 3 | 12364-117-001273 | HIGGINBOTHAM OIL CO SUNNY FOODSTORES
15092 | Permanently Closed | 1901-01-01 06:00 | 1974-01-01 06:00 | 1988-01-01 06:00 | Petroleum | Unleaded gasoline | Unleaded gasoline |  | Steel | Steel |  | Painted or None | Steel |  | 1901-01-01 06:00 | [15 empty] | UST Currently In Use: 0; UST Temp Close: 0; AST Currently In Use: 0; AST Temp Closed: 0 | 0 | 0 | 5 | 12364-073-001278 | HIGGINBOTHAM OIL CO SUNNY FOODSTORES
15093 | Permanently Closed | 1901-01-01 06:00 | 1974-01-01 06:00 | 1988-01-01 06:00 | Petroleum | Unleaded gasoline | Unleaded gasoline |  | Steel | Steel |  | Painted or None | Steel |  | 1901-01-01 06:00 | [15 empty] | UST Currently In Use: 0; UST Temp Close: 0; AST Currently In Use: 0; AST Temp Closed: 0 | 0 | 0 | 5 | 12364-073-001278 | HIGGINBOTHAM OIL CO SUNNY FOODSTORES
15094 | Permanently Closed | 1998-09-02 06:00 | 1983-01-01 06:00 | 1998-09-02 06:00 | Petroleum | Unleaded gasoline | Unleaded gasoline | Retail | Steel | Steel | Coated & cathodic protection (sti-P3) |  | Steel |  | 1901-01-01 06:00 | [12 empty] | Annual line testing | Annual line testing |  | UST Currently In Use: 0; UST Temp Close: 0; AST Currently In Use: 0; AST Temp Closed: 0 | 0 | 0 | 5 | 12364-073-001278 | HIGGINBOTHAM OIL CO SUNNY FOODSTORES
15095 | Permanently Closed | 1998-09-02 06:00 | 1983-01-01 06:00 | 1998-09-02 06:00 | Petroleum | Unleaded gasoline | Unleaded gasoline | Retail | Steel | Steel | Coated & cathodic protection (sti-P3) |  | Steel |  | 1901-01-01 06:00 | [12 empty] | Annual line testing | Annual line testing |  | UST Currently In Use: 0; UST Temp Close: 0; AST Currently In Use: 0; AST Temp Closed: 0 | 0 | 0 | 5 | 12364-073-001278 | HIGGINBOTHAM OIL CO SUNNY FOODSTORES
15096 | Permanently Closed | 1998-09-02 06:00 | 1983-01-01 06:00 | 1998-09-02 06:00 | Petroleum | Unleaded gasoline | Unleaded gasoline | Retail | Steel | Steel | Coated & cathodic protection (sti-P3) |  | Steel |  | 1901-01-01 06:00 | [12 empty] | Annual line testing | Annual line testing |  | UST Currently In Use: 0; UST Temp Close: 0; AST Currently In Use: 0; AST Temp Closed: 0 | 0 | 0 | 5 | 12364-073-001278 | HIGGINBOTHAM OIL CO SUNNY FOODSTORES
15097 | Permanently Closed | 1995-09-01 06:00 | 1974-01-01 06:00 | 1996-08-22 06:00 | Petroleum | Unleaded gasoline | Unleaded gasoline |  | Steel | Steel |  | Painted or None | Steel |  | 1901-01-01 06:00 | [12 empty] | Annual line testing | Annual line testing |  | UST Currently In Use: 0; UST Temp Close: 0; AST Currently In Use: 0; AST Temp Closed: 0 | 0 | 0 | 3 | 12364-117-001284 | HIGGINBOTHAM OIL CO SUNNY FOODSTORES
15098 | Permanently Closed | 1995-09-01 06:00 | 1974-01-01 06:00 | 1996-08-22 06:00 | Petroleum | Unleaded gasoline | Unleaded gasoline |  | Steel | Steel |  | Painted or None | Steel |  | 1901-01-01 06:00 | [12 empty] | Annual line testing | Annual line testing |  | UST Currently In Use: 0; UST Temp Close: 0; AST Currently In Use: 0; AST Temp Closed: 0 | 0 | 0 | 3 | 12364-117-001284 | HIGGINBOTHAM OIL CO SUNNY FOODSTORES
15099 | Permanently Closed | 1995-09-01 06:00 | 1974-01-01 06:00 | 1996-08-22 06:00 | Petroleum | Unleaded gasoline | Unleaded gasoline |  | Steel | Steel |  | Painted or None | Steel |  | 1901-01-01 06:00 | [12 empty] | Annual line testing | Annual line testing |  | UST Currently In Use: 0; UST Temp Close: 0; AST Currently In Use: 0; AST Temp Closed: 0 | 0 | 0 | 3 | 12364-117-001284 | HIGGINBOTHAM OIL CO SUNNY FOODSTORES
15100 | Permanently Closed | 1996-12-03 06:00 | 1983-01-01 06:00 | 1996-12-03 06:00 | Petroleum | Unleaded gasoline | Unleaded gasoline |  | Steel | Steel | Coated & cathodic protection (sti-P3) |  |  |  | 1901-01-01 06:00 | Field installed cathodic protection | [11 empty] | Annual line testing | Annual line testing |  | UST Currently In Use: 2; UST Temp Close: 0; AST Currently In Use: 0; AST Temp Closed: 0 | 2 | 0 | 3 | 24214-117-001285 | ISHTEAQ SHAD
15101 | Permanently Closed | 1996-12-03 06:00 | 1983-01-01 06:00 | 1996-12-03 06:00 | Petroleum | Unleaded gasoline | Unleaded gasoline |  | Steel | Steel | Coated & cathodic protection (sti-P3) |  |  |  | 1901-01-01 06:00 | Field installed cathodic protection | [11 empty] | Annual line testing | Annual line testing |  | UST Currently In Use: 2; UST Temp Close: 0; AST Currently In Use: 0; AST Temp Closed: 0 | 2 | 0 | 3 | 24214-117-001285 | ISHTEAQ SHAD
15102 | Permanently Closed | 1996-12-03 06:00 | 1983-01-01 06:00 | 1996-12-03 06:00 | Petroleum | Unleaded gasoline | Unleaded gasoline |  | Steel | Steel | Coated & cathodic protection (sti-P3) |  |  |  | 1901-01-01 06:00 | Field installed cathodic protection | [11 empty] | Annual line testing | Annual line testing |  | UST Currently In Use: 2; UST Temp Close: 0; AST Currently In Use: 0; AST Temp Closed: 0 | 2 | 0 | 3 | 24214-117-001285 | ISHTEAQ SHAD
15103 | Permanently Closed | 1994-04-19 06:00 | 1974-01-01 06:00 | 1994-04-19 06:00 | Petroleum | Unleaded gasoline | Unleaded gasoline |  | Steel | Steel |  | Painted or None | Steel |  | 1901-01-01 06:00 | [15 empty] | UST Currently In Use: 2; UST Temp Close: 0; AST Currently In Use: 0; AST Temp Closed: 0 | 2 | 0 | 3 | 25265-117-001286 | LGWS/CROSS AMERICA PARTNERS
15104 | Permanently Closed | 1994-04-19 06:00 | 1974-01-01 06:00 | 1994-04-19 06:00 | Petroleum | Unleaded gasoline | Unleaded gasoline |  | Steel | Steel |  | Painted or None | Steel |  | 1901-01-01 06:00 | [15 empty] | UST Currently In Use: 2; UST Temp Close: 0; AST Currently In Use: 0; AST Temp Closed: 0 | 2 | 0 | 3 | 25265-117-001286 | LGWS/CROSS AMERICA PARTNERS
15105 | Permanently Closed | 1994-04-19 06:00 | 1974-01-01 06:00 | 1994-04-19 06:00 | Petroleum | Unleaded gasoline | Unleaded gasoline |  | Steel | Steel |  | Painted or None | Steel |  | 1901-01-01 06:00 | [15 empty] | UST Currently In Use: 2; UST Temp Close: 0; AST Currently In Use: 0; AST Temp Closed: 0 | 2 | 0 | 3 | 25265-117-001286 | LGWS/CROSS AMERICA PARTNERS
15106 | Permanently Closed | 1997-08-08 06:00 | 1981-01-01 06:00 | 1997-08-08 06:00 | Petroleum | Unleaded gasoline | Unleaded gasoline |  | Steel | Steel |  | Painted or None | Steel |  | 1901-01-01 06:00 | [12 empty] | Annual line testing | Annual line testing |  | UST Currently In Use: 1; UST Temp Close: 0; AST Currently In Use: 0; AST Temp Closed: 0 | 1 | 0 | 5 | 25249-117-001287 | AHMED (MIKE) BHADIGIA
15107 | Permanently Closed | 1997-08-08 06:00 | 1981-01-01 06:00 | 1997-08-08 06:00 | Petroleum | Unleaded gasoline | Unleaded gasoline |  | Steel | Steel |  | Painted or None | Steel |  | 1901-01-01 06:00 | [12 empty] | Annual line testing | Annual line testing |  | UST Currently In Use: 1; UST Temp Close: 0; AST Currently In Use: 0; AST Temp Closed: 0 | 1 | 0 | 5 | 25249-117-001287 | AHMED (MIKE) BHADIGIA
15108 | Permanently Closed | 1997-08-08 06:00 | 1981-01-01 06:00 | 1997-08-08 06:00 | Petroleum | Unleaded gasoline | Unleaded gasoline |  | Steel | Steel |  | Painted or None | Steel |  | 1901-01-01 06:00 | [12 empty] | Annual line testing | Annual line testing |  | UST Currently In Use: 1; UST Temp Close: 0; AST Currently In Use: 0; AST Temp Closed: 0 | 1 | 0 | 5 | 25249-117-001287 | AHMED (MIKE) BHADIGIA
15109 | Permanently Closed | 1997-08-08 06:00 | 1985-01-01 06:00 | 1997-08-08 06:00 | Petroleum | Unleaded gasoline | Unleaded gasoline |  | Steel | Steel |  | Painted or None | Steel |  | 1901-01-01 06:00 | [12 empty] | Annual line testing | Annual line testing |  | UST Currently In Use: 1; UST Temp Close: 0; AST Currently In Use: 0; AST Temp Closed: 0 | 1 | 0 | 5 | 25249-117-001287 | AHMED (MIKE) BHADIGIA
15110 | Permanently Closed | 1997-08-08 06:00 | 1985-01-01 06:00 | 1997-08-08 06:00 | Petroleum | Unleaded gasoline | Unleaded gasoline |  | Steel | Steel |  | Painted or None | Steel |  | 1901-01-01 06:00 | [12 empty] | Annual line testing | Annual line testing |  | UST Currently In Use: 1; UST Temp Close: 0; AST Currently In Use: 0; AST Temp Closed: 0 | 1 | 0 | 5 | 25249-117-001287 | AHMED (MIKE) BHADIGIA
15111 | Permanently Closed | 1990-04-06 06:00 | 1974-01-01 06:00 | 1990-04-06 06:00 | Petroleum | Unleaded gasoline | Unleaded gasoline |  | Steel | Steel |  | Painted or None | Steel |  | 1901-01-01 06:00 | [15 empty] | UST Currently In Use: 3; UST Temp Close: 0; AST Currently In Use: 0; AST Temp Closed: 0 | 3 | 0 | 4 | 25181-117-001288 | MBA INVESTMENTS, INC
15112 | Permanently Closed | 1990-04-06 06:00 | 1974-01-01 06:00 | 1990-04-06 06:00 | Petroleum | Unleaded gasoline | Unleaded gasoline |  | Steel | Steel |  | Painted or None | Steel |  | 1901-01-01 06:00 | [15 empty] | UST Currently In Use: 3; UST Temp Close: 0; AST Currently In Use: 0; AST Temp Closed: 0 | 3 | 0 | 4 | 25181-117-001288 | MBA INVESTMENTS, INC
15113 | Permanently Closed | 1990-04-06 06:00 | 1974-01-01 06:00 | 1990-04-06 06:00 | Petroleum | Unleaded gasoline | Unleaded gasoline |  | Steel | Steel |  | Painted or None | Steel |  | 1901-01-01 06:00 | [15 empty] | UST Currently In Use: 3; UST Temp Close: 0; AST Currently In Use: 0; AST Temp Closed: 0 | 3 | 0 | 4 | 25181-117-001288 | MBA INVESTMENTS, INC
15114 | Permanently Closed | 1990-02-02 06:00 | 1979-01-01 06:00 | 1990-02-02 06:00 | Petroleum | Unleaded gasoline | Unleaded gasoline |  | Steel | Steel |  | Painted or None | Steel |  | 1901-01-01 06:00 | [15 empty] | UST Currently In Use: 3; UST Temp Close: 0; AST Currently In Use: 0; AST Temp Closed: 0 | 3 | 0 | 4 | 25181-117-001288 | MBA INVESTMENTS, INC
15115 | Currently in Use |  | 1990-07-10 06:00 |  | Petroleum | Unleaded gasoline | Unleaded gasoline | Retail | Fiberglass reinforced plastic | Fiberglass reinforced plastic |  |  | Fiberglass reinforced plastic |  | 1901-01-01 06:00 |  | Catchment Basin, Single walled catchment basin | Automatic shutoff device At 95% full | Automatic shutoff device At 95% full | Interstitial Monitoring within Secondary Containment |  | Automatic Tank Gauge |  | Automatic flow restrictor (MLLD) | Automatic flow restrictor (MLLD) | Interstitial Monitoring within Secondary Containment |  | Annual line testing | Annual line testing |  | UST Currently In Use: 3; UST Temp Close: 0; AST Currently In Use: 0; AST Temp Closed: 0 | 3 | 0 | 4 | 25181-117-001288 | MBA INVESTMENTS, INC
15116 | Currently in Use |  | 1990-07-10 06:00 |  | Petroleum | Mid-grade gasoline | Mid-grade gasoline | Retail | Fiberglass reinforced plastic | Fiberglass reinforced plastic |  |  | Fiberglass reinforced plastic |  | 1901-01-01 06:00 |  | Catchment Basin, Single walled catchment basin | Automatic shutoff device At 95% full | Automatic shutoff device At 95% full | Interstitial Monitoring within Secondary Containment |  | Automatic Tank Gauge |  | Automatic flow restrictor (MLLD) | Automatic flow restrictor (MLLD) | Interstitial Monitoring within Secondary Containment |  | Annual line testing | Annual line testing |  | UST Currently In Use: 3; UST Temp Close: 0; AST Currently In Use: 0; AST Temp Closed: 0 | 3 | 0 | 4 | 25181-117-001288 | MBA INVESTMENTS, INC
15117 | Currently in Use |  | 1990-07-10 06:00 |  | Petroleum | Premium gasoline | Premium gasoline | Retail | Fiberglass reinforced plastic | Fiberglass reinforced plastic |  |  | Fiberglass reinforced plastic |  | 1901-01-01 06:00 |  | Catchment Basin, Single walled catchment basin | Automatic shutoff device At 95% full | Automatic shutoff device At 95% full | Interstitial Monitoring within Secondary Containment |  | Automatic Tank Gauge |  | Automatic flow restrictor (MLLD) | Automatic flow restrictor (MLLD) | Interstitial Monitoring within Secondary Containment |  | Annual line testing | Annual line testing |  | UST Currently In Use: 3; UST Temp Close: 0; AST Currently In Use: 0; AST Temp Closed: 0 | 3 | 0 | 4 | 25181-117-001288 | MBA INVESTMENTS, INC
15118 | Permanently Closed | 1990-10-04 06:00 | 1974-01-01 06:00 | 1990-09-04 06:00 | Petroleum | Unleaded gasoline | Unleaded gasoline |  | Steel | Steel |  | Painted or None | Steel |  | 1901-01-01 06:00 | [15 empty] | UST Currently In Use: 0; UST Temp Close: 0; AST Currently In Use: 0; AST Temp Closed: 0 | 0 | 0 | 2 | 12364-117-002524 | HIGGINBOTHAM OIL CO SUNNY FOODSTORES
15119 | Permanently Closed | 1990-10-04 06:00 | 1974-01-01 06:00 | 1990-09-04 06:00 | Petroleum | Unleaded gasoline | Unleaded gasoline |  | Steel | Steel |  | Painted or None | Steel |  | 1901-01-01 06:00 | [15 empty] | UST Currently In Use: 0; UST Temp Close: 0; AST Currently In Use: 0; AST Temp Closed: 0 | 0 | 0 | 2 | 12364-117-002524 | HIGGINBOTHAM OIL CO SUNNY FOODSTORES
15120 | Permanently Closed | 1984-04-01 05:00 | 1974-01-01 06:00 | 1988-12-15 06:00 | Petroleum | Unleaded gasoline | Unleaded gasoline |  | Steel | Steel |  | Painted or None | Steel |  | 1901-01-01 06:00 | [15 empty] | UST Currently In Use: 0; UST Temp Close: 0; AST Currently In Use: 0; AST Temp Closed: 0 | 0 | 0 | 3 | 12364-117-002525 | HIGGINBOTHAM OIL CO SUNNY FOODSTORES
15121 | Permanently Closed | 1984-04-01 05:00 | 1974-01-01 06:00 | 1988-12-15 06:00 | Petroleum | Unleaded gasoline | Unleaded gasoline |  | Steel | Steel |  | Painted or None | Steel |  | 1901-01-01 06:00 | [15 empty] | UST Currently In Use: 0; UST Temp Close: 0; AST Currently In Use: 0; AST Temp Closed: 0 | 0 | 0 | 3 | 12364-117-002525 | HIGGINBOTHAM OIL CO SUNNY FOODSTORES
15122 | Permanently Closed | 1984-04-01 05:00 | 1974-01-01 06:00 | 1988-12-15 06:00 | Petroleum | Unleaded gasoline | Unleaded gasoline |  | Steel | Steel |  | Painted or None | Steel |  | 1901-01-01 06:00 | [15 empty] | UST Currently In Use: 0; UST Temp Close: 0; AST Currently In Use: 0; AST Temp Closed: 0 | 0 | 0 | 3 | 12364-117-002525 | HIGGINBOTHAM OIL CO SUNNY FOODSTORES
15123 | Permanently Closed | 1990-10-04 06:00 | 1978-01-01 06:00 | 1990-09-04 06:00 | Petroleum | Unleaded gasoline | Unleaded gasoline |  | Steel | Steel |  | Painted or None | Steel |  | 1901-01-01 06:00 | [15 empty] | UST Currently In Use: 0; UST Temp Close: 0; AST Currently In Use: 0; AST Temp Closed: 0 | 0 | 0 | 1 | 12364-117-013559 | HIGGINBOTHAM OIL CO SUNNY FOODSTORES
15124 | Permanently Closed | 1998-03-05 06:00 | 1979-01-01 06:00 | 1998-03-09 06:00 | Petroleum | Unleaded gasoline | Unleaded gasoline |  | Steel | Steel | Field installed cathodic protection |  | Steel |  | 1901-01-01 06:00 | [12 empty] | Annual line testing | Annual line testing |  | UST Currently In Use: 3; UST Temp Close: 0; AST Currently In Use: 0; AST Temp Closed: 0 | 3 | 0 | 3 | 16773-117-013982 | ROCK OIL COMPANY INC
15125 | Permanently Closed | 1998-03-05 06:00 | 1979-01-01 06:00 | 1998-03-09 06:00 | Petroleum | Unleaded gasoline | Unleaded gasoline |  | Steel | Steel | Field installed cathodic protection |  | Steel |  | 1901-01-01 06:00 | [12 empty] | Annual line testing | Annual line testing |  | UST Currently In Use: 3; UST Temp Close: 0; AST Currently In Use: 0; AST Temp Closed: 0 | 3 | 0 | 3 | 16773-117-013982 | ROCK OIL COMPANY INC
15126 | Permanently Closed | 1998-03-05 06:00 | 1979-01-01 06:00 | 1998-03-09 06:00 | Petroleum | Unleaded gasoline | Unleaded gasoline |  | Steel | Steel | Field installed cathodic protection |  | Steel |  | 1901-01-01 06:00 | [12 empty] | Annual line testing | Annual line testing |  | UST Currently In Use: 3; UST Temp Close: 0; AST Currently In Use: 0; AST Temp Closed: 0 | 3 | 0 | 3 | 16773-117-013982 | ROCK OIL COMPANY INC
15127 | Permanently Closed | 1990-01-05 06:00 | 1948-01-01 06:00 | 1990-01-05 06:00 | Petroleum | Unleaded gasoline | Unleaded gasoline |  | Steel | Steel |  | Painted or None |  |  | 1901-01-01 06:00 | [15 empty] | UST Currently In Use: 0; UST Temp Close: 2; AST Currently In Use: 1; AST Temp Closed: 0 | 0 | 2 | 6 | 12367-073-007212 | KENNETH AND KATHY MCCLELLAN
15128 | Permanently Closed | 1990-01-05 06:00 | 1948-01-01 06:00 | 1990-01-05 06:00 | Petroleum | Unleaded gasoline | Unleaded gasoline |  | Steel | Steel |  | Painted or None |  |  | 1901-01-01 06:00 | [15 empty] | UST Currently In Use: 0; UST Temp Close: 2; AST Currently In Use: 1; AST Temp Closed: 0 | 0 | 2 | 6 | 12367-073-007212 | KENNETH AND KATHY MCCLELLAN
15129 | Permanently Closed | 1993-07-01 06:00 | 1960-01-01 06:00 | 1995-01-26 06:00 | Petroleum | Unleaded gasoline | Unleaded gasoline |  | Steel | Steel |  | Painted or None | Steel |  | 1901-01-01 06:00 | [15 empty] | UST Currently In Use: 0; UST Temp Close: 2; AST Currently In Use: 1; AST Temp Closed: 0 | 0 | 2 | 6 | 12367-073-007212 | KENNETH AND KATHY MCCLELLAN
15130 | Permanently Closed | 1993-07-01 06:00 | 1960-01-01 06:00 | 1995-01-26 06:00 | Petroleum | Unleaded gasoline | Unleaded gasoline |  | Steel | Steel |  | Painted or None | Steel |  | 1901-01-01 06:00 | [15 empty] | UST Currently In Use: 0; UST Temp Close: 2; AST Currently In Use: 1; AST Temp Closed: 0 | 0 | 2 | 6 | 12367-073-007212 | KENNETH AND KATHY MCCLELLAN
15131 | Permanently Closed | 1993-07-01 06:00 | 1969-01-01 06:00 | 1995-01-26 06:00 | Petroleum | Unleaded gasoline | Unleaded gasoline |  | Steel | Steel |  | Painted or None | Steel |  | 1901-01-01 06:00 | [15 empty] | UST Currently In Use: 0; UST Temp Close: 2; AST Currently In Use: 1; AST Temp Closed: 0 | 0 | 2 | 6 | 12367-073-007212 | KENNETH AND KATHY MCCLELLAN
15132 | Permanently Closed | 1993-07-01 06:00 | 1982-01-01 06:00 | 1995-01-26 06:00 | Petroleum | Kerosene | Kerosene |  | Steel | Steel |  | Painted or None | Steel |  | 1901-01-01 06:00 | [15 empty] | UST Currently In Use: 0; UST Temp Close: 2; AST Currently In Use: 1; AST Temp Closed: 0 | 0 | 2 | 6 | 12367-073-007212 | KENNETH AND KATHY MCCLELLAN
15133 | Permanently Closed | 1901-01-01 06:00 | 1984-01-01 06:00 | 1989-06-01 06:00 | Petroleum | On road diesel | On road diesel |  | Steel | Steel |  |  |  |  | 1901-01-01 06:00 | [15 empty] | UST Currently In Use: 0; UST Temp Close: 0; AST Currently In Use: 0; AST Temp Closed: 0 | 0 | 0 | 3 | 12368-101-012889 | HIGHWAY EQUIPMENT CO
15134 | Permanently Closed | 1901-01-01 06:00 | 1984-01-01 06:00 | 1989-06-01 06:00 | Petroleum | On road diesel | On road diesel |  | Steel | Steel |  |  |  |  | 1901-01-01 06:00 | [15 empty] | UST Currently In Use: 0; UST Temp Close: 0; AST Currently In Use: 0; AST Temp Closed: 0 | 0 | 0 | 3 | 12368-101-012889 | HIGHWAY EQUIPMENT CO
15135 | Permanently Closed | 1901-01-01 06:00 | 1901-01-01 06:00 | 1989-06-01 06:00 | Petroleum | Used oil | Used oil | [7 empty] | 1901-01-01 06:00 | [15 empty] | UST Currently In Use: 0; UST Temp Close: 0; AST Currently In Use: 0; AST Temp Closed: 0 | 0 | 0 | 3 | 12368-101-012889 | HIGHWAY EQUIPMENT CO
15136 | Permanently Closed | 1995-05-18 06:00 | 1974-01-01 06:00 | 1995-05-18 06:00 | Petroleum | Unleaded gasoline | Unleaded gasoline |  | Steel | Steel |  | Painted or None | Steel |  | 1901-01-01 06:00 | [15 empty] | UST Currently In Use: 0; UST Temp Close: 0; AST Currently In Use: 0; AST Temp Closed: 0 | 0 | 0 | 3 | 14247-101-002829 | RUSSELL OIL COMPANY, INC.
15137 | Permanently Closed | 1995-05-18 06:00 | 1974-01-01 06:00 | 1995-05-18 06:00 | Petroleum | Unleaded gasoline | Unleaded gasoline |  | Steel | Steel |  | Painted or None | Steel |  | 1901-01-01 06:00 | [15 empty] | UST Currently In Use: 0; UST Temp Close: 0; AST Currently In Use: 0; AST Temp Closed: 0 | 0 | 0 | 3 | 14247-101-002829 | RUSSELL OIL COMPANY, INC.
15138 | Permanently Closed | 1995-05-18 06:00 | 1974-01-01 06:00 | 1995-05-18 06:00 | Petroleum | On road diesel | On road diesel |  | Steel | Steel |  | Painted or None | Steel |  | 1901-01-01 06:00 | [15 empty] | UST Currently In Use: 0; UST Temp Close: 0; AST Currently In Use: 0; AST Temp Closed: 0 | 0 | 0 | 3 | 14247-101-002829 | RUSSELL OIL COMPANY, INC.
15139 | Permanently Closed | 2016-07-14 06:00 | 1971-01-01 06:00 | 2016-08-09 06:00 | Petroleum | Unleaded gasoline | Unleaded gasoline | Retail | Steel | Steel | Field installed cathodic protection |  | Fiberglass reinforced plastic |  | 1901-01-01 06:00 |  | Catchment Basin, Single walled catchment basin | Automatic shutoff device At 95% full | Automatic shutoff device At 95% full |  |  | Continuous Automatic Tank Gauge | [5 empty] | Annual line testing | Annual line testing |  | UST Currently In Use: 0; UST Temp Close: 0; AST Currently In Use: 0; AST Temp Closed: 0 | 0 | 0 | 3 | 21981-097-002828 | SAHORI PROPERTIES IV, LLC
15140 | Permanently Closed | 2016-07-14 06:00 | 1971-01-01 06:00 | 2016-08-09 06:00 | Petroleum | Unleaded gasoline | Unleaded gasoline | Retail | Steel | Steel | Field installed cathodic protection |  | Fiberglass reinforced plastic |  | 1901-01-01 06:00 |  | Catchment Basin, Single walled catchment basin | Automatic shutoff device At 95% full | Automatic shutoff device At 95% full |  |  | Continuous Automatic Tank Gauge |  | Other, MANIFOLDED | Other |  |  | Other, MANIFOLDED | Other |  | UST Currently In Use: 0; UST Temp Close: 0; AST Currently In Use: 0; AST Temp Closed: 0 | 0 | 0 | 3 | 21981-097-002828 | SAHORI PROPERTIES IV, LLC
15141 | Permanently Closed | 2016-07-14 06:00 | 1971-01-01 06:00 | 2016-08-09 06:00 | Petroleum | Premium gasoline | Premium gasoline | Retail | Steel | Steel | Field installed cathodic protection |  | Fiberglass reinforced plastic |  | 1901-01-01 06:00 |  | Catchment Basin, Single walled catchment basin | Automatic shutoff device At 95% full | Automatic shutoff device At 95% full |  |  | Continuous Automatic Tank Gauge | [5 empty] | Annual line testing | Annual line testing |  | UST Currently In Use: 0; UST Temp Close: 0; AST Currently In Use: 0; AST Temp Closed: 0 | 0 | 0 | 3 | 21981-097-002828 | SAHORI PROPERTIES IV, LLC
15142 | Permanently Closed | 1989-11-17 06:00 | 1977-01-01 06:00 | 1989-11-17 06:00 | Petroleum | Unleaded gasoline | Unleaded gasoline |  | Steel | Steel |  | Painted or None | Steel |  | 1901-01-01 06:00 | [15 empty] | UST Currently In Use: 0; UST Temp Close: 0; AST Currently In Use: 0; AST Temp Closed: 0 | 0 | 0 | 3 | 12371-097-005611 | HILL & BROOKS COFFEE CO INC
15143 | Permanently Closed | 1989-11-17 06:00 | 1977-01-01 06:00 | 1989-11-17 06:00 | Petroleum | Unleaded gasoline | Unleaded gasoline |  | Steel | Steel |  | Painted or None | Steel |  | 1901-01-01 06:00 | [15 empty] | UST Currently In Use: 0; UST Temp Close: 0; AST Currently In Use: 0; AST Temp Closed: 0 | 0 | 0 | 3 | 12371-097-005611 | HILL & BROOKS COFFEE CO INC
15144 | Permanently Closed | 1989-11-17 06:00 | 1973-01-01 06:00 | 1989-11-17 06:00 | Petroleum | On road diesel | On road diesel |  | Steel | Steel |  | Painted or None | Steel |  | 1901-01-01 06:00 | [15 empty] | UST Currently In Use: 0; UST Temp Close: 0; AST Currently In Use: 0; AST Temp Closed: 0 | 0 | 0 | 3 | 12371-097-005611 | HILL & BROOKS COFFEE CO INC
15145 | Permanently Closed | 1993-08-01 06:00 | 1972-01-01 06:00 | 1993-08-01 06:00 | Petroleum | On road diesel | On road diesel |  | Steel | Steel |  | Painted or None | Steel |  | 1901-01-01 06:00 | [15 empty] | UST Currently In Use: 0; UST Temp Close: 0; AST Currently In Use: 0; AST Temp Closed: 0 | 0 | 0 | 1 | 17472-103-007278 | LITTRELL BLOCK COMPANY INC
15146 | Permanently Closed | 1997-09-30 06:00 | 1980-01-01 06:00 | 1998-11-24 06:00 | Petroleum | Unleaded gasoline | Unleaded gasoline |  | Steel | Steel |  | Painted or None | Steel |  | 1901-01-01 06:00 | [6 empty] | Statistical Inventory Reconciliation (SIR) | [8 empty] | UST Currently In Use: 0; UST Temp Close: 0; AST Currently In Use: 0; AST Temp Closed: 0 | 0 | 0 | 3 | 12373-027-002676 | HILL PETROLEUM CO INC
15147 | Permanently Closed | 1997-09-30 06:00 | 1980-01-01 06:00 | 1998-11-24 06:00 | Petroleum | Unleaded gasoline | Unleaded gasoline |  | Steel | Steel |  | Painted or None | Steel |  | 1901-01-01 06:00 | [6 empty] | Statistical Inventory Reconciliation (SIR) | [8 empty] | UST Currently In Use: 0; UST Temp Close: 0; AST Currently In Use: 0; AST Temp Closed: 0 | 0 | 0 | 3 | 12373-027-002676 | HILL PETROLEUM CO INC
15148 | Permanently Closed | 1992-11-01 06:00 | 1980-01-01 06:00 | 1994-06-15 06:00 | Petroleum | On road diesel | On road diesel |  | Steel | Steel |  | Painted or None | Steel |  | 1901-01-01 06:00 | [6 empty] | Statistical Inventory Reconciliation (SIR) | [8 empty] | UST Currently In Use: 0; UST Temp Close: 0; AST Currently In Use: 0; AST Temp Closed: 0 | 0 | 0 | 3 | 12373-027-002676 | HILL PETROLEUM CO INC
15149 | Currently in Use |  | 1983-01-01 06:00 |  | Petroleum | Unleaded gasoline | Unleaded gasoline | Retail | Single Wall, Steel, 6K/6K | Steel | Coated & cathodic protection (sti-P3) |  | Double Wall, Fiberglass reinforced plastic |  |  |  | Catchment Basin, Single walled catchment basin | Automatic shutoff device At 95% full, Flow Rest 90% Full | Flow Rest 90% Full |  |  | Automatic Tank Gauge |  | Containment Sump, Sump sensor relayed to automatically shut off submersible pump | Sump sensor relayed to automatically shut off submersible pump | Interstitial Monitoring within Secondary Containment | SENSOR TO ATG | Continuous alarm system | Continuous alarm system |  | UST Currently In Use: 3; UST Temp Close: 0; AST Currently In Use: 0; AST Temp Closed: 0 | 3 | 0 | 0 | 12373-027-002677 | HILL PETROLEUM CO INC
15151 | Currently in Use |  | 1983-01-01 06:00 |  | Petroleum | Premium gasoline | Premium gasoline | Retail | Single Wall, Steel | Steel | Coated & cathodic protection (sti-P3) |  | Double Wall, Fiberglass reinforced plastic |  |  |  | Catchment Basin, Single walled catchment basin | Automatic shutoff device At 95% full, Flow Rest 90% Full | Flow Rest 90% Full |  |  | Automatic Tank Gauge |  | Containment Sump, Sump sensor relayed to automatically shut off submersible pump | Sump sensor relayed to automatically shut off submersible pump | Interstitial Monitoring within Secondary Containment | SENSOR TO ATG | Continuous alarm system | Continuous alarm system |  | UST Currently In Use: 3; UST Temp Close: 0; AST Currently In Use: 0; AST Temp Closed: 0 | 3 | 0 | 0 | 12373-027-002677 | HILL PETROLEUM CO INC
15152 | Currently in Use |  | 1983-01-01 06:00 |  | Petroleum | On road diesel | On road diesel | Retail | Single Wall, Steel | Steel | Coated & cathodic protection (sti-P3) |  | Fiberglass reinforced plastic |  |  |  | Catchment Basin, Single walled catchment basin | Automatic shutoff device At 95% full, Flow Rest 90% Full | Flow Rest 90% Full |  |  | Automatic Tank Gauge | [8 empty] | UST Currently In Use: 3; UST Temp Close: 0; AST Currently In Use: 0; AST Temp Closed: 0 | 3 | 0 | 0 | 12373-027-002677 | HILL PETROLEUM CO INC
15153 | Permanently Closed | 1988-04-01 06:00 | 1980-01-01 06:00 | 1988-04-01 06:00 | Petroleum | On road diesel | On road diesel |  | Steel | Steel |  | Painted or None | Steel |  | 1901-01-01 06:00 | [15 empty] | UST Currently In Use: 0; UST Temp Close: 0; AST Currently In Use: 0; AST Temp Closed: 0 | 0 | 0 | 2 | 12373-027-009798 | HILL PETROLEUM CO INC
15154 | Permanently Closed | 1988-04-01 06:00 | 1980-01-01 06:00 | 1988-04-01 06:00 | Petroleum | Unleaded gasoline | Unleaded gasoline |  | Steel | Steel |  | Painted or None | Steel |  | 1901-01-01 06:00 | [15 empty] | UST Currently In Use: 0; UST Temp Close: 0; AST Currently In Use: 0; AST Temp Closed: 0 | 0 | 0 | 2 | 12373-027-009798 | HILL PETROLEUM CO INC
15155 | Permanently Closed | 1998-12-01 06:00 | 1974-01-01 06:00 | 1999-10-12 06:00 | Petroleum | On road diesel | On road diesel |  | Steel | Steel |  | Painted or None | Steel |  | 1901-01-01 06:00 | [6 empty] | Statistical Inventory Reconciliation (SIR) | [8 empty] | UST Currently In Use: 0; UST Temp Close: 0; AST Currently In Use: 0; AST Temp Closed: 0 | 0 | 0 | 4 | 12373-037-002664 | HILL PETROLEUM CO INC
15156 | Permanently Closed | 1998-12-01 06:00 | 1974-01-01 06:00 | 1999-10-12 06:00 | Petroleum | Unleaded gasoline | Unleaded gasoline |  | Steel | Steel |  | Painted or None | Steel |  | 1901-01-01 06:00 | [6 empty] | Statistical Inventory Reconciliation (SIR) | [8 empty] | UST Currently In Use: 0; UST Temp Close: 0; AST Currently In Use: 0; AST Temp Closed: 0 | 0 | 0 | 4 | 12373-037-002664 | HILL PETROLEUM CO INC
15157 | Permanently Closed | 1998-12-01 06:00 | 1983-01-01 06:00 | 1999-10-12 06:00 | Petroleum | Unleaded gasoline | Unleaded gasoline |  | Steel | Steel |  | Painted or None | Steel |  | 1901-01-01 06:00 | [6 empty] | Statistical Inventory Reconciliation (SIR) | [8 empty] | UST Currently In Use: 0; UST Temp Close: 0; AST Currently In Use: 0; AST Temp Closed: 0 | 0 | 0 | 4 | 12373-037-002664 | HILL PETROLEUM CO INC
15158 | Permanently Closed | 1998-12-01 06:00 | 1983-01-01 06:00 | 1999-10-12 06:00 | Petroleum | Kerosene | Kerosene |  | Steel | Steel |  | Painted or None | Steel |  | 1901-01-01 06:00 | [6 empty] | Statistical Inventory Reconciliation (SIR) | [8 empty] | UST Currently In Use: 0; UST Temp Close: 0; AST Currently In Use: 0; AST Temp Closed: 0 | 0 | 0 | 4 | 12373-037-002664 | HILL PETROLEUM CO INC
15159 | Permanently Closed | 1988-05-01 06:00 | 1964-01-01 06:00 | 1988-10-01 06:00 | Petroleum | Unleaded gasoline | Unleaded gasoline | State/federal government | Steel | Steel |  | Painted or None | Steel |  | 1901-01-01 06:00 | [15 empty] | UST Currently In Use: 0; UST Temp Close: 0; AST Currently In Use: 0; AST Temp Closed: 0 | 0 | 0 | 6 | 14655-037-002669 | DEPARTMENT OF TRANSPORTATION
15160 | Permanently Closed | 1988-05-01 06:00 | 1964-01-01 06:00 | 1988-10-01 06:00 | Petroleum | Unleaded gasoline | Unleaded gasoline | State/federal government | Steel | Steel |  | Painted or None | Steel |  | 1901-01-01 06:00 | [15 empty] | UST Currently In Use: 0; UST Temp Close: 0; AST Currently In Use: 0; AST Temp Closed: 0 | 0 | 0 | 6 | 14655-037-002669 | DEPARTMENT OF TRANSPORTATION
15161 | Permanently Closed | 1988-05-01 06:00 | 1964-01-01 06:00 | 1988-10-01 06:00 | Petroleum | Unleaded gasoline | Unleaded gasoline | State/federal government | Steel | Steel |  | Painted or None | Steel |  | 1901-01-01 06:00 | [15 empty] | UST Currently In Use: 0; UST Temp Close: 0; AST Currently In Use: 0; AST Temp Closed: 0 | 0 | 0 | 6 | 14655-037-002669 | DEPARTMENT OF TRANSPORTATION
15162 | Permanently Closed | 1996-10-29 06:00 | 1986-01-01 06:00 | 1996-10-29 06:00 | Petroleum | Unleaded gasoline | Unleaded gasoline | State/federal government | Steel | Steel | Coated & cathodic protection (sti-P3) |  | Fiberglass reinforced plastic |  | 1901-01-01 06:00 | [6 empty] | Statistical Inventory Reconciliation (SIR) | [8 empty] | UST Currently In Use: 0; UST Temp Close: 0; AST Currently In Use: 0; AST Temp Closed: 0 | 0 | 0 | 6 | 14655-037-002669 | DEPARTMENT OF TRANSPORTATION
15163 | Permanently Closed | 1996-10-29 06:00 | 1986-01-01 06:00 | 1996-10-29 06:00 | Petroleum | Unleaded gasoline | Unleaded gasoline | State/federal government | Steel | Steel |  | Painted or None | Fiberglass reinforced plastic |  | 1901-01-01 06:00 | [6 empty] | Statistical Inventory Reconciliation (SIR) | [8 empty] | UST Currently In Use: 0; UST Temp Close: 0; AST Currently In Use: 0; AST Temp Closed: 0 | 0 | 0 | 6 | 14655-037-002669 | DEPARTMENT OF TRANSPORTATION
15164 | Permanently Closed | 1996-10-29 06:00 | 1986-01-01 06:00 | 1996-10-29 06:00 | Petroleum | Unleaded gasoline | Unleaded gasoline | State/federal government | Steel | Steel | Coated & cathodic protection (sti-P3) |  | Fiberglass reinforced plastic |  | 1901-01-01 06:00 | [6 empty] | Statistical Inventory Reconciliation (SIR) | [8 empty] | UST Currently In Use: 0; UST Temp Close: 0; AST Currently In Use: 0; AST Temp Closed: 0 | 0 | 0 | 6 | 14655-037-002669 | DEPARTMENT OF TRANSPORTATION
15165 | Permanently Closed | 1992-08-01 06:00 | 1969-01-01 06:00 | 1993-09-22 06:00 | Petroleum | Unleaded gasoline | Unleaded gasoline |  | Steel | Steel |  | Painted or None | Steel |  | 1901-01-01 06:00 | [15 empty] | UST Currently In Use: 0; UST Temp Close: 0; AST Currently In Use: 0; AST Temp Closed: 0 | 0 | 0 | 3 | 12373-123-002670 | HILL PETROLEUM CO INC
15166 | Permanently Closed | 1992-12-01 06:00 | 1969-01-01 06:00 | 1993-09-22 06:00 | Petroleum | Unleaded gasoline | Unleaded gasoline |  | Steel | Steel |  | Painted or None | Steel |  | 1901-01-01 06:00 | [15 empty] | UST Currently In Use: 0; UST Temp Close: 0; AST Currently In Use: 0; AST Temp Closed: 0 | 0 | 0 | 3 | 12373-123-002670 | HILL PETROLEUM CO INC
15167 | Permanently Closed | 1992-12-01 06:00 | 1983-01-01 06:00 | 1993-09-22 06:00 | Petroleum | Unleaded gasoline | Unleaded gasoline |  | Steel | Steel | Coated & cathodic protection (sti-P3) |  | Steel |  | 1901-01-01 06:00 | [15 empty] | UST Currently In Use: 0; UST Temp Close: 0; AST Currently In Use: 0; AST Temp Closed: 0 | 0 | 0 | 3 | 12373-123-002670 | HILL PETROLEUM CO INC
15168 | Permanently Closed | 1901-01-01 06:00 | 1979-01-01 06:00 | 1988-01-01 06:00 | Petroleum | Unleaded gasoline | Unleaded gasoline |  | Steel | Steel |  | Painted or None | Steel |  | 1901-01-01 06:00 | [15 empty] | UST Currently In Use: 2; UST Temp Close: 0; AST Currently In Use: 0; AST Temp Closed: 0 | 2 | 0 | 3 | 12373-037-002672 | HILL PETROLEUM CO INC
15169 | Permanently Closed | 1901-01-01 06:00 | 1966-01-01 06:00 | 1988-01-01 06:00 | Petroleum | Unleaded gasoline | Unleaded gasoline |  | Steel | Steel |  | Painted or None | Steel |  | 1901-01-01 06:00 | [15 empty] | UST Currently In Use: 2; UST Temp Close: 0; AST Currently In Use: 0; AST Temp Closed: 0 | 2 | 0 | 3 | 12373-037-002672 | HILL PETROLEUM CO INC
15170 | Permanently Closed | 1901-01-01 06:00 | 1966-01-01 06:00 | 1988-01-01 06:00 | Petroleum | Unleaded gasoline | Unleaded gasoline |  | Steel | Steel |  | Painted or None | Steel |  | 1901-01-01 06:00 | [15 empty] | UST Currently In Use: 2; UST Temp Close: 0; AST Currently In Use: 0; AST Temp Closed: 0 | 2 | 0 | 3 | 12373-037-002672 | HILL PETROLEUM CO INC
15171 | Currently in Use |  | 1988-10-26 06:00 |  | Petroleum | Unleaded gasoline | Unleaded gasoline | Retail | Steel, 4K/4K | Steel | Coated & cathodic protection (sti-P3) |  | Double Wall, Fiberglass reinforced plastic |  |  |  | Catchment Basin, Single walled catchment basin | Flow Rest 90% Full | Flow Rest 90% Full |  |  | Continuous Automatic Tank Gauge |  | Containment Sump, Sump sensor relayed to automatically shut off submersible pump | Sump sensor relayed to automatically shut off submersible pump | Interstitial Monitoring within Secondary Containment | SENSOR TO ATG | Continuous alarm system | Continuous alarm system |  | UST Currently In Use: 2; UST Temp Close: 0; AST Currently In Use: 0; AST Temp Closed: 0 | 2 | 0 | 3 | 12373-037-002672 | HILL PETROLEUM CO INC
15173 | Currently in Use |  | 1988-10-26 06:00 |  | Petroleum | Premium gasoline | Premium gasoline | Retail | Steel | Steel | Coated & cathodic protection (sti-P3) |  | Double Wall, Fiberglass reinforced plastic |  |  |  | Catchment Basin, Single walled catchment basin | Flow Rest 90% Full | Flow Rest 90% Full |  |  | Continuous Automatic Tank Gauge |  | Containment Sump, Sump sensor relayed to automatically shut off submersible pump | Sump sensor relayed to automatically shut off submersible pump | Interstitial Monitoring within Secondary Containment | SENSOR TO ATG | Continuous alarm system | Continuous alarm system |  | UST Currently In Use: 2; UST Temp Close: 0; AST Currently In Use: 0; AST Temp Closed: 0 | 2 | 0 | 3 | 12373-037-002672 | HILL PETROLEUM CO INC
15174 | Permanently Closed | 1991-08-01 06:00 | 1964-01-01 06:00 |  | Petroleum | Unleaded gasoline | Unleaded gasoline |  | Steel | Steel |  | Painted or None | Steel |  | 1901-01-01 06:00 | [15 empty] | UST Currently In Use: 0; UST Temp Close: 0; AST Currently In Use: 0; AST Temp Closed: 0 | 0 | 0 | 2 | 12373-037-002675 | HILL PETROLEUM CO INC
15175 | Permanently Closed | 1991-08-01 06:00 | 1964-01-01 06:00 |  | Petroleum | Unleaded gasoline | Unleaded gasoline |  | Steel | Steel |  | Painted or None | Steel |  | 1901-01-01 06:00 | [15 empty] | UST Currently In Use: 0; UST Temp Close: 0; AST Currently In Use: 0; AST Temp Closed: 0 | 0 | 0 | 2 | 12373-037-002675 | HILL PETROLEUM CO INC
15176 | Permanently Closed | 1901-01-01 06:00 | 1974-01-01 06:00 | 1988-03-04 06:00 | Petroleum | On road diesel | On road diesel |  | Steel | Steel |  | Painted or None | Steel |  | 1901-01-01 06:00 | [15 empty] | UST Currently In Use: 0; UST Temp Close: 0; AST Currently In Use: 0; AST Temp Closed: 0 | 0 | 0 | 1 | 12373-037-009797 | HILL PETROLEUM CO INC
15177 | Permanently Closed | 1996-10-23 06:00 | 1986-01-01 06:00 | 1996-10-23 06:00 | Petroleum | Unleaded gasoline | Unleaded gasoline |  | Steel | Steel | Coated & cathodic protection (sti-P3) |  | Steel |  | 1901-01-01 06:00 | [6 empty] | Statistical Inventory Reconciliation (SIR) | [8 empty] | UST Currently In Use: 0; UST Temp Close: 0; AST Currently In Use: 0; AST Temp Closed: 0 | 0 | 0 | 1 | 12373-037-013904 | HILL PETROLEUM CO INC
15178 | Permanently Closed | 1993-02-23 06:00 | 1986-01-01 06:00 | 1993-02-23 06:00 | Petroleum | Unleaded gasoline | Unleaded gasoline |  | Steel | Steel |  | Painted or None | Steel |  | 1901-01-01 06:00 | Other, FLXS ISOLA | [14 empty] | UST Currently In Use: 1; UST Temp Close: 1; AST Currently In Use: 0; AST Temp Closed: 0 | 1 | 1 | 3 | 18074-037-014837 | PARKER CREEK MARINA INC
15179 | Permanently Closed | 1993-02-23 06:00 | 1986-01-01 06:00 | 1993-02-23 06:00 | Petroleum | Unleaded gasoline | Unleaded gasoline |  | Steel | Steel |  | Painted or None | Steel |  | 1901-01-01 06:00 | [15 empty] | UST Currently In Use: 1; UST Temp Close: 1; AST Currently In Use: 0; AST Temp Closed: 0 | 1 | 1 | 3 | 18074-037-014837 | PARKER CREEK MARINA INC
15180 | Permanently Closed | 1987-06-01 06:00 | 1911-01-01 06:00 |  | Petroleum | Other, OTHER | Other |  | Steel | Steel |  | Painted or None | Steel |  | 1901-01-01 06:00 | [15 empty] | UST Currently In Use: 1; UST Temp Close: 1; AST Currently In Use: 0; AST Temp Closed: 0 | 1 | 1 | 3 | 18074-037-014837 | PARKER CREEK MARINA INC
15181 | Currently in Use |  | 1978-01-01 06:00 |  | Petroleum | Premium gasoline | Premium gasoline | Retail | Steel | Steel | Field installed cathodic protection |  | Flexible |  |  |  | Catchment Basin, Single walled catchment basin | Automatic shutoff device At 95% full | Automatic shutoff device At 95% full |  |  | Automatic Tank Gauge |  | Automatic flow restrictor (MLLD), Containment Sump | Containment Sump |  |  | Annual line testing | Annual line testing |  | UST Currently In Use: 3; UST Temp Close: 0; AST Currently In Use: 0; AST Temp Closed: 0 | 3 | 0 | 0 | 12373-123-002665 | HILL PETROLEUM CO INC
15182 | Currently in Use |  | 1978-01-01 06:00 |  | Petroleum | Unleaded gasoline | Unleaded gasoline | Retail | Steel | Steel | Field installed cathodic protection |  | Flexible |  |  |  | Catchment Basin, Single walled catchment basin | Automatic shutoff device At 95% full | Automatic shutoff device At 95% full |  |  | Automatic Tank Gauge |  | Automatic flow restrictor (MLLD), Containment Sump | Containment Sump |  |  | Annual line testing | Annual line testing |  | UST Currently In Use: 3; UST Temp Close: 0; AST Currently In Use: 0; AST Temp Closed: 0 | 3 | 0 | 0 | 12373-123-002665 | HILL PETROLEUM CO INC
15184 | Currently in Use |  | 1986-01-01 06:00 |  | Petroleum | On road diesel | On road diesel | Retail | Steel | Steel | Coated & cathodic protection (sti-P3), Field installed cathodic protection |  | Steel |  |  | Field installed cathodic protection | Catchment Basin, Single walled catchment basin | Automatic shutoff device At 95% full | Automatic shutoff device At 95% full |  |  | Automatic Tank Gauge |  | Containment Sump | Containment Sump | [5 empty] | UST Currently In Use: 3; UST Temp Close: 0; AST Currently In Use: 0; AST Temp Closed: 0 | 3 | 0 | 0 | 12373-123-002665 | HILL PETROLEUM CO INC
15185 | Currently in Use |  | 1969-01-01 06:00 |  | Petroleum | On road diesel | On road diesel | Retail | Steel | Steel | Field installed cathodic protection |  | Steel |  |  | Field installed cathodic protection | Catchment Basin, Single walled catchment basin | Automatic shutoff device At 95% full | Automatic shutoff device At 95% full |  |  | Statistical Inventory Reconciliation (SIR) | [8 empty] | UST Currently In Use: 3; UST Temp Close: 1; AST Currently In Use: 0; AST Temp Closed: 0 | 3 | 1 | 0 | 24671-123-002666 | JOSEPH LEE FOSHEE
15186 | Currently in Use |  | 1969-01-01 06:00 |  | Petroleum | Premium gasoline | Premium gasoline | Retail | Steel | Steel | Field installed cathodic protection |  | Steel |  |  | Field installed cathodic protection | Catchment Basin, Single walled catchment basin | Automatic shutoff device At 95% full | Automatic shutoff device At 95% full |  |  | Statistical Inventory Reconciliation (SIR) | [8 empty] | UST Currently In Use: 3; UST Temp Close: 1; AST Currently In Use: 0; AST Temp Closed: 0 | 3 | 1 | 0 | 24671-123-002666 | JOSEPH LEE FOSHEE
15187 | Currently in Use |  | 1974-01-01 06:00 |  | Petroleum | Unleaded gasoline | Unleaded gasoline | Retail | Steel | Steel | Field installed cathodic protection |  | Steel |  |  | Field installed cathodic protection | Catchment Basin, Single walled catchment basin | Automatic shutoff device At 95% full | Automatic shutoff device At 95% full |  |  | Statistical Inventory Reconciliation (SIR) | [8 empty] | UST Currently In Use: 3; UST Temp Close: 1; AST Currently In Use: 0; AST Temp Closed: 0 | 3 | 1 | 0 | 24671-123-002666 | JOSEPH LEE FOSHEE
15188 | Temporary Closed | 2004-09-29 06:00 | 1983-01-01 06:00 |  | Petroleum | Kerosene | Kerosene | Retail | Steel | Steel | Coated & cathodic protection (sti-P3), Field installed cathodic protection |  | Steel |  |  | Field installed cathodic protection | Catchment Basin, Single walled catchment basin | Automatic shutoff device At 95% full | Automatic shutoff device At 95% full | [11 empty] | UST Currently In Use: 3; UST Temp Close: 1; AST Currently In Use: 0; AST Temp Closed: 0 | 3 | 1 | 0 | 24671-123-002666 | JOSEPH LEE FOSHEE
15189 | Permanently Closed | 1997-09-30 06:00 | 1964-01-01 06:00 | 1998-12-03 06:00 | Petroleum | Unleaded gasoline | Unleaded gasoline |  | Steel | Steel |  | Painted or None | Steel |  | 1901-01-01 06:00 | [6 empty] | Statistical Inventory Reconciliation (SIR) | [8 empty] | UST Currently In Use: 0; UST Temp Close: 0; AST Currently In Use: 0; AST Temp Closed: 0 | 0 | 0 | 5 | 12373-123-002667 | HILL PETROLEUM CO INC
15190 | Permanently Closed | 1997-09-30 06:00 | 1964-01-01 06:00 | 1998-12-03 06:00 | Petroleum | Unleaded gasoline | Unleaded gasoline |  | Steel | Steel |  | Painted or None | Steel |  | 1901-01-01 06:00 | [6 empty] | Statistical Inventory Reconciliation (SIR) | [8 empty] | UST Currently In Use: 0; UST Temp Close: 0; AST Currently In Use: 0; AST Temp Closed: 0 | 0 | 0 | 5 | 12373-123-002667 | HILL PETROLEUM CO INC
15191 | Permanently Closed | 1997-09-30 06:00 | 1964-01-01 06:00 | 1998-12-03 06:00 | Petroleum | Unleaded gasoline | Unleaded gasoline |  | Steel | Steel |  | Painted or None | Steel |  | 1901-01-01 06:00 | [6 empty] | Statistical Inventory Reconciliation (SIR) | [8 empty] | UST Currently In Use: 0; UST Temp Close: 0; AST Currently In Use: 0; AST Temp Closed: 0 | 0 | 0 | 5 | 12373-123-002667 | HILL PETROLEUM CO INC
15192 | Permanently Closed | 1997-09-30 06:00 | 1964-01-01 06:00 | 1998-12-03 06:00 | Petroleum | Unleaded gasoline | Unleaded gasoline |  | Steel | Steel |  | Painted or None | Steel |  | 1901-01-01 06:00 | [6 empty] | Statistical Inventory Reconciliation (SIR) | [8 empty] | UST Currently In Use: 0; UST Temp Close: 0; AST Currently In Use: 0; AST Temp Closed: 0 | 0 | 0 | 5 | 12373-123-002667 | HILL PETROLEUM CO INC
15193 | Permanently Closed | 1993-09-20 06:00 | 1969-01-01 06:00 | 1993-09-20 06:00 | Petroleum | Unleaded gasoline | Unleaded gasoline |  | Steel | Steel |  | Painted or None | Steel |  | 1901-01-01 06:00 | [6 empty] | Statistical Inventory Reconciliation (SIR) | [8 empty] | UST Currently In Use: 0; UST Temp Close: 0; AST Currently In Use: 0; AST Temp Closed: 0 | 0 | 0 | 4 | 12373-123-002668 | HILL PETROLEUM CO INC
15194 | Permanently Closed | 1993-09-20 06:00 | 1969-01-01 06:00 | 1993-09-20 06:00 | Petroleum | Unleaded gasoline | Unleaded gasoline |  | Steel | Steel |  | Painted or None | Steel |  | 1901-01-01 06:00 | [6 empty] | Statistical Inventory Reconciliation (SIR) | [8 empty] | UST Currently In Use: 0; UST Temp Close: 0; AST Currently In Use: 0; AST Temp Closed: 0 | 0 | 0 | 4 | 12373-123-002668 | HILL PETROLEUM CO INC
15195 | Permanently Closed | 1993-09-20 06:00 | 1983-01-01 06:00 | 1993-09-20 06:00 | Petroleum | Unleaded gasoline | Unleaded gasoline |  | Steel | Steel | Coated & cathodic protection (sti-P3) |  | Steel |  | 1901-01-01 06:00 | [6 empty] | Statistical Inventory Reconciliation (SIR) | [8 empty] | UST Currently In Use: 0; UST Temp Close: 0; AST Currently In Use: 0; AST Temp Closed: 0 | 0 | 0 | 4 | 12373-123-002668 | HILL PETROLEUM CO INC
15196 | Permanently Closed | 1993-09-20 06:00 | 1983-01-01 06:00 | 1993-09-20 06:00 | Petroleum | Kerosene | Kerosene |  | Steel | Steel | Coated & cathodic protection (sti-P3) |  | Steel |  | 1901-01-01 06:00 | [6 empty] | Statistical Inventory Reconciliation (SIR) | [8 empty] | UST Currently In Use: 0; UST Temp Close: 0; AST Currently In Use: 0; AST Temp Closed: 0 | 0 | 0 | 4 | 12373-123-002668 | HILL PETROLEUM CO INC
15197 | Permanently Closed | 1994-08-29 06:00 | 1979-01-01 06:00 | 1994-08-31 06:00 | Petroleum | Unleaded gasoline | Unleaded gasoline | Retail | Steel | Steel |  | Painted or None | Steel |  | 1901-01-01 06:00 | [6 empty] | Statistical Inventory Reconciliation (SIR) | [8 empty] | UST Currently In Use: 0; UST Temp Close: 0; AST Currently In Use: 0; AST Temp Closed: 0 | 0 | 0 | 3 | 12373-123-002671 | HILL PETROLEUM CO INC
15198 | Permanently Closed | 1994-08-29 06:00 | 1979-01-01 06:00 | 1994-08-31 06:00 | Petroleum | Unleaded gasoline | Unleaded gasoline | Retail | Steel | Steel |  | Painted or None | Steel |  | 1901-01-01 06:00 | [6 empty] | Statistical Inventory Reconciliation (SIR) | [8 empty] | UST Currently In Use: 0; UST Temp Close: 0; AST Currently In Use: 0; AST Temp Closed: 0 | 0 | 0 | 3 | 12373-123-002671 | HILL PETROLEUM CO INC
15199 | Permanently Closed | 1994-08-29 06:00 | 1979-01-01 06:00 | 1994-08-31 06:00 | Petroleum | On road diesel | On road diesel | Retail | Steel | Steel |  | Painted or None | Steel |  | 1901-01-01 06:00 | [6 empty] | Statistical Inventory Reconciliation (SIR) | [8 empty] | UST Currently In Use: 0; UST Temp Close: 0; AST Currently In Use: 0; AST Temp Closed: 0 | 0 | 0 | 3 | 12373-123-002671 | HILL PETROLEUM CO INC
15200 | Currently in Use |  | 1983-01-01 06:00 |  | Petroleum | Unleaded gasoline | Unleaded gasoline | Retail | Steel | Steel | Coated & cathodic protection (sti-P3) |  | Flexible |  |  |  | Catchment Basin, Single walled catchment basin | Automatic shutoff device At 95% full | Automatic shutoff device At 95% full |  |  | Automatic Tank Gauge |  | Containment Sump, Sump sensor relayed to automatically shut off submersible pump | Sump sensor relayed to automatically shut off submersible pump | Interstitial Monitoring within Secondary Containment | SENSOR TO ATG | Continuous alarm system | Continuous alarm system |  | UST Currently In Use: 3; UST Temp Close: 0; AST Currently In Use: 0; AST Temp Closed: 0 | 3 | 0 | 0 | 22999-123-003326 | ANMOL, LLC - CHEROKEE FOOD SHOP
15201 | Currently in Use |  | 1983-01-01 06:00 |  | Petroleum | Unleaded gasoline | Unleaded gasoline | Retail | Steel | Steel | Coated & cathodic protection (sti-P3) |  | Flexible |  |  |  | Catchment Basin, Single walled catchment basin | Automatic shutoff device At 95% full | Automatic shutoff device At 95% full |  |  | Automatic Tank Gauge |  | Containment Sump, Sump sensor relayed to automatically shut off submersible pump | Sump sensor relayed to automatically shut off submersible pump | Interstitial Monitoring within Secondary Containment | SENSOR TO ATG | Continuous alarm system | Continuous alarm system |  | UST Currently In Use: 3; UST Temp Close: 0; AST Currently In Use: 0; AST Temp Closed: 0 | 3 | 0 | 0 | 22999-123-003326 | ANMOL, LLC - CHEROKEE FOOD SHOP
15202 | Currently in Use |  | 1983-01-01 06:00 |  | Petroleum | Premium gasoline | Premium gasoline | Retail | Steel | Steel | Coated & cathodic protection (sti-P3) |  | Flexible |  |  |  | Catchment Basin, Single walled catchment basin | Automatic shutoff device At 95% full | Automatic shutoff device At 95% full |  |  | Automatic Tank Gauge |  | Containment Sump, Sump sensor relayed to automatically shut off submersible pump | Sump sensor relayed to automatically shut off submersible pump | Interstitial Monitoring within Secondary Containment | SENSOR TO ATG | Continuous alarm system | Continuous alarm system |  | UST Currently In Use: 3; UST Temp Close: 0; AST Currently In Use: 0; AST Temp Closed: 0 | 3 | 0 | 0 | 22999-123-003326 | ANMOL, LLC - CHEROKEE FOOD SHOP
15203 | Permanently Closed | 1993-09-01 06:00 | 1986-01-01 06:00 | 1993-12-15 06:00 | Petroleum | Unleaded gasoline | Unleaded gasoline |  | Steel | Steel | Coated & cathodic protection (sti-P3) |  | Steel |  | 1901-01-01 06:00 | [6 empty] | Statistical Inventory Reconciliation (SIR) | [8 empty] | UST Currently In Use: 0; UST Temp Close: 0; AST Currently In Use: 0; AST Temp Closed: 0 | 0 | 0 | 1 | 12373-123-011941 | HILL PETROLEUM CO INC
15204 | Permanently Closed | 1997-09-30 06:00 | 1982-01-01 06:00 | 1998-12-03 06:00 | Petroleum | On road diesel | On road diesel |  | Steel | Steel | Coated & cathodic protection (sti-P3) |  | Steel |  | 1901-01-01 06:00 | [6 empty] | Statistical Inventory Reconciliation (SIR) | [8 empty] | UST Currently In Use: 0; UST Temp Close: 0; AST Currently In Use: 0; AST Temp Closed: 0 | 0 | 0 | 5 | 12373-123-002667 | HILL PETROLEUM CO INC
15205 | Permanently Closed | 1901-01-01 06:00 | 1966-01-01 06:00 | 1989-06-19 06:00 | Petroleum | Unleaded gasoline | Unleaded gasoline |  | Steel | Steel |  | Painted or None | Steel |  | 1901-01-01 06:00 | [15 empty] | UST Currently In Use: 0; UST Temp Close: 0; AST Currently In Use: 0; AST Temp Closed: 0 | 0 | 0 | 1 | 12375-073-000033 | HILLER TRUCK LINES
15206 | Permanently Closed | 1901-01-01 06:00 | 1954-01-01 06:00 | 1989-07-11 06:00 | Petroleum | Unleaded gasoline | Unleaded gasoline |  | Steel | Steel |  | Painted or None | Steel |  | 1901-01-01 06:00 | [15 empty] | UST Currently In Use: 0; UST Temp Close: 0; AST Currently In Use: 0; AST Temp Closed: 0 | 0 | 0 | 2 | 12375-127-000032 | HILLER TRUCK LINES
15207 | Permanently Closed | 1901-01-01 06:00 | 1974-01-01 06:00 | 1989-07-11 06:00 | Petroleum | On road diesel | On road diesel |  | Steel | Steel |  | Painted or None | Steel |  | 1901-01-01 06:00 | [15 empty] | UST Currently In Use: 0; UST Temp Close: 0; AST Currently In Use: 0; AST Temp Closed: 0 | 0 | 0 | 2 | 12375-127-000032 | HILLER TRUCK LINES
15208 | Permanently Closed | 1995-10-21 06:00 | 1976-01-01 06:00 | 1997-10-21 06:00 | Petroleum | Unleaded gasoline | Unleaded gasoline |  | Steel | Steel |  | Painted or None | Steel |  | 1901-01-01 06:00 | [6 empty] | Statistical Inventory Reconciliation (SIR) | [8 empty] | UST Currently In Use: 0; UST Temp Close: 0; AST Currently In Use: 1; AST Temp Closed: 0 | 0 | 0 | 4 | 12377-049-002126 | CHARLES F BEARDEN III
15209 | Permanently Closed | 1995-10-21 06:00 | 1976-01-01 06:00 | 1997-10-21 06:00 | Petroleum | Unleaded gasoline | Unleaded gasoline |  | Steel | Steel |  | Painted or None | Steel |  | 1901-01-01 06:00 | [6 empty] | Statistical Inventory Reconciliation (SIR) | [8 empty] | UST Currently In Use: 0; UST Temp Close: 0; AST Currently In Use: 1; AST Temp Closed: 0 | 0 | 0 | 4 | 12377-049-002126 | CHARLES F BEARDEN III
15210 | Permanently Closed | 1995-10-21 06:00 | 1970-01-01 06:00 | 1997-10-21 06:00 | Petroleum | Unleaded gasoline | Unleaded gasoline |  | Steel | Steel |  | Painted or None | Steel |  | 1901-01-01 06:00 | [6 empty] | Statistical Inventory Reconciliation (SIR) | [8 empty] | UST Currently In Use: 0; UST Temp Close: 0; AST Currently In Use: 1; AST Temp Closed: 0 | 0 | 0 | 4 | 12377-049-002126 | CHARLES F BEARDEN III
15211 | Permanently Closed | 1995-10-21 06:00 | 1970-01-01 06:00 | 1997-10-21 06:00 | Petroleum | Used oil | Used oil |  | Steel | Steel |  | Painted or None | Steel |  | 1901-01-01 06:00 | [15 empty] | UST Currently In Use: 0; UST Temp Close: 0; AST Currently In Use: 1; AST Temp Closed: 0 | 0 | 0 | 4 | 12377-049-002126 | CHARLES F BEARDEN III
15212 | Permanently Closed | 1992-09-27 06:00 | 1985-01-01 06:00 | 1992-09-27 06:00 | Petroleum | Kerosene | Kerosene |  | Steel | Steel |  | Painted or None | Steel |  | 1901-01-01 06:00 | [12 empty] | Annual line testing | Annual line testing |  | UST Currently In Use: 3; UST Temp Close: 0; AST Currently In Use: 0; AST Temp Closed: 0 | 3 | 0 | 1 | 20708-081-001707 | UNIVERSITY STATION RV RESORT LLC
15213 | Permanently Closed | 1992-01-23 06:00 | 1977-01-01 06:00 | 1992-01-23 06:00 | Petroleum | Unleaded gasoline | Unleaded gasoline |  | Steel | Steel |  |  | Other, PIPNGSTEEL |  | 1901-01-01 06:00 | [15 empty] | UST Currently In Use: 0; UST Temp Close: 0; AST Currently In Use: 0; AST Temp Closed: 0 | 0 | 0 | 1 | 12379-031-007414 | HINGES INC
15217 | Retired | 1988-08-08 06:00 | 1953-01-01 06:00 |  | Petroleum | Unleaded gasoline | Unleaded gasoline | [7 empty] | 1901-01-01 06:00 | [15 empty] | UST Currently In Use: 0; UST Temp Close: 0; AST Currently In Use: 0; AST Temp Closed: 0 | 0 | 0 | 0 | 12382-101-009833 | HOBBIE GROCERY
15218 | Retired | 1988-08-08 06:00 | 1953-01-01 06:00 |  | Petroleum | Unleaded gasoline | Unleaded gasoline | [7 empty] | 1901-01-01 06:00 | [15 empty] | UST Currently In Use: 0; UST Temp Close: 0; AST Currently In Use: 0; AST Temp Closed: 0 | 0 | 0 | 0 | 12382-101-009833 | HOBBIE GROCERY
15219 | Permanently Closed | 1984-06-01 06:00 | 1977-01-01 06:00 | 1990-02-01 06:00 | Petroleum | Unleaded gasoline | Unleaded gasoline |  | Steel | Steel |  | Painted or None | Steel |  | 1901-01-01 06:00 | [15 empty] | UST Currently In Use: 0; UST Temp Close: 0; AST Currently In Use: 0; AST Temp Closed: 0 | 0 | 0 | 4 | 12383-089-000763 | ALABAMA TURF & TECHNOLOGY
15220 | Permanently Closed | 1990-09-01 06:00 | 1977-01-01 06:00 | 1990-02-01 06:00 | Petroleum | Unleaded gasoline | Unleaded gasoline |  | Steel | Steel |  | Painted or None | Steel |  | 1901-01-01 06:00 | [15 empty] | UST Currently In Use: 0; UST Temp Close: 0; AST Currently In Use: 0; AST Temp Closed: 0 | 0 | 0 | 4 | 12383-089-000763 | ALABAMA TURF & TECHNOLOGY
15221 | Permanently Closed | 1990-02-01 06:00 | 1977-01-01 06:00 | 1990-03-01 06:00 | Petroleum | On road diesel | On road diesel |  | Steel | Steel |  | Painted or None | Steel |  | 1901-01-01 06:00 | [15 empty] | UST Currently In Use: 0; UST Temp Close: 0; AST Currently In Use: 0; AST Temp Closed: 0 | 0 | 0 | 4 | 12383-089-000763 | ALABAMA TURF & TECHNOLOGY
15222 | Permanently Closed | 1990-09-01 06:00 | 1977-01-01 06:00 | 1990-09-01 06:00 | Petroleum | Unleaded gasoline | Unleaded gasoline |  | Steel | Steel |  | Painted or None | Steel |  | 1901-01-01 06:00 | [15 empty] | UST Currently In Use: 0; UST Temp Close: 0; AST Currently In Use: 0; AST Temp Closed: 0 | 0 | 0 | 4 | 12383-089-000763 | ALABAMA TURF & TECHNOLOGY
15223 | Permanently Closed | 1987-10-01 06:00 | 1977-01-01 06:00 | 1987-10-01 06:00 | Petroleum | Unleaded gasoline | Unleaded gasoline | [7 empty] | 1901-01-01 06:00 | [15 empty] | UST Currently In Use: 0; UST Temp Close: 0; AST Currently In Use: 0; AST Temp Closed: 0 | 0 | 0 | 1 | 12384-101-002269 | HODGES STOCKYARDS
15224 | Permanently Closed | 1990-08-01 06:00 | 1964-01-01 06:00 | 1990-08-01 06:00 | Petroleum | On road diesel | On road diesel |  | Steel | Steel |  |  | Steel |  | 1901-01-01 06:00 | [15 empty] | UST Currently In Use: 0; UST Temp Close: 1; AST Currently In Use: 1; AST Temp Closed: 0 | 0 | 1 | 2 | 10885-101-001669 | KIRKPATRICK CONCRETE INC
15225 | Permanently Closed | 1990-08-01 06:00 | 1964-01-01 06:00 | 1990-08-01 06:00 | Petroleum | On road diesel | On road diesel |  | Steel | Steel |  |  | Steel |  | 1901-01-01 06:00 | [15 empty] | UST Currently In Use: 0; UST Temp Close: 1; AST Currently In Use: 1; AST Temp Closed: 0 | 0 | 1 | 2 | 10885-101-001669 | KIRKPATRICK CONCRETE INC
15226 | Temporary Closed | 2014-01-01 06:00 | 1990-08-07 06:00 |  | Petroleum | On road diesel | On road diesel | Retail | Steel | Steel | Coated & cathodic protection (sti-P3) |  | Fiberglass reinforced plastic |  |  |  | Catchment Basin, Single walled catchment basin | Flow Rest 90% Full | Flow Rest 90% Full |  |  | Statistical Inventory Reconciliation (SIR) | [8 empty] | UST Currently In Use: 0; UST Temp Close: 1; AST Currently In Use: 1; AST Temp Closed: 0 | 0 | 1 | 2 | 10885-101-001669 | KIRKPATRICK CONCRETE INC
15227 | Permanently Closed | 1998-12-21 06:00 | 1975-01-01 06:00 | 1999-11-30 06:00 | Petroleum | On road diesel | On road diesel | Retail | Steel | Steel |  | Painted or None | Steel |  | 1901-01-01 06:00 | [15 empty] | UST Currently In Use: 0; UST Temp Close: 0; AST Currently In Use: 0; AST Temp Closed: 0 | 0 | 0 | 1 | 12386-101-009477 | HODGSON BLAKE INC
15228 | Permanently Closed | 1991-10-18 06:00 | 1986-01-01 06:00 | 1991-10-18 06:00 | Petroleum | Unleaded gasoline | Unleaded gasoline |  | Fiberglass coated steel | Fiberglass coated steel |  |  | Steel |  | 1901-01-01 06:00 | [15 empty] | UST Currently In Use: 0; UST Temp Close: 0; AST Currently In Use: 0; AST Temp Closed: 0 | 0 | 0 | 2 | 12388-019-012819 | HOKES BLUFF OIL/LARRY LANE
15229 | Permanently Closed | 1991-10-18 06:00 | 1986-01-01 06:00 | 1991-10-18 06:00 | Petroleum | Unleaded gasoline | Unleaded gasoline |  | Fiberglass coated steel | Fiberglass coated steel |  |  | Steel |  | 1901-01-01 06:00 | [15 empty] | UST Currently In Use: 0; UST Temp Close: 0; AST Currently In Use: 0; AST Temp Closed: 0 | 0 | 0 | 2 | 12388-019-012819 | HOKES BLUFF OIL/LARRY LANE
15230 | Permanently Closed | 1991-06-28 06:00 | 1974-01-01 06:00 | 1991-06-28 06:00 | Petroleum | Unleaded gasoline | Unleaded gasoline |  | Steel | Steel |  |  | Steel |  | 1901-01-01 06:00 | [15 empty] | UST Currently In Use: 0; UST Temp Close: 0; AST Currently In Use: 0; AST Temp Closed: 0 | 0 | 0 | 2 | 12388-019-008108 | HOKES BLUFF OIL/LARRY LANE
15231 | Permanently Closed | 1991-06-28 06:00 | 1974-01-01 06:00 | 1991-06-28 06:00 | Petroleum | Unleaded gasoline | Unleaded gasoline |  | Steel | Steel |  |  | Steel |  | 1901-01-01 06:00 | [15 empty] | UST Currently In Use: 0; UST Temp Close: 0; AST Currently In Use: 0; AST Temp Closed: 0 | 0 | 0 | 2 | 12388-019-008108 | HOKES BLUFF OIL/LARRY LANE
15232 | Retired | 1979-01-01 06:00 | 1969-01-01 06:00 |  | Petroleum | Other, X | Other |  | Steel | Steel |  |  | Steel |  | 1901-01-01 06:00 | [15 empty] | UST Currently In Use: 0; UST Temp Close: 0; AST Currently In Use: 0; AST Temp Closed: 0 | 0 | 0 | 2 | 12388-019-008108 | HOKES BLUFF OIL/LARRY LANE
15233 | Retired | 1979-01-01 06:00 | 1969-01-01 06:00 |  | Petroleum | Other, X | Other |  | Steel | Steel |  |  | Steel |  | 1901-01-01 06:00 | [15 empty] | UST Currently In Use: 0; UST Temp Close: 0; AST Currently In Use: 0; AST Temp Closed: 0 | 0 | 0 | 2 | 12388-019-008108 | HOKES BLUFF OIL/LARRY LANE
15234 | Permanently Closed | 2000-03-17 06:00 | 1970-01-01 06:00 | 2000-03-17 06:00 | Petroleum | Unleaded gasoline | Unleaded gasoline |  | Steel | Steel |  | Painted or None | Steel |  | 1901-01-01 06:00 | [15 empty] | UST Currently In Use: 0; UST Temp Close: 0; AST Currently In Use: 0; AST Temp Closed: 0 | 0 | 0 | 2 | 12388-055-004612 | HOKES BLUFF OIL/LARRY LANE
15235 | Permanently Closed | 2000-03-17 06:00 | 1970-01-01 06:00 | 2000-03-17 06:00 | Petroleum | Unleaded gasoline | Unleaded gasoline |  | Steel | Steel |  | Painted or None | Steel |  | 1901-01-01 06:00 | [15 empty] | UST Currently In Use: 0; UST Temp Close: 0; AST Currently In Use: 0; AST Temp Closed: 0 | 0 | 0 | 2 | 12388-055-004612 | HOKES BLUFF OIL/LARRY LANE
15236 | Permanently Closed | 1995-02-15 06:00 | 1974-01-01 06:00 | 1995-02-15 06:00 | Petroleum | Unleaded gasoline | Unleaded gasoline |  | Steel | Steel |  |  | Steel |  | 1901-01-01 06:00 | [15 empty] | UST Currently In Use: 0; UST Temp Close: 0; AST Currently In Use: 0; AST Temp Closed: 0 | 0 | 0 | 3 | 12388-055-008107 | HOKES BLUFF OIL/LARRY LANE
15237 | Permanently Closed | 1995-02-15 06:00 | 1974-01-01 06:00 | 1995-02-15 06:00 | Petroleum | Unleaded gasoline | Unleaded gasoline |  | Steel | Steel |  |  | Steel |  | 1901-01-01 06:00 | [15 empty] | UST Currently In Use: 0; UST Temp Close: 0; AST Currently In Use: 0; AST Temp Closed: 0 | 0 | 0 | 3 | 12388-055-008107 | HOKES BLUFF OIL/LARRY LANE
15238 | Permanently Closed | 1995-02-15 06:00 | 1974-01-01 06:00 | 1995-02-15 06:00 | Petroleum | Kerosene | Kerosene |  | Steel | Steel |  |  | Steel |  | 1901-01-01 06:00 | [15 empty] | UST Currently In Use: 0; UST Temp Close: 0; AST Currently In Use: 0; AST Temp Closed: 0 | 0 | 0 | 3 | 12388-055-008107 | HOKES BLUFF OIL/LARRY LANE
15239 | Permanently Closed | 2000-03-13 06:00 | 1974-01-01 06:00 | 2000-03-13 06:00 | Petroleum | On road diesel | On road diesel |  | Steel | Steel |  |  | Steel |  | 1901-01-01 06:00 | [12 empty] | Annual line testing | Annual line testing |  | UST Currently In Use: 0; UST Temp Close: 0; AST Currently In Use: 0; AST Temp Closed: 0 | 0 | 0 | 2 | 12388-055-008109 | HOKES BLUFF OIL/LARRY LANE
15240 | Permanently Closed | 2000-03-13 06:00 | 1974-01-01 06:00 | 2000-03-13 06:00 | Petroleum | Unleaded gasoline | Unleaded gasoline |  | Steel | Steel |  |  | Steel |  | 1901-01-01 06:00 | [12 empty] | Annual line testing | Annual line testing |  | UST Currently In Use: 0; UST Temp Close: 0; AST Currently In Use: 0; AST Temp Closed: 0 | 0 | 0 | 2 | 12388-055-008109 | HOKES BLUFF OIL/LARRY LANE
15241 | Permanently Closed | 1992-12-01 06:00 | 1969-01-01 06:00 | 1992-12-01 06:00 | Petroleum | Unleaded gasoline | Unleaded gasoline |  | Steel | Steel |  |  | Steel |  | 1901-01-01 06:00 | [15 empty] | UST Currently In Use: 0; UST Temp Close: 0; AST Currently In Use: 0; AST Temp Closed: 0 | 0 | 0 | 2 | 12388-055-008110 | HOKES BLUFF OIL/LARRY LANE
15242 | Permanently Closed | 1992-12-01 06:00 | 1969-01-01 06:00 | 1992-12-01 06:00 | Petroleum | Unleaded gasoline | Unleaded gasoline |  | Steel | Steel |  |  | Steel |  | 1901-01-01 06:00 | [15 empty] | UST Currently In Use: 0; UST Temp Close: 0; AST Currently In Use: 0; AST Temp Closed: 0 | 0 | 0 | 2 | 12388-055-008110 | HOKES BLUFF OIL/LARRY LANE
15243 | Cannot Locate or abandoned | 2003-02-08 06:00 | 1980-01-01 06:00 |  | Petroleum | Unleaded gasoline | Unleaded gasoline | Retail | Steel | Steel | Field installed cathodic protection |  | Fiberglass reinforced plastic, Steel |  | 1901-01-01 06:00 |  | Catchment Basin, Single walled catchment basin | Flow Rest 90% Full | Flow Rest 90% Full |  |  | Automatic Tank Gauge | [5 empty] | Annual line testing | Annual line testing |  | UST Currently In Use: 0; UST Temp Close: 0; AST Currently In Use: 0; AST Temp Closed: 0 | 0 | 0 | 0 | 21938-055-008111 | JERRY HUMPHREY
15244 | Cannot Locate or abandoned | 2001-12-01 06:00 | 1980-01-01 06:00 |  | Petroleum | Premium gasoline | Premium gasoline | Retail | Steel | Steel | Field installed cathodic protection |  | Fiberglass reinforced plastic, Steel |  | 1901-01-01 06:00 |  | Catchment Basin, Single walled catchment basin | Flow Rest 90% Full | Flow Rest 90% Full | [8 empty] | Annual line testing | Annual line testing |  | UST Currently In Use: 0; UST Temp Close: 0; AST Currently In Use: 0; AST Temp Closed: 0 | 0 | 0 | 0 | 21938-055-008111 | JERRY HUMPHREY
15245 | Cannot Locate or abandoned | 2003-02-08 06:00 | 1980-01-01 06:00 |  | Petroleum | On road diesel | On road diesel | Retail | Steel | Steel | Field installed cathodic protection |  | Fiberglass reinforced plastic, Steel |  | 1901-01-01 06:00 |  | Catchment Basin, Single walled catchment basin | Flow Rest 90% Full | Flow Rest 90% Full |  |  | Automatic Tank Gauge | [8 empty] | UST Currently In Use: 0; UST Temp Close: 0; AST Currently In Use: 0; AST Temp Closed: 0 | 0 | 0 | 0 | 21938-055-008111 | JERRY HUMPHREY
15246 | Permanently Closed | 1995-01-01 06:00 | 1974-01-01 06:00 | 1995-07-01 06:00 | Petroleum | Unleaded gasoline | Unleaded gasoline |  | Steel | Steel |  |  | Steel |  | 1901-01-01 06:00 | [15 empty] | UST Currently In Use: 0; UST Temp Close: 0; AST Currently In Use: 0; AST Temp Closed: 0 | 0 | 0 | 2 | 12388-055-008113 | HOKES BLUFF OIL/LARRY LANE
15247 | Permanently Closed | 1995-01-01 06:00 | 1974-01-01 06:00 | 1995-07-01 06:00 | Petroleum | Unleaded gasoline | Unleaded gasoline |  | Steel | Steel |  |  | Steel |  | 1901-01-01 06:00 | [15 empty] | UST Currently In Use: 0; UST Temp Close: 0; AST Currently In Use: 0; AST Temp Closed: 0 | 0 | 0 | 2 | 12388-055-008113 | HOKES BLUFF OIL/LARRY LANE
15248 | Permanently Closed | 1990-07-18 06:00 | 1974-01-01 06:00 | 1990-07-18 06:00 | Petroleum | Unleaded gasoline | Unleaded gasoline |  | Steel | Steel |  |  | Steel |  | 1901-01-01 06:00 | [15 empty] | UST Currently In Use: 0; UST Temp Close: 0; AST Currently In Use: 0; AST Temp Closed: 0 | 0 | 0 | 2 | 12388-055-008114 | HOKES BLUFF OIL/LARRY LANE
15249 | Permanently Closed | 1990-07-18 06:00 | 1974-01-01 06:00 | 1990-07-18 06:00 | Petroleum | Unleaded gasoline | Unleaded gasoline |  | Steel | Steel |  |  | Steel |  | 1901-01-01 06:00 | [15 empty] | UST Currently In Use: 0; UST Temp Close: 0; AST Currently In Use: 0; AST Temp Closed: 0 | 0 | 0 | 2 | 12388-055-008114 | HOKES BLUFF OIL/LARRY LANE
15250 | Permanently Closed | 1989-01-01 06:00 | 1974-01-01 06:00 | 1989-01-01 06:00 | Petroleum | Unleaded gasoline | Unleaded gasoline |  | Steel | Steel |  |  | Steel |  | 1901-01-01 06:00 | [15 empty] | UST Currently In Use: 0; UST Temp Close: 3; AST Currently In Use: 0; AST Temp Closed: 0 | 0 | 3 | 3 | 15476-055-008115 | YOUNG OIL INC
15251 | Permanently Closed | 1989-01-01 06:00 | 1974-01-01 06:00 | 1989-01-01 06:00 | Petroleum | Unleaded gasoline | Unleaded gasoline |  | Steel | Steel |  |  | Steel |  | 1901-01-01 06:00 | [15 empty] | UST Currently In Use: 0; UST Temp Close: 3; AST Currently In Use: 0; AST Temp Closed: 0 | 0 | 3 | 3 | 15476-055-008115 | YOUNG OIL INC
15252 | Permanently Closed | 1989-01-01 06:00 | 1974-01-01 06:00 | 1989-01-01 06:00 | Petroleum | On road diesel | On road diesel |  | Steel | Steel |  |  | Steel |  | 1901-01-01 06:00 | [15 empty] | UST Currently In Use: 0; UST Temp Close: 3; AST Currently In Use: 0; AST Temp Closed: 0 | 0 | 3 | 3 | 15476-055-008115 | YOUNG OIL INC
15253 | Temporary Closed | 2010-10-31 06:00 | 1989-12-06 06:00 |  | Petroleum | Other, OFFROAD | Other | Retail | Single Wall, Steel, 1K/1K | Steel | Coated & cathodic protection (sti-P3) |  | Fiberglass reinforced plastic, Single Wall |  |  |  | Catchment Basin, Single walled catchment basin | Automatic shutoff device At 95% full, Flow Rest 90% Full | Flow Rest 90% Full |  |  | Statistical Inventory Reconciliation (SIR) | [8 empty] | UST Currently In Use: 0; UST Temp Close: 3; AST Currently In Use: 0; AST Temp Closed: 0 | 0 | 3 | 3 | 15476-055-008115 | YOUNG OIL INC
15255 | Temporary Closed | 2010-10-31 06:00 | 1989-12-06 06:00 |  | Petroleum | On road diesel | On road diesel | Retail | Single Wall, Steel | Steel | Coated & cathodic protection (sti-P3) |  | Fiberglass reinforced plastic, Single Wall |  |  |  | Catchment Basin, Single walled catchment basin | Automatic shutoff device At 95% full | Automatic shutoff device At 95% full |  |  | Statistical Inventory Reconciliation (SIR) | [8 empty] | UST Currently In Use: 0; UST Temp Close: 3; AST Currently In Use: 0; AST Temp Closed: 0 | 0 | 3 | 3 | 15476-055-008115 | YOUNG OIL INC
15256 | Permanently Closed | 1995-09-21 06:00 | 1974-01-01 06:00 | 1995-09-21 06:00 | Petroleum | Unleaded gasoline | Unleaded gasoline |  | Steel | Steel |  | Painted or None | Steel |  | 1901-01-01 06:00 | [15 empty] | UST Currently In Use: 0; UST Temp Close: 3; AST Currently In Use: 2; AST Temp Closed: 0 | 0 | 3 | 3 | 23429-055-008117 | MUSA PROPERTIES, LLC
15257 | Permanently Closed | 1995-09-21 06:00 | 1974-01-01 06:00 | 1995-09-21 06:00 | Petroleum | Unleaded gasoline | Unleaded gasoline |  | Steel | Steel |  |  | Steel |  | 1901-01-01 06:00 | [15 empty] | UST Currently In Use: 0; UST Temp Close: 3; AST Currently In Use: 2; AST Temp Closed: 0 | 0 | 3 | 3 | 23429-055-008117 | MUSA PROPERTIES, LLC
15258 | Permanently Closed | 1995-09-21 06:00 | 1974-01-01 06:00 | 1995-09-21 06:00 | Petroleum | Kerosene | Kerosene |  | Steel | Steel |  |  | Steel |  | 1901-01-01 06:00 | [15 empty] | UST Currently In Use: 0; UST Temp Close: 3; AST Currently In Use: 2; AST Temp Closed: 0 | 0 | 3 | 3 | 23429-055-008117 | MUSA PROPERTIES, LLC
15259 | Permanently Closed | 1998-09-22 06:00 | 1974-01-01 06:00 | 1998-09-22 06:00 | Petroleum | Unleaded gasoline | Unleaded gasoline |  | Steel | Steel |  |  | Steel |  | 1901-01-01 06:00 | [15 empty] | UST Currently In Use: 2; UST Temp Close: 0; AST Currently In Use: 0; AST Temp Closed: 0 | 2 | 0 | 3 | 15476-115-008112 | YOUNG OIL INC
15260 | Permanently Closed | 1998-09-22 06:00 | 1974-01-01 06:00 | 1998-09-22 06:00 | Petroleum | Unleaded gasoline | Unleaded gasoline |  | Steel | Steel |  |  | Steel |  | 1901-01-01 06:00 | [15 empty] | UST Currently In Use: 2; UST Temp Close: 0; AST Currently In Use: 0; AST Temp Closed: 0 | 2 | 0 | 3 | 15476-115-008112 | YOUNG OIL INC
15261 | Permanently Closed | 1998-09-22 06:00 | 1974-01-01 06:00 | 1998-09-22 06:00 | Petroleum | Kerosene | Kerosene |  | Steel | Steel |  |  | Steel |  | 1901-01-01 06:00 | [15 empty] | UST Currently In Use: 2; UST Temp Close: 0; AST Currently In Use: 0; AST Temp Closed: 0 | 2 | 0 | 3 | 15476-115-008112 | YOUNG OIL INC
15262 | Permanently Closed | 1998-03-03 06:00 | 1986-01-01 06:00 | 1998-03-03 06:00 | Petroleum | On road diesel | On road diesel |  | Steel | Steel |  | Painted or None | Steel |  | 1901-01-01 06:00 | [15 empty] | UST Currently In Use: 0; UST Temp Close: 0; AST Currently In Use: 0; AST Temp Closed: 0 | 0 | 0 | 2 | 12389-055-013372 | HOKES BLUFF CONSTRUCTION CO INC
15263 | Permanently Closed | 1998-03-03 06:00 | 1986-01-01 06:00 | 1998-03-03 06:00 | Petroleum | Unleaded gasoline | Unleaded gasoline |  | Steel | Steel | Coated & cathodic protection (sti-P3) |  | Steel |  | 1901-01-01 06:00 | [15 empty] | UST Currently In Use: 0; UST Temp Close: 0; AST Currently In Use: 0; AST Temp Closed: 0 | 0 | 0 | 2 | 12389-055-013372 | HOKES BLUFF CONSTRUCTION CO INC
15264 | Permanently Closed | 1901-01-01 06:00 | 1964-01-01 06:00 | 1988-01-01 06:00 | Petroleum | Unleaded gasoline | Unleaded gasoline |  | Steel | Steel |  | Painted or None | Fiberglass reinforced plastic |  | 2009-05-20 06:00 | [6 empty] | Statistical Inventory Reconciliation (SIR) | [5 empty] | Annual line testing | Annual line testing |  | UST Currently In Use: 2; UST Temp Close: 0; AST Currently In Use: 0; AST Temp Closed: 0 | 2 | 0 | 3 | 22635-055-002889 | WILLATH LLC
15265 | Permanently Closed | 1901-01-01 06:00 | 1964-01-01 06:00 | 1988-01-01 06:00 | Petroleum | Unleaded gasoline | Unleaded gasoline |  | Steel | Steel |  | Painted or None | Fiberglass reinforced plastic |  | 2009-05-20 06:00 | [15 empty] | UST Currently In Use: 2; UST Temp Close: 0; AST Currently In Use: 0; AST Temp Closed: 0 | 2 | 0 | 3 | 22635-055-002889 | WILLATH LLC
15266 | Permanently Closed | 1901-01-01 06:00 | 1976-01-01 06:00 | 1988-01-01 06:00 | Petroleum | Unleaded gasoline | Unleaded gasoline |  | Steel | Steel |  | Painted or None | Steel |  | 1901-01-01 06:00 | [15 empty] | UST Currently In Use: 2; UST Temp Close: 0; AST Currently In Use: 0; AST Temp Closed: 0 | 2 | 0 | 3 | 22635-055-002889 | WILLATH LLC
15269 | Currently in Use |  | 1988-08-01 06:00 |  | Petroleum | Premium gasoline | Premium gasoline | Retail | Single Wall, Steel | Steel | Coated & cathodic protection (sti-P3) |  | Double Wall, Fiberglass reinforced plastic |  | 2009-05-20 06:00 |  | Catchment Basin, Single walled catchment basin | Automatic shutoff device At 95% full, Flow Rest 90% Full | Flow Rest 90% Full |  |  | Continuous Automatic Tank Gauge |  | Automatic flow restrictor (MLLD), Containment Sump | Containment Sump | Interstitial Monitoring within Secondary Containment | MANUAL/VISUAL CHECK |  |  |  | UST Currently In Use: 2; UST Temp Close: 0; AST Currently In Use: 0; AST Temp Closed: 0 | 2 | 0 | 3 | 22635-055-002889 | WILLATH LLC
15270 | Currently in Use |  | 1986-01-01 06:00 |  | Petroleum | Unleaded gasoline | Unleaded gasoline | Retail | Single Wall, Steel, 8K/8K | Steel | Coated & cathodic protection (sti-P3) |  | Fiberglass reinforced plastic |  |  |  | Catchment Basin, Single walled catchment basin | Automatic shutoff device At 95% full, Flow Rest 90% Full | Flow Rest 90% Full |  |  | Continuous Automatic Tank Gauge |  | Automatic flow restrictor (MLLD) | Automatic flow restrictor (MLLD) |  |  | Annual line testing | Annual line testing |  | UST Currently In Use: 2; UST Temp Close: 0; AST Currently In Use: 0; AST Temp Closed: 0 | 2 | 0 | 0 | 22780-055-002467 | AGNS, INC
15272 | Currently in Use |  | 1986-01-01 06:00 |  | Petroleum | Premium gasoline | Premium gasoline | Retail | Single Wall, Steel | Steel | Coated & cathodic protection (sti-P3) |  | Fiberglass reinforced plastic, Single Wall |  |  |  | Catchment Basin, Single walled catchment basin | Automatic shutoff device At 95% full, Flow Rest 90% Full | Flow Rest 90% Full |  |  | Continuous Automatic Tank Gauge |  | Automatic flow restrictor (MLLD) | Automatic flow restrictor (MLLD) |  |  | Annual line testing | Annual line testing |  | UST Currently In Use: 2; UST Temp Close: 0; AST Currently In Use: 0; AST Temp Closed: 0 | 2 | 0 | 0 | 22780-055-002467 | AGNS, INC
15273 | Permanently Closed | 1999-08-30 06:00 | 1968-01-01 06:00 | 1999-08-30 06:00 | Petroleum | Unleaded gasoline | Unleaded gasoline | Retail | Steel | Steel | Interior lined (not allowed as a standalone method of corrosion protection) | Painted or None | Fiberglass reinforced plastic |  | 1901-01-01 06:00 | None | Catchment Basin, Single walled catchment basin | Automatic shutoff device At 95% full, Flow Rest 90% Full | Flow Rest 90% Full |  |  | Statistical Inventory Reconciliation (SIR) | [5 empty] | Annual line testing, Statistical inventory reconciliation (SIR) | Statistical inventory reconciliation (SIR) |  | UST Currently In Use: 0; UST Temp Close: 0; AST Currently In Use: 0; AST Temp Closed: 0 | 0 | 0 | 3 | 12391-055-002864 | HOLLAR CO INC
15274 | Permanently Closed | 1999-08-30 06:00 | 1968-01-01 06:00 | 1999-08-30 06:00 | Petroleum | Unleaded gasoline | Unleaded gasoline | Retail | Steel | Steel | Interior lined (not allowed as a standalone method of corrosion protection) | Painted or None | Fiberglass reinforced plastic |  | 1901-01-01 06:00 | None | Catchment Basin, Single walled catchment basin | Flow Rest 90% Full | Flow Rest 90% Full |  |  | Statistical Inventory Reconciliation (SIR) | [5 empty] | Annual line testing, Statistical inventory reconciliation (SIR) | Statistical inventory reconciliation (SIR) |  | UST Currently In Use: 0; UST Temp Close: 0; AST Currently In Use: 0; AST Temp Closed: 0 | 0 | 0 | 3 | 12391-055-002864 | HOLLAR CO INC
15275 | Permanently Closed | 1999-08-30 06:00 | 1968-01-01 06:00 | 1999-08-30 06:00 | Petroleum | Unleaded gasoline | Unleaded gasoline | Retail | Steel | Steel | Interior lined (not allowed as a standalone method of corrosion protection) | Painted or None | Fiberglass reinforced plastic |  | 1901-01-01 06:00 | None | Catchment Basin, Single walled catchment basin | Automatic shutoff device At 95% full, Flow Rest 90% Full | Flow Rest 90% Full |  |  | Statistical Inventory Reconciliation (SIR) | [5 empty] | Annual line testing, Statistical inventory reconciliation (SIR) | Statistical inventory reconciliation (SIR) |  | UST Currently In Use: 0; UST Temp Close: 0; AST Currently In Use: 0; AST Temp Closed: 0 | 0 | 0 | 3 | 12391-055-002864 | HOLLAR CO INC
15276 | Temporary Closed | 2007-05-08 06:00 | 1969-01-01 06:00 |  | Petroleum | Unleaded gasoline | Unleaded gasoline | Retail | Single Wall, Steel | Steel | Field installed cathodic protection |  | Single Wall, Steel |  | 1901-01-01 06:00 | Field installed cathodic protection | Catchment Basin, Single walled catchment basin | Automatic shutoff device At 95% full | Automatic shutoff device At 95% full |  |  | Statistical Inventory Reconciliation (SIR) | [8 empty] | UST Currently In Use: 0; UST Temp Close: 5; AST Currently In Use: 0; AST Temp Closed: 0 | 0 | 5 | 0 | 14199-055-002865 | RJ'S INDEPENDENT GASOLINE LLC
15277 | Temporary Closed | 2007-05-08 06:00 | 1976-01-01 06:00 |  | Petroleum | Mid-grade gasoline | Mid-grade gasoline | Retail | Single Wall, Steel | Steel | Field installed cathodic protection |  | Single Wall, Steel |  | 1901-01-01 06:00 | Field installed cathodic protection | Catchment Basin, Single walled catchment basin | Automatic shutoff device At 95% full | Automatic shutoff device At 95% full |  |  | Statistical Inventory Reconciliation (SIR) | [8 empty] | UST Currently In Use: 0; UST Temp Close: 5; AST Currently In Use: 0; AST Temp Closed: 0 | 0 | 5 | 0 | 14199-055-002865 | RJ'S INDEPENDENT GASOLINE LLC
15278 | Temporary Closed | 2007-05-08 06:00 | 1982-01-01 06:00 |  | Petroleum | Premium gasoline | Premium gasoline | Retail | Single Wall, Steel | Steel | Field installed cathodic protection |  | Single Wall, Steel |  | 1901-01-01 06:00 | Field installed cathodic protection | Catchment Basin, Single walled catchment basin | Automatic shutoff device At 95% full | Automatic shutoff device At 95% full |  |  | Statistical Inventory Reconciliation (SIR) | [8 empty] | UST Currently In Use: 0; UST Temp Close: 5; AST Currently In Use: 0; AST Temp Closed: 0 | 0 | 5 | 0 | 14199-055-002865 | RJ'S INDEPENDENT GASOLINE LLC
15279 | Temporary Closed | 2007-05-08 06:00 | 1969-01-01 06:00 |  | Petroleum | On road diesel | On road diesel | Retail | Single Wall, Steel | Steel | Field installed cathodic protection |  | Single Wall, Steel |  | 1901-01-01 06:00 | Field installed cathodic protection | Catchment Basin, Single walled catchment basin | Automatic shutoff device At 95% full | Automatic shutoff device At 95% full |  |  | Statistical Inventory Reconciliation (SIR) | [8 empty] | UST Currently In Use: 0; UST Temp Close: 5; AST Currently In Use: 0; AST Temp Closed: 0 | 0 | 5 | 0 | 14199-055-002865 | RJ'S INDEPENDENT GASOLINE LLC
15280 | Temporary Closed | 2007-05-08 06:00 | 1969-01-01 06:00 |  | Petroleum | On road diesel | On road diesel | Retail | Steel | Steel | Field installed cathodic protection |  | Steel |  | 1901-01-01 06:00 | Field installed cathodic protection | Catchment Basin, Single walled catchment basin | Automatic shutoff device At 95% full | Automatic shutoff device At 95% full |  |  | Statistical Inventory Reconciliation (SIR) | [8 empty] | UST Currently In Use: 0; UST Temp Close: 5; AST Currently In Use: 0; AST Temp Closed: 0 | 0 | 5 | 0 | 14199-055-002865 | RJ'S INDEPENDENT GASOLINE LLC
15281 | Temporary Closed | 2012-01-01 06:00 | 1972-08-05 06:00 |  | Petroleum | Unleaded gasoline | Unleaded gasoline | Retail | Single Wall, Steel | Steel | Field installed cathodic protection, Interior lined (not allowed as a standalone method of corrosion protection) |  | Double Wall, Flexible | APT |  |  | Catchment Basin, Single walled catchment basin | Automatic shutoff device At 95% full | Automatic shutoff device At 95% full |  |  | Continuous Automatic Tank Gauge |  | Automatic flow restrictor (MLLD), Containment Sump | Containment Sump |  |  | Annual line testing | Annual line testing |  | UST Currently In Use: 0; UST Temp Close: 3; AST Currently In Use: 0; AST Temp Closed: 0 | 0 | 3 | 0 | 23672-055-002866 | EMAD M SULEIMAN
15282 | Temporary Closed | 2012-01-01 06:00 | 1972-08-05 06:00 |  | Petroleum | Premium gasoline | Premium gasoline | Retail | Single Wall, Steel | Steel | Field installed cathodic protection, Interior lined (not allowed as a standalone method of corrosion protection) |  | Double Wall, Flexible | APT |  |  | Catchment Basin, Single walled catchment basin | Automatic shutoff device At 95% full | Automatic shutoff device At 95% full |  |  | Continuous Automatic Tank Gauge |  | Automatic flow restrictor (MLLD), Containment Sump | Containment Sump |  |  | Annual line testing | Annual line testing |  | UST Currently In Use: 0; UST Temp Close: 3; AST Currently In Use: 0; AST Temp Closed: 0 | 0 | 3 | 0 | 23672-055-002866 | EMAD M SULEIMAN
15283 | Temporary Closed | 2012-01-01 06:00 | 1977-06-09 06:00 |  | Petroleum | On road diesel | On road diesel | Retail | Single Wall, Steel | Steel | Field installed cathodic protection, Interior lined (not allowed as a standalone method of corrosion protection) |  | Double Wall, Flexible | APT |  |  | Catchment Basin, Single walled catchment basin | Automatic shutoff device At 95% full | Automatic shutoff device At 95% full |  |  | Continuous Automatic Tank Gauge | [8 empty] | UST Currently In Use: 0; UST Temp Close: 3; AST Currently In Use: 0; AST Temp Closed: 0 | 0 | 3 | 0 | 23672-055-002866 | EMAD M SULEIMAN
15284 | Permanently Closed | 1998-06-10 06:00 | 1972-01-01 06:00 | 1998-06-10 06:00 | Petroleum | Unleaded gasoline | Unleaded gasoline |  | Steel | Steel |  | Painted or None | Steel |  | 1901-01-01 06:00 |  | Catchment Basin, Single walled catchment basin |  |  |  |  | Statistical Inventory Reconciliation (SIR) | [5 empty] | Annual line testing, Statistical inventory reconciliation (SIR) | Statistical inventory reconciliation (SIR) |  | UST Currently In Use: 2; UST Temp Close: 0; AST Currently In Use: 0; AST Temp Closed: 0 | 2 | 0 | 3 | 25252-055-002870 | JAYAMBEE INC
15285 | Permanently Closed | 1998-06-10 06:00 | 1972-01-01 06:00 | 1998-06-10 06:00 | Petroleum | Unleaded gasoline | Unleaded gasoline |  | Steel | Steel |  | Painted or None | Steel |  | 1901-01-01 06:00 |  | Catchment Basin, Single walled catchment basin |  |  |  |  | Statistical Inventory Reconciliation (SIR) | [5 empty] | Annual line testing, Statistical inventory reconciliation (SIR) | Statistical inventory reconciliation (SIR) |  | UST Currently In Use: 2; UST Temp Close: 0; AST Currently In Use: 0; AST Temp Closed: 0 | 2 | 0 | 3 | 25252-055-002870 | JAYAMBEE INC
15286 | Permanently Closed | 1998-06-10 06:00 | 1980-01-01 06:00 | 1998-06-10 06:00 | Petroleum | Unleaded gasoline | Unleaded gasoline |  | Steel | Steel |  | Painted or None | Steel |  | 1901-01-01 06:00 |  | Catchment Basin, Single walled catchment basin |  |  |  |  | Statistical Inventory Reconciliation (SIR) | [5 empty] | Annual line testing, Statistical inventory reconciliation (SIR) | Statistical inventory reconciliation (SIR) |  | UST Currently In Use: 2; UST Temp Close: 0; AST Currently In Use: 0; AST Temp Closed: 0 | 2 | 0 | 3 | 25252-055-002870 | JAYAMBEE INC
15287 | Temporary Closed | 2018-07-01 06:00 | 1972-01-01 06:00 |  | Petroleum | Unleaded gasoline | Unleaded gasoline | Retail | Steel | Steel | Field installed cathodic protection, Interior lined (not allowed as a standalone method of corrosion protection) |  | Steel |  |  | Field installed cathodic protection | Catchment Basin, Single walled catchment basin | Automatic shutoff device At 95% full | Automatic shutoff device At 95% full |  |  | Statistical Inventory Reconciliation (SIR) |  | Automatic flow restrictor (MLLD) | Automatic flow restrictor (MLLD) |  |  | Statistical inventory reconciliation (SIR) | Statistical inventory reconciliation (SIR) |  | UST Currently In Use: 0; UST Temp Close: 3; AST Currently In Use: 0; AST Temp Closed: 0 | 0 | 3 | 0 | 21478-055-002871 | YOUSEF M. ALABBASI
15288 | Temporary Closed | 2017-06-01 06:00 | 1972-01-01 06:00 |  | Petroleum | Mid-grade gasoline | Mid-grade gasoline | Retail | Steel | Steel | Field installed cathodic protection, Interior lined (not allowed as a standalone method of corrosion protection) |  | Steel |  |  | Field installed cathodic protection | Catchment Basin, Single walled catchment basin | Automatic shutoff device At 95% full | Automatic shutoff device At 95% full |  |  | Statistical Inventory Reconciliation (SIR) |  | Automatic flow restrictor (MLLD) | Automatic flow restrictor (MLLD) |  |  | Statistical inventory reconciliation (SIR) | Statistical inventory reconciliation (SIR) |  | UST Currently In Use: 0; UST Temp Close: 3; AST Currently In Use: 0; AST Temp Closed: 0 | 0 | 3 | 0 | 21478-055-002871 | YOUSEF M. ALABBASI
15289 | Temporary Closed | 2017-06-01 06:00 | 1982-01-01 06:00 |  | Petroleum | Premium gasoline | Premium gasoline | Retail | Steel | Steel | Field installed cathodic protection, Interior lined (not allowed as a standalone method of corrosion protection) |  | Steel |  |  | Field installed cathodic protection | Catchment Basin, Single walled catchment basin | Automatic shutoff device At 95% full | Automatic shutoff device At 95% full |  |  | Statistical Inventory Reconciliation (SIR) |  | Automatic flow restrictor (MLLD) | Automatic flow restrictor (MLLD) |  |  | Statistical inventory reconciliation (SIR) | Statistical inventory reconciliation (SIR) |  | UST Currently In Use: 0; UST Temp Close: 3; AST Currently In Use: 0; AST Temp Closed: 0 | 0 | 3 | 0 | 21478-055-002871 | YOUSEF M. ALABBASI
15290 | Permanently Closed | 1995-08-24 06:00 | 1977-01-01 06:00 | 1995-08-24 06:00 | Petroleum | Unleaded gasoline | Unleaded gasoline |  | Steel | Steel |  | Painted or None | Fiberglass reinforced plastic |  | 1901-01-01 06:00 | None |  | Flow Rest 90% Full | Flow Rest 90% Full |  |  | Statistical Inventory Reconciliation (SIR) | [5 empty] | Annual line testing, Statistical inventory reconciliation (SIR) | Statistical inventory reconciliation (SIR) |  | UST Currently In Use: 2; UST Temp Close: 0; AST Currently In Use: 0; AST Temp Closed: 0 | 2 | 0 | 3 | 12391-055-002872 | HOLLAR CO INC
15291 | Permanently Closed | 1995-08-24 06:00 | 1977-01-01 06:00 | 1995-08-24 06:00 | Petroleum | Unleaded gasoline | Unleaded gasoline |  | Steel | Steel |  | Painted or None | Fiberglass reinforced plastic |  | 1901-01-01 06:00 | None |  | Flow Rest 90% Full | Flow Rest 90% Full |  |  | Statistical Inventory Reconciliation (SIR) | [5 empty] | Annual line testing, Statistical inventory reconciliation (SIR) | Statistical inventory reconciliation (SIR) |  | UST Currently In Use: 2; UST Temp Close: 0; AST Currently In Use: 0; AST Temp Closed: 0 | 2 | 0 | 3 | 12391-055-002872 | HOLLAR CO INC
15292 | Permanently Closed | 1995-08-24 06:00 | 1977-01-01 06:00 | 1995-08-24 06:00 | Petroleum | Unleaded gasoline | Unleaded gasoline |  | Steel | Steel |  | Painted or None | Fiberglass reinforced plastic |  | 1901-01-01 06:00 | None |  | Flow Rest 90% Full | Flow Rest 90% Full |  |  | Statistical Inventory Reconciliation (SIR) | [5 empty] | Annual line testing, Statistical inventory reconciliation (SIR) | Statistical inventory reconciliation (SIR) |  | UST Currently In Use: 2; UST Temp Close: 0; AST Currently In Use: 0; AST Temp Closed: 0 | 2 | 0 | 3 | 12391-055-002872 | HOLLAR CO INC
15293 | Permanently Closed | 1992-07-29 06:00 | 1972-01-01 06:00 | 1992-07-29 06:00 | Petroleum | Unleaded gasoline | Unleaded gasoline |  | Steel | Steel |  | Painted or None | Steel |  | 1901-01-01 06:00 | [15 empty] | UST Currently In Use: 0; UST Temp Close: 0; AST Currently In Use: 0; AST Temp Closed: 0 | 0 | 0 | 3 | 12391-055-002873 | HOLLAR CO INC
15294 | Permanently Closed | 1992-07-29 06:00 | 1972-01-01 06:00 | 1992-07-29 06:00 | Petroleum | Unleaded gasoline | Unleaded gasoline |  | Steel | Steel |  | Painted or None | Steel |  | 1901-01-01 06:00 | [15 empty] | UST Currently In Use: 0; UST Temp Close: 0; AST Currently In Use: 0; AST Temp Closed: 0 | 0 | 0 | 3 | 12391-055-002873 | HOLLAR CO INC
15295 | Permanently Closed | 1992-07-29 06:00 | 1982-01-01 06:00 | 1992-07-29 06:00 | Petroleum | Unleaded gasoline | Unleaded gasoline |  | Steel | Steel |  | Painted or None | Steel |  | 1901-01-01 06:00 | [15 empty] | UST Currently In Use: 0; UST Temp Close: 0; AST Currently In Use: 0; AST Temp Closed: 0 | 0 | 0 | 3 | 12391-055-002873 | HOLLAR CO INC
15296 | Currently in Use |  | 1974-01-01 06:00 |  | Petroleum | Unleaded gasoline | Unleaded gasoline | Retail | Steel | Steel | Field installed cathodic protection |  | Steel |  |  | Field installed cathodic protection | Catchment Basin, Single walled catchment basin | Automatic shutoff device At 95% full | Automatic shutoff device At 95% full |  |  | Statistical Inventory Reconciliation (SIR) |  | Automatic flow restrictor (MLLD) | Automatic flow restrictor (MLLD) |  |  | Statistical inventory reconciliation (SIR) | Statistical inventory reconciliation (SIR) |  | UST Currently In Use: 3; UST Temp Close: 1; AST Currently In Use: 0; AST Temp Closed: 0 | 3 | 1 | 0 | 17904-055-002874 | JEFFREY A. BROWN
15297 | Temporary Closed | 2009-12-31 06:00 | 1974-01-01 06:00 |  | Petroleum | Mid-grade gasoline | Mid-grade gasoline | Retail | Steel | Steel | Field installed cathodic protection |  | Steel |  |  | Field installed cathodic protection | Catchment Basin, Single walled catchment basin | Automatic shutoff device At 95% full | Automatic shutoff device At 95% full |  |  | Statistical Inventory Reconciliation (SIR) |  | Automatic flow restrictor (MLLD) | Automatic flow restrictor (MLLD) |  |  | Statistical inventory reconciliation (SIR) | Statistical inventory reconciliation (SIR) |  | UST Currently In Use: 3; UST Temp Close: 1; AST Currently In Use: 0; AST Temp Closed: 0 | 3 | 1 | 0 | 17904-055-002874 | JEFFREY A. BROWN
15298 | Currently in Use |  | 1974-01-01 06:00 |  | Petroleum | Premium gasoline | Premium gasoline | Retail | Steel | Steel | Field installed cathodic protection |  | Steel |  |  | Field installed cathodic protection | Catchment Basin, Single walled catchment basin | Automatic shutoff device At 95% full | Automatic shutoff device At 95% full |  |  | Statistical Inventory Reconciliation (SIR) |  | Automatic flow restrictor (MLLD) | Automatic flow restrictor (MLLD) |  |  | Statistical inventory reconciliation (SIR) | Statistical inventory reconciliation (SIR) |  | UST Currently In Use: 3; UST Temp Close: 1; AST Currently In Use: 0; AST Temp Closed: 0 | 3 | 1 | 0 | 17904-055-002874 | JEFFREY A. BROWN
15299 | Currently in Use |  | 1974-01-01 06:00 |  | Petroleum | On road diesel | On road diesel | Retail | Steel | Steel | Coated & cathodic protection (sti-P3), Field installed cathodic protection |  | Steel |  |  | Field installed cathodic protection | Catchment Basin, Single walled catchment basin | Automatic shutoff device At 95% full | Automatic shutoff device At 95% full |  |  | Statistical Inventory Reconciliation (SIR) |  | Automatic flow restrictor (MLLD) | Automatic flow restrictor (MLLD) |  |  | Statistical inventory reconciliation (SIR) | Statistical inventory reconciliation (SIR) |  | UST Currently In Use: 3; UST Temp Close: 1; AST Currently In Use: 0; AST Temp Closed: 0 | 3 | 1 | 0 | 17904-055-002874 | JEFFREY A. BROWN
15300 | Permanently Closed | 1901-01-01 06:00 | 1964-01-01 06:00 | 1988-11-15 06:00 | Petroleum | Unleaded gasoline | Unleaded gasoline |  | Steel | Steel |  | Painted or None | Steel |  | 1901-01-01 06:00 | [15 empty] | UST Currently In Use: 0; UST Temp Close: 0; AST Currently In Use: 0; AST Temp Closed: 0 | 0 | 0 | 3 | 12391-055-002876 | HOLLAR CO INC
15301 | Permanently Closed | 1901-01-01 06:00 | 1964-01-01 06:00 | 1988-11-15 06:00 | Petroleum | Unleaded gasoline | Unleaded gasoline |  | Steel | Steel |  | Painted or None | Steel |  | 1901-01-01 06:00 | [15 empty] | UST Currently In Use: 0; UST Temp Close: 0; AST Currently In Use: 0; AST Temp Closed: 0 | 0 | 0 | 3 | 12391-055-002876 | HOLLAR CO INC
15302 | Permanently Closed | 1901-01-01 06:00 | 1964-01-01 06:00 | 1988-11-15 06:00 | Petroleum | Unleaded gasoline | Unleaded gasoline |  | Steel | Steel |  | Painted or None | Steel |  | 1901-01-01 06:00 | [15 empty] | UST Currently In Use: 0; UST Temp Close: 0; AST Currently In Use: 0; AST Temp Closed: 0 | 0 | 0 | 3 | 12391-055-002876 | HOLLAR CO INC
15303 | Temporary Closed | 2000-11-15 06:00 | 1976-01-01 06:00 |  | Petroleum | Unleaded gasoline | Unleaded gasoline | Retail | Steel, RELEASE 00 | Steel | Field installed cathodic protection |  | Steel |  | 1901-01-01 06:00 | Field installed cathodic protection | Catchment Basin, Single walled catchment basin | Automatic shutoff device At 95% full | Automatic shutoff device At 95% full |  |  | Statistical Inventory Reconciliation (SIR) |  | Automatic flow restrictor (MLLD) | Automatic flow restrictor (MLLD) |  |  | Annual line testing, Statistical inventory reconciliation (SIR) | Statistical inventory reconciliation (SIR) |  | UST Currently In Use: 0; UST Temp Close: 5; AST Currently In Use: 0; AST Temp Closed: 0 | 0 | 5 | 0 | 14199-055-002878 | RJ'S INDEPENDENT GASOLINE LLC
15304 | Temporary Closed | 2009-08-07 06:00 | 1976-01-01 06:00 |  | Petroleum | Unleaded gasoline | Unleaded gasoline | Retail | Steel | Steel | Field installed cathodic protection |  | Steel |  | 1901-01-01 06:00 | Field installed cathodic protection | Catchment Basin, Single walled catchment basin | Automatic shutoff device At 95% full | Automatic shutoff device At 95% full |  |  | Statistical Inventory Reconciliation (SIR) |  | Automatic flow restrictor (MLLD) | Automatic flow restrictor (MLLD) |  |  | Statistical inventory reconciliation (SIR) | Statistical inventory reconciliation (SIR) |  | UST Currently In Use: 0; UST Temp Close: 5; AST Currently In Use: 0; AST Temp Closed: 0 | 0 | 5 | 0 | 14199-055-002878 | RJ'S INDEPENDENT GASOLINE LLC
15305 | Temporary Closed | 2009-08-07 06:00 | 1976-01-01 06:00 |  | Petroleum | Premium gasoline | Premium gasoline | Retail | Steel | Steel | Field installed cathodic protection |  | Steel |  | 1901-01-01 06:00 | Field installed cathodic protection | Catchment Basin, Single walled catchment basin | Automatic shutoff device At 95% full | Automatic shutoff device At 95% full |  |  | Statistical Inventory Reconciliation (SIR) |  | Automatic flow restrictor (MLLD) | Automatic flow restrictor (MLLD) |  |  | Statistical inventory reconciliation (SIR) | Statistical inventory reconciliation (SIR) |  | UST Currently In Use: 0; UST Temp Close: 5; AST Currently In Use: 0; AST Temp Closed: 0 | 0 | 5 | 0 | 14199-055-002878 | RJ'S INDEPENDENT GASOLINE LLC
15306 | Temporary Closed | 1989-12-01 06:00 | 1964-01-01 06:00 |  | Petroleum | Other, EMPTY | Other | Retail | Steel | Steel |  | Painted or None | Steel |  | 1901-01-01 06:00 | None | [14 empty] | UST Currently In Use: 0; UST Temp Close: 5; AST Currently In Use: 0; AST Temp Closed: 0 | 0 | 5 | 0 | 14199-055-002878 | RJ'S INDEPENDENT GASOLINE LLC
15307 | Temporary Closed | 2000-11-15 06:00 | 1964-01-01 06:00 |  | Petroleum | Used oil | Used oil | Retail | Steel | Steel | Field installed cathodic protection | Painted or None | Steel, FILL PIPE |  |  | Field installed cathodic protection, CP NOT REQ | Other, EXEMPT | Other, EXEMPT | Other |  |  | Manual Tank Gauging (only tanks 1000 gal. or less and 48” or 64” in diameter) | [8 empty] | UST Currently In Use: 0; UST Temp Close: 5; AST Currently In Use: 0; AST Temp Closed: 0 | 0 | 5 | 0 | 14199-055-002878 | RJ'S INDEPENDENT GASOLINE LLC
15308 | Permanently Closed | 2000-01-31 06:00 | 1975-01-01 06:00 | 2000-08-23 06:00 | Petroleum | Unleaded gasoline | Unleaded gasoline | Retail | Steel | Steel | Interior lined (not allowed as a standalone method of corrosion protection) |  | Flexible |  | 1901-01-01 06:00 |  | Catchment Basin, Single walled catchment basin | Flow Rest 90% Full | Flow Rest 90% Full |  |  | Automatic Tank Gauge, Statistical Inventory Reconciliation (SIR) |  |  |  | Interstitial Monitoring within Secondary Containment |  | Annual line testing, Continuous alarm system, Statistical inventory reconciliation (SIR) | Statistical inventory reconciliation (SIR) |  | UST Currently In Use: 0; UST Temp Close: 0; AST Currently In Use: 0; AST Temp Closed: 0 | 0 | 0 | 3 | 12391-055-002881 | HOLLAR CO INC
15309 | Permanently Closed | 2000-01-31 06:00 | 1975-01-01 06:00 | 2000-08-23 06:00 | Petroleum | Mid-grade gasoline | Mid-grade gasoline | Retail | Steel | Steel | Interior lined (not allowed as a standalone method of corrosion protection) |  | Flexible |  | 1901-01-01 06:00 |  | Catchment Basin, Single walled catchment basin | Flow Rest 90% Full | Flow Rest 90% Full |  |  | Automatic Tank Gauge, Statistical Inventory Reconciliation (SIR) |  |  |  | Interstitial Monitoring within Secondary Containment |  | Annual line testing, Continuous alarm system, Statistical inventory reconciliation (SIR) | Statistical inventory reconciliation (SIR) |  | UST Currently In Use: 0; UST Temp Close: 0; AST Currently In Use: 0; AST Temp Closed: 0 | 0 | 0 | 3 | 12391-055-002881 | HOLLAR CO INC
15310 | Permanently Closed | 2000-01-31 06:00 | 1975-01-01 06:00 | 2000-08-23 06:00 | Petroleum | Premium gasoline | Premium gasoline | Retail | Steel | Steel | Interior lined (not allowed as a standalone method of corrosion protection) | Painted or None | Flexible |  | 1901-01-01 06:00 |  | Catchment Basin, Single walled catchment basin | Flow Rest 90% Full | Flow Rest 90% Full |  |  | Automatic Tank Gauge, Statistical Inventory Reconciliation (SIR) |  |  |  | Interstitial Monitoring within Secondary Containment |  | Annual line testing, Continuous alarm system, Statistical inventory reconciliation (SIR) | Statistical inventory reconciliation (SIR) |  | UST Currently In Use: 0; UST Temp Close: 0; AST Currently In Use: 0; AST Temp Closed: 0 | 0 | 0 | 3 | 12391-055-002881 | HOLLAR CO INC
15311 | Permanently Closed | 1990-06-15 06:00 | 1969-01-01 06:00 | 1990-06-15 06:00 | Petroleum | Unleaded gasoline | Unleaded gasoline |  | Steel | Steel |  | Painted or None | Steel |  | 1901-01-01 06:00 | [15 empty] | UST Currently In Use: 0; UST Temp Close: 0; AST Currently In Use: 0; AST Temp Closed: 0 | 0 | 0 | 3 | 12391-055-002882 | HOLLAR CO INC
15312 | Permanently Closed | 1990-06-15 06:00 | 1969-01-01 06:00 | 1990-06-15 06:00 | Petroleum | Unleaded gasoline | Unleaded gasoline |  | Steel | Steel |  | Painted or None | Steel |  | 1901-01-01 06:00 | [15 empty] | UST Currently In Use: 0; UST Temp Close: 0; AST Currently In Use: 0; AST Temp Closed: 0 | 0 | 0 | 3 | 12391-055-002882 | HOLLAR CO INC
15313 | Permanently Closed | 1990-06-15 06:00 | 1977-01-01 06:00 | 1990-06-15 06:00 | Petroleum | Unleaded gasoline | Unleaded gasoline |  | Steel | Steel |  | Painted or None | Steel |  | 1901-01-01 06:00 | [15 empty] | UST Currently In Use: 0; UST Temp Close: 0; AST Currently In Use: 0; AST Temp Closed: 0 | 0 | 0 | 3 | 12391-055-002882 | HOLLAR CO INC
15314 | Permanently Closed | 1981-05-01 06:00 | 1964-01-01 06:00 | 1988-11-10 06:00 | Petroleum | Unleaded gasoline | Unleaded gasoline |  | Steel | Steel |  |  |  |  | 1901-01-01 06:00 | [15 empty] | UST Currently In Use: 0; UST Temp Close: 0; AST Currently In Use: 0; AST Temp Closed: 0 | 0 | 0 | 3 | 12391-055-002883 | HOLLAR CO INC
15315 | Permanently Closed | 1981-05-01 06:00 | 1964-01-01 06:00 | 1988-11-10 06:00 | Petroleum | Unleaded gasoline | Unleaded gasoline |  | Steel | Steel |  |  |  |  | 1901-01-01 06:00 | [15 empty] | UST Currently In Use: 0; UST Temp Close: 0; AST Currently In Use: 0; AST Temp Closed: 0 | 0 | 0 | 3 | 12391-055-002883 | HOLLAR CO INC
15316 | Permanently Closed | 1981-05-01 06:00 | 1964-01-01 06:00 | 1988-11-10 06:00 | Petroleum | Unleaded gasoline | Unleaded gasoline |  | Steel | Steel |  |  |  |  | 1901-01-01 06:00 | [15 empty] | UST Currently In Use: 0; UST Temp Close: 0; AST Currently In Use: 0; AST Temp Closed: 0 | 0 | 0 | 3 | 12391-055-002883 | HOLLAR CO INC
15317 | Permanently Closed | 1901-01-01 06:00 | 1978-01-01 06:00 | 1988-12-18 06:00 | Petroleum | Unleaded gasoline | Unleaded gasoline |  | Steel | Steel |  | Painted or None | Steel |  | 1901-01-01 06:00 | [15 empty] | UST Currently In Use: 0; UST Temp Close: 0; AST Currently In Use: 0; AST Temp Closed: 0 | 0 | 0 | 3 | 12391-055-003238 | HOLLAR CO INC
15318 | Permanently Closed | 1901-01-01 06:00 | 1978-01-01 06:00 | 1988-12-18 06:00 | Petroleum | Unleaded gasoline | Unleaded gasoline |  | Steel | Steel |  | Painted or None | Steel |  | 1901-01-01 06:00 | [15 empty] | UST Currently In Use: 0; UST Temp Close: 0; AST Currently In Use: 0; AST Temp Closed: 0 | 0 | 0 | 3 | 12391-055-003238 | HOLLAR CO INC
15319 | Permanently Closed | 1901-01-01 06:00 | 1978-01-01 06:00 | 1988-12-18 06:00 | Petroleum | Unleaded gasoline | Unleaded gasoline |  | Steel | Steel |  | Painted or None | Steel |  | 1901-01-01 06:00 | [15 empty] | UST Currently In Use: 0; UST Temp Close: 0; AST Currently In Use: 0; AST Temp Closed: 0 | 0 | 0 | 3 | 12391-055-003238 | HOLLAR CO INC
15320 | Temporary Closed | 2014-07-25 06:00 | 1985-01-01 06:00 |  | Petroleum | Unleaded gasoline | Unleaded gasoline | Retail | Single Wall, Steel | Steel | Coated & cathodic protection (sti-P3) |  | Double Wall, Flexible | ENVIRON |  | Other, FLXS ISOLA | Catchment Basin, Single walled catchment basin | Flow Rest 90% Full | Flow Rest 90% Full |  |  | Statistical Inventory Reconciliation (SIR) |  | Automatic flow restrictor (MLLD), Containment Sump | Containment Sump |  |  | Statistical inventory reconciliation (SIR) | Statistical inventory reconciliation (SIR) |  | UST Currently In Use: 0; UST Temp Close: 3; AST Currently In Use: 0; AST Temp Closed: 0 | 0 | 3 | 0 | 21644-055-003279 | WALEED ABBASSY
15321 | Temporary Closed | 2012-03-08 06:00 | 1985-01-01 06:00 |  | Petroleum | Mid-grade gasoline | Mid-grade gasoline | Retail | Single Wall, Steel | Steel | Coated & cathodic protection (sti-P3) |  | Double Wall, Flexible | ENVIRON |  | Other, FLXS ISOLA | Catchment Basin, Single walled catchment basin | Flow Rest 90% Full | Flow Rest 90% Full |  |  | Statistical Inventory Reconciliation (SIR) |  | Automatic flow restrictor (MLLD), Containment Sump | Containment Sump |  |  | Statistical inventory reconciliation (SIR) | Statistical inventory reconciliation (SIR) |  | UST Currently In Use: 0; UST Temp Close: 3; AST Currently In Use: 0; AST Temp Closed: 0 | 0 | 3 | 0 | 21644-055-003279 | WALEED ABBASSY
15322 | Temporary Closed | 2014-07-25 06:00 | 1985-01-01 06:00 |  | Petroleum | Premium gasoline | Premium gasoline | Retail | Single Wall, Steel | Steel | Coated & cathodic protection (sti-P3) |  | Double Wall, Flexible | ENVIRON |  | Other, FLXS ISOLA | Catchment Basin, Single walled catchment basin | Flow Rest 90% Full | Flow Rest 90% Full |  |  | Statistical Inventory Reconciliation (SIR) |  | Automatic flow restrictor (MLLD), Containment Sump | Containment Sump |  |  | Statistical inventory reconciliation (SIR) | Statistical inventory reconciliation (SIR) |  | UST Currently In Use: 0; UST Temp Close: 3; AST Currently In Use: 0; AST Temp Closed: 0 | 0 | 3 | 0 | 21644-055-003279 | WALEED ABBASSY
15323 | Currently in Use | 2017-11-01 06:00 | 1984-01-01 06:00 |  | Petroleum | Unleaded gasoline | Unleaded gasoline | Retail | Single Wall, Steel | Steel | Field installed cathodic protection |  | Single Wall, Steel |  |  | Field installed cathodic protection | Catchment Basin, Single walled catchment basin | Automatic shutoff device At 95% full | Automatic shutoff device At 95% full |  |  | Statistical Inventory Reconciliation (SIR) | [8 empty] | UST Currently In Use: 1; UST Temp Close: 2; AST Currently In Use: 0; AST Temp Closed: 0 | 1 | 2 | 0 | 21477-055-003281 | WALEED ABBASSY
15324 | Temporary Closed | 2012-06-01 06:00 | 1984-01-01 06:00 |  | Petroleum | Mid-grade gasoline | Mid-grade gasoline | Retail | Single Wall, Steel | Steel | Field installed cathodic protection |  | Single Wall, Steel |  |  | Field installed cathodic protection | Catchment Basin, Single walled catchment basin | Automatic shutoff device At 95% full | Automatic shutoff device At 95% full |  |  | Statistical Inventory Reconciliation (SIR) | [8 empty] | UST Currently In Use: 1; UST Temp Close: 2; AST Currently In Use: 0; AST Temp Closed: 0 | 1 | 2 | 0 | 21477-055-003281 | WALEED ABBASSY
15325 | Temporary Closed | 2010-01-01 06:00 | 1984-01-01 06:00 |  | Petroleum | Premium gasoline | Premium gasoline | Retail | Single Wall, Steel, 2K/2K | Steel | Field installed cathodic protection |  | Single Wall, Steel |  |  | Field installed cathodic protection | Catchment Basin, Single walled catchment basin | Automatic shutoff device At 95% full | Automatic shutoff device At 95% full |  |  | Statistical Inventory Reconciliation (SIR) | [8 empty] | UST Currently In Use: 1; UST Temp Close: 2; AST Currently In Use: 0; AST Temp Closed: 0 | 1 | 2 | 0 | 21477-055-003281 | WALEED ABBASSY
15327 | Currently in Use |  | 1973-01-01 06:00 |  | Petroleum | Unleaded gasoline | Unleaded gasoline | Retail | Single Wall, Steel | Steel | Field installed cathodic protection, Interior lined (not allowed as a standalone method of corrosion protection) |  | Double Wall, Fiberglass reinforced plastic |  |  |  | Catchment Basin, Single walled catchment basin | Flow Rest 90% Full | Flow Rest 90% Full |  |  | Continuous Automatic Tank Gauge |  | Automatic flow restrictor (MLLD), Containment Sump | Containment Sump |  |  | Annual line testing | Annual line testing | Pressurized Piping | UST Currently In Use: 2; UST Temp Close: 0; AST Currently In Use: 0; AST Temp Closed: 0 | 2 | 0 | 0 | 23672-055-011294 | EMAD M SULEIMAN
15328 | Currently in Use |  | 1973-01-01 06:00 |  | Petroleum | Premium gasoline | Premium gasoline | Retail | Single Wall, Steel | Steel | Field installed cathodic protection, Interior lined (not allowed as a standalone method of corrosion protection) |  | Double Wall, Fiberglass reinforced plastic |  |  |  | Catchment Basin, Single walled catchment basin | Flow Rest 90% Full | Flow Rest 90% Full |  |  | Continuous Automatic Tank Gauge |  | Automatic flow restrictor (MLLD), Containment Sump | Containment Sump |  |  | Annual line testing | Annual line testing | Pressurized Piping | UST Currently In Use: 2; UST Temp Close: 0; AST Currently In Use: 0; AST Temp Closed: 0 | 2 | 0 | 0 | 23672-055-011294 | EMAD M SULEIMAN
15329 | Temporary Closed | 2003-05-01 06:00 | 1988-01-01 06:00 |  | Petroleum | Unleaded gasoline | Unleaded gasoline | Retail | Steel | Steel | Coated & cathodic protection (sti-P3) |  | Fiberglass reinforced plastic |  | 1901-01-01 06:00 | Other, FLXS ISOLA | Catchment Basin, Single walled catchment basin | Automatic shutoff device At 95% full | Automatic shutoff device At 95% full |  |  | Statistical Inventory Reconciliation (SIR) |  | Automatic flow restrictor (MLLD) | Automatic flow restrictor (MLLD) |  |  | Statistical inventory reconciliation (SIR) | Statistical inventory reconciliation (SIR) |  | UST Currently In Use: 0; UST Temp Close: 3; AST Currently In Use: 0; AST Temp Closed: 0 | 0 | 3 | 0 | 14199-055-013326 | RJ'S INDEPENDENT GASOLINE LLC
15330 | Temporary Closed | 2003-05-01 06:00 | 1988-01-01 06:00 |  | Petroleum | Mid-grade gasoline | Mid-grade gasoline | Retail | Steel | Steel | Coated & cathodic protection (sti-P3) |  | Fiberglass reinforced plastic |  | 1901-01-01 06:00 | Other, FLXS ISOLA | Catchment Basin, Single walled catchment basin | Automatic shutoff device At 95% full | Automatic shutoff device At 95% full |  |  | Statistical Inventory Reconciliation (SIR) |  | Automatic flow restrictor (MLLD) | Automatic flow restrictor (MLLD) |  |  | Statistical inventory reconciliation (SIR) | Statistical inventory reconciliation (SIR) |  | UST Currently In Use: 0; UST Temp Close: 3; AST Currently In Use: 0; AST Temp Closed: 0 | 0 | 3 | 0 | 14199-055-013326 | RJ'S INDEPENDENT GASOLINE LLC
15331 | Temporary Closed | 2003-05-01 06:00 | 1988-01-01 06:00 |  | Petroleum | Premium gasoline | Premium gasoline | Retail | Steel | Steel | Coated & cathodic protection (sti-P3) |  | Fiberglass reinforced plastic |  | 1901-01-01 06:00 | Other, FLXS ISOLA | Catchment Basin, Single walled catchment basin | Automatic shutoff device At 95% full | Automatic shutoff device At 95% full |  |  | Statistical Inventory Reconciliation (SIR) |  | Automatic flow restrictor (MLLD) | Automatic flow restrictor (MLLD) |  |  | Statistical inventory reconciliation (SIR) | Statistical inventory reconciliation (SIR) |  | UST Currently In Use: 0; UST Temp Close: 3; AST Currently In Use: 0; AST Temp Closed: 0 | 0 | 3 | 0 | 14199-055-013326 | RJ'S INDEPENDENT GASOLINE LLC
15332 | Permanently Closed | 1992-07-27 06:00 | 1974-01-01 06:00 | 1992-07-27 06:00 | Petroleum | Unleaded gasoline | Unleaded gasoline |  | Steel | Steel |  | Painted or None | Steel |  | 1901-01-01 06:00 | [12 empty] | Annual line testing | Annual line testing |  | UST Currently In Use: 0; UST Temp Close: 0; AST Currently In Use: 0; AST Temp Closed: 0 | 0 | 0 | 3 | 12391-055-015194 | HOLLAR CO INC
15333 | Permanently Closed | 1992-07-27 06:00 | 1974-01-01 06:00 | 1992-07-27 06:00 | Petroleum | Unleaded gasoline | Unleaded gasoline |  | Steel | Steel |  | Painted or None | Steel |  | 1901-01-01 06:00 | [12 empty] | Annual line testing | Annual line testing |  | UST Currently In Use: 0; UST Temp Close: 0; AST Currently In Use: 0; AST Temp Closed: 0 | 0 | 0 | 3 | 12391-055-015194 | HOLLAR CO INC
15334 | Permanently Closed | 1992-07-28 06:00 | 1974-01-01 06:00 | 1992-07-28 06:00 | Petroleum | Unleaded gasoline | Unleaded gasoline |  | Steel | Steel |  | Painted or None | Steel |  | 1901-01-01 06:00 | [12 empty] | Annual line testing | Annual line testing |  | UST Currently In Use: 0; UST Temp Close: 0; AST Currently In Use: 0; AST Temp Closed: 0 | 0 | 0 | 3 | 12391-055-015194 | HOLLAR CO INC
15335 | Currently in Use |  | 1979-01-01 06:00 |  | Petroleum | Unleaded gasoline | Unleaded gasoline | Retail | Fiberglass reinforced plastic | Fiberglass reinforced plastic |  |  | Fiberglass reinforced plastic |  | 1901-01-01 06:00 | None | Catchment Basin, Single walled catchment basin | Automatic shutoff device At 95% full | Automatic shutoff device At 95% full |  |  | Continuous Automatic Tank Gauge |  | Automatic shutoff device (AELLD) | Automatic shutoff device (AELLD) | [5 empty] | UST Currently In Use: 3; UST Temp Close: 2; AST Currently In Use: 0; AST Temp Closed: 0 | 3 | 2 | 0 | 20950-073-002888 | TRUSSCARR LLC
15336 | Currently in Use |  | 1979-01-01 06:00 |  | Petroleum | Premium gasoline | Premium gasoline | Retail | Fiberglass reinforced plastic | Fiberglass reinforced plastic |  |  | Fiberglass reinforced plastic |  | 1901-01-01 06:00 | None | Catchment Basin, Single walled catchment basin | Automatic shutoff device At 95% full | Automatic shutoff device At 95% full |  |  | Continuous Automatic Tank Gauge |  | Automatic shutoff device (AELLD) | Automatic shutoff device (AELLD) | [5 empty] | UST Currently In Use: 3; UST Temp Close: 2; AST Currently In Use: 0; AST Temp Closed: 0 | 3 | 2 | 0 | 20950-073-002888 | TRUSSCARR LLC
15337 | Currently in Use |  | 1979-01-01 06:00 |  | Petroleum | On road diesel | On road diesel | Retail | Fiberglass reinforced plastic | Fiberglass reinforced plastic |  |  | Fiberglass reinforced plastic |  | 1901-01-01 06:00 | None | Catchment Basin, Single walled catchment basin | Automatic shutoff device At 95% full | Automatic shutoff device At 95% full |  |  | Continuous Automatic Tank Gauge |  | Automatic shutoff device (AELLD) | Automatic shutoff device (AELLD) | [5 empty] | UST Currently In Use: 3; UST Temp Close: 2; AST Currently In Use: 0; AST Temp Closed: 0 | 3 | 2 | 0 | 20950-073-002888 | TRUSSCARR LLC
15338 | Temporary Closed | 2019-04-04 06:00 | 1979-01-01 06:00 |  | Petroleum | On road diesel | On road diesel | Retail | Fiberglass reinforced plastic | Fiberglass reinforced plastic |  |  | Fiberglass reinforced plastic |  | 1901-01-01 06:00 | None | Catchment Basin, TEMPCLOSED | Flow Rest 90% Full | Flow Rest 90% Full |  |  | Other |  | Other, TEMPCLOSED | Other |  |  | Other, TEMPCLOSED | Other |  | UST Currently In Use: 3; UST Temp Close: 2; AST Currently In Use: 0; AST Temp Closed: 0 | 3 | 2 | 0 | 20950-073-002888 | TRUSSCARR LLC
15339 | Temporary Closed | 2019-04-04 06:00 | 1979-01-01 06:00 |  | Petroleum | Other, STR-87 | Other | Retail | Fiberglass reinforced plastic | Fiberglass reinforced plastic |  |  | Fiberglass reinforced plastic |  | 1901-01-01 06:00 | None | Catchment Basin, TEMPCLOSED | Flow Rest 90% Full | Flow Rest 90% Full |  |  | Other |  | Other, TEMPCLOSED | Other |  |  | Other, TEMPCLOSED | Other |  | UST Currently In Use: 3; UST Temp Close: 2; AST Currently In Use: 0; AST Temp Closed: 0 | 3 | 2 | 0 | 20950-073-002888 | TRUSSCARR LLC
15340 | Permanently Closed | 1901-01-01 06:00 | 1983-01-01 06:00 | 1988-09-29 06:00 | Petroleum | Unleaded gasoline | Unleaded gasoline |  | Steel | Steel |  | Painted or None | Steel |  | 1901-01-01 06:00 | [15 empty] | UST Currently In Use: 0; UST Temp Close: 0; AST Currently In Use: 0; AST Temp Closed: 0 | 0 | 0 | 3 | 12391-095-003280 | HOLLAR CO INC
15341 | Permanently Closed | 1901-01-01 06:00 | 1983-01-01 06:00 | 1988-09-28 06:00 | Petroleum | Unleaded gasoline | Unleaded gasoline |  | Steel | Steel |  | Painted or None | Steel |  | 1901-01-01 06:00 | [15 empty] | UST Currently In Use: 0; UST Temp Close: 0; AST Currently In Use: 0; AST Temp Closed: 0 | 0 | 0 | 3 | 12391-095-003280 | HOLLAR CO INC
15342 | Permanently Closed | 1901-01-01 06:00 | 1983-01-01 06:00 | 1988-09-29 06:00 | Petroleum | Unleaded gasoline | Unleaded gasoline |  | Steel | Steel |  | Painted or None | Steel |  | 1901-01-01 06:00 | [15 empty] | UST Currently In Use: 0; UST Temp Close: 0; AST Currently In Use: 0; AST Temp Closed: 0 | 0 | 0 | 3 | 12391-095-003280 | HOLLAR CO INC
15343 | Permanently Closed | 1993-03-19 06:00 | 1986-01-01 06:00 | 1993-03-19 06:00 | Petroleum | Unleaded gasoline | Unleaded gasoline |  | Steel | Steel | Coated & cathodic protection (sti-P3) |  | Fiberglass reinforced plastic |  | 1901-01-01 06:00 | None | [5 empty] | Automatic Tank Gauge | [5 empty] | Annual line testing | Annual line testing |  | UST Currently In Use: 0; UST Temp Close: 0; AST Currently In Use: 0; AST Temp Closed: 0 | 0 | 0 | 6 | 12391-115-002389 | HOLLAR CO INC
15344 | Permanently Closed | 1993-03-19 06:00 | 1986-01-01 06:00 | 1993-03-19 06:00 | Petroleum | Unleaded gasoline | Unleaded gasoline |  | Steel | Steel | Coated & cathodic protection (sti-P3) |  | Fiberglass reinforced plastic |  | 1901-01-01 06:00 | None | [5 empty] | Automatic Tank Gauge | [5 empty] | Annual line testing | Annual line testing |  | UST Currently In Use: 0; UST Temp Close: 0; AST Currently In Use: 0; AST Temp Closed: 0 | 0 | 0 | 6 | 12391-115-002389 | HOLLAR CO INC
15345 | Permanently Closed | 1993-03-19 06:00 | 1986-01-01 06:00 | 1993-03-19 06:00 | Petroleum | Unleaded gasoline | Unleaded gasoline |  | Steel | Steel | Coated & cathodic protection (sti-P3) |  | Fiberglass reinforced plastic |  | 1901-01-01 06:00 | None | [5 empty] | Automatic Tank Gauge | [5 empty] | Annual line testing | Annual line testing |  | UST Currently In Use: 0; UST Temp Close: 0; AST Currently In Use: 0; AST Temp Closed: 0 | 0 | 0 | 6 | 12391-115-002389 | HOLLAR CO INC
15346 | Permanently Closed | 1901-01-01 06:00 | 1974-01-01 06:00 | 1988-01-01 06:00 | Petroleum | Unleaded gasoline | Unleaded gasoline |  | Steel | Steel |  | Painted or None | Steel |  | 1901-01-01 06:00 | [15 empty] | UST Currently In Use: 0; UST Temp Close: 0; AST Currently In Use: 0; AST Temp Closed: 0 | 0 | 0 | 6 | 12391-115-002389 | HOLLAR CO INC
15347 | Permanently Closed | 1901-01-01 06:00 | 1974-01-01 06:00 | 1988-01-01 06:00 | Petroleum | Unleaded gasoline | Unleaded gasoline |  | Steel | Steel |  | Painted or None | Steel |  | 1901-01-01 06:00 | [15 empty] | UST Currently In Use: 0; UST Temp Close: 0; AST Currently In Use: 0; AST Temp Closed: 0 | 0 | 0 | 6 | 12391-115-002389 | HOLLAR CO INC
15348 | Permanently Closed | 1901-01-01 06:00 | 1974-01-01 06:00 | 1988-01-01 06:00 | Petroleum | Unleaded gasoline | Unleaded gasoline |  | Steel | Steel |  | Painted or None | Steel |  | 1901-01-01 06:00 | [15 empty] | UST Currently In Use: 0; UST Temp Close: 0; AST Currently In Use: 0; AST Temp Closed: 0 | 0 | 0 | 6 | 12391-115-002389 | HOLLAR CO INC
15349 | Currently in Use |  | 1987-03-01 06:00 |  | Petroleum | Unleaded gasoline | Unleaded gasoline | Retail | Single Wall, Steel | Steel | Coated & cathodic protection (sti-P3) |  | Double Wall, Flexible |  |  |  | Catchment Basin, Single walled catchment basin | Flow Rest 90% Full | Flow Rest 90% Full |  |  | Continuous Automatic Tank Gauge |  | Automatic shutoff device (AELLD), Containment Sump | Containment Sump | [5 empty] | UST Currently In Use: 2; UST Temp Close: 0; AST Currently In Use: 0; AST Temp Closed: 0 | 2 | 0 | 0 | 22609-115-012685 | THE TRAN II INC
15351 | Currently in Use |  | 1987-03-01 06:00 |  | Petroleum | Premium gasoline | Premium gasoline | Retail | Single Wall, Steel | Steel | Coated & cathodic protection (sti-P3) |  | Double Wall, Flexible |  |  |  | Catchment Basin, Single walled catchment basin | Flow Rest 90% Full | Flow Rest 90% Full |  |  | Continuous Automatic Tank Gauge |  | Automatic shutoff device (AELLD), Containment Sump | Containment Sump | [5 empty] | UST Currently In Use: 2; UST Temp Close: 0; AST Currently In Use: 0; AST Temp Closed: 0 | 2 | 0 | 0 | 22609-115-012685 | THE TRAN II INC
15352 | Permanently Closed | 2009-09-09 06:00 | 1982-01-01 06:00 | 1994-05-19 06:00 | Petroleum | On road diesel | On road diesel |  | Steel | Steel | Other, BMT-STI P3 |  | Fiberglass reinforced plastic |  | 1901-01-01 06:00 | [15 empty] | UST Currently In Use: 0; UST Temp Close: 0; AST Currently In Use: 0; AST Temp Closed: 0 | 0 | 0 | 3 | 12394-101-010356 | HOLLEY B MCKINNEY & TANDY D LITTLE
15353 | Permanently Closed | 1994-05-19 06:00 | 1978-01-01 06:00 | 1994-05-19 06:00 | Petroleum | Kerosene | Kerosene |  | Steel | Steel |  | Painted or None |  |  | 1901-01-01 06:00 | [15 empty] | UST Currently In Use: 0; UST Temp Close: 0; AST Currently In Use: 0; AST Temp Closed: 0 | 0 | 0 | 3 | 12394-101-010356 | HOLLEY B MCKINNEY & TANDY D LITTLE
15354 | Retired | 1975-06-01 06:00 | 1968-01-01 06:00 |  | Petroleum | Unleaded gasoline | Unleaded gasoline |  | Fiberglass coated steel | Fiberglass coated steel |  |  |  |  | 1901-01-01 06:00 | [15 empty] | UST Currently In Use: 0; UST Temp Close: 0; AST Currently In Use: 0; AST Temp Closed: 0 | 0 | 0 | 3 | 12394-101-010356 | HOLLEY B MCKINNEY & TANDY D LITTLE
15355 | Permanently Closed | 1994-05-19 06:00 | 1973-01-01 06:00 | 1994-05-19 06:00 | Hazardous Substance |  |  |  | Steel | Steel | Coated & cathodic protection (sti-P3) |  |  |  | 1901-01-01 06:00 | [15 empty] | UST Currently In Use: 0; UST Temp Close: 0; AST Currently In Use: 0; AST Temp Closed: 0 | 0 | 0 | 3 | 12394-101-010356 | HOLLEY B MCKINNEY & TANDY D LITTLE
15356 | Permanently Closed | 1991-04-26 06:00 | 1954-01-01 06:00 | 1991-04-26 06:00 | Petroleum | Unleaded gasoline | Unleaded gasoline |  | Steel | Steel |  |  |  |  | 1901-01-01 06:00 | [15 empty] | UST Currently In Use: 0; UST Temp Close: 0; AST Currently In Use: 0; AST Temp Closed: 0 | 0 | 0 | 2 | 12395-073-007054 | HOLLEY EQUIPMENT CO
15357 | Permanently Closed | 1991-04-26 06:00 | 1954-01-01 06:00 | 1991-04-26 06:00 | Petroleum | On road diesel | On road diesel |  | Steel | Steel |  |  |  |  | 1901-01-01 06:00 | [15 empty] | UST Currently In Use: 0; UST Temp Close: 0; AST Currently In Use: 0; AST Temp Closed: 0 | 0 | 0 | 2 | 12395-073-007054 | HOLLEY EQUIPMENT CO
15358 | Cannot Locate or abandoned | 1988-12-25 06:00 | 1977-01-01 06:00 |  | Petroleum | On road diesel | On road diesel |  | Steel | Steel |  | Painted or None | Steel |  | 1901-01-01 06:00 | [15 empty] | UST Currently In Use: 0; UST Temp Close: 0; AST Currently In Use: 0; AST Temp Closed: 0 | 0 | 0 | 0 | 12396-113-012564 | HOLLIS BUTLER (BUTTER)
15359 | Cannot Locate or abandoned | 1988-12-25 06:00 | 1977-01-01 06:00 |  | Petroleum | On road diesel | On road diesel |  | Steel | Steel |  | Painted or None | Steel |  | 1901-01-01 06:00 | [15 empty] | UST Currently In Use: 0; UST Temp Close: 0; AST Currently In Use: 0; AST Temp Closed: 0 | 0 | 0 | 0 | 12396-113-012564 | HOLLIS BUTLER (BUTTER)
15360 | Cannot Locate or abandoned | 1998-12-22 06:00 | 1981-01-01 06:00 |  | Petroleum | Unleaded gasoline | Unleaded gasoline |  | Steel | Steel |  | Painted or None | Steel |  | 1901-01-01 06:00 | [15 empty] | UST Currently In Use: 0; UST Temp Close: 0; AST Currently In Use: 0; AST Temp Closed: 0 | 0 | 0 | 0 | 17009-101-007828 | JACK SCRUSHY
15361 | Cannot Locate or abandoned | 1998-12-22 06:00 | 1981-01-01 06:00 |  | Petroleum | Unleaded gasoline | Unleaded gasoline |  | Steel | Steel |  | Painted or None | Steel |  | 1901-01-01 06:00 | [15 empty] | UST Currently In Use: 0; UST Temp Close: 0; AST Currently In Use: 0; AST Temp Closed: 0 | 0 | 0 | 0 | 17009-101-007828 | JACK SCRUSHY
15362 | Cannot Locate or abandoned | 1998-12-22 06:00 | 1981-01-01 06:00 |  | Petroleum | Unleaded gasoline | Unleaded gasoline |  | Steel | Steel |  | Painted or None | Steel |  | 1901-01-01 06:00 | [15 empty] | UST Currently In Use: 0; UST Temp Close: 0; AST Currently In Use: 0; AST Temp Closed: 0 | 0 | 0 | 0 | 17009-101-007828 | JACK SCRUSHY
15363 | Cannot Locate or abandoned | 1998-12-22 06:00 | 1981-01-01 06:00 |  | Petroleum | On road diesel | On road diesel |  | Steel | Steel |  | Painted or None | Steel |  | 1901-01-01 06:00 | [15 empty] | UST Currently In Use: 0; UST Temp Close: 0; AST Currently In Use: 0; AST Temp Closed: 0 | 0 | 0 | 0 | 17009-101-007828 | JACK SCRUSHY
15364 | Permanently Closed | 1996-06-01 06:00 | 1977-01-01 06:00 | 1998-06-16 06:00 | Petroleum | Unleaded gasoline | Unleaded gasoline | Industrial | Steel | Steel |  | Painted or None | Steel |  | 1901-01-01 06:00 | [15 empty] | UST Currently In Use: 0; UST Temp Close: 0; AST Currently In Use: 0; AST Temp Closed: 0 | 0 | 0 | 1 | 12399-073-001569 | HOLMES OIL CO INC
15365 | Permanently Closed | 1989-12-19 06:00 | 1981-01-01 06:00 |  | Petroleum | Unleaded gasoline | Unleaded gasoline |  | Steel | Steel |  | Painted or None | Steel |  | 1901-01-01 06:00 | [15 empty] | UST Currently In Use: 0; UST Temp Close: 0; AST Currently In Use: 0; AST Temp Closed: 0 | 0 | 0 | 3 | 12399-073-003967 | HOLMES OIL CO INC
15366 | Permanently Closed | 1989-12-19 06:00 | 1981-01-01 06:00 |  | Petroleum | Unleaded gasoline | Unleaded gasoline |  | Steel | Steel |  | Painted or None | Steel |  | 1901-01-01 06:00 | [15 empty] | UST Currently In Use: 0; UST Temp Close: 0; AST Currently In Use: 0; AST Temp Closed: 0 | 0 | 0 | 3 | 12399-073-003967 | HOLMES OIL CO INC
15367 | Permanently Closed | 1989-12-19 06:00 | 1981-01-01 06:00 |  | Petroleum | Unleaded gasoline | Unleaded gasoline |  | Steel | Steel |  | Painted or None | Steel |  | 1901-01-01 06:00 | [15 empty] | UST Currently In Use: 0; UST Temp Close: 0; AST Currently In Use: 0; AST Temp Closed: 0 | 0 | 0 | 3 | 12399-073-003967 | HOLMES OIL CO INC
15368 | Permanently Closed | 1998-11-17 06:00 | 1979-01-01 06:00 | 1998-11-17 06:00 | Petroleum | Unleaded gasoline | Unleaded gasoline | Retail | Steel | Steel |  | Painted or None | Steel |  | 1901-01-01 06:00 | [15 empty] | UST Currently In Use: 0; UST Temp Close: 0; AST Currently In Use: 0; AST Temp Closed: 0 | 0 | 0 | 3 | 12399-073-003968 | HOLMES OIL CO INC
15369 | Permanently Closed | 1998-11-17 06:00 | 1979-01-01 06:00 | 1998-11-17 06:00 | Petroleum | Unleaded gasoline | Unleaded gasoline | Retail | Steel | Steel |  | Painted or None | Steel |  | 1901-01-01 06:00 | [15 empty] | UST Currently In Use: 0; UST Temp Close: 0; AST Currently In Use: 0; AST Temp Closed: 0 | 0 | 0 | 3 | 12399-073-003968 | HOLMES OIL CO INC
15370 | Permanently Closed | 1998-11-17 06:00 | 1979-01-01 06:00 | 1998-11-17 06:00 | Petroleum | Unleaded gasoline | Unleaded gasoline | Retail | Steel | Steel |  | Painted or None | Steel |  | 1901-01-01 06:00 | [15 empty] | UST Currently In Use: 0; UST Temp Close: 0; AST Currently In Use: 0; AST Temp Closed: 0 | 0 | 0 | 3 | 12399-073-003968 | HOLMES OIL CO INC
15371 | Permanently Closed | 1998-07-10 06:00 | 1979-01-01 06:00 | 1998-07-10 06:00 | Petroleum | Unleaded gasoline | Unleaded gasoline | Retail | Steel | Steel |  | Painted or None | Steel |  | 1901-01-01 06:00 |  | Catchment Basin, Single walled catchment basin | Flow Rest 90% Full | Flow Rest 90% Full | [8 empty] | Annual line testing | Annual line testing |  | UST Currently In Use: 0; UST Temp Close: 0; AST Currently In Use: 0; AST Temp Closed: 0 | 0 | 0 | 4 | 12399-073-003969 | HOLMES OIL CO INC
15372 | Permanently Closed | 1998-07-10 06:00 | 1979-01-01 06:00 | 1998-07-10 06:00 | Petroleum | Unleaded gasoline | Unleaded gasoline | Retail | Steel | Steel |  | Painted or None | Steel |  | 1901-01-01 06:00 |  | Catchment Basin, Single walled catchment basin | Flow Rest 90% Full | Flow Rest 90% Full | [8 empty] | Annual line testing | Annual line testing |  | UST Currently In Use: 0; UST Temp Close: 0; AST Currently In Use: 0; AST Temp Closed: 0 | 0 | 0 | 4 | 12399-073-003969 | HOLMES OIL CO INC
15373 | Permanently Closed | 1998-07-10 06:00 | 1979-01-01 06:00 | 1998-07-10 06:00 | Petroleum | Unleaded gasoline | Unleaded gasoline | Retail | Steel | Steel |  | Painted or None | Steel |  | 1901-01-01 06:00 |  | Catchment Basin, Single walled catchment basin | Flow Rest 90% Full | Flow Rest 90% Full | [8 empty] | Annual line testing | Annual line testing |  | UST Currently In Use: 0; UST Temp Close: 0; AST Currently In Use: 0; AST Temp Closed: 0 | 0 | 0 | 4 | 12399-073-003969 | HOLMES OIL CO INC
15374 | Permanently Closed | 1998-07-10 06:00 | 1979-01-01 06:00 | 1998-07-10 06:00 | Petroleum | Unleaded gasoline | Unleaded gasoline | Retail | Steel | Steel |  | Painted or None | Steel |  | 1901-01-01 06:00 |  | Catchment Basin, Single walled catchment basin | Flow Rest 90% Full | Flow Rest 90% Full | [8 empty] | Annual line testing | Annual line testing |  | UST Currently In Use: 0; UST Temp Close: 0; AST Currently In Use: 0; AST Temp Closed: 0 | 0 | 0 | 4 | 12399-073-003969 | HOLMES OIL CO INC
15375 | Permanently Closed | 2016-05-11 06:00 | 1979-01-01 06:00 | 2016-02-04 06:00 | Petroleum | Unleaded gasoline | Unleaded gasoline | Retail | Single Wall, Steel, 3K/3K | Steel | Field installed cathodic protection |  | Fiberglass reinforced plastic, Single Wall, STEEL ELBO |  |  |  | Catchment Basin, Single walled catchment basin | Automatic shutoff device At 95% full, Flow Rest 90% Full | Flow Rest 90% Full |  |  | Continuous Automatic Tank Gauge | [8 empty] | UST Currently In Use: 1; UST Temp Close: 0; AST Currently In Use: 0; AST Temp Closed: 0 | 1 | 0 | 2 | 21629-073-003970 | SABBAH BROTHERS ENTERPRISES INC
15377 | Permanently Closed | 2016-05-11 06:00 | 1979-01-01 06:00 | 2016-02-04 06:00 | Petroleum | Premium gasoline | Premium gasoline | Retail | Single Wall, Steel, 3K/3K | Steel | Field installed cathodic protection |  | Fiberglass reinforced plastic, Single Wall, STEEL ELBO |  |  |  | Catchment Basin, Single walled catchment basin | Automatic shutoff device At 95% full, Flow Rest 90% Full | Flow Rest 90% Full |  |  | Continuous Automatic Tank Gauge | [8 empty] | UST Currently In Use: 1; UST Temp Close: 0; AST Currently In Use: 0; AST Temp Closed: 0 | 1 | 0 | 2 | 21629-073-003970 | SABBAH BROTHERS ENTERPRISES INC
15379 | Permanently Closed | 1996-01-01 06:00 | 1981-01-01 06:00 | 1998-01-19 06:00 | Petroleum | Unleaded gasoline | Unleaded gasoline | Retail | Steel | Steel |  | Painted or None | Steel |  | 1901-01-01 06:00 | [15 empty] | UST Currently In Use: 0; UST Temp Close: 0; AST Currently In Use: 0; AST Temp Closed: 0 | 0 | 0 | 2 | 12399-073-003971 | HOLMES OIL CO INC
15380 | Permanently Closed | 1998-01-01 06:00 | 1981-01-01 06:00 | 1998-01-13 06:00 | Petroleum | Unleaded gasoline | Unleaded gasoline | Retail | Steel | Steel |  | Painted or None | Steel |  | 1901-01-01 06:00 | [15 empty] | UST Currently In Use: 0; UST Temp Close: 0; AST Currently In Use: 0; AST Temp Closed: 0 | 0 | 0 | 2 | 12399-073-003971 | HOLMES OIL CO INC
15381 | Permanently Closed | 1988-12-10 06:00 | 1981-01-01 06:00 |  | Petroleum | Unleaded gasoline | Unleaded gasoline |  | Steel | Steel |  | Painted or None | Steel |  | 1901-01-01 06:00 | [15 empty] | UST Currently In Use: 0; UST Temp Close: 0; AST Currently In Use: 0; AST Temp Closed: 0 | 0 | 0 | 3 | 12399-073-003972 | HOLMES OIL CO INC
15382 | Permanently Closed | 1988-12-10 06:00 | 1981-01-01 06:00 |  | Petroleum | Unleaded gasoline | Unleaded gasoline |  | Steel | Steel |  | Painted or None | Steel |  | 1901-01-01 06:00 | [15 empty] | UST Currently In Use: 0; UST Temp Close: 0; AST Currently In Use: 0; AST Temp Closed: 0 | 0 | 0 | 3 | 12399-073-003972 | HOLMES OIL CO INC
15383 | Permanently Closed | 1988-12-10 06:00 | 1981-01-01 06:00 |  | Petroleum | Unleaded gasoline | Unleaded gasoline |  | Steel | Steel |  | Painted or None | Steel |  | 1901-01-01 06:00 | [15 empty] | UST Currently In Use: 0; UST Temp Close: 0; AST Currently In Use: 0; AST Temp Closed: 0 | 0 | 0 | 3 | 12399-073-003972 | HOLMES OIL CO INC
15384 | Permanently Closed | 1996-11-01 06:00 | 1983-01-01 06:00 | 1996-12-05 06:00 | Petroleum | Unleaded gasoline | Unleaded gasoline | Retail | Steel | Steel |  | Painted or None | Steel |  | 1901-01-01 06:00 | [12 empty] | Annual line testing | Annual line testing |  | UST Currently In Use: 3; UST Temp Close: 0; AST Currently In Use: 0; AST Temp Closed: 0 | 3 | 0 | 2 | 24813-073-003973 | ELMORE GOODWIN
15385 | Permanently Closed | 1901-01-01 06:00 | 1983-01-01 06:00 | 1988-01-01 06:00 | Petroleum | Unleaded gasoline | Unleaded gasoline |  | Steel | Steel |  | Painted or None | Steel |  | 1901-01-01 06:00 | [15 empty] | UST Currently In Use: 3; UST Temp Close: 0; AST Currently In Use: 0; AST Temp Closed: 0 | 3 | 0 | 2 | 24813-073-003973 | ELMORE GOODWIN
15386 | Currently in Use |  | 1988-01-01 06:00 |  | Petroleum | Premium gasoline | Premium gasoline | Retail | Steel | Steel | Field installed cathodic protection |  | Fiberglass reinforced plastic |  |  |  | Catchment Basin, Single walled catchment basin | Automatic shutoff device At 95% full | Automatic shutoff device At 95% full |  |  | Continuous Automatic Tank Gauge | [8 empty] | UST Currently In Use: 3; UST Temp Close: 0; AST Currently In Use: 0; AST Temp Closed: 0 | 3 | 0 | 2 | 24813-073-003973 | ELMORE GOODWIN
15388 | Currently in Use |  | 1988-01-01 06:00 |  | Petroleum | Unleaded gasoline | Unleaded gasoline | Retail | Steel, 2.5K-2.5K | Steel | Coated & cathodic protection (sti-P3), Field installed cathodic protection |  | Fiberglass reinforced plastic |  |  |  | Catchment Basin, Single walled catchment basin | Automatic shutoff device At 95% full | Automatic shutoff device At 95% full |  |  | Continuous Automatic Tank Gauge | [8 empty] | UST Currently In Use: 3; UST Temp Close: 0; AST Currently In Use: 0; AST Temp Closed: 0 | 3 | 0 | 2 | 24813-073-003973 | ELMORE GOODWIN
15389 | Permanently Closed | 1990-08-07 06:00 | 1979-01-01 06:00 | 1990-08-07 06:00 | Petroleum | Unleaded gasoline | Unleaded gasoline |  | Steel | Steel |  | Painted or None | Steel |  | 1901-01-01 06:00 | [15 empty] | UST Currently In Use: 0; UST Temp Close: 0; AST Currently In Use: 0; AST Temp Closed: 0 | 0 | 0 | 3 | 12399-073-003974 | HOLMES OIL CO INC
15390 | Permanently Closed | 1990-08-07 06:00 | 1979-01-01 06:00 | 1990-08-07 06:00 | Petroleum | Unleaded gasoline | Unleaded gasoline |  | Steel | Steel |  | Painted or None | Steel |  | 1901-01-01 06:00 | [15 empty] | UST Currently In Use: 0; UST Temp Close: 0; AST Currently In Use: 0; AST Temp Closed: 0 | 0 | 0 | 3 | 12399-073-003974 | HOLMES OIL CO INC
15391 | Permanently Closed | 1990-08-07 06:00 | 1979-01-01 06:00 | 1990-08-07 06:00 | Petroleum | Unleaded gasoline | Unleaded gasoline |  | Steel | Steel |  | Painted or None | Steel |  | 1901-01-01 06:00 | [15 empty] | UST Currently In Use: 0; UST Temp Close: 0; AST Currently In Use: 0; AST Temp Closed: 0 | 0 | 0 | 3 | 12399-073-003974 | HOLMES OIL CO INC
15392 | Permanently Closed | 1999-06-22 06:00 | 1982-01-01 06:00 | 1999-06-22 06:00 | Petroleum | Unleaded gasoline | Unleaded gasoline |  | Steel | Steel | Coated & cathodic protection (sti-P3) |  | Steel |  | 1901-01-01 06:00 | Field installed cathodic protection | [11 empty] | Annual line testing | Annual line testing |  | UST Currently In Use: 0; UST Temp Close: 0; AST Currently In Use: 0; AST Temp Closed: 0 | 0 | 0 | 3 | 19616-073-003977 | ELIZE PARKER
15393 | Permanently Closed | 1999-06-22 06:00 | 1982-01-01 06:00 | 1999-06-22 06:00 | Petroleum | Unleaded gasoline | Unleaded gasoline |  | Steel | Steel | Coated & cathodic protection (sti-P3) |  | Steel |  | 1901-01-01 06:00 | Field installed cathodic protection | [11 empty] | Annual line testing | Annual line testing |  | UST Currently In Use: 0; UST Temp Close: 0; AST Currently In Use: 0; AST Temp Closed: 0 | 0 | 0 | 3 | 19616-073-003977 | ELIZE PARKER
15394 | Permanently Closed | 1999-06-22 06:00 | 1982-01-01 06:00 | 1999-06-22 06:00 | Petroleum | Unleaded gasoline | Unleaded gasoline |  | Steel | Steel | Coated & cathodic protection (sti-P3) |  | Steel |  | 1901-01-01 06:00 | Field installed cathodic protection | [11 empty] | Annual line testing | Annual line testing |  | UST Currently In Use: 0; UST Temp Close: 0; AST Currently In Use: 0; AST Temp Closed: 0 | 0 | 0 | 3 | 19616-073-003977 | ELIZE PARKER
15395 | Permanently Closed | 1988-12-13 06:00 | 1979-01-01 06:00 |  | Petroleum | On road diesel | On road diesel |  | Steel | Steel |  | Painted or None | Steel |  | 1901-01-01 06:00 | [15 empty] | UST Currently In Use: 0; UST Temp Close: 0; AST Currently In Use: 0; AST Temp Closed: 0 | 0 | 0 | 3 | 12399-073-003978 | HOLMES OIL CO INC
15396 | Permanently Closed | 1988-12-13 06:00 | 1979-01-01 06:00 |  | Petroleum | Kerosene | Kerosene |  | Steel | Steel |  | Painted or None | Steel |  | 1901-01-01 06:00 | [15 empty] | UST Currently In Use: 0; UST Temp Close: 0; AST Currently In Use: 0; AST Temp Closed: 0 | 0 | 0 | 3 | 12399-073-003978 | HOLMES OIL CO INC
15397 | Permanently Closed | 1988-12-13 06:00 | 1979-01-01 06:00 |  | Petroleum | Other, DRAIN TANK | Other |  | Steel | Steel |  | Painted or None | Steel |  | 1901-01-01 06:00 | [15 empty] | UST Currently In Use: 0; UST Temp Close: 0; AST Currently In Use: 0; AST Temp Closed: 0 | 0 | 0 | 3 | 12399-073-003978 | HOLMES OIL CO INC
15398 | Permanently Closed | 1998-11-05 06:00 | 1981-01-01 06:00 | 1998-11-05 06:00 | Petroleum | On road diesel | On road diesel | Industrial | Steel | Steel |  | Painted or None | Steel |  | 1901-01-01 06:00 | [15 empty] | UST Currently In Use: 0; UST Temp Close: 0; AST Currently In Use: 0; AST Temp Closed: 0 | 0 | 0 | 2 | 12399-073-003979 | HOLMES OIL CO INC
15399 | Permanently Closed | 1998-11-05 06:00 | 1981-01-01 06:00 | 1998-11-05 06:00 | Petroleum | Unleaded gasoline | Unleaded gasoline | Retail | Steel | Steel |  | Painted or None | Steel |  | 1901-01-01 06:00 | [15 empty] | UST Currently In Use: 0; UST Temp Close: 0; AST Currently In Use: 0; AST Temp Closed: 0 | 0 | 0 | 2 | 12399-073-003979 | HOLMES OIL CO INC
15400 | Permanently Closed | 1998-01-01 06:00 | 1979-01-01 06:00 | 2003-04-04 06:00 | Petroleum | Unleaded gasoline | Unleaded gasoline | Industrial | Steel | Steel | Field installed cathodic protection, Interior lined (not allowed as a standalone method of corrosion protection) |  | Fiberglass reinforced plastic |  | 1901-01-01 06:00 | Field installed cathodic protection | Catchment Basin, Single walled catchment basin | Flow Rest 90% Full | Flow Rest 90% Full | [8 empty] | Annual line testing | Annual line testing |  | UST Currently In Use: 0; UST Temp Close: 0; AST Currently In Use: 0; AST Temp Closed: 0 | 0 | 0 | 2 | 12399-073-003980 | HOLMES OIL CO INC
15401 | Permanently Closed | 1998-01-01 06:00 | 1979-01-01 06:00 | 2003-04-04 06:00 | Petroleum | Unleaded gasoline | Unleaded gasoline | Industrial | Steel | Steel | Field installed cathodic protection | Painted or None | Fiberglass reinforced plastic |  | 1901-01-01 06:00 | Field installed cathodic protection | Catchment Basin, Single walled catchment basin | Flow Rest 90% Full | Flow Rest 90% Full | [8 empty] | Annual line testing | Annual line testing |  | UST Currently In Use: 0; UST Temp Close: 0; AST Currently In Use: 0; AST Temp Closed: 0 | 0 | 0 | 2 | 12399-073-003980 | HOLMES OIL CO INC
15402 | Permanently Closed | 1988-12-09 06:00 | 1982-01-01 06:00 |  | Petroleum | Unleaded gasoline | Unleaded gasoline |  | Steel | Steel |  | Painted or None | Steel |  | 1901-01-01 06:00 | [15 empty] | UST Currently In Use: 0; UST Temp Close: 0; AST Currently In Use: 0; AST Temp Closed: 0 | 0 | 0 | 1 | 12399-073-003981 | HOLMES OIL CO INC
15403 | Permanently Closed | 1988-12-09 06:00 | 1981-01-01 06:00 | 1988-12-09 06:00 | Petroleum | Unleaded gasoline | Unleaded gasoline |  | Steel | Steel |  | Painted or None | Steel |  | 1901-01-01 06:00 | [15 empty] | UST Currently In Use: 0; UST Temp Close: 0; AST Currently In Use: 0; AST Temp Closed: 0 | 0 | 0 | 2 | 12399-073-003982 | HOLMES OIL CO INC
15404 | Permanently Closed | 1977-09-01 06:00 | 1948-01-01 06:00 | 1988-12-09 06:00 | Petroleum | Unleaded gasoline | Unleaded gasoline |  | Steel | Steel |  | Painted or None | Steel |  | 1901-01-01 06:00 | [15 empty] | UST Currently In Use: 0; UST Temp Close: 0; AST Currently In Use: 0; AST Temp Closed: 0 | 0 | 0 | 2 | 12399-073-003982 | HOLMES OIL CO INC
15405 | Permanently Closed | 1998-01-01 06:00 | 1901-01-01 06:00 | 1998-01-21 06:00 | Petroleum | Unleaded gasoline | Unleaded gasoline | Retail | Steel | Steel |  | Painted or None | Steel |  | 1901-01-01 06:00 | [15 empty] | UST Currently In Use: 0; UST Temp Close: 1; AST Currently In Use: 0; AST Temp Closed: 0 | 0 | 1 | 1 | 20468-073-003984 | HOWTON'S CAMP
15406 | Permanently Closed | 1994-10-26 06:00 | 1981-01-01 06:00 | 1994-10-26 06:00 | Petroleum | Unleaded gasoline | Unleaded gasoline |  | Steel | Steel |  | Painted or None | Steel |  | 1901-01-01 06:00 | [15 empty] | UST Currently In Use: 0; UST Temp Close: 0; AST Currently In Use: 0; AST Temp Closed: 0 | 0 | 0 | 1 | 12399-073-003985 | HOLMES OIL CO INC
15407 | Permanently Closed | 1988-12-01 06:00 | 1981-01-01 06:00 | 1988-12-01 06:00 | Petroleum | Unleaded gasoline | Unleaded gasoline |  | Steel | Steel |  | Painted or None | Steel |  | 1901-01-01 06:00 | [15 empty] | UST Currently In Use: 0; UST Temp Close: 0; AST Currently In Use: 0; AST Temp Closed: 0 | 0 | 0 | 1 | 12399-073-003986 | HOLMES OIL CO INC
15408 | Permanently Closed | 1988-12-15 06:00 | 1981-01-01 06:00 |  | Petroleum | On road diesel | On road diesel |  | Steel | Steel |  | Painted or None | Steel |  | 1901-01-01 06:00 | [15 empty] | UST Currently In Use: 0; UST Temp Close: 0; AST Currently In Use: 0; AST Temp Closed: 0 | 0 | 0 | 1 | 12399-073-003988 | HOLMES OIL CO INC
15409 | Permanently Closed | 1992-01-01 06:00 | 1979-01-01 06:00 | 1992-01-01 06:00 | Petroleum | Unleaded gasoline | Unleaded gasoline |  | Steel | Steel |  | Painted or None | Steel |  | 1901-01-01 06:00 | [15 empty] | UST Currently In Use: 0; UST Temp Close: 0; AST Currently In Use: 0; AST Temp Closed: 0 | 0 | 0 | 4 | 12399-073-003989 | HOLMES OIL CO INC
15410 | Permanently Closed | 1992-01-01 06:00 | 1979-01-01 06:00 | 1992-01-01 06:00 | Petroleum | Unleaded gasoline | Unleaded gasoline |  | Steel | Steel |  | Painted or None | Steel |  | 1901-01-01 06:00 | [15 empty] | UST Currently In Use: 0; UST Temp Close: 0; AST Currently In Use: 0; AST Temp Closed: 0 | 0 | 0 | 4 | 12399-073-003989 | HOLMES OIL CO INC
15411 | Permanently Closed | 1992-01-01 06:00 | 1979-01-01 06:00 | 1992-01-01 06:00 | Petroleum | Unleaded gasoline | Unleaded gasoline |  | Steel | Steel |  | Painted or None | Steel |  | 1901-01-01 06:00 | [15 empty] | UST Currently In Use: 0; UST Temp Close: 0; AST Currently In Use: 0; AST Temp Closed: 0 | 0 | 0 | 4 | 12399-073-003989 | HOLMES OIL CO INC
15412 | Permanently Closed | 1986-01-01 06:00 | 1979-01-01 06:00 |  | Petroleum | Unleaded gasoline | Unleaded gasoline |  | Steel | Steel |  | Painted or None | Steel |  | 1901-01-01 06:00 | [15 empty] | UST Currently In Use: 0; UST Temp Close: 0; AST Currently In Use: 0; AST Temp Closed: 0 | 0 | 0 | 4 | 12399-073-003989 | HOLMES OIL CO INC
15413 | Permanently Closed | 1990-07-10 06:00 | 1979-01-01 06:00 | 1990-07-10 06:00 | Petroleum | Unleaded gasoline | Unleaded gasoline |  | Steel | Steel |  | Painted or None | Steel |  | 1901-01-01 06:00 | [12 empty] | Annual line testing | Annual line testing |  | UST Currently In Use: 3; UST Temp Close: 0; AST Currently In Use: 0; AST Temp Closed: 0 | 3 | 0 | 5 | 24109-073-003991 | A&D REAL ESTATE INC.
15414 | Permanently Closed | 1990-07-10 06:00 | 1979-01-01 06:00 | 1990-07-10 06:00 | Petroleum | Unleaded gasoline | Unleaded gasoline |  | Steel | Steel |  | Painted or None | Steel |  | 1901-01-01 06:00 | [12 empty] | Annual line testing | Annual line testing |  | UST Currently In Use: 3; UST Temp Close: 0; AST Currently In Use: 0; AST Temp Closed: 0 | 3 | 0 | 5 | 24109-073-003991 | A&D REAL ESTATE INC.
15415 | Permanently Closed | 1990-07-10 06:00 | 1980-01-01 06:00 | 1990-07-10 06:00 | Petroleum | Unleaded gasoline | Unleaded gasoline |  | Steel | Steel |  | Painted or None | Steel |  | 1901-01-01 06:00 | [15 empty] | UST Currently In Use: 3; UST Temp Close: 0; AST Currently In Use: 0; AST Temp Closed: 0 | 3 | 0 | 5 | 24109-073-003991 | A&D REAL ESTATE INC.
15416 | Permanently Closed | 1990-07-10 06:00 | 1979-01-01 06:00 | 1990-07-10 06:00 | Petroleum | Unleaded gasoline | Unleaded gasoline |  | Steel | Steel |  | Painted or None | Steel |  | 1901-01-01 06:00 | [15 empty] | UST Currently In Use: 3; UST Temp Close: 0; AST Currently In Use: 0; AST Temp Closed: 0 | 3 | 0 | 5 | 24109-073-003991 | A&D REAL ESTATE INC.
15417 | Permanently Closed | 1990-07-10 06:00 | 1979-01-01 06:00 | 1990-07-10 06:00 | Petroleum | Unleaded gasoline | Unleaded gasoline |  | Steel | Steel |  | Painted or None | Steel |  | 1901-01-01 06:00 | [15 empty] | UST Currently In Use: 3; UST Temp Close: 0; AST Currently In Use: 0; AST Temp Closed: 0 | 3 | 0 | 5 | 24109-073-003991 | A&D REAL ESTATE INC.
15418 | Permanently Closed | 1988-12-12 06:00 | 1981-01-01 06:00 |  | Petroleum | Unleaded gasoline | Unleaded gasoline |  | Steel | Steel |  | Painted or None | Steel |  | 1901-01-01 06:00 | [15 empty] | UST Currently In Use: 0; UST Temp Close: 0; AST Currently In Use: 0; AST Temp Closed: 0 | 0 | 0 | 2 | 12399-073-003994 | HOLMES OIL CO INC
15419 | Permanently Closed | 1988-12-12 06:00 | 1981-01-01 06:00 |  | Petroleum | Unleaded gasoline | Unleaded gasoline |  | Steel | Steel |  | Painted or None | Steel |  | 1901-01-01 06:00 | [15 empty] | UST Currently In Use: 0; UST Temp Close: 0; AST Currently In Use: 0; AST Temp Closed: 0 | 0 | 0 | 2 | 12399-073-003994 | HOLMES OIL CO INC
15420 | Currently in Use |  | 1981-01-01 06:00 |  | Petroleum | Unleaded gasoline | Unleaded gasoline | Retail | Single Wall, Steel | Steel | Field installed cathodic protection, Interior lined (not allowed as a standalone method of corrosion protection) |  | Single Wall, Steel |  |  | Field installed cathodic protection | Catchment Basin, Single walled catchment basin | Automatic shutoff device At 95% full | Automatic shutoff device At 95% full |  |  | Continuous Automatic Tank Gauge |  | Automatic flow restrictor (MLLD) | Automatic flow restrictor (MLLD) |  |  | Annual line testing | Annual line testing |  | UST Currently In Use: 4; UST Temp Close: 0; AST Currently In Use: 0; AST Temp Closed: 0 | 4 | 0 | 0 | 25151-073-003995 | ARSH ENTERPRISES INC
15421 | Currently in Use |  | 1981-01-01 06:00 |  | Petroleum | Unleaded gasoline | Unleaded gasoline | Retail | Single Wall, Steel | Steel | Field installed cathodic protection, Interior lined (not allowed as a standalone method of corrosion protection) |  | Single Wall, Steel |  |  | Field installed cathodic protection | Catchment Basin, Single walled catchment basin | Automatic shutoff device At 95% full | Automatic shutoff device At 95% full |  |  | Continuous Automatic Tank Gauge |  | Automatic flow restrictor (MLLD) | Automatic flow restrictor (MLLD) |  |  | Annual line testing | Annual line testing |  | UST Currently In Use: 4; UST Temp Close: 0; AST Currently In Use: 0; AST Temp Closed: 0 | 4 | 0 | 0 | 25151-073-003995 | ARSH ENTERPRISES INC
15422 | Currently in Use |  | 1981-01-01 06:00 |  | Petroleum | On road diesel | On road diesel | Retail | Single Wall, Steel | Steel | Field installed cathodic protection, Interior lined (not allowed as a standalone method of corrosion protection) |  | Single Wall, Steel |  |  | Field installed cathodic protection | Catchment Basin, Single walled catchment basin | Automatic shutoff device At 95% full | Automatic shutoff device At 95% full |  |  | Continuous Automatic Tank Gauge | [8 empty] | UST Currently In Use: 4; UST Temp Close: 0; AST Currently In Use: 0; AST Temp Closed: 0 | 4 | 0 | 0 | 25151-073-003995 | ARSH ENTERPRISES INC
15423 | Currently in Use |  | 1986-01-01 06:00 |  | Petroleum | Premium gasoline | Premium gasoline | Retail | Single Wall, Steel | Steel | Coated & cathodic protection (sti-P3), Field installed cathodic protection |  | Fiberglass reinforced plastic, Single Wall |  |  |  | Catchment Basin, Single walled catchment basin | Automatic shutoff device At 95% full | Automatic shutoff device At 95% full |  |  | Continuous Automatic Tank Gauge |  | Automatic flow restrictor (MLLD) | Automatic flow restrictor (MLLD) |  |  | Annual line testing | Annual line testing |  | UST Currently In Use: 4; UST Temp Close: 0; AST Currently In Use: 0; AST Temp Closed: 0 | 4 | 0 | 0 | 25151-073-003995 | ARSH ENTERPRISES INC
15424 | Currently in Use |  | 1979-01-01 06:00 |  | Petroleum | Unleaded gasoline | Unleaded gasoline | Retail | Single Wall, Steel | Steel | Field installed cathodic protection |  | Fiberglass reinforced plastic, Single Wall |  | 1901-01-01 06:00 |  | Catchment Basin, Single walled catchment basin | Automatic shutoff device At 95% full | Automatic shutoff device At 95% full |  |  | Continuous Automatic Tank Gauge |  | Automatic shutoff device (AELLD) | Automatic shutoff device (AELLD) |  |  | Automatic electronic line leak detector (AELLD) | Automatic electronic line leak detector (AELLD) |  | UST Currently In Use: 3; UST Temp Close: 0; AST Currently In Use: 0; AST Temp Closed: 0 | 3 | 0 | 0 | 20072-073-003996 | A & M OIL CO LLC
15425 | Currently in Use |  | 1979-01-01 06:00 |  | Petroleum | Unleaded gasoline | Unleaded gasoline | Retail | Single Wall, Steel | Steel | Field installed cathodic protection |  | Fiberglass reinforced plastic, Single Wall |  | 1901-01-01 06:00 |  | Catchment Basin, Single walled catchment basin | Automatic shutoff device At 95% full | Automatic shutoff device At 95% full |  |  | Continuous Automatic Tank Gauge |  | Automatic shutoff device (AELLD) | Automatic shutoff device (AELLD) |  |  | Automatic electronic line leak detector (AELLD) | Automatic electronic line leak detector (AELLD) |  | UST Currently In Use: 3; UST Temp Close: 0; AST Currently In Use: 0; AST Temp Closed: 0 | 3 | 0 | 0 | 20072-073-003996 | A & M OIL CO LLC
15426 | Currently in Use |  | 1979-01-01 06:00 |  | Petroleum | Premium gasoline | Premium gasoline | Retail | Single Wall, Steel | Steel | Field installed cathodic protection |  | Fiberglass reinforced plastic, Single Wall |  | 1901-01-01 06:00 |  | Catchment Basin, Single walled catchment basin | Automatic shutoff device At 95% full | Automatic shutoff device At 95% full |  |  | Continuous Automatic Tank Gauge |  | Automatic shutoff device (AELLD) | Automatic shutoff device (AELLD) |  |  | Automatic electronic line leak detector (AELLD) | Automatic electronic line leak detector (AELLD) |  | UST Currently In Use: 3; UST Temp Close: 0; AST Currently In Use: 0; AST Temp Closed: 0 | 3 | 0 | 0 | 20072-073-003996 | A & M OIL CO LLC
15427 | Permanently Closed | 1993-08-01 06:00 | 1981-01-01 06:00 | 1993-08-01 06:00 | Petroleum | Unleaded gasoline | Unleaded gasoline |  | Steel | Steel |  | Painted or None | Steel |  | 1901-01-01 06:00 | [15 empty] | UST Currently In Use: 0; UST Temp Close: 0; AST Currently In Use: 0; AST Temp Closed: 0 | 0 | 0 | 2 | 12399-073-003997 | HOLMES OIL CO INC
15428 | Permanently Closed | 1993-08-01 06:00 | 1981-01-01 06:00 | 1993-08-01 06:00 | Petroleum | Unleaded gasoline | Unleaded gasoline |  | Steel | Steel |  | Painted or None | Steel |  | 1901-01-01 06:00 | [15 empty] | UST Currently In Use: 0; UST Temp Close: 0; AST Currently In Use: 0; AST Temp Closed: 0 | 0 | 0 | 2 | 12399-073-003997 | HOLMES OIL CO INC
15429 | Permanently Closed | 2022-07-01 06:00 | 1981-01-01 06:00 |  | Petroleum | Unleaded gasoline | Unleaded gasoline | Retail | Single Wall, Steel | Steel | Field installed cathodic protection, Interior lined (not allowed as a standalone method of corrosion protection) |  | Fiberglass reinforced plastic, Single Wall |  | 1901-01-01 06:00 |  | Catchment Basin, Single walled catchment basin | Automatic shutoff device At 95% full, Flow Rest 90% Full | Flow Rest 90% Full |  |  | Automatic Tank Gauge |  | Automatic flow restrictor (MLLD) | Automatic flow restrictor (MLLD) |  |  | Annual line testing | Annual line testing |  | UST Currently In Use: 0; UST Temp Close: 0; AST Currently In Use: 0; AST Temp Closed: 0 | 0 | 0 | 4 | 24437-073-003998 | AHMED (MIKE) BHADIGIA
15430 | Permanently Closed | 2022-07-01 06:00 | 1981-01-01 06:00 |  | Petroleum | Premium gasoline | Premium gasoline | Retail | Single Wall, Steel | Steel | Field installed cathodic protection, Interior lined (not allowed as a standalone method of corrosion protection) |  | Fiberglass reinforced plastic, Single Wall |  | 1901-01-01 06:00 |  | Catchment Basin, Single walled catchment basin | Automatic shutoff device At 95% full, Flow Rest 90% Full | Flow Rest 90% Full |  |  | Automatic Tank Gauge |  | Automatic flow restrictor (MLLD) | Automatic flow restrictor (MLLD) |  |  | Annual line testing | Annual line testing |  | UST Currently In Use: 0; UST Temp Close: 0; AST Currently In Use: 0; AST Temp Closed: 0 | 0 | 0 | 4 | 24437-073-003998 | AHMED (MIKE) BHADIGIA
15431 | Permanently Closed | 2022-07-01 06:00 | 1981-01-01 06:00 |  | Petroleum | On road diesel | On road diesel | Retail | Single Wall, Steel | Steel | Field installed cathodic protection, Interior lined (not allowed as a standalone method of corrosion protection) |  | Fiberglass reinforced plastic, Single Wall |  | 1901-01-01 06:00 |  | Catchment Basin, Single walled catchment basin | Automatic shutoff device At 95% full, Flow Rest 90% Full | Flow Rest 90% Full |  |  | Continuous Automatic Tank Gauge |  | Automatic flow restrictor (MLLD) | Automatic flow restrictor (MLLD) |  |  | Annual line testing | Annual line testing |  | UST Currently In Use: 0; UST Temp Close: 0; AST Currently In Use: 0; AST Temp Closed: 0 | 0 | 0 | 4 | 24437-073-003998 | AHMED (MIKE) BHADIGIA
15432 | Permanently Closed | 2014-10-01 06:00 | 1981-01-01 06:00 |  | Petroleum | Unleaded gasoline | Unleaded gasoline | Retail | Single Wall, Steel, STIP3 | Steel | Coated & cathodic protection (sti-P3), Field installed cathodic protection |  | Fiberglass reinforced plastic, Single Wall |  | 1901-01-01 06:00 |  | Catchment Basin, Single walled catchment basin | Automatic shutoff device At 95% full | Automatic shutoff device At 95% full |  |  | Continuous Automatic Tank Gauge | [8 empty] | UST Currently In Use: 0; UST Temp Close: 0; AST Currently In Use: 0; AST Temp Closed: 0 | 0 | 0 | 4 | 24437-073-003998 | AHMED (MIKE) BHADIGIA
15433 | Permanently Closed | 2011-07-01 06:00 | 1985-12-01 06:00 | 2012-05-16 06:00 | Petroleum | Unleaded gasoline | Unleaded gasoline | Retail | Steel | Steel | Coated & cathodic protection (sti-P3), Field installed cathodic protection |  | Steel |  |  | Field installed cathodic protection | Catchment Basin, Single walled catchment basin | Automatic shutoff device At 95% full | Automatic shutoff device At 95% full | [11 empty] | UST Currently In Use: 0; UST Temp Close: 0; AST Currently In Use: 0; AST Temp Closed: 0 | 0 | 0 | 3 | 19739-073-003999 | MAYS AUTOMOTIVE SERVICE
15434 | Permanently Closed | 2011-07-01 06:00 | 1985-12-01 06:00 | 2012-05-16 06:00 | Petroleum | Unleaded gasoline | Unleaded gasoline | Retail | Steel | Steel | Coated & cathodic protection (sti-P3), Field installed cathodic protection |  | Steel |  |  | Field installed cathodic protection | Catchment Basin, Single walled catchment basin | Automatic shutoff device At 95% full | Automatic shutoff device At 95% full | [11 empty] | UST Currently In Use: 0; UST Temp Close: 0; AST Currently In Use: 0; AST Temp Closed: 0 | 0 | 0 | 3 | 19739-073-003999 | MAYS AUTOMOTIVE SERVICE
15435 | Permanently Closed | 2011-07-01 06:00 | 1985-12-01 06:00 | 2012-05-16 06:00 | Petroleum | Premium gasoline | Premium gasoline | Retail | Steel | Steel | Coated & cathodic protection (sti-P3), Field installed cathodic protection |  | Steel |  |  | Field installed cathodic protection | Catchment Basin, Single walled catchment basin | Automatic shutoff device At 95% full | Automatic shutoff device At 95% full | [11 empty] | UST Currently In Use: 0; UST Temp Close: 0; AST Currently In Use: 0; AST Temp Closed: 0 | 0 | 0 | 3 | 19739-073-003999 | MAYS AUTOMOTIVE SERVICE
15436 | Permanently Closed | 1901-01-01 06:00 | 1981-01-01 06:00 | 1988-01-01 06:00 | Petroleum | Unleaded gasoline | Unleaded gasoline |  | Steel | Steel |  | Painted or None | Steel |  | 1901-01-01 06:00 | [12 empty] | Annual line testing | Annual line testing |  | UST Currently In Use: 0; UST Temp Close: 0; AST Currently In Use: 0; AST Temp Closed: 0 | 0 | 0 | 7 | 24354-073-004000 | OSCAR FUEL INC
15437 | Permanently Closed | 1901-01-01 06:00 | 1981-01-01 06:00 | 1988-01-01 06:00 | Petroleum | Unleaded gasoline | Unleaded gasoline |  | Steel | Steel |  | Painted or None | Steel |  | 1901-01-01 06:00 | [15 empty] | UST Currently In Use: 0; UST Temp Close: 0; AST Currently In Use: 0; AST Temp Closed: 0 | 0 | 0 | 7 | 24354-073-004000 | OSCAR FUEL INC
15438 | Permanently Closed | 1901-01-01 06:00 | 1981-01-01 06:00 | 1988-01-01 06:00 | Petroleum | Unleaded gasoline | Unleaded gasoline |  | Steel | Steel |  | Painted or None | Steel |  | 1901-01-01 06:00 | [15 empty] | UST Currently In Use: 0; UST Temp Close: 0; AST Currently In Use: 0; AST Temp Closed: 0 | 0 | 0 | 7 | 24354-073-004000 | OSCAR FUEL INC
15439 | Permanently Closed | 2023-07-19 06:00 | 1988-01-01 06:00 | 2023-07-19 06:00 | Petroleum | Unleaded gasoline | Unleaded gasoline | Retail | Single Wall, Steel | Steel | Coated & cathodic protection (sti-P3) |  | Fiberglass reinforced plastic, Single Wall |  |  |  | Catchment Basin, Single walled catchment basin | Automatic shutoff device At 95% full | Automatic shutoff device At 95% full |  |  | Continuous Automatic Tank Gauge |  | Automatic flow restrictor (MLLD) | Automatic flow restrictor (MLLD) |  |  | Annual line testing | Annual line testing |  | UST Currently In Use: 0; UST Temp Close: 0; AST Currently In Use: 0; AST Temp Closed: 0 | 0 | 0 | 7 | 24354-073-004000 | OSCAR FUEL INC
15440 | Permanently Closed | 2023-07-19 06:00 | 1988-01-01 06:00 | 2023-07-19 06:00 | Petroleum | Premium gasoline | Premium gasoline | Retail | Single Wall, Steel | Steel | Coated & cathodic protection (sti-P3) |  | Fiberglass reinforced plastic, Single Wall |  |  |  | Catchment Basin, Single walled catchment basin | Automatic shutoff device At 95% full, Flow Rest 90% Full | Flow Rest 90% Full |  |  | Continuous Automatic Tank Gauge |  | Automatic flow restrictor (MLLD) | Automatic flow restrictor (MLLD) |  |  | Annual line testing | Annual line testing |  | UST Currently In Use: 0; UST Temp Close: 0; AST Currently In Use: 0; AST Temp Closed: 0 | 0 | 0 | 7 | 24354-073-004000 | OSCAR FUEL INC
15441 | Permanently Closed | 2023-07-19 06:00 | 1988-01-01 06:00 | 2023-07-19 06:00 | Petroleum | On road diesel | On road diesel | Retail | Single Wall, Steel | Steel | Coated & cathodic protection (sti-P3) |  | Fiberglass reinforced plastic, Single Wall |  |  |  | Catchment Basin, Single walled catchment basin | Automatic shutoff device At 95% full, Flow Rest 90% Full | Flow Rest 90% Full |  |  | Continuous Automatic Tank Gauge |  | Automatic flow restrictor (MLLD) | Automatic flow restrictor (MLLD) |  |  | Annual line testing | Annual line testing |  | UST Currently In Use: 0; UST Temp Close: 0; AST Currently In Use: 0; AST Temp Closed: 0 | 0 | 0 | 7 | 24354-073-004000 | OSCAR FUEL INC
15442 | Permanently Closed | 2021-02-17 06:00 | 1988-01-01 06:00 | 2023-07-19 06:00 | Petroleum | Kerosene | Kerosene | Retail | Single Wall, Steel | Steel | Coated & cathodic protection (sti-P3) |  | Fiberglass reinforced plastic, Single Wall |  |  |  | Catchment Basin, Single walled catchment basin | Automatic shutoff device At 95% full, Flow Rest 90% Full | Flow Rest 90% Full |  |  | Continuous Automatic Tank Gauge |  | Automatic flow restrictor (MLLD) | Automatic flow restrictor (MLLD) |  |  | Annual line testing | Annual line testing |  | UST Currently In Use: 0; UST Temp Close: 0; AST Currently In Use: 0; AST Temp Closed: 0 | 0 | 0 | 7 | 24354-073-004000 | OSCAR FUEL INC
15443 | Permanently Closed | 1992-03-09 06:00 | 1981-01-01 06:00 | 1992-03-09 06:00 | Petroleum | Unleaded gasoline | Unleaded gasoline |  | Steel | Steel |  | Painted or None | Steel |  | 1901-01-01 06:00 | [15 empty] | UST Currently In Use: 0; UST Temp Close: 0; AST Currently In Use: 0; AST Temp Closed: 0 | 0 | 0 | 2 | 12399-073-004001 | HOLMES OIL CO INC
15444 | Permanently Closed | 1992-03-09 06:00 | 1981-01-01 06:00 | 1992-03-09 06:00 | Petroleum | Unleaded gasoline | Unleaded gasoline |  | Steel | Steel |  | Painted or None | Steel |  | 1901-01-01 06:00 | [15 empty] | UST Currently In Use: 0; UST Temp Close: 0; AST Currently In Use: 0; AST Temp Closed: 0 | 0 | 0 | 2 | 12399-073-004001 | HOLMES OIL CO INC
15445 | Permanently Closed | 1988-12-15 06:00 | 1981-01-01 06:00 |  | Petroleum | Unleaded gasoline | Unleaded gasoline |  | Steel | Steel |  | Painted or None | Steel |  | 1901-01-01 06:00 | [15 empty] | UST Currently In Use: 0; UST Temp Close: 0; AST Currently In Use: 0; AST Temp Closed: 0 | 0 | 0 | 2 | 12399-073-004002 | HOLMES OIL CO INC
15446 | Permanently Closed | 1988-12-15 06:00 | 1981-01-01 06:00 |  | Petroleum | Unleaded gasoline | Unleaded gasoline |  | Steel | Steel |  | Painted or None | Steel |  | 1901-01-01 06:00 | [15 empty] | UST Currently In Use: 0; UST Temp Close: 0; AST Currently In Use: 0; AST Temp Closed: 0 | 0 | 0 | 2 | 12399-073-004002 | HOLMES OIL CO INC
15447 | Permanently Closed | 1995-10-01 06:00 | 1981-01-01 06:00 | 1998-10-01 06:00 | Petroleum | Unleaded gasoline | Unleaded gasoline | Retail | Steel | Steel |  | Painted or None | Steel |  | 1901-01-01 06:00 | [15 empty] | UST Currently In Use: 0; UST Temp Close: 0; AST Currently In Use: 0; AST Temp Closed: 0 | 0 | 0 | 2 | 12399-073-004003 | HOLMES OIL CO INC
15448 | Permanently Closed | 1995-10-01 06:00 | 1981-01-01 06:00 | 1998-10-01 06:00 | Petroleum | Unleaded gasoline | Unleaded gasoline | Retail | Steel | Steel |  | Painted or None | Steel |  | 1901-01-01 06:00 | [15 empty] | UST Currently In Use: 0; UST Temp Close: 0; AST Currently In Use: 0; AST Temp Closed: 0 | 0 | 0 | 2 | 12399-073-004003 | HOLMES OIL CO INC
15452 | Permanently Closed | 1994-10-01 06:00 | 1981-01-01 06:00 | 1995-09-06 06:00 | Petroleum | Unleaded gasoline | Unleaded gasoline |  | Steel | Steel |  | Painted or None | Steel |  | 1901-01-01 06:00 |  | Catchment Basin, Single walled catchment basin | [13 empty] | UST Currently In Use: 0; UST Temp Close: 0; AST Currently In Use: 0; AST Temp Closed: 0 | 0 | 0 | 2 | 12399-073-004005 | HOLMES OIL CO INC
15453 | Permanently Closed | 1994-10-01 06:00 | 1981-01-01 06:00 | 1995-09-06 06:00 | Petroleum | Unleaded gasoline | Unleaded gasoline |  | Steel | Steel |  | Painted or None | Steel |  | 1901-01-01 06:00 |  | Catchment Basin, Single walled catchment basin | [13 empty] | UST Currently In Use: 0; UST Temp Close: 0; AST Currently In Use: 0; AST Temp Closed: 0 | 0 | 0 | 2 | 12399-073-004005 | HOLMES OIL CO INC
15454 | Permanently Closed | 1995-12-01 06:00 | 1977-01-01 06:00 | 1996-08-09 06:00 | Petroleum | Unleaded gasoline | Unleaded gasoline | Retail | Steel | Steel |  | Painted or None | Steel |  | 1901-01-01 06:00 | [15 empty] | UST Currently In Use: 0; UST Temp Close: 0; AST Currently In Use: 0; AST Temp Closed: 0 | 0 | 0 | 4 | 12399-073-004007 | HOLMES OIL CO INC
15455 | Permanently Closed | 1995-12-01 06:00 | 1977-01-01 06:00 | 1996-08-09 06:00 | Petroleum | Unleaded gasoline | Unleaded gasoline | Retail | Steel | Steel |  | Painted or None | Steel |  | 1901-01-01 06:00 | [15 empty] | UST Currently In Use: 0; UST Temp Close: 0; AST Currently In Use: 0; AST Temp Closed: 0 | 0 | 0 | 4 | 12399-073-004007 | HOLMES OIL CO INC
15456 | Permanently Closed | 1995-12-01 06:00 | 1977-01-01 06:00 | 1996-08-09 06:00 | Petroleum | Unleaded gasoline | Unleaded gasoline | Retail | Steel | Steel |  | Painted or None | Steel |  | 1901-01-01 06:00 | [15 empty] | UST Currently In Use: 0; UST Temp Close: 0; AST Currently In Use: 0; AST Temp Closed: 0 | 0 | 0 | 4 | 12399-073-004007 | HOLMES OIL CO INC
15457 | Permanently Closed | 1995-12-01 06:00 | 1977-01-01 06:00 | 1996-08-09 06:00 | Petroleum | On road diesel | On road diesel | Retail | Steel | Steel |  | Painted or None | Steel |  | 1901-01-01 06:00 | [15 empty] | UST Currently In Use: 0; UST Temp Close: 0; AST Currently In Use: 0; AST Temp Closed: 0 | 0 | 0 | 4 | 12399-073-004007 | HOLMES OIL CO INC
15458 | Permanently Closed | 1998-06-01 06:00 | 1981-01-01 06:00 | 1998-06-16 06:00 | Petroleum | Unleaded gasoline | Unleaded gasoline | Retail | Steel | Steel |  | Painted or None | Steel |  | 1901-01-01 06:00 | [15 empty] | UST Currently In Use: 0; UST Temp Close: 0; AST Currently In Use: 0; AST Temp Closed: 0 | 0 | 0 | 2 | 12399-073-004008 | HOLMES OIL CO INC
15459 | Permanently Closed | 1998-06-01 06:00 | 1981-01-01 06:00 | 1998-06-16 06:00 | Petroleum | Unleaded gasoline | Unleaded gasoline | Retail | Steel | Steel |  | Painted or None | Steel |  | 1901-01-01 06:00 | [15 empty] | UST Currently In Use: 0; UST Temp Close: 0; AST Currently In Use: 0; AST Temp Closed: 0 | 0 | 0 | 2 | 12399-073-004008 | HOLMES OIL CO INC
15460 | Currently in Use |  | 1979-01-01 06:00 |  | Petroleum | Unleaded gasoline | Unleaded gasoline | Retail | Steel | Steel | Field installed cathodic protection, Interior lined (not allowed as a standalone method of corrosion protection) |  | Fiberglass reinforced plastic |  | 1901-01-01 06:00 |  | Catchment Basin, Single walled catchment basin | Automatic shutoff device At 95% full | Automatic shutoff device At 95% full |  |  | Continuous Automatic Tank Gauge | [8 empty] | UST Currently In Use: 3; UST Temp Close: 1; AST Currently In Use: 0; AST Temp Closed: 0 | 3 | 1 | 0 | 24109-073-009362 | A&D REAL ESTATE INC.
15461 | Currently in Use |  | 1979-01-01 06:00 |  | Petroleum | Unleaded gasoline | Unleaded gasoline | Retail | Steel | Steel | Field installed cathodic protection, Interior lined (not allowed as a standalone method of corrosion protection) |  | Fiberglass reinforced plastic |  | 1901-01-01 06:00 |  | Catchment Basin, Single walled catchment basin | Automatic shutoff device At 95% full, Flow Rest 90% Full | Flow Rest 90% Full |  |  | Continuous Automatic Tank Gauge | [8 empty] | UST Currently In Use: 3; UST Temp Close: 1; AST Currently In Use: 0; AST Temp Closed: 0 | 3 | 1 | 0 | 24109-073-009362 | A&D REAL ESTATE INC.
15462 | Temporary Closed | 2017-11-22 06:00 | 1979-01-01 06:00 |  | Petroleum | Premium gasoline | Premium gasoline | Retail | Steel, 3K/3K | Steel | Field installed cathodic protection, Interior lined (not allowed as a standalone method of corrosion protection) |  | Fiberglass reinforced plastic |  | 1901-01-01 06:00 |  | Catchment Basin, Single walled catchment basin | Automatic shutoff device At 95% full, Flow Rest 90% Full | Flow Rest 90% Full |  |  | Continuous Automatic Tank Gauge | [8 empty] | UST Currently In Use: 3; UST Temp Close: 1; AST Currently In Use: 0; AST Temp Closed: 0 | 3 | 1 | 0 | 24109-073-009362 | A&D REAL ESTATE INC.
15464 | Currently in Use |  | 1979-01-01 06:00 |  | Petroleum | On road diesel | On road diesel | Retail | Steel, 3K/3K | Steel | Field installed cathodic protection, Interior lined (not allowed as a standalone method of corrosion protection) |  | Fiberglass reinforced plastic |  | 1901-01-01 06:00 |  | Catchment Basin, Single walled catchment basin | Automatic shutoff device At 95% full, Flow Rest 90% Full | Flow Rest 90% Full |  |  | Continuous Automatic Tank Gauge | [8 empty] | UST Currently In Use: 3; UST Temp Close: 1; AST Currently In Use: 0; AST Temp Closed: 0 | 3 | 1 | 0 | 24109-073-009362 | A&D REAL ESTATE INC.
15466 | Permanently Closed | 2005-08-04 06:00 | 1982-01-01 06:00 | 2005-08-04 06:00 | Petroleum | Unleaded gasoline | Unleaded gasoline | Industrial | Steel | Steel | Coated & cathodic protection (sti-P3) |  | Steel |  | 1901-01-01 06:00 | Field installed cathodic protection | Catchment Basin, Single walled catchment basin | Flow Rest 90% Full | Flow Rest 90% Full |  |  | Statistical Inventory Reconciliation (SIR) | [8 empty] | UST Currently In Use: 0; UST Temp Close: 0; AST Currently In Use: 0; AST Temp Closed: 0 | 0 | 0 | 1 | 12399-073-009363 | HOLMES OIL CO INC
15467 | Permanently Closed | 1901-01-01 06:00 | 1958-01-01 06:00 | 1985-01-01 06:00 | Petroleum | Unleaded gasoline | Unleaded gasoline |  | Steel | Steel |  |  | Steel |  | 1901-01-01 06:00 | [15 empty] | UST Currently In Use: 0; UST Temp Close: 0; AST Currently In Use: 0; AST Temp Closed: 0 | 0 | 0 | 1 | 12399-073-009733 | HOLMES OIL CO INC
15468 | Permanently Closed | 1901-01-01 06:00 | 1981-01-01 06:00 | 1988-12-16 06:00 | Petroleum | Other, OTHER | Other |  | Steel | Steel |  | Painted or None | Steel |  | 1901-01-01 06:00 | [15 empty] | UST Currently In Use: 0; UST Temp Close: 0; AST Currently In Use: 0; AST Temp Closed: 0 | 0 | 0 | 2 | 12399-073-011334 | HOLMES OIL CO INC
15469 | Permanently Closed | 1901-01-01 06:00 | 1981-01-01 06:00 | 1988-12-16 06:00 | Petroleum | Other, OTHER | Other |  | Steel | Steel |  | Painted or None | Steel |  | 1901-01-01 06:00 | [15 empty] | UST Currently In Use: 0; UST Temp Close: 0; AST Currently In Use: 0; AST Temp Closed: 0 | 0 | 0 | 2 | 12399-073-011334 | HOLMES OIL CO INC
15470 | Permanently Closed | 1994-11-30 06:00 | 1978-01-01 06:00 | 1994-11-30 06:00 | Petroleum | Unleaded gasoline | Unleaded gasoline |  | Steel | Steel |  | Painted or None | Steel |  | 1901-01-01 06:00 | [15 empty] | UST Currently In Use: 0; UST Temp Close: 0; AST Currently In Use: 0; AST Temp Closed: 0 | 0 | 0 | 2 | 12399-073-011335 | HOLMES OIL CO INC
15471 | Permanently Closed | 1901-01-01 06:00 | 1978-01-01 06:00 |  | Petroleum | Unleaded gasoline | Unleaded gasoline |  | Steel | Steel |  | Painted or None | Steel |  | 1901-01-01 06:00 | [15 empty] | UST Currently In Use: 0; UST Temp Close: 0; AST Currently In Use: 0; AST Temp Closed: 0 | 0 | 0 | 2 | 12399-073-011335 | HOLMES OIL CO INC
15472 | Permanently Closed | 2014-09-22 06:00 | 1987-01-01 06:00 | 2024-07-29 06:00 | Petroleum | Premium gasoline | Premium gasoline | Retail | Steel | Steel | Coated & cathodic protection (sti-P3) |  | Fiberglass reinforced plastic |  |  |  | Catchment Basin, Single walled catchment basin | Flow Rest 90% Full | Flow Rest 90% Full |  |  | Continuous Automatic Tank Gauge |  | Automatic shutoff device (AELLD) | Automatic shutoff device (AELLD) | [5 empty] | UST Currently In Use: 0; UST Temp Close: 0; AST Currently In Use: 0; AST Temp Closed: 0 | 0 | 0 | 5 | 25025-073-012911 | ASLAM RAJPARI
15473 | Permanently Closed | 2014-09-22 06:00 | 1987-01-01 06:00 | 2024-07-29 06:00 | Petroleum | Premium gasoline | Premium gasoline | Retail | Steel | Steel | Coated & cathodic protection (sti-P3) |  | Fiberglass reinforced plastic |  |  |  | Catchment Basin, Single walled catchment basin | Flow Rest 90% Full | Flow Rest 90% Full |  |  | Continuous Automatic Tank Gauge |  | Automatic shutoff device (AELLD) | Automatic shutoff device (AELLD) | [5 empty] | UST Currently In Use: 0; UST Temp Close: 0; AST Currently In Use: 0; AST Temp Closed: 0 | 0 | 0 | 5 | 25025-073-012911 | ASLAM RAJPARI
15474 | Permanently Closed | 2014-09-22 06:00 | 1987-01-01 06:00 | 2024-07-29 06:00 | Petroleum | On road diesel | On road diesel | Retail | Steel | Steel | Coated & cathodic protection (sti-P3) |  | Fiberglass reinforced plastic |  |  |  | Catchment Basin, Single walled catchment basin | Flow Rest 90% Full | Flow Rest 90% Full |  |  | Continuous Automatic Tank Gauge |  | Automatic shutoff device (AELLD) | Automatic shutoff device (AELLD) | [5 empty] | UST Currently In Use: 0; UST Temp Close: 0; AST Currently In Use: 0; AST Temp Closed: 0 | 0 | 0 | 5 | 25025-073-012911 | ASLAM RAJPARI
15475 | Permanently Closed | 2014-09-22 06:00 | 1987-01-01 06:00 | 2024-07-29 06:00 | Petroleum | On road diesel | On road diesel | Retail | Steel | Steel | Coated & cathodic protection (sti-P3) |  | Fiberglass reinforced plastic |  |  |  | Catchment Basin, Single walled catchment basin | Flow Rest 90% Full | Flow Rest 90% Full |  |  | Continuous Automatic Tank Gauge | [8 empty] | UST Currently In Use: 0; UST Temp Close: 0; AST Currently In Use: 0; AST Temp Closed: 0 | 0 | 0 | 5 | 25025-073-012911 | ASLAM RAJPARI
15476 | Permanently Closed | 1998-07-10 06:00 | 1987-01-01 06:00 | 1998-07-10 06:00 | Petroleum | Unleaded gasoline | Unleaded gasoline | Retail | Steel | Steel | Coated & cathodic protection (sti-P3) |  | Fiberglass reinforced plastic |  | 1901-01-01 06:00 |  | Catchment Basin, Single walled catchment basin | Flow Rest 90% Full | Flow Rest 90% Full | [8 empty] | Annual line testing | Annual line testing |  | UST Currently In Use: 2; UST Temp Close: 0; AST Currently In Use: 0; AST Temp Closed: 0 | 2 | 0 | 3 | 20135-073-012912 | MUNCHIES FOOD STORE
15477 | Permanently Closed | 1998-07-10 06:00 | 1987-01-01 06:00 | 1998-07-10 06:00 | Petroleum | Unleaded gasoline | Unleaded gasoline | Retail | Steel | Steel | Coated & cathodic protection (sti-P3) |  | Fiberglass reinforced plastic |  | 1901-01-01 06:00 |  | Catchment Basin, Single walled catchment basin | Flow Rest 90% Full | Flow Rest 90% Full | [8 empty] | Annual line testing | Annual line testing |  | UST Currently In Use: 2; UST Temp Close: 0; AST Currently In Use: 0; AST Temp Closed: 0 | 2 | 0 | 3 | 20135-073-012912 | MUNCHIES FOOD STORE
15478 | Permanently Closed | 1998-07-10 06:00 | 1987-01-01 06:00 | 1998-07-10 06:00 | Petroleum | Unleaded gasoline | Unleaded gasoline | Retail | Steel | Steel | Coated & cathodic protection (sti-P3) |  | Fiberglass reinforced plastic |  | 1901-01-01 06:00 |  | Catchment Basin, Single walled catchment basin | Flow Rest 90% Full | Flow Rest 90% Full | [8 empty] | Annual line testing | Annual line testing |  | UST Currently In Use: 2; UST Temp Close: 0; AST Currently In Use: 0; AST Temp Closed: 0 | 2 | 0 | 3 | 20135-073-012912 | MUNCHIES FOOD STORE
15479 | Permanently Closed | 2004-10-27 06:00 | 1985-01-01 06:00 | 2004-10-27 06:00 | Petroleum | Unleaded gasoline | Unleaded gasoline | Retail | Steel | Steel | Coated & cathodic protection (sti-P3), Field installed cathodic protection |  | Fiberglass reinforced plastic |  | 1901-01-01 06:00 |  | Catchment Basin, Single walled catchment basin | Automatic shutoff device At 95% full, Flow Rest 90% Full | Flow Rest 90% Full |  |  | Continuous Automatic Tank Gauge |  | Automatic shutoff device (AELLD) | Automatic shutoff device (AELLD) |  |  | Annual line testing | Annual line testing |  | UST Currently In Use: 2; UST Temp Close: 0; AST Currently In Use: 0; AST Temp Closed: 0 | 2 | 0 | 3 | 13526-115-014310 | MOORE OIL COMPANY, INC.
15480 | Permanently Closed | 2004-10-27 06:00 | 1985-01-01 06:00 | 2004-10-27 06:00 | Petroleum | Mid-grade gasoline | Mid-grade gasoline | Retail | Steel | Steel | Coated & cathodic protection (sti-P3), Field installed cathodic protection |  | Fiberglass reinforced plastic |  | 1901-01-01 06:00 |  | Catchment Basin, Single walled catchment basin | Automatic shutoff device At 95% full, Flow Rest 90% Full | Flow Rest 90% Full |  |  | Continuous Automatic Tank Gauge |  | Automatic shutoff device (AELLD) | Automatic shutoff device (AELLD) |  |  | Annual line testing | Annual line testing |  | UST Currently In Use: 2; UST Temp Close: 0; AST Currently In Use: 0; AST Temp Closed: 0 | 2 | 0 | 3 | 13526-115-014310 | MOORE OIL COMPANY, INC.
15481 | Permanently Closed | 2004-10-27 06:00 | 1985-01-01 06:00 | 2004-10-27 06:00 | Petroleum | Premium gasoline | Premium gasoline | Retail | Steel | Steel | Coated & cathodic protection (sti-P3), Field installed cathodic protection |  | Fiberglass reinforced plastic |  | 1901-01-01 06:00 |  | Catchment Basin, Single walled catchment basin | Automatic shutoff device At 95% full, Flow Rest 90% Full | Flow Rest 90% Full |  |  | Continuous Automatic Tank Gauge |  | Automatic shutoff device (AELLD) | Automatic shutoff device (AELLD) |  |  | Annual line testing | Annual line testing |  | UST Currently In Use: 2; UST Temp Close: 0; AST Currently In Use: 0; AST Temp Closed: 0 | 2 | 0 | 3 | 13526-115-014310 | MOORE OIL COMPANY, INC.
15482 | Currently in Use |  | 1987-01-01 06:00 |  | Petroleum | Unleaded gasoline | Unleaded gasoline | Retail | Steel | Steel | Coated & cathodic protection (sti-P3), Field installed cathodic protection, Interior lined (not allowed as a standalone method of corrosion protection) |  | Fiberglass reinforced plastic |  |  |  | Catchment Basin, Single walled catchment basin | Automatic shutoff device At 95% full, Flow Rest 90% Full | Flow Rest 90% Full |  |  | Continuous Automatic Tank Gauge | [8 empty] | UST Currently In Use: 3; UST Temp Close: 0; AST Currently In Use: 0; AST Temp Closed: 0 | 3 | 0 | 0 | 21511-125-014783 | MANJIT I. S. SODHI
15483 | Currently in Use |  | 1987-01-01 06:00 |  | Petroleum | Premium gasoline | Premium gasoline | Retail | Steel | Steel | Field installed cathodic protection, Interior lined (not allowed as a standalone method of corrosion protection) |  | Fiberglass reinforced plastic |  |  |  | Catchment Basin, Single walled catchment basin | Flow Rest 90% Full | Flow Rest 90% Full |  |  | Continuous Automatic Tank Gauge |  | Automatic flow restrictor (MLLD) | Automatic flow restrictor (MLLD) |  |  | Annual line testing | Annual line testing |  | UST Currently In Use: 3; UST Temp Close: 0; AST Currently In Use: 0; AST Temp Closed: 0 | 3 | 0 | 0 | 21511-125-014783 | MANJIT I. S. SODHI
15484 | Permanently Closed | 1994-12-21 06:00 | 1974-01-01 06:00 | 1994-12-21 06:00 | Petroleum | Unleaded gasoline | Unleaded gasoline |  | Steel | Steel |  | Painted or None | Steel |  | 1901-01-01 06:00 | [15 empty] | UST Currently In Use: 0; UST Temp Close: 0; AST Currently In Use: 0; AST Temp Closed: 0 | 0 | 0 | 2 | 12403-009-004485 | HOLMES OIL COMPANY, INC.
15485 | Permanently Closed | 1994-12-21 06:00 | 1982-01-01 06:00 | 1994-12-21 06:00 | Petroleum | Kerosene | Kerosene |  | Steel | Steel |  | Painted or None | Steel |  | 1901-01-01 06:00 | [15 empty] | UST Currently In Use: 0; UST Temp Close: 0; AST Currently In Use: 0; AST Temp Closed: 0 | 0 | 0 | 2 | 12403-009-004485 | HOLMES OIL COMPANY, INC.
15486 | Currently in Use |  | 1987-01-01 06:00 |  | Petroleum | Unleaded gasoline | Unleaded gasoline |  | Single Wall, Steel | Steel | Coated & cathodic protection (sti-P3) |  | Double Wall, Fiberglass reinforced plastic |  |  |  | Catchment Basin, Single walled catchment basin | Automatic shutoff device At 95% full | Automatic shutoff device At 95% full |  |  | Continuous Automatic Tank Gauge |  | Automatic shutoff device (AELLD) | Automatic shutoff device (AELLD) | [5 empty] | UST Currently In Use: 5; UST Temp Close: 0; AST Currently In Use: 0; AST Temp Closed: 0 | 5 | 0 | 0 | 22652-009-010015 | R & F PROPERTY
15487 | Currently in Use |  | 1987-01-01 06:00 |  | Petroleum | Unleaded gasoline | Unleaded gasoline |  | Single Wall, Steel | Steel | Coated & cathodic protection (sti-P3) |  | Double Wall, Fiberglass reinforced plastic |  |  |  | Catchment Basin, Single walled catchment basin | Automatic shutoff device At 95% full | Automatic shutoff device At 95% full |  |  | Continuous Automatic Tank Gauge |  | Automatic shutoff device (AELLD) | Automatic shutoff device (AELLD) | [5 empty] | UST Currently In Use: 5; UST Temp Close: 0; AST Currently In Use: 0; AST Temp Closed: 0 | 5 | 0 | 0 | 22652-009-010015 | R & F PROPERTY
15488 | Currently in Use |  | 1987-01-01 06:00 |  | Petroleum | Premium gasoline | Premium gasoline |  | Single Wall, Steel | Steel | Coated & cathodic protection (sti-P3) |  | Double Wall, Fiberglass reinforced plastic |  |  |  | Catchment Basin, Single walled catchment basin | Automatic shutoff device At 95% full | Automatic shutoff device At 95% full |  |  | Continuous Automatic Tank Gauge |  | Automatic shutoff device (AELLD) | Automatic shutoff device (AELLD) | [5 empty] | UST Currently In Use: 5; UST Temp Close: 0; AST Currently In Use: 0; AST Temp Closed: 0 | 5 | 0 | 0 | 22652-009-010015 | R & F PROPERTY
15489 | Currently in Use |  | 1987-01-01 06:00 |  | Petroleum | On road diesel | On road diesel |  | Single Wall, Steel | Steel | Coated & cathodic protection (sti-P3) |  | Double Wall, Fiberglass reinforced plastic |  |  |  | Catchment Basin, Single walled catchment basin | Automatic shutoff device At 95% full | Automatic shutoff device At 95% full |  |  | Continuous Automatic Tank Gauge |  | Automatic shutoff device (AELLD) | Automatic shutoff device (AELLD) | [5 empty] | UST Currently In Use: 5; UST Temp Close: 0; AST Currently In Use: 0; AST Temp Closed: 0 | 5 | 0 | 0 | 22652-009-010015 | R & F PROPERTY
15490 | Currently in Use |  | 1987-01-01 06:00 |  | Petroleum | Kerosene | Kerosene |  | Single Wall, Steel | Steel | Coated & cathodic protection (sti-P3) |  | Double Wall, Fiberglass reinforced plastic |  |  |  | Catchment Basin, Single walled catchment basin | Automatic shutoff device At 95% full | Automatic shutoff device At 95% full |  |  | Continuous Automatic Tank Gauge |  | Automatic shutoff device (AELLD) | Automatic shutoff device (AELLD) | [5 empty] | UST Currently In Use: 5; UST Temp Close: 0; AST Currently In Use: 0; AST Temp Closed: 0 | 5 | 0 | 0 | 22652-009-010015 | R & F PROPERTY
15491 | Permanently Closed | 1998-11-10 06:00 | 1974-01-01 06:00 | 1998-11-10 06:00 | Petroleum | Unleaded gasoline | Unleaded gasoline |  | Steel | Steel |  | Painted or None | Steel |  | 1901-01-01 06:00 | [12 empty] | Annual line testing | Annual line testing |  | UST Currently In Use: 0; UST Temp Close: 0; AST Currently In Use: 0; AST Temp Closed: 0 | 0 | 0 | 2 | 12403-043-004476 | HOLMES OIL COMPANY, INC.
15492 | Permanently Closed | 1998-11-10 06:00 | 1974-01-01 06:00 | 1998-11-10 06:00 | Petroleum | Unleaded gasoline | Unleaded gasoline |  | Steel | Steel |  | Painted or None | Steel |  | 1901-01-01 06:00 | [12 empty] | Annual line testing | Annual line testing |  | UST Currently In Use: 0; UST Temp Close: 0; AST Currently In Use: 0; AST Temp Closed: 0 | 0 | 0 | 2 | 12403-043-004476 | HOLMES OIL COMPANY, INC.
15493 | Permanently Closed | 1998-04-01 06:00 | 1982-01-01 06:00 | 1999-04-21 06:00 | Petroleum | Unleaded gasoline | Unleaded gasoline |  | Steel | Steel |  | Painted or None | Steel |  | 1901-01-01 06:00 | [12 empty] | Annual line testing | Annual line testing |  | UST Currently In Use: 0; UST Temp Close: 0; AST Currently In Use: 0; AST Temp Closed: 0 | 0 | 0 | 2 | 19915-043-004477 | V J SHOCKLEY
15494 | Permanently Closed | 1998-04-01 06:00 | 1970-01-01 06:00 | 1999-04-21 06:00 | Petroleum | Unleaded gasoline | Unleaded gasoline |  | Steel | Steel |  | Painted or None | Steel |  | 1901-01-01 06:00 | [12 empty] | Annual line testing | Annual line testing |  | UST Currently In Use: 0; UST Temp Close: 0; AST Currently In Use: 0; AST Temp Closed: 0 | 0 | 0 | 2 | 19915-043-004477 | V J SHOCKLEY
15495 | Permanently Closed | 2004-06-09 06:00 | 1981-01-01 06:00 | 2004-03-15 06:00 | Petroleum | Unleaded gasoline | Unleaded gasoline | Retail | Steel | Steel | Field installed cathodic protection |  | Steel |  | 1901-01-01 06:00 | Field installed cathodic protection | Catchment Basin, Single walled catchment basin | Automatic shutoff device At 95% full | Automatic shutoff device At 95% full | [8 empty] | Annual line testing | Annual line testing |  | UST Currently In Use: 0; UST Temp Close: 0; AST Currently In Use: 0; AST Temp Closed: 0 | 0 | 0 | 4 | 12403-043-004488 | HOLMES OIL COMPANY, INC.
15496 | Permanently Closed | 2004-06-09 06:00 | 1981-01-01 06:00 | 2004-03-15 06:00 | Petroleum | Mid-grade gasoline | Mid-grade gasoline | Retail | Steel | Steel | Field installed cathodic protection |  | Steel |  | 1901-01-01 06:00 | Field installed cathodic protection | Catchment Basin, Single walled catchment basin | Automatic shutoff device At 95% full | Automatic shutoff device At 95% full | [8 empty] | Annual line testing | Annual line testing |  | UST Currently In Use: 0; UST Temp Close: 0; AST Currently In Use: 0; AST Temp Closed: 0 | 0 | 0 | 4 | 12403-043-004488 | HOLMES OIL COMPANY, INC.
15497 | Permanently Closed | 2004-06-09 06:00 | 1981-01-01 06:00 | 2004-03-15 06:00 | Petroleum | Premium gasoline | Premium gasoline | Retail | Steel | Steel | Field installed cathodic protection |  | Steel |  | 1901-01-01 06:00 | Field installed cathodic protection | Catchment Basin, Single walled catchment basin | Automatic shutoff device At 95% full | Automatic shutoff device At 95% full | [8 empty] | Annual line testing | Annual line testing |  | UST Currently In Use: 0; UST Temp Close: 0; AST Currently In Use: 0; AST Temp Closed: 0 | 0 | 0 | 4 | 12403-043-004488 | HOLMES OIL COMPANY, INC.
15498 | Permanently Closed | 2004-06-09 06:00 | 1981-01-01 06:00 | 2004-03-15 06:00 | Petroleum | On road diesel | On road diesel | Retail | Steel | Steel | Field installed cathodic protection |  | Steel |  | 1901-01-01 06:00 | Field installed cathodic protection | Catchment Basin, Single walled catchment basin | Automatic shutoff device At 95% full | Automatic shutoff device At 95% full | [8 empty] | Annual line testing | Annual line testing |  | UST Currently In Use: 0; UST Temp Close: 0; AST Currently In Use: 0; AST Temp Closed: 0 | 0 | 0 | 4 | 12403-043-004488 | HOLMES OIL COMPANY, INC.
15499 | Permanently Closed | 1901-01-01 06:00 | 1979-01-01 06:00 | 1988-01-01 06:00 | Petroleum | Unleaded gasoline | Unleaded gasoline |  | Steel | Steel |  | Painted or None | Steel |  | 1901-01-01 06:00 | [15 empty] | UST Currently In Use: 0; UST Temp Close: 0; AST Currently In Use: 0; AST Temp Closed: 0 | 0 | 0 | 3 | 12403-043-004490 | HOLMES OIL COMPANY, INC.
15500 | Permanently Closed | 1901-01-01 06:00 | 1977-01-01 06:00 | 1988-01-01 06:00 | Petroleum | Unleaded gasoline | Unleaded gasoline |  | Steel | Steel |  | Painted or None | Steel |  | 1901-01-01 06:00 | [15 empty] | UST Currently In Use: 0; UST Temp Close: 0; AST Currently In Use: 0; AST Temp Closed: 0 | 0 | 0 | 3 | 12403-043-004490 | HOLMES OIL COMPANY, INC.
15501 | Permanently Closed | 1901-01-01 06:00 | 1977-01-01 06:00 | 1988-01-01 06:00 | Petroleum | On road diesel | On road diesel |  | Steel | Steel |  | Painted or None | Steel |  | 1901-01-01 06:00 | [15 empty] | UST Currently In Use: 0; UST Temp Close: 0; AST Currently In Use: 0; AST Temp Closed: 0 | 0 | 0 | 3 | 12403-043-004490 | HOLMES OIL COMPANY, INC.
15502 | Permanently Closed | 1901-01-01 06:00 | 1975-01-01 06:00 | 1988-11-21 06:00 | Petroleum | Unleaded gasoline | Unleaded gasoline |  | Steel | Steel |  | Painted or None | Steel |  | 1901-01-01 06:00 | [15 empty] | UST Currently In Use: 0; UST Temp Close: 0; AST Currently In Use: 0; AST Temp Closed: 0 | 0 | 0 | 2 | 12403-043-004493 | HOLMES OIL COMPANY, INC.
15503 | Permanently Closed | 1901-01-01 06:00 | 1975-01-01 06:00 | 1988-11-21 06:00 | Petroleum | Unleaded gasoline | Unleaded gasoline |  | Steel | Steel |  | Painted or None | Steel |  | 1901-01-01 06:00 | [15 empty] | UST Currently In Use: 0; UST Temp Close: 0; AST Currently In Use: 0; AST Temp Closed: 0 | 0 | 0 | 2 | 12403-043-004493 | HOLMES OIL COMPANY, INC.
15504 | Permanently Closed | 2018-01-06 06:00 | 1982-01-01 06:00 | 2019-04-10 06:00 | Petroleum | Unleaded gasoline | Unleaded gasoline | Retail | Single Wall, Steel | Steel | Coated & cathodic protection (sti-P3) |  | Fiberglass reinforced plastic, Single Wall |  |  |  | Catchment Basin, Single walled catchment basin | Automatic shutoff device At 95% full | Automatic shutoff device At 95% full |  |  | Continuous Automatic Tank Gauge |  | Automatic flow restrictor (MLLD) | Automatic flow restrictor (MLLD) |  |  | Annual line testing | Annual line testing |  | UST Currently In Use: 0; UST Temp Close: 0; AST Currently In Use: 0; AST Temp Closed: 0 | 0 | 0 | 4 | 25566-043-004495 | MOUNTAIN EXPRESS OIL CO
15505 | Permanently Closed | 2018-01-06 06:00 | 1982-01-01 06:00 | 2019-04-10 06:00 | Petroleum | Mid-grade gasoline | Mid-grade gasoline | Retail | Single Wall, Steel | Steel | Coated & cathodic protection (sti-P3) |  | Fiberglass reinforced plastic, Single Wall |  |  |  | Catchment Basin, Single walled catchment basin | Automatic shutoff device At 95% full | Automatic shutoff device At 95% full |  |  | Continuous Automatic Tank Gauge |  | Automatic flow restrictor (MLLD) | Automatic flow restrictor (MLLD) |  |  | Annual line testing | Annual line testing |  | UST Currently In Use: 0; UST Temp Close: 0; AST Currently In Use: 0; AST Temp Closed: 0 | 0 | 0 | 4 | 25566-043-004495 | MOUNTAIN EXPRESS OIL CO
15506 | Permanently Closed | 2018-01-06 06:00 | 1982-01-01 06:00 | 2019-04-10 06:00 | Petroleum | Premium gasoline | Premium gasoline | Retail | Single Wall, Steel | Steel | Coated & cathodic protection (sti-P3) |  | Fiberglass reinforced plastic, Single Wall |  |  |  | Catchment Basin, Single walled catchment basin | Automatic shutoff device At 95% full | Automatic shutoff device At 95% full |  |  | Continuous Automatic Tank Gauge |  | Automatic flow restrictor (MLLD) | Automatic flow restrictor (MLLD) |  |  | Annual line testing | Annual line testing |  | UST Currently In Use: 0; UST Temp Close: 0; AST Currently In Use: 0; AST Temp Closed: 0 | 0 | 0 | 4 | 25566-043-004495 | MOUNTAIN EXPRESS OIL CO
15507 | Permanently Closed | 1988-12-01 06:00 | 1982-01-01 06:00 | 1988-12-01 06:00 | Petroleum | Used oil | Used oil |  | Single Wall, Steel | Steel | Other, STIP3 |  | Steel | [17 empty] | UST Currently In Use: 0; UST Temp Close: 0; AST Currently In Use: 0; AST Temp Closed: 0 | 0 | 0 | 4 | 25566-043-004495 | MOUNTAIN EXPRESS OIL CO
15508 | Permanently Closed | 1901-01-01 06:00 | 1972-01-01 06:00 | 1988-12-05 06:00 | Petroleum | Unleaded gasoline | Unleaded gasoline |  | Steel | Steel |  | Painted or None | Steel |  | 1901-01-01 06:00 | [15 empty] | UST Currently In Use: 3; UST Temp Close: 1; AST Currently In Use: 0; AST Temp Closed: 0 | 3 | 1 | 4 | 25244-043-004496 | MEX NORTH ALABAMA, LLC.
15509 | Permanently Closed | 1901-01-01 06:00 | 1972-01-01 06:00 | 1988-12-05 06:00 | Petroleum | Unleaded gasoline | Unleaded gasoline |  | Steel | Steel |  | Painted or None | Steel |  | 1901-01-01 06:00 | [15 empty] | UST Currently In Use: 3; UST Temp Close: 1; AST Currently In Use: 0; AST Temp Closed: 0 | 3 | 1 | 4 | 25244-043-004496 | MEX NORTH ALABAMA, LLC.
15510 | Permanently Closed | 1901-01-01 06:00 | 1981-01-01 06:00 | 1988-12-05 06:00 | Petroleum | Unleaded gasoline | Unleaded gasoline |  | Steel | Steel |  | Painted or None | Steel |  | 1901-01-01 06:00 | [15 empty] | UST Currently In Use: 3; UST Temp Close: 1; AST Currently In Use: 0; AST Temp Closed: 0 | 3 | 1 | 4 | 25244-043-004496 | MEX NORTH ALABAMA, LLC.
15511 | Permanently Closed | 1901-01-01 06:00 | 1972-01-01 06:00 | 1988-12-05 06:00 | Petroleum | On road diesel | On road diesel |  | Steel | Steel |  | Painted or None | Steel |  | 1901-01-01 06:00 | [15 empty] | UST Currently In Use: 3; UST Temp Close: 1; AST Currently In Use: 0; AST Temp Closed: 0 | 3 | 1 | 4 | 25244-043-004496 | MEX NORTH ALABAMA, LLC.
15512 | Currently in Use |  | 1987-01-01 06:00 |  | Petroleum | On road diesel | On road diesel | Retail | Single Wall, Steel | Steel | Coated & cathodic protection (sti-P3) |  | Fiberglass reinforced plastic, Single Wall |  |  |  | Catchment Basin, Single walled catchment basin | Automatic shutoff device At 95% full, Flow Rest 90% Full | Flow Rest 90% Full |  |  | Continuous Automatic Tank Gauge | Direct Bury submersible pump | Automatic flow restrictor (MLLD) | Automatic flow restrictor (MLLD) |  |  | Annual line testing | Annual line testing |  | UST Currently In Use: 3; UST Temp Close: 1; AST Currently In Use: 0; AST Temp Closed: 0 | 3 | 1 | 4 | 25244-043-004496 | MEX NORTH ALABAMA, LLC.
15513 | Temporary Closed | 2012-02-07 06:00 | 1987-01-01 06:00 |  | Petroleum | Mid-grade gasoline | Mid-grade gasoline | Retail | Single Wall, Steel | Steel | Coated & cathodic protection (sti-P3) |  | Fiberglass reinforced plastic, Single Wall |  |  |  | Catchment Basin, Single walled catchment basin | Automatic shutoff device At 95% full, Flow Rest 90% Full | Flow Rest 90% Full |  |  | Continuous Automatic Tank Gauge |  | Automatic flow restrictor (MLLD) | Automatic flow restrictor (MLLD) |  |  | Annual line testing | Annual line testing |  | UST Currently In Use: 3; UST Temp Close: 1; AST Currently In Use: 0; AST Temp Closed: 0 | 3 | 1 | 4 | 25244-043-004496 | MEX NORTH ALABAMA, LLC.
15514 | Currently in Use |  | 1987-01-01 06:00 |  | Petroleum | Premium gasoline | Premium gasoline | Retail | Single Wall, Steel | Steel | Coated & cathodic protection (sti-P3) |  | Fiberglass reinforced plastic, Single Wall |  |  |  | Catchment Basin, Single walled catchment basin | Automatic shutoff device At 95% full, Flow Rest 90% Full | Flow Rest 90% Full |  |  | Continuous Automatic Tank Gauge | Direct Bury submersible pump | Automatic flow restrictor (MLLD) | Automatic flow restrictor (MLLD) |  |  | Annual line testing | Annual line testing |  | UST Currently In Use: 3; UST Temp Close: 1; AST Currently In Use: 0; AST Temp Closed: 0 | 3 | 1 | 4 | 25244-043-004496 | MEX NORTH ALABAMA, LLC.
15515 | Currently in Use |  | 1987-01-01 06:00 |  | Petroleum | Unleaded gasoline | Unleaded gasoline | Retail | Single Wall, Steel | Steel | Coated & cathodic protection (sti-P3) |  | Fiberglass reinforced plastic, Single Wall |  |  |  | Catchment Basin, Single walled catchment basin | Automatic shutoff device At 95% full, Flow Rest 90% Full | Flow Rest 90% Full |  |  | Continuous Automatic Tank Gauge | Direct Bury submersible pump | Automatic flow restrictor (MLLD) | Automatic flow restrictor (MLLD) |  |  | Annual line testing | Annual line testing |  | UST Currently In Use: 3; UST Temp Close: 1; AST Currently In Use: 0; AST Temp Closed: 0 | 3 | 1 | 4 | 25244-043-004496 | MEX NORTH ALABAMA, LLC.
15516 | Permanently Closed | 1991-01-10 06:00 | 1977-01-01 06:00 | 1991-01-10 06:00 | Petroleum | Unleaded gasoline | Unleaded gasoline |  | Steel | Steel |  | Painted or None | Steel |  | 1901-01-01 06:00 | [15 empty] | UST Currently In Use: 0; UST Temp Close: 0; AST Currently In Use: 0; AST Temp Closed: 0 | 0 | 0 | 3 | 12403-043-004498 | HOLMES OIL COMPANY, INC.
15517 | Permanently Closed | 1991-01-10 06:00 | 1977-01-01 06:00 | 1991-01-10 06:00 | Petroleum | Unleaded gasoline | Unleaded gasoline |  | Steel | Steel |  | Painted or None | Steel |  | 1901-01-01 06:00 | [15 empty] | UST Currently In Use: 0; UST Temp Close: 0; AST Currently In Use: 0; AST Temp Closed: 0 | 0 | 0 | 3 | 12403-043-004498 | HOLMES OIL COMPANY, INC.
15518 | Permanently Closed | 1991-01-10 06:00 | 1977-01-01 06:00 | 1991-01-10 06:00 | Petroleum | Unleaded gasoline | Unleaded gasoline |  | Steel | Steel |  | Painted or None | Steel |  | 1901-01-01 06:00 | [15 empty] | UST Currently In Use: 0; UST Temp Close: 0; AST Currently In Use: 0; AST Temp Closed: 0 | 0 | 0 | 3 | 12403-043-004498 | HOLMES OIL COMPANY, INC.
15519 | Currently in Use |  | 1985-01-01 06:00 |  | Petroleum | Unleaded gasoline | Unleaded gasoline | Retail | Single Wall, Steel | Steel | Coated & cathodic protection (sti-P3) |  | Fiberglass reinforced plastic, Single Wall |  |  |  | Catchment Basin, Single walled catchment basin | Automatic shutoff device At 95% full, Flow Rest 90% Full | Flow Rest 90% Full |  |  | Continuous Automatic Tank Gauge | Direct Bury submersible pump | Automatic shutoff device (AELLD) | Automatic shutoff device (AELLD) | [5 empty] | UST Currently In Use: 4; UST Temp Close: 1; AST Currently In Use: 0; AST Temp Closed: 0 | 4 | 1 | 0 | 25244-043-010027 | MEX NORTH ALABAMA, LLC.
15520 | Currently in Use |  | 1985-01-01 06:00 |  | Petroleum | Unleaded gasoline | Unleaded gasoline | Retail | Single Wall, Steel | Steel | Coated & cathodic protection (sti-P3) |  | Fiberglass reinforced plastic, Single Wall |  |  |  | Catchment Basin, Single walled catchment basin | Automatic shutoff device At 95% full, Flow Rest 90% Full | Flow Rest 90% Full |  |  | Continuous Automatic Tank Gauge | Direct Bury submersible pump | Other, SLAVE | Other |  |  | Other, SLAVE | Other |  | UST Currently In Use: 4; UST Temp Close: 1; AST Currently In Use: 0; AST Temp Closed: 0 | 4 | 1 | 0 | 25244-043-010027 | MEX NORTH ALABAMA, LLC.
15521 | Currently in Use |  | 1985-01-01 06:00 |  | Petroleum | On road diesel | On road diesel | Retail | Single Wall, Steel | Steel | Coated & cathodic protection (sti-P3) |  | Fiberglass reinforced plastic, Single Wall |  |  |  | Catchment Basin, Single walled catchment basin | Automatic shutoff device At 95% full, Flow Rest 90% Full | Flow Rest 90% Full |  |  | Continuous Automatic Tank Gauge | Direct Bury submersible pump | Automatic shutoff device (AELLD) | Automatic shutoff device (AELLD) | [5 empty] | UST Currently In Use: 4; UST Temp Close: 1; AST Currently In Use: 0; AST Temp Closed: 0 | 4 | 1 | 0 | 25244-043-010027 | MEX NORTH ALABAMA, LLC.
15522 | Currently in Use |  | 1985-01-01 06:00 |  | Petroleum | Premium gasoline | Premium gasoline | Retail | Single Wall, Steel | Steel | Coated & cathodic protection (sti-P3) |  | Fiberglass reinforced plastic, Single Wall |  |  |  | Catchment Basin, Single walled catchment basin | Automatic shutoff device At 95% full, Flow Rest 90% Full | Flow Rest 90% Full |  |  | Continuous Automatic Tank Gauge | Direct Bury submersible pump | Automatic shutoff device (AELLD) | Automatic shutoff device (AELLD) | [5 empty] | UST Currently In Use: 4; UST Temp Close: 1; AST Currently In Use: 0; AST Temp Closed: 0 | 4 | 1 | 0 | 25244-043-010027 | MEX NORTH ALABAMA, LLC.
15523 | Temporary Closed | 2017-01-01 06:00 | 1985-01-01 06:00 |  | Petroleum | On road diesel | On road diesel | Retail | Single Wall, Steel | Steel | Coated & cathodic protection (sti-P3) |  | Fiberglass reinforced plastic, Single Wall |  |  |  | Catchment Basin, Single walled catchment basin | Automatic shutoff device At 95% full, Flow Rest 90% Full | Flow Rest 90% Full |  |  | Continuous Automatic Tank Gauge | Direct Bury submersible pump | Other, SLAVE | Other |  |  | Other, SLAVE | Other |  | UST Currently In Use: 4; UST Temp Close: 1; AST Currently In Use: 0; AST Temp Closed: 0 | 4 | 1 | 0 | 25244-043-010027 | MEX NORTH ALABAMA, LLC.
15524 | Permanently Closed | 1990-08-31 06:00 | 1978-01-01 06:00 | 1990-08-31 06:00 | Petroleum | Unleaded gasoline | Unleaded gasoline |  | Steel | Steel |  | Painted or None | Steel |  | 1901-01-01 06:00 | [15 empty] | UST Currently In Use: 0; UST Temp Close: 0; AST Currently In Use: 0; AST Temp Closed: 0 | 0 | 0 | 2 | 12403-043-010851 | HOLMES OIL COMPANY, INC.
15525 | Permanently Closed | 1990-07-01 06:00 | 1978-01-01 06:00 | 1990-07-01 06:00 | Petroleum | On road diesel | On road diesel |  | Steel | Steel |  | Painted or None | Steel |  | 1901-01-01 06:00 | [15 empty] | UST Currently In Use: 0; UST Temp Close: 0; AST Currently In Use: 0; AST Temp Closed: 0 | 0 | 0 | 2 | 12403-043-010851 | HOLMES OIL COMPANY, INC.
15526 | Permanently Closed | 1997-05-09 06:00 | 1976-01-01 06:00 | 1997-05-09 06:00 | Petroleum | Unleaded gasoline | Unleaded gasoline |  | Steel | Steel |  | Painted or None | Steel |  | 1901-01-01 06:00 | [12 empty] | Annual line testing | Annual line testing |  | UST Currently In Use: 0; UST Temp Close: 0; AST Currently In Use: 0; AST Temp Closed: 0 | 0 | 0 | 5 | 12403-043-012469 | HOLMES OIL COMPANY, INC.
15527 | Permanently Closed | 1997-05-09 06:00 | 1983-01-01 06:00 | 1997-05-09 06:00 | Petroleum | Unleaded gasoline | Unleaded gasoline |  | Steel | Steel |  | Painted or None | Steel |  | 1901-01-01 06:00 | [12 empty] | Annual line testing | Annual line testing |  | UST Currently In Use: 0; UST Temp Close: 0; AST Currently In Use: 0; AST Temp Closed: 0 | 0 | 0 | 5 | 12403-043-012469 | HOLMES OIL COMPANY, INC.
15528 | Permanently Closed | 1997-05-09 06:00 | 1976-01-01 06:00 | 1997-05-09 06:00 | Petroleum | Unleaded gasoline | Unleaded gasoline |  | Steel | Steel |  | Painted or None | Steel |  | 1901-01-01 06:00 | [12 empty] | Annual line testing | Annual line testing |  | UST Currently In Use: 0; UST Temp Close: 0; AST Currently In Use: 0; AST Temp Closed: 0 | 0 | 0 | 5 | 12403-043-012469 | HOLMES OIL COMPANY, INC.
15529 | Permanently Closed | 1997-05-09 06:00 | 1976-01-01 06:00 | 1997-05-09 06:00 | Petroleum | On road diesel | On road diesel |  | Steel | Steel |  | Painted or None | Steel |  | 1901-01-01 06:00 | [12 empty] | Annual line testing | Annual line testing |  | UST Currently In Use: 0; UST Temp Close: 0; AST Currently In Use: 0; AST Temp Closed: 0 | 0 | 0 | 5 | 12403-043-012469 | HOLMES OIL COMPANY, INC.
15530 | Permanently Closed | 1997-05-09 06:00 | 1983-01-01 06:00 | 1997-05-09 06:00 | Petroleum | Kerosene | Kerosene |  | Steel | Steel |  | Painted or None | Steel |  | 1901-01-01 06:00 | [12 empty] | Annual line testing | Annual line testing |  | UST Currently In Use: 0; UST Temp Close: 0; AST Currently In Use: 0; AST Temp Closed: 0 | 0 | 0 | 5 | 12403-043-012469 | HOLMES OIL COMPANY, INC.
15531 | Permanently Closed | 1989-06-01 06:00 | 1978-01-01 06:00 | 1989-06-01 06:00 | Petroleum | Unleaded gasoline | Unleaded gasoline |  | Steel | Steel |  | Painted or None | Steel |  | 1901-01-01 06:00 | [15 empty] | UST Currently In Use: 0; UST Temp Close: 4; AST Currently In Use: 0; AST Temp Closed: 0 | 0 | 4 | 3 | 24396-043-012471 | DENNIS SHADIX
15532 | Permanently Closed | 1989-06-01 06:00 | 1983-01-01 06:00 | 1989-06-01 06:00 | Petroleum | Unleaded gasoline | Unleaded gasoline |  | Steel | Steel | Other, STIP3 |  | Steel |  | 1901-01-01 06:00 | [15 empty] | UST Currently In Use: 0; UST Temp Close: 4; AST Currently In Use: 0; AST Temp Closed: 0 | 0 | 4 | 3 | 24396-043-012471 | DENNIS SHADIX
15533 | Permanently Closed | 1989-06-01 06:00 | 1978-01-01 06:00 | 1989-06-01 06:00 | Petroleum | Unleaded gasoline | Unleaded gasoline |  | Steel | Steel |  | Painted or None | Steel |  | 1901-01-01 06:00 | [15 empty] | UST Currently In Use: 0; UST Temp Close: 4; AST Currently In Use: 0; AST Temp Closed: 0 | 0 | 4 | 3 | 24396-043-012471 | DENNIS SHADIX
15534 | Temporary Closed | 2008-12-01 06:00 | 1989-01-01 06:00 |  | Petroleum | Unleaded gasoline | Unleaded gasoline | Retail | Single Wall, Steel | Steel | Coated & cathodic protection (sti-P3) |  | Fiberglass reinforced plastic, Single Wall |  | 1901-01-01 06:00 |  | Catchment Basin, Single walled catchment basin | Automatic shutoff device At 95% full, Flow Rest 90% Full | Flow Rest 90% Full |  |  | Continuous Automatic Tank Gauge |  | Automatic flow restrictor (MLLD) | Automatic flow restrictor (MLLD) |  |  | Annual line testing | Annual line testing |  | UST Currently In Use: 0; UST Temp Close: 4; AST Currently In Use: 0; AST Temp Closed: 0 | 0 | 4 | 3 | 24396-043-012471 | DENNIS SHADIX
15535 | Temporary Closed | 2008-12-01 06:00 | 1989-01-01 06:00 |  | Petroleum | On road diesel | On road diesel | Retail | Single Wall, Steel | Steel | Coated & cathodic protection (sti-P3) |  | Fiberglass reinforced plastic, Single Wall |  | 1901-01-01 06:00 |  | Catchment Basin, Single walled catchment basin | Automatic shutoff device At 95% full, Flow Rest 90% Full | Flow Rest 90% Full |  |  | Continuous Automatic Tank Gauge |  | Automatic flow restrictor (MLLD) | Automatic flow restrictor (MLLD) |  |  | Annual line testing | Annual line testing |  | UST Currently In Use: 0; UST Temp Close: 4; AST Currently In Use: 0; AST Temp Closed: 0 | 0 | 4 | 3 | 24396-043-012471 | DENNIS SHADIX
15536 | Temporary Closed | 2008-12-01 06:00 | 1989-01-01 06:00 |  | Petroleum | Premium gasoline | Premium gasoline | Retail | Single Wall, Steel | Steel | Coated & cathodic protection (sti-P3) |  | Fiberglass reinforced plastic, Single Wall |  | 1901-01-01 06:00 |  | Catchment Basin, Single walled catchment basin | Automatic shutoff device At 95% full, Flow Rest 90% Full | Flow Rest 90% Full |  |  | Continuous Automatic Tank Gauge |  | Automatic flow restrictor (MLLD) | Automatic flow restrictor (MLLD) |  |  | Annual line testing | Annual line testing |  | UST Currently In Use: 0; UST Temp Close: 4; AST Currently In Use: 0; AST Temp Closed: 0 | 0 | 4 | 3 | 24396-043-012471 | DENNIS SHADIX
15537 | Temporary Closed | 2008-12-01 06:00 | 1989-01-01 06:00 |  | Petroleum | On road diesel | On road diesel | Retail | Single Wall, Steel | Steel | Coated & cathodic protection (sti-P3) |  | Fiberglass reinforced plastic, Single Wall |  | 1901-01-01 06:00 |  | Catchment Basin, Single walled catchment basin | Flow Rest 90% Full | Flow Rest 90% Full |  |  | Continuous Automatic Tank Gauge |  | Automatic flow restrictor (MLLD) | Automatic flow restrictor (MLLD) |  |  | Annual line testing | Annual line testing |  | UST Currently In Use: 0; UST Temp Close: 4; AST Currently In Use: 0; AST Temp Closed: 0 | 0 | 4 | 3 | 24396-043-012471 | DENNIS SHADIX
15538 | Permanently Closed | 2009-11-01 06:00 | 1987-01-01 06:00 | 2010-09-08 06:00 | Petroleum | Unleaded gasoline | Unleaded gasoline | Retail | Steel | Steel | Coated & cathodic protection (sti-P3) |  | Fiberglass reinforced plastic |  | 1901-01-01 06:00 |  | Catchment Basin, Single walled catchment basin | Automatic shutoff device At 95% full | Automatic shutoff device At 95% full |  |  | Automatic Tank Gauge | [5 empty] | Annual line testing | Annual line testing |  | UST Currently In Use: 0; UST Temp Close: 0; AST Currently In Use: 0; AST Temp Closed: 0 | 0 | 0 | 4 | 12403-043-014892 | HOLMES OIL COMPANY, INC.
15539 | Permanently Closed | 2009-11-01 06:00 | 1987-01-01 06:00 | 2010-09-08 06:00 | Petroleum | Mid-grade gasoline | Mid-grade gasoline | Retail | Steel | Steel | Coated & cathodic protection (sti-P3) |  | Fiberglass reinforced plastic |  | 1901-01-01 06:00 |  | Catchment Basin, Single walled catchment basin | Automatic shutoff device At 95% full | Automatic shutoff device At 95% full |  |  | Automatic Tank Gauge | [5 empty] | Annual line testing | Annual line testing |  | UST Currently In Use: 0; UST Temp Close: 0; AST Currently In Use: 0; AST Temp Closed: 0 | 0 | 0 | 4 | 12403-043-014892 | HOLMES OIL COMPANY, INC.
15540 | Permanently Closed | 2009-11-01 06:00 | 1987-01-01 06:00 | 2010-09-08 06:00 | Petroleum | Premium gasoline | Premium gasoline | Retail | Steel | Steel | Coated & cathodic protection (sti-P3) |  | Fiberglass reinforced plastic |  | 1901-01-01 06:00 |  | Catchment Basin, Single walled catchment basin | Automatic shutoff device At 95% full | Automatic shutoff device At 95% full |  |  | Automatic Tank Gauge | [5 empty] | Annual line testing | Annual line testing |  | UST Currently In Use: 0; UST Temp Close: 0; AST Currently In Use: 0; AST Temp Closed: 0 | 0 | 0 | 4 | 12403-043-014892 | HOLMES OIL COMPANY, INC.
15541 | Permanently Closed | 2009-11-01 06:00 | 1987-01-01 06:00 | 2010-09-08 06:00 | Petroleum | Kerosene | Kerosene | Retail | Steel | Steel | Coated & cathodic protection (sti-P3) |  | Fiberglass reinforced plastic |  | 1901-01-01 06:00 |  | Catchment Basin, Single walled catchment basin | Automatic shutoff device At 95% full | Automatic shutoff device At 95% full |  |  | Automatic Tank Gauge | [5 empty] | Annual line testing | Annual line testing |  | UST Currently In Use: 0; UST Temp Close: 0; AST Currently In Use: 0; AST Temp Closed: 0 | 0 | 0 | 4 | 12403-043-014892 | HOLMES OIL COMPANY, INC.
15542 | Permanently Closed | 1992-01-29 06:00 | 1968-01-01 06:00 | 1992-01-29 06:00 | Petroleum | Unleaded gasoline | Unleaded gasoline |  | Steel | Steel |  | Painted or None | Steel |  | 1901-01-01 06:00 | [15 empty] | UST Currently In Use: 0; UST Temp Close: 0; AST Currently In Use: 0; AST Temp Closed: 0 | 0 | 0 | 2 | 12403-073-004482 | HOLMES OIL COMPANY, INC.
15543 | Permanently Closed | 1992-01-29 06:00 | 1968-01-01 06:00 | 1992-01-29 06:00 | Petroleum | Unleaded gasoline | Unleaded gasoline |  | Steel | Steel |  | Painted or None | Steel |  | 1901-01-01 06:00 | [15 empty] | UST Currently In Use: 0; UST Temp Close: 0; AST Currently In Use: 0; AST Temp Closed: 0 | 0 | 0 | 2 | 12403-073-004482 | HOLMES OIL COMPANY, INC.
15544 | Permanently Closed | 1990-10-10 06:00 | 1971-01-01 06:00 | 1990-10-10 06:00 | Petroleum | Unleaded gasoline | Unleaded gasoline |  | Steel | Steel |  | Painted or None | Steel |  | 1901-01-01 06:00 | [15 empty] | UST Currently In Use: 0; UST Temp Close: 0; AST Currently In Use: 0; AST Temp Closed: 0 | 0 | 0 | 3 | 12403-073-004483 | HOLMES OIL COMPANY, INC.
15545 | Permanently Closed | 1990-10-10 06:00 | 1971-01-01 06:00 | 1990-10-10 06:00 | Petroleum | Unleaded gasoline | Unleaded gasoline |  | Steel | Steel |  | Painted or None | Steel |  | 1901-01-01 06:00 | [15 empty] | UST Currently In Use: 0; UST Temp Close: 0; AST Currently In Use: 0; AST Temp Closed: 0 | 0 | 0 | 3 | 12403-073-004483 | HOLMES OIL COMPANY, INC.
15546 | Permanently Closed | 1990-10-10 06:00 | 1971-01-01 06:00 | 1990-10-10 06:00 | Petroleum | Unleaded gasoline | Unleaded gasoline |  | Steel | Steel |  | Painted or None | Steel |  | 1901-01-01 06:00 | [15 empty] | UST Currently In Use: 0; UST Temp Close: 0; AST Currently In Use: 0; AST Temp Closed: 0 | 0 | 0 | 3 | 12403-073-004483 | HOLMES OIL COMPANY, INC.
15547 | Currently in Use |  | 1983-01-01 06:00 |  | Petroleum | Unleaded gasoline | Unleaded gasoline | Retail | Single Wall, Steel | Steel | Coated & cathodic protection (sti-P3) |  | Flexible, Single Wall, Steel |  |  |  | Catchment Basin, Single walled catchment basin | Automatic shutoff device At 95% full | Automatic shutoff device At 95% full |  |  | Continuous Automatic Tank Gauge | Direct Bury submersible pump | Automatic flow restrictor (MLLD) | Automatic flow restrictor (MLLD) |  | MANUAL/VISUAL CHECK | Annual line testing | Annual line testing |  | UST Currently In Use: 3; UST Temp Close: 0; AST Currently In Use: 1; AST Temp Closed: 0 | 3 | 0 | 3 | 23522-079-004475 | GENE STEWART & HOLLIS STEWART
15548 | Permanently Closed | 1988-07-01 06:00 | 1968-01-01 06:00 | 1988-07-01 06:00 | Petroleum | Unleaded gasoline | Unleaded gasoline |  | Single Wall, Steel | Steel |  | Painted or None | Steel |  | 1901-01-01 06:00 | [15 empty] | UST Currently In Use: 3; UST Temp Close: 0; AST Currently In Use: 1; AST Temp Closed: 0 | 3 | 0 | 3 | 23522-079-004475 | GENE STEWART & HOLLIS STEWART
15549 | Permanently Closed | 1988-07-01 06:00 | 1968-01-01 06:00 | 1988-07-01 06:00 | Petroleum | Unleaded gasoline | Unleaded gasoline |  | Single Wall, Steel | Steel |  | Painted or None | Steel |  | 1901-01-01 06:00 | [15 empty] | UST Currently In Use: 3; UST Temp Close: 0; AST Currently In Use: 1; AST Temp Closed: 0 | 3 | 0 | 3 | 23522-079-004475 | GENE STEWART & HOLLIS STEWART
15550 | Permanently Closed | 1988-07-01 06:00 | 1968-01-01 06:00 | 1988-07-01 06:00 | Petroleum | Unleaded gasoline | Unleaded gasoline |  | Single Wall, Steel | Steel |  | Painted or None | Steel |  | 1901-01-01 06:00 | [15 empty] | UST Currently In Use: 3; UST Temp Close: 0; AST Currently In Use: 1; AST Temp Closed: 0 | 3 | 0 | 3 | 23522-079-004475 | GENE STEWART & HOLLIS STEWART
15551 | Currently in Use |  | 1986-01-01 06:00 |  | Petroleum | Premium gasoline | Premium gasoline | Retail | Single Wall, Steel | Steel | Coated & cathodic protection (sti-P3) |  | Flexible, Single Wall, Steel |  |  |  | Catchment Basin, Single walled catchment basin | Automatic shutoff device At 95% full | Automatic shutoff device At 95% full |  |  | Continuous Automatic Tank Gauge | Direct Bury submersible pump | Automatic flow restrictor (MLLD) | Automatic flow restrictor (MLLD) |  | MANUAL/VISUAL CHECK | Annual line testing | Annual line testing |  | UST Currently In Use: 3; UST Temp Close: 0; AST Currently In Use: 1; AST Temp Closed: 0 | 3 | 0 | 3 | 23522-079-004475 | GENE STEWART & HOLLIS STEWART
15552 | Currently in Use |  | 1986-01-01 06:00 |  | Petroleum | Unleaded gasoline | Unleaded gasoline | Retail | Single Wall, Steel | Steel | Coated & cathodic protection (sti-P3) |  | Flexible, Single Wall, Steel |  |  |  | Catchment Basin, Single walled catchment basin | Automatic shutoff device At 95% full | Automatic shutoff device At 95% full |  |  | Continuous Automatic Tank Gauge | Direct Bury submersible pump | Automatic flow restrictor (MLLD) | Automatic flow restrictor (MLLD) |  | MANUAL/VISUAL CHECK | Annual line testing | Annual line testing |  | UST Currently In Use: 3; UST Temp Close: 0; AST Currently In Use: 1; AST Temp Closed: 0 | 3 | 0 | 3 | 23522-079-004475 | GENE STEWART & HOLLIS STEWART
15553 | Currently in Use |  | 1983-01-01 06:00 |  | Petroleum | Unleaded gasoline | Unleaded gasoline | Retail | Steel | Steel | Coated & cathodic protection (sti-P3), Field installed cathodic protection |  | Fiberglass reinforced plastic |  |  |  | Catchment Basin, Single walled catchment basin | Automatic shutoff device At 95% full | Automatic shutoff device At 95% full |  |  | Continuous Automatic Tank Gauge |  | Automatic shutoff device (AELLD), Containment Sump | Containment Sump | [5 empty] | UST Currently In Use: 4; UST Temp Close: 0; AST Currently In Use: 0; AST Temp Closed: 0 | 4 | 0 | 0 | 23525-083-004502 | ANKR, INC.
15554 | Currently in Use |  | 1983-01-01 06:00 |  | Petroleum | Mid-grade gasoline | Mid-grade gasoline | Retail | Steel | Steel | Coated & cathodic protection (sti-P3), Field installed cathodic protection |  | Fiberglass reinforced plastic |  |  |  | Catchment Basin, Single walled catchment basin | Automatic shutoff device At 95% full | Automatic shutoff device At 95% full |  |  | Continuous Automatic Tank Gauge |  | Automatic shutoff device (AELLD), Containment Sump | Containment Sump | [5 empty] | UST Currently In Use: 4; UST Temp Close: 0; AST Currently In Use: 0; AST Temp Closed: 0 | 4 | 0 | 0 | 23525-083-004502 | ANKR, INC.
15555 | Currently in Use |  | 1983-01-01 06:00 |  | Petroleum | On road diesel | On road diesel | Retail | Steel | Steel | Coated & cathodic protection (sti-P3), Field installed cathodic protection |  | Fiberglass reinforced plastic |  |  |  | Catchment Basin, Single walled catchment basin | Automatic shutoff device At 95% full | Automatic shutoff device At 95% full |  |  | Continuous Automatic Tank Gauge |  | Automatic shutoff device (AELLD), Containment Sump | Containment Sump | [5 empty] | UST Currently In Use: 4; UST Temp Close: 0; AST Currently In Use: 0; AST Temp Closed: 0 | 4 | 0 | 0 | 23525-083-004502 | ANKR, INC.
15556 | Currently in Use |  | 1983-01-01 06:00 |  | Petroleum | Kerosene | Kerosene | Retail | Steel | Steel | Coated & cathodic protection (sti-P3), Field installed cathodic protection |  | Fiberglass reinforced plastic |  |  |  | Catchment Basin, Single walled catchment basin | Automatic shutoff device At 95% full | Automatic shutoff device At 95% full |  |  | Continuous Automatic Tank Gauge | [8 empty] | UST Currently In Use: 4; UST Temp Close: 0; AST Currently In Use: 0; AST Temp Closed: 0 | 4 | 0 | 0 | 23525-083-004502 | ANKR, INC.
15557 | Cannot Locate or abandoned | 2007-10-01 06:00 | 1972-01-01 06:00 |  | Petroleum | Unleaded gasoline | Unleaded gasoline |  | Steel | Steel | Field installed cathodic protection |  | Steel |  | 1901-01-01 06:00 | Field installed cathodic protection | Catchment Basin, Single walled catchment basin | Automatic shutoff device At 95% full | Automatic shutoff device At 95% full |  |  | Statistical Inventory Reconciliation (SIR) | [5 empty] | Annual line testing | Annual line testing |  | UST Currently In Use: 0; UST Temp Close: 0; AST Currently In Use: 1; AST Temp Closed: 0 | 0 | 0 | 0 | 19834-083-004799 | B & B INC
15558 | Cannot Locate or abandoned | 2007-10-01 06:00 | 1972-01-01 06:00 |  | Petroleum | Unleaded gasoline | Unleaded gasoline |  | Steel | Steel | Field installed cathodic protection |  | Steel |  | 1901-01-01 06:00 | Field installed cathodic protection | Catchment Basin, Single walled catchment basin | Automatic shutoff device At 95% full | Automatic shutoff device At 95% full |  |  | Statistical Inventory Reconciliation (SIR) | [5 empty] | Annual line testing | Annual line testing |  | UST Currently In Use: 0; UST Temp Close: 0; AST Currently In Use: 1; AST Temp Closed: 0 | 0 | 0 | 0 | 19834-083-004799 | B & B INC
15559 | Permanently Closed | 1901-01-01 06:00 | 1970-01-01 06:00 | 1988-12-19 06:00 | Petroleum | Unleaded gasoline | Unleaded gasoline |  | Steel | Steel |  | Painted or None | Steel |  | 1901-01-01 06:00 | [15 empty] | UST Currently In Use: 0; UST Temp Close: 0; AST Currently In Use: 0; AST Temp Closed: 0 | 0 | 0 | 3 | 12403-089-004484 | HOLMES OIL COMPANY, INC.
15560 | Permanently Closed | 1901-01-01 06:00 | 1970-01-01 06:00 | 1988-12-19 06:00 | Petroleum | Unleaded gasoline | Unleaded gasoline |  | Steel | Steel |  | Painted or None | Steel |  | 1901-01-01 06:00 | [15 empty] | UST Currently In Use: 0; UST Temp Close: 0; AST Currently In Use: 0; AST Temp Closed: 0 | 0 | 0 | 3 | 12403-089-004484 | HOLMES OIL COMPANY, INC.
15561 | Permanently Closed | 1901-01-01 06:00 | 1970-01-01 06:00 | 1988-12-19 06:00 | Petroleum | Unleaded gasoline | Unleaded gasoline |  | Steel | Steel |  | Painted or None | Steel |  | 1901-01-01 06:00 | [15 empty] | UST Currently In Use: 0; UST Temp Close: 0; AST Currently In Use: 0; AST Temp Closed: 0 | 0 | 0 | 3 | 12403-089-004484 | HOLMES OIL COMPANY, INC.
15562 | Permanently Closed | 1997-05-05 06:00 | 1981-01-01 06:00 | 1997-05-05 06:00 | Petroleum | Unleaded gasoline | Unleaded gasoline |  | Steel | Steel |  | Painted or None | Steel |  | 1901-01-01 06:00 | [12 empty] | Annual line testing | Annual line testing |  | UST Currently In Use: 0; UST Temp Close: 0; AST Currently In Use: 0; AST Temp Closed: 0 | 0 | 0 | 4 | 12403-089-004494 | HOLMES OIL COMPANY, INC.
15563 | Permanently Closed | 1992-01-01 06:00 | 1977-01-01 06:00 | 1992-01-01 06:00 | Petroleum | Unleaded gasoline | Unleaded gasoline |  | Steel | Steel |  | Painted or None | Steel |  | 1901-01-01 06:00 | [15 empty] | UST Currently In Use: 0; UST Temp Close: 0; AST Currently In Use: 0; AST Temp Closed: 0 | 0 | 0 | 4 | 12403-089-004494 | HOLMES OIL COMPANY, INC.
15564 | Permanently Closed | 1997-05-05 06:00 | 1977-01-01 06:00 | 1997-05-05 06:00 | Petroleum | Unleaded gasoline | Unleaded gasoline |  | Steel | Steel |  | Painted or None | Steel |  | 1901-01-01 06:00 | [12 empty] | Annual line testing | Annual line testing |  | UST Currently In Use: 0; UST Temp Close: 0; AST Currently In Use: 0; AST Temp Closed: 0 | 0 | 0 | 4 | 12403-089-004494 | HOLMES OIL COMPANY, INC.
15566 | Currently in Use |  | 1989-01-01 06:00 |  | Petroleum | Unleaded gasoline | Unleaded gasoline | Retail | Fiberglass reinforced plastic, Single Wall | Single Wall |  |  | Fiberglass reinforced plastic, Single Wall |  | 1901-01-01 06:00 |  | Catchment Basin, Single walled catchment basin | Automatic shutoff device At 95% full | Automatic shutoff device At 95% full |  |  | Statistical Inventory Reconciliation (SIR) |  | Automatic flow restrictor (MLLD) | Automatic flow restrictor (MLLD) |  |  | Statistical inventory reconciliation (SIR) | Statistical inventory reconciliation (SIR) |  | UST Currently In Use: 3; UST Temp Close: 0; AST Currently In Use: 0; AST Temp Closed: 0 | 3 | 0 | 1 | 22161-089-014893 | SHAHRAZAD ALMARDINI
15567 | Currently in Use |  | 1989-01-01 06:00 |  | Petroleum | On road diesel | On road diesel | Retail | Fiberglass reinforced plastic, Single Wall | Single Wall |  |  | Fiberglass reinforced plastic, Single Wall |  | 1901-01-01 06:00 |  | Catchment Basin, Single walled catchment basin | Automatic shutoff device At 95% full | Automatic shutoff device At 95% full |  |  | Statistical Inventory Reconciliation (SIR) |  | Automatic flow restrictor (MLLD) | Automatic flow restrictor (MLLD) |  |  | Statistical inventory reconciliation (SIR) | Statistical inventory reconciliation (SIR) |  | UST Currently In Use: 3; UST Temp Close: 0; AST Currently In Use: 0; AST Temp Closed: 0 | 3 | 0 | 1 | 22161-089-014893 | SHAHRAZAD ALMARDINI
15568 | Currently in Use |  | 1989-01-01 06:00 |  | Petroleum | Premium gasoline | Premium gasoline | Retail | Fiberglass reinforced plastic, Single Wall | Single Wall |  |  | Fiberglass reinforced plastic, Single Wall |  | 1901-01-01 06:00 |  | Catchment Basin, Single walled catchment basin | Automatic shutoff device At 95% full | Automatic shutoff device At 95% full |  |  | Statistical Inventory Reconciliation (SIR) |  | Automatic flow restrictor (MLLD) | Automatic flow restrictor (MLLD) |  |  | Statistical inventory reconciliation (SIR) | Statistical inventory reconciliation (SIR) |  | UST Currently In Use: 3; UST Temp Close: 0; AST Currently In Use: 0; AST Temp Closed: 0 | 3 | 0 | 1 | 22161-089-014893 | SHAHRAZAD ALMARDINI
15569 | Permanently Closed | 1998-12-01 06:00 | 1989-01-01 06:00 | 1998-12-01 06:00 | Petroleum | Kerosene | Kerosene |  | Steel | Steel | Coated & cathodic protection (sti-P3) |  | Fiberglass reinforced plastic |  | 1901-01-01 06:00 |  | Catchment Basin, Single walled catchment basin | Automatic shutoff device At 95% full | Automatic shutoff device At 95% full |  |  | Continuous Automatic Tank Gauge | [8 empty] | UST Currently In Use: 3; UST Temp Close: 0; AST Currently In Use: 0; AST Temp Closed: 0 | 3 | 0 | 1 | 22161-089-014893 | SHAHRAZAD ALMARDINI
15570 | Permanently Closed | 2013-08-25 06:00 | 1985-01-01 06:00 | 2014-02-14 06:00 | Petroleum | Unleaded gasoline | Unleaded gasoline | Retail | Single Wall, Steel | Steel | Coated & cathodic protection (sti-P3) |  | Fiberglass reinforced plastic, Single Wall |  |  |  | Catchment Basin, Single walled catchment basin | Automatic shutoff device At 95% full | Automatic shutoff device At 95% full |  |  | Continuous Automatic Tank Gauge | [5 empty] | Annual line testing | Annual line testing |  | UST Currently In Use: 3; UST Temp Close: 0; AST Currently In Use: 0; AST Temp Closed: 0 | 3 | 0 | 4 | 15420-103-003720 | MAPCO EXPRESS, LLC
15571 | Permanently Closed | 2013-08-25 06:00 | 1985-01-01 06:00 | 2014-02-14 06:00 | Petroleum | Mid-grade gasoline | Mid-grade gasoline | Retail | Single Wall, Steel | Steel | Coated & cathodic protection (sti-P3) |  | Fiberglass reinforced plastic, Single Wall |  |  |  | Catchment Basin, Single walled catchment basin | Automatic shutoff device At 95% full | Automatic shutoff device At 95% full |  |  | Continuous Automatic Tank Gauge | [5 empty] | Annual line testing | Annual line testing |  | UST Currently In Use: 3; UST Temp Close: 0; AST Currently In Use: 0; AST Temp Closed: 0 | 3 | 0 | 4 | 15420-103-003720 | MAPCO EXPRESS, LLC
15572 | Permanently Closed | 2013-08-25 06:00 | 1985-01-01 06:00 | 2014-02-14 06:00 | Petroleum | Premium gasoline | Premium gasoline | Retail | Single Wall, Steel | Steel | Coated & cathodic protection (sti-P3) |  | Fiberglass reinforced plastic, Single Wall |  |  |  | Catchment Basin, Single walled catchment basin | Automatic shutoff device At 95% full | Automatic shutoff device At 95% full |  |  | Continuous Automatic Tank Gauge | [5 empty] | Annual line testing | Annual line testing |  | UST Currently In Use: 3; UST Temp Close: 0; AST Currently In Use: 0; AST Temp Closed: 0 | 3 | 0 | 4 | 15420-103-003720 | MAPCO EXPRESS, LLC
15573 | Permanently Closed | 2013-08-25 06:00 | 1985-01-01 06:00 | 2014-02-14 06:00 | Petroleum | Kerosene | Kerosene | Retail | Single Wall, Steel | Steel | Coated & cathodic protection (sti-P3) |  | Fiberglass reinforced plastic, Single Wall |  |  |  | Catchment Basin, Single walled catchment basin | Automatic shutoff device At 95% full | Automatic shutoff device At 95% full |  |  | Continuous Automatic Tank Gauge | [8 empty] | UST Currently In Use: 3; UST Temp Close: 0; AST Currently In Use: 0; AST Temp Closed: 0 | 3 | 0 | 4 | 15420-103-003720 | MAPCO EXPRESS, LLC
15574 | Temporary Closed | 2015-02-01 06:00 | 1982-01-01 06:00 |  | Petroleum | Unleaded gasoline | Unleaded gasoline | Retail | Steel, MANIFOLDED | Steel | Coated & cathodic protection (sti-P3) |  | Double Wall, Flexible |  | 1901-01-01 06:00 |  | Catchment Basin, Single walled catchment basin | Flow Rest 90% Full | Flow Rest 90% Full |  |  | Continuous Automatic Tank Gauge |  | Other, SLAVE | Other | Interstitial Monitoring within Secondary Containment |  |  |  |  | UST Currently In Use: 0; UST Temp Close: 3; AST Currently In Use: 0; AST Temp Closed: 0 | 0 | 3 | 3 | 25493-103-004480 | MAMTA PATEL
15575 | Temporary Closed | 2015-02-01 06:00 | 1982-01-01 06:00 |  | Petroleum | Unleaded gasoline | Unleaded gasoline | Retail | Steel, MANIFOLDED | Steel | Coated & cathodic protection (sti-P3) |  | Double Wall, Flexible |  | 1901-01-01 06:00 |  | Catchment Basin, Single walled catchment basin | Flow Rest 90% Full | Flow Rest 90% Full |  |  | Continuous Automatic Tank Gauge |  | Automatic shutoff device (AELLD), Sump sensor relayed to automatically shut off submersible pump, MASTER | Sump sensor relayed to automatically shut off submersible pump | [5 empty] | UST Currently In Use: 0; UST Temp Close: 3; AST Currently In Use: 0; AST Temp Closed: 0 | 0 | 3 | 3 | 25493-103-004480 | MAMTA PATEL
15576 | Permanently Closed | 1993-08-19 06:00 | 1968-01-01 06:00 | 1993-08-19 06:00 | Petroleum | Unleaded gasoline | Unleaded gasoline |  | Steel | Steel |  | Painted or None | Steel |  | 1901-01-01 06:00 | [12 empty] | Annual line testing | Annual line testing |  | UST Currently In Use: 0; UST Temp Close: 3; AST Currently In Use: 0; AST Temp Closed: 0 | 0 | 3 | 3 | 25493-103-004480 | MAMTA PATEL
15577 | Permanently Closed | 1999-03-19 06:00 | 1968-01-01 06:00 | 1999-03-19 06:00 | Petroleum | Kerosene | Kerosene | Retail | Steel | Steel |  | Painted or None | Steel |  | 1901-01-01 06:00 | [12 empty] | Annual line testing | Annual line testing |  | UST Currently In Use: 0; UST Temp Close: 3; AST Currently In Use: 0; AST Temp Closed: 0 | 0 | 3 | 3 | 25493-103-004480 | MAMTA PATEL
15578 | Permanently Closed | 1999-03-19 06:00 | 1968-01-01 06:00 | 1999-03-19 06:00 | Petroleum | Kerosene | Kerosene | Retail | Steel | Steel |  | Painted or None | Steel |  | 1901-01-01 06:00 | [12 empty] | Annual line testing | Annual line testing |  | UST Currently In Use: 0; UST Temp Close: 3; AST Currently In Use: 0; AST Temp Closed: 0 | 0 | 3 | 3 | 25493-103-004480 | MAMTA PATEL
15579 | Permanently Closed | 1901-01-01 06:00 | 1973-01-01 06:00 | 1988-11-21 06:00 | Petroleum | Unleaded gasoline | Unleaded gasoline |  | Steel | Steel |  | Painted or None | Steel |  | 1901-01-01 06:00 | [15 empty] | UST Currently In Use: 0; UST Temp Close: 0; AST Currently In Use: 0; AST Temp Closed: 0 | 0 | 0 | 3 | 12403-103-004491 | HOLMES OIL COMPANY, INC.
15580 | Permanently Closed | 1901-01-01 06:00 | 1973-01-01 06:00 | 1988-11-21 06:00 | Petroleum | Unleaded gasoline | Unleaded gasoline |  | Steel | Steel |  | Painted or None | Steel |  | 1901-01-01 06:00 | [15 empty] | UST Currently In Use: 0; UST Temp Close: 0; AST Currently In Use: 0; AST Temp Closed: 0 | 0 | 0 | 3 | 12403-103-004491 | HOLMES OIL COMPANY, INC.
15581 | Permanently Closed | 1901-01-01 06:00 | 1973-01-01 06:00 | 1988-11-21 06:00 | Petroleum | Unleaded gasoline | Unleaded gasoline |  | Steel | Steel |  | Painted or None | Steel |  | 1901-01-01 06:00 | [15 empty] | UST Currently In Use: 0; UST Temp Close: 0; AST Currently In Use: 0; AST Temp Closed: 0 | 0 | 0 | 3 | 12403-103-004491 | HOLMES OIL COMPANY, INC.
15582 | Currently in Use |  | 1982-01-01 06:00 |  | Petroleum | Unleaded gasoline | Unleaded gasoline | Retail | Single Wall, Steel | Steel | Coated & cathodic protection (sti-P3), Field installed cathodic protection |  | Flexible, Single Wall |  |  |  | Catchment Basin, Single walled catchment basin | Automatic shutoff device At 95% full | Automatic shutoff device At 95% full |  |  | Continuous Automatic Tank Gauge | Single walled submersible pump containment sump | Automatic flow restrictor (MLLD) | Automatic flow restrictor (MLLD) |  |  | Annual line testing | Annual line testing |  | UST Currently In Use: 3; UST Temp Close: 1; AST Currently In Use: 0; AST Temp Closed: 0 | 3 | 1 | 0 | 25244-103-004497 | MEX NORTH ALABAMA, LLC.
15583 | Currently in Use |  | 1982-01-01 06:00 |  | Petroleum | On road diesel | On road diesel | Retail | Single Wall, Steel | Steel | Coated & cathodic protection (sti-P3), Field installed cathodic protection |  | Flexible, Single Wall |  |  |  | Catchment Basin, Single walled catchment basin | Automatic shutoff device At 95% full | Automatic shutoff device At 95% full |  |  | Continuous Automatic Tank Gauge | Single walled submersible pump containment sump | Automatic shutoff device (AELLD) | Automatic shutoff device (AELLD) | [5 empty] | UST Currently In Use: 3; UST Temp Close: 1; AST Currently In Use: 0; AST Temp Closed: 0 | 3 | 1 | 0 | 25244-103-004497 | MEX NORTH ALABAMA, LLC.
15584 | Currently in Use |  | 1982-01-01 06:00 |  | Petroleum | Premium gasoline | Premium gasoline | Retail | Single Wall, Steel | Steel | Coated & cathodic protection (sti-P3), Field installed cathodic protection |  | Flexible, Single Wall |  |  |  | Catchment Basin, Single walled catchment basin | Automatic shutoff device At 95% full | Automatic shutoff device At 95% full |  |  | Continuous Automatic Tank Gauge | Single walled submersible pump containment sump | Automatic shutoff device (AELLD) | Automatic shutoff device (AELLD) | [5 empty] | UST Currently In Use: 3; UST Temp Close: 1; AST Currently In Use: 0; AST Temp Closed: 0 | 3 | 1 | 0 | 25244-103-004497 | MEX NORTH ALABAMA, LLC.
15585 | Temporary Closed | 2011-06-13 06:00 | 1982-01-01 06:00 |  | Petroleum | Mid-grade gasoline | Mid-grade gasoline | Retail | Single Wall, Steel | Steel | Coated & cathodic protection (sti-P3), Field installed cathodic protection |  | Flexible, Single Wall |  |  |  | Catchment Basin, Single walled catchment basin | Automatic shutoff device At 95% full | Automatic shutoff device At 95% full |  |  | Continuous Automatic Tank Gauge | Direct Bury submersible pump | [7 empty] | UST Currently In Use: 3; UST Temp Close: 1; AST Currently In Use: 0; AST Temp Closed: 0 | 3 | 1 | 0 | 25244-103-004497 | MEX NORTH ALABAMA, LLC.
15586 | Permanently Closed | 1998-12-01 06:00 | 1980-01-01 06:00 | 1998-08-31 06:00 | Petroleum | Unleaded gasoline | Unleaded gasoline |  | Steel | Steel |  | Painted or None | Steel |  | 1901-01-01 06:00 | [12 empty] | Annual line testing | Annual line testing |  | UST Currently In Use: 0; UST Temp Close: 0; AST Currently In Use: 0; AST Temp Closed: 0 | 0 | 0 | 4 | 12403-079-004499 | HOLMES OIL COMPANY, INC.
15587 | Permanently Closed | 1998-12-01 06:00 | 1974-01-01 06:00 | 1998-08-31 06:00 | Petroleum | Unleaded gasoline | Unleaded gasoline |  | Steel | Steel |  | Painted or None | Steel |  | 1901-01-01 06:00 | [12 empty] | Annual line testing | Annual line testing |  | UST Currently In Use: 0; UST Temp Close: 0; AST Currently In Use: 0; AST Temp Closed: 0 | 0 | 0 | 4 | 12403-079-004499 | HOLMES OIL COMPANY, INC.
15588 | Permanently Closed | 1998-12-01 06:00 | 1974-01-01 06:00 | 1998-08-31 06:00 | Petroleum | Unleaded gasoline | Unleaded gasoline |  | Steel | Steel |  | Painted or None | Steel |  | 1901-01-01 06:00 | [12 empty] | Annual line testing | Annual line testing |  | UST Currently In Use: 0; UST Temp Close: 0; AST Currently In Use: 0; AST Temp Closed: 0 | 0 | 0 | 4 | 12403-079-004499 | HOLMES OIL COMPANY, INC.
15589 | Permanently Closed | 1998-12-01 06:00 | 1974-01-01 06:00 | 1998-08-31 06:00 | Petroleum | Kerosene | Kerosene |  | Steel | Steel |  | Painted or None | Steel |  | 1901-01-01 06:00 | [12 empty] | Annual line testing | Annual line testing |  | UST Currently In Use: 0; UST Temp Close: 0; AST Currently In Use: 0; AST Temp Closed: 0 | 0 | 0 | 4 | 12403-079-004499 | HOLMES OIL COMPANY, INC.
15590 | Permanently Closed | 1990-03-01 06:00 | 1979-01-01 06:00 | 1990-03-01 06:00 | Petroleum | Unleaded gasoline | Unleaded gasoline |  | Steel | Steel |  | Painted or None | Steel |  | 1901-01-01 06:00 | [15 empty] | UST Currently In Use: 0; UST Temp Close: 4; AST Currently In Use: 0; AST Temp Closed: 0 | 0 | 4 | 5 | 24686-103-004500 | PAPA JACKS INC
15591 | Permanently Closed | 1990-03-01 06:00 | 1979-01-01 06:00 | 1990-03-01 06:00 | Petroleum | Unleaded gasoline | Unleaded gasoline |  | Steel | Steel |  | Painted or None | Steel |  | 1901-01-01 06:00 | [15 empty] | UST Currently In Use: 0; UST Temp Close: 4; AST Currently In Use: 0; AST Temp Closed: 0 | 0 | 4 | 5 | 24686-103-004500 | PAPA JACKS INC
15592 | Permanently Closed | 1990-02-01 06:00 | 1975-01-01 06:00 | 1990-02-01 06:00 | Petroleum | Unleaded gasoline | Unleaded gasoline |  | Steel | Steel |  | Painted or None | Steel |  | 1901-01-01 06:00 | [15 empty] | UST Currently In Use: 0; UST Temp Close: 4; AST Currently In Use: 0; AST Temp Closed: 0 | 0 | 4 | 5 | 24686-103-004500 | PAPA JACKS INC
15593 | Permanently Closed | 1990-02-01 06:00 | 1975-01-01 06:00 | 1990-02-01 06:00 | Petroleum | Unleaded gasoline | Unleaded gasoline |  | Steel | Steel |  | Painted or None | Steel |  | 1901-01-01 06:00 | [15 empty] | UST Currently In Use: 0; UST Temp Close: 4; AST Currently In Use: 0; AST Temp Closed: 0 | 0 | 4 | 5 | 24686-103-004500 | PAPA JACKS INC
15594 | Permanently Closed | 1990-02-01 06:00 | 1975-01-01 06:00 | 1990-02-01 06:00 | Petroleum | Unleaded gasoline | Unleaded gasoline |  | Steel | Steel |  | Painted or None | Steel |  | 1901-01-01 06:00 | [15 empty] | UST Currently In Use: 0; UST Temp Close: 4; AST Currently In Use: 0; AST Temp Closed: 0 | 0 | 4 | 5 | 24686-103-004500 | PAPA JACKS INC
15595 | Currently in Use |  | 1986-05-06 06:00 |  | Petroleum | Unleaded gasoline | Unleaded gasoline | Retail | Single Wall, Steel | Steel | Coated & cathodic protection (sti-P3) |  | Fiberglass reinforced plastic, Single Wall |  |  |  | Catchment Basin, Single walled catchment basin | Automatic shutoff device At 95% full, Flow Rest 90% Full | Flow Rest 90% Full |  |  | Continuous Automatic Tank Gauge |  | Automatic flow restrictor (MLLD) | Automatic flow restrictor (MLLD) |  |  | Annual line testing | Annual line testing |  | UST Currently In Use: 3; UST Temp Close: 0; AST Currently In Use: 0; AST Temp Closed: 0 | 3 | 0 | 0 | 21908-103-004501 | HOSSEIN NIAKOSSARY
15596 | Currently in Use |  | 1986-05-06 06:00 |  | Petroleum | Mid-grade gasoline | Mid-grade gasoline | Retail | Single Wall, Steel | Steel | Coated & cathodic protection (sti-P3) |  | Fiberglass reinforced plastic, Single Wall |  |  |  | Catchment Basin, Single walled catchment basin | Automatic shutoff device At 95% full, Flow Rest 90% Full | Flow Rest 90% Full |  |  | Continuous Automatic Tank Gauge |  | Automatic flow restrictor (MLLD) | Automatic flow restrictor (MLLD) |  |  | Annual line testing | Annual line testing |  | UST Currently In Use: 3; UST Temp Close: 0; AST Currently In Use: 0; AST Temp Closed: 0 | 3 | 0 | 0 | 21908-103-004501 | HOSSEIN NIAKOSSARY
15597 | Currently in Use |  | 1986-05-06 06:00 |  | Petroleum | Premium gasoline | Premium gasoline | Retail | Single Wall, Steel | Steel | Coated & cathodic protection (sti-P3) |  | Fiberglass reinforced plastic, Single Wall |  |  |  | Catchment Basin, Single walled catchment basin | Automatic shutoff device At 95% full, Flow Rest 90% Full | Flow Rest 90% Full |  |  | Continuous Automatic Tank Gauge |  | Automatic flow restrictor (MLLD) | Automatic flow restrictor (MLLD) |  |  | Annual line testing | Annual line testing |  | UST Currently In Use: 3; UST Temp Close: 0; AST Currently In Use: 0; AST Temp Closed: 0 | 3 | 0 | 0 | 21908-103-004501 | HOSSEIN NIAKOSSARY
15598 | Permanently Closed | 1998-12-01 06:00 | 1977-01-01 06:00 | 1998-12-01 06:00 | Petroleum | Unleaded gasoline | Unleaded gasoline |  | Steel | Steel |  | Painted or None | Steel |  | 1901-01-01 06:00 | [12 empty] | Annual line testing | Annual line testing |  | UST Currently In Use: 0; UST Temp Close: 0; AST Currently In Use: 0; AST Temp Closed: 0 | 0 | 0 | 5 | 12403-103-012467 | HOLMES OIL COMPANY, INC.
15599 | Permanently Closed | 1998-12-01 06:00 | 1982-01-01 06:00 | 1998-12-01 06:00 | Petroleum | Unleaded gasoline | Unleaded gasoline |  | Steel | Steel |  | Painted or None | Steel |  | 1901-01-01 06:00 | [12 empty] | Annual line testing | Annual line testing |  | UST Currently In Use: 0; UST Temp Close: 0; AST Currently In Use: 0; AST Temp Closed: 0 | 0 | 0 | 5 | 12403-103-012467 | HOLMES OIL COMPANY, INC.
15600 | Permanently Closed | 1998-12-01 06:00 | 1983-01-01 06:00 | 1998-12-01 06:00 | Petroleum | Unleaded gasoline | Unleaded gasoline |  | Steel | Steel | Other, STIP3 |  | Steel |  | 1901-01-01 06:00 | [12 empty] | Annual line testing | Annual line testing |  | UST Currently In Use: 0; UST Temp Close: 0; AST Currently In Use: 0; AST Temp Closed: 0 | 0 | 0 | 5 | 12403-103-012467 | HOLMES OIL COMPANY, INC.
15601 | Permanently Closed | 1998-12-01 06:00 | 1976-01-01 06:00 | 1998-12-01 06:00 | Petroleum | On road diesel | On road diesel |  | Steel | Steel |  | Painted or None | Steel |  | 1901-01-01 06:00 | [12 empty] | Annual line testing | Annual line testing |  | UST Currently In Use: 0; UST Temp Close: 0; AST Currently In Use: 0; AST Temp Closed: 0 | 0 | 0 | 5 | 12403-103-012467 | HOLMES OIL COMPANY, INC.
15602 | Permanently Closed | 1998-12-01 06:00 | 1976-01-01 06:00 | 1998-12-01 06:00 | Petroleum | Kerosene | Kerosene |  | Steel | Steel |  | Painted or None | Steel |  | 1901-01-01 06:00 | [12 empty] | Annual line testing | Annual line testing |  | UST Currently In Use: 0; UST Temp Close: 0; AST Currently In Use: 0; AST Temp Closed: 0 | 0 | 0 | 5 | 12403-103-012467 | HOLMES OIL COMPANY, INC.
15603 | Currently in Use |  | 1983-01-01 06:00 |  | Petroleum | Premium gasoline | Premium gasoline | Retail | Single Wall, Steel | Steel | Coated & cathodic protection (sti-P3) |  | Fiberglass reinforced plastic, Single Wall |  |  |  | Catchment Basin, Single walled catchment basin | Automatic shutoff device At 95% full | Automatic shutoff device At 95% full |  |  | Continuous Automatic Tank Gauge | Direct Bury submersible pump | Automatic shutoff device (AELLD) | Automatic shutoff device (AELLD) |  |  | Automatic electronic line leak detector (AELLD) | Automatic electronic line leak detector (AELLD) |  | UST Currently In Use: 3; UST Temp Close: 0; AST Currently In Use: 0; AST Temp Closed: 0 | 3 | 0 | 0 | 25820-103-012472 | JAY KAILASH
15604 | Currently in Use |  | 1983-01-01 06:00 |  | Petroleum | Unleaded gasoline | Unleaded gasoline | Retail | Single Wall, Steel, MANIFOLDED | Steel | Coated & cathodic protection (sti-P3) |  | Fiberglass reinforced plastic, Single Wall |  |  |  | Catchment Basin, Single walled catchment basin | Automatic shutoff device At 95% full | Automatic shutoff device At 95% full |  |  | Continuous Automatic Tank Gauge | Direct Bury submersible pump | Automatic shutoff device (AELLD), Sump sensor relayed to automatically shut off submersible pump, MANIFOLDED | Sump sensor relayed to automatically shut off submersible pump |  |  | Automatic electronic line leak detector (AELLD), Other, MANIFOLDED | Other |  | UST Currently In Use: 3; UST Temp Close: 0; AST Currently In Use: 0; AST Temp Closed: 0 | 3 | 0 | 0 | 25820-103-012472 | JAY KAILASH
15606 | Currently in Use |  | 1983-01-01 06:00 |  | Petroleum | On road diesel | On road diesel | Retail | Single Wall, Steel | Steel | Coated & cathodic protection (sti-P3) |  | Fiberglass reinforced plastic, Single Wall |  |  |  | Catchment Basin, Single walled catchment basin | Automatic shutoff device At 95% full | Automatic shutoff device At 95% full |  |  | Continuous Automatic Tank Gauge | Direct Bury submersible pump | Automatic shutoff device (AELLD) | Automatic shutoff device (AELLD) |  |  | Automatic electronic line leak detector (AELLD) | Automatic electronic line leak detector (AELLD) |  | UST Currently In Use: 3; UST Temp Close: 0; AST Currently In Use: 0; AST Temp Closed: 0 | 3 | 0 | 0 | 25820-103-012472 | JAY KAILASH
15607 | Temporary Closed | 2012-07-23 06:00 | 1989-01-01 06:00 |  | Petroleum | On road diesel | On road diesel | Retail | Single Wall, Steel | Steel | Coated & cathodic protection (sti-P3) |  | Fiberglass reinforced plastic, Single Wall |  | 1901-01-01 06:00 |  | Catchment Basin, Single walled catchment basin | Automatic shutoff device At 95% full | Automatic shutoff device At 95% full |  |  | Continuous Automatic Tank Gauge |  | Automatic shutoff device (AELLD) | Automatic shutoff device (AELLD) | [5 empty] | UST Currently In Use: 0; UST Temp Close: 4; AST Currently In Use: 0; AST Temp Closed: 0 | 0 | 4 | 0 | 23587-103-014730 | LACEY'S SPRING A&C INC.
15608 | Temporary Closed | 2012-07-23 06:00 | 1989-01-01 06:00 |  | Petroleum | Premium gasoline | Premium gasoline | Retail | Single Wall, Steel | Steel | Coated & cathodic protection (sti-P3) |  | Fiberglass reinforced plastic, Single Wall |  | 1901-01-01 06:00 |  | Catchment Basin, Single walled catchment basin | Automatic shutoff device At 95% full | Automatic shutoff device At 95% full |  |  | Continuous Automatic Tank Gauge |  | Automatic shutoff device (AELLD) | Automatic shutoff device (AELLD) | [5 empty] | UST Currently In Use: 0; UST Temp Close: 4; AST Currently In Use: 0; AST Temp Closed: 0 | 0 | 4 | 0 | 23587-103-014730 | LACEY'S SPRING A&C INC.
15609 | Temporary Closed | 2012-07-23 06:00 | 1989-01-01 06:00 |  | Petroleum | Unleaded gasoline | Unleaded gasoline | Retail | Single Wall, Steel | Steel | Coated & cathodic protection (sti-P3) |  | Fiberglass reinforced plastic, Single Wall |  | 1901-01-01 06:00 |  | Catchment Basin, Single walled catchment basin | Automatic shutoff device At 95% full | Automatic shutoff device At 95% full |  |  | Continuous Automatic Tank Gauge |  | Automatic shutoff device (AELLD) | Automatic shutoff device (AELLD) | [5 empty] | UST Currently In Use: 0; UST Temp Close: 4; AST Currently In Use: 0; AST Temp Closed: 0 | 0 | 4 | 0 | 23587-103-014730 | LACEY'S SPRING A&C INC.
15610 | Temporary Closed | 2012-07-23 06:00 | 1989-01-01 06:00 |  | Petroleum | On road diesel | On road diesel | Retail | Single Wall, Steel | Steel | Coated & cathodic protection (sti-P3) |  | Fiberglass reinforced plastic, Single Wall |  | 1901-01-01 06:00 |  | Catchment Basin, Single walled catchment basin | Automatic shutoff device At 95% full | Automatic shutoff device At 95% full |  |  | Continuous Automatic Tank Gauge | [8 empty] | UST Currently In Use: 0; UST Temp Close: 4; AST Currently In Use: 0; AST Temp Closed: 0 | 0 | 4 | 0 | 23587-103-014730 | LACEY'S SPRING A&C INC.
15611 | Permanently Closed | 1988-12-01 06:00 | 1971-01-01 06:00 | 1988-12-01 06:00 | Petroleum | Unleaded gasoline | Unleaded gasoline |  | Steel | Steel |  | Painted or None | Steel |  | 1901-01-01 06:00 | [15 empty] | UST Currently In Use: 0; UST Temp Close: 0; AST Currently In Use: 0; AST Temp Closed: 0 | 0 | 0 | 2 | 12403-125-004478 | HOLMES OIL COMPANY, INC.
15612 | Permanently Closed | 1988-12-01 06:00 | 1971-01-01 06:00 | 1988-12-01 06:00 | Petroleum | Unleaded gasoline | Unleaded gasoline |  | Steel | Steel |  | Painted or None | Steel |  | 1901-01-01 06:00 | [15 empty] | UST Currently In Use: 0; UST Temp Close: 0; AST Currently In Use: 0; AST Temp Closed: 0 | 0 | 0 | 2 | 12403-125-004478 | HOLMES OIL COMPANY, INC.
15613 | Permanently Closed | 1997-02-20 06:00 | 1982-01-01 06:00 | 1998-02-20 06:00 | Petroleum | Unleaded gasoline | Unleaded gasoline |  | Steel | Steel |  | Painted or None | Steel |  | 1901-01-01 06:00 | [15 empty] | UST Currently In Use: 0; UST Temp Close: 0; AST Currently In Use: 0; AST Temp Closed: 0 | 0 | 0 | 2 | 12403-133-004479 | HOLMES OIL COMPANY, INC.
15614 | Permanently Closed | 1997-02-20 06:00 | 1982-01-01 06:00 | 1998-02-20 06:00 | Petroleum | On road diesel | On road diesel |  | Steel | Steel |  | Painted or None | Steel |  | 1901-01-01 06:00 | [15 empty] | UST Currently In Use: 0; UST Temp Close: 0; AST Currently In Use: 0; AST Temp Closed: 0 | 0 | 0 | 2 | 12403-133-004479 | HOLMES OIL COMPANY, INC.
15615 | Permanently Closed | 1990-06-27 06:00 | 1974-01-01 06:00 | 1990-06-27 06:00 | Petroleum | Unleaded gasoline | Unleaded gasoline |  | Steel | Steel |  | Painted or None | Steel |  | 1901-01-01 06:00 | [15 empty] | UST Currently In Use: 0; UST Temp Close: 0; AST Currently In Use: 0; AST Temp Closed: 0 | 0 | 0 | 4 | 12403-133-004481 | HOLMES OIL COMPANY, INC.
15616 | Permanently Closed | 1990-06-27 06:00 | 1974-01-01 06:00 | 1990-06-27 06:00 | Petroleum | Unleaded gasoline | Unleaded gasoline |  | Steel | Steel |  | Painted or None | Steel |  | 1901-01-01 06:00 | [15 empty] | UST Currently In Use: 0; UST Temp Close: 0; AST Currently In Use: 0; AST Temp Closed: 0 | 0 | 0 | 4 | 12403-133-004481 | HOLMES OIL COMPANY, INC.
15617 | Permanently Closed | 1990-06-27 06:00 | 1974-01-01 06:00 | 1990-06-27 06:00 | Petroleum | Unleaded gasoline | Unleaded gasoline |  | Steel | Steel |  | Painted or None | Steel |  | 1901-01-01 06:00 | [15 empty] | UST Currently In Use: 0; UST Temp Close: 0; AST Currently In Use: 0; AST Temp Closed: 0 | 0 | 0 | 4 | 12403-133-004481 | HOLMES OIL COMPANY, INC.
15618 | Permanently Closed | 1990-06-27 06:00 | 1974-01-01 06:00 | 1990-06-27 06:00 | Petroleum | Unleaded gasoline | Unleaded gasoline |  | Steel | Steel |  | Painted or None | Steel |  | 1901-01-01 06:00 | [15 empty] | UST Currently In Use: 0; UST Temp Close: 0; AST Currently In Use: 0; AST Temp Closed: 0 | 0 | 0 | 4 | 12403-133-004481 | HOLMES OIL COMPANY, INC.
15619 | Permanently Closed | 1992-01-11 06:00 | 1976-01-01 06:00 | 1993-11-11 06:00 | Petroleum | Unleaded gasoline | Unleaded gasoline |  | Steel | Steel |  | Painted or None | Steel |  | 1901-01-01 06:00 | [15 empty] | UST Currently In Use: 0; UST Temp Close: 0; AST Currently In Use: 0; AST Temp Closed: 0 | 0 | 0 | 3 | 12403-133-012468 | HOLMES OIL COMPANY, INC.
15620 | Permanently Closed | 1992-01-11 06:00 | 1976-01-01 06:00 | 1993-11-11 06:00 | Petroleum | Unleaded gasoline | Unleaded gasoline |  | Steel | Steel |  | Painted or None | Steel |  | 1901-01-01 06:00 | [15 empty] | UST Currently In Use: 0; UST Temp Close: 0; AST Currently In Use: 0; AST Temp Closed: 0 | 0 | 0 | 3 | 12403-133-012468 | HOLMES OIL COMPANY, INC.
15621 | Permanently Closed | 1992-11-11 06:00 | 1983-01-01 06:00 | 1993-11-11 06:00 | Petroleum | Unleaded gasoline | Unleaded gasoline |  | Steel | Steel | Other, STIP3 |  | Steel |  | 1901-01-01 06:00 | [15 empty] | UST Currently In Use: 0; UST Temp Close: 0; AST Currently In Use: 0; AST Temp Closed: 0 | 0 | 0 | 3 | 12403-133-012468 | HOLMES OIL COMPANY, INC.
15622 | Permanently Closed | 1901-01-01 06:00 | 1960-01-01 06:00 | 1989-07-01 06:00 | Petroleum | Used oil | Used oil | Local government | Steel | Steel |  | Painted or None | Steel |  | 1901-01-01 06:00 | [15 empty] | UST Currently In Use: 0; UST Temp Close: 0; AST Currently In Use: 0; AST Temp Closed: 0 | 0 | 0 | 1 | 12404-073-012829 | UAHSF CITY OF BIRMINGHAM
15623 | Permanently Closed | 1901-01-01 06:00 | 1974-01-01 06:00 | 1989-01-28 06:00 | Petroleum | On road diesel | On road diesel |  | Steel | Steel |  |  | Steel |  | 1901-01-01 06:00 | [15 empty] | UST Currently In Use: 0; UST Temp Close: 0; AST Currently In Use: 0; AST Temp Closed: 0 | 0 | 0 | 2 | 12405-051-002251 | HOLTVILLE GIN CO-OP
15624 | Permanently Closed | 1901-01-01 06:00 | 1974-01-01 06:00 | 1989-01-28 06:00 | Petroleum | On road diesel | On road diesel |  | Steel | Steel |  |  | Steel |  | 1901-01-01 06:00 | [15 empty] | UST Currently In Use: 0; UST Temp Close: 0; AST Currently In Use: 0; AST Temp Closed: 0 | 0 | 0 | 2 | 12405-051-002251 | HOLTVILLE GIN CO-OP
15627 | Permanently Closed | 1991-08-27 06:00 | 1971-01-01 06:00 | 1994-08-03 06:00 | Petroleum | Unleaded gasoline | Unleaded gasoline |  | Steel | Steel |  | Painted or None | Steel |  | 1901-01-01 06:00 | [15 empty] | UST Currently In Use: 0; UST Temp Close: 0; AST Currently In Use: 0; AST Temp Closed: 0 | 0 | 0 | 5 | 12406-067-000172 | HOME OIL *
15628 | Permanently Closed | 1991-08-27 06:00 | 1971-01-01 06:00 | 1994-08-03 06:00 | Petroleum | Unleaded gasoline | Unleaded gasoline |  | Steel | Steel |  | Painted or None | Steel |  | 1901-01-01 06:00 | [15 empty] | UST Currently In Use: 0; UST Temp Close: 0; AST Currently In Use: 0; AST Temp Closed: 0 | 0 | 0 | 5 | 12406-067-000172 | HOME OIL *
15629 | Permanently Closed | 1991-08-27 06:00 | 1971-01-01 06:00 | 1994-08-03 06:00 | Petroleum | Unleaded gasoline | Unleaded gasoline |  | Steel | Steel |  | Painted or None | Steel |  | 1901-01-01 06:00 | [15 empty] | UST Currently In Use: 0; UST Temp Close: 0; AST Currently In Use: 0; AST Temp Closed: 0 | 0 | 0 | 5 | 12406-067-000172 | HOME OIL *
15630 | Permanently Closed | 1991-08-27 06:00 | 1971-01-01 06:00 | 1994-08-03 06:00 | Petroleum | Unleaded gasoline | Unleaded gasoline |  | Steel | Steel |  | Painted or None | Steel |  | 1901-01-01 06:00 | [15 empty] | UST Currently In Use: 0; UST Temp Close: 0; AST Currently In Use: 0; AST Temp Closed: 0 | 0 | 0 | 5 | 12406-067-000172 | HOME OIL *
15631 | Permanently Closed | 1991-08-27 06:00 | 1971-01-01 06:00 | 1994-08-03 06:00 | Petroleum | On road diesel | On road diesel |  | Steel | Steel |  | Painted or None | Steel |  | 1901-01-01 06:00 | [15 empty] | UST Currently In Use: 0; UST Temp Close: 0; AST Currently In Use: 0; AST Temp Closed: 0 | 0 | 0 | 5 | 12406-067-000172 | HOME OIL *
15632 | Currently in Use |  | 1985-01-01 06:00 |  | Petroleum | Unleaded gasoline | Unleaded gasoline | Retail | Steel | Steel | Field installed cathodic protection |  | Fiberglass reinforced plastic |  |  |  | Catchment Basin, Single walled catchment basin | Flow Rest 90% Full | Flow Rest 90% Full |  |  | Continuous Automatic Tank Gauge |  | Automatic flow restrictor (MLLD) | Automatic flow restrictor (MLLD) |  |  | Annual line testing | Annual line testing |  | UST Currently In Use: 5; UST Temp Close: 0; AST Currently In Use: 0; AST Temp Closed: 0 | 5 | 0 | 0 | 22651-031-005387 | MIKE ALLEN
15633 | Currently in Use |  | 1985-01-01 06:00 |  | Petroleum | Unleaded gasoline | Unleaded gasoline | Retail | Steel, MANIFOLDED | Steel | Field installed cathodic protection |  | Fiberglass reinforced plastic |  |  |  | Catchment Basin, Single walled catchment basin | Flow Rest 90% Full | Flow Rest 90% Full |  |  | Continuous Automatic Tank Gauge |  | Other, MANIFOLD | Other |  |  | Other, MANIFOLD | Other |  | UST Currently In Use: 5; UST Temp Close: 0; AST Currently In Use: 0; AST Temp Closed: 0 | 5 | 0 | 0 | 22651-031-005387 | MIKE ALLEN
15634 | Currently in Use |  | 1985-01-01 06:00 |  | Petroleum | Premium gasoline | Premium gasoline | Retail | Steel | Steel | Field installed cathodic protection |  | Fiberglass reinforced plastic |  |  |  | Catchment Basin, Single walled catchment basin | Flow Rest 90% Full | Flow Rest 90% Full |  |  | Continuous Automatic Tank Gauge |  | Automatic flow restrictor (MLLD) | Automatic flow restrictor (MLLD) |  |  | Annual line testing | Annual line testing |  | UST Currently In Use: 5; UST Temp Close: 0; AST Currently In Use: 0; AST Temp Closed: 0 | 5 | 0 | 0 | 22651-031-005387 | MIKE ALLEN
15635 | Currently in Use |  | 1985-01-01 06:00 |  | Petroleum | On road diesel | On road diesel | Retail | Steel | Steel | Field installed cathodic protection |  | Fiberglass reinforced plastic |  |  |  | Catchment Basin, Single walled catchment basin | Flow Rest 90% Full | Flow Rest 90% Full |  |  | Continuous Automatic Tank Gauge | [7 empty] | Suction Piping | UST Currently In Use: 5; UST Temp Close: 0; AST Currently In Use: 0; AST Temp Closed: 0 | 5 | 0 | 0 | 22651-031-005387 | MIKE ALLEN
15636 | Currently in Use |  | 1985-01-01 06:00 |  | Petroleum | On road diesel | On road diesel | Retail | Steel | Steel | Field installed cathodic protection |  | Fiberglass reinforced plastic |  |  |  | Catchment Basin, Single walled catchment basin | Flow Rest 90% Full | Flow Rest 90% Full |  |  | Continuous Automatic Tank Gauge | [7 empty] | Suction Piping | UST Currently In Use: 5; UST Temp Close: 0; AST Currently In Use: 0; AST Temp Closed: 0 | 5 | 0 | 0 | 22651-031-005387 | MIKE ALLEN
15637 | Permanently Closed | 1901-01-01 06:00 | 1963-01-01 06:00 | 1987-04-01 06:00 | Petroleum | Unleaded gasoline | Unleaded gasoline |  | Steel | Steel |  | Painted or None | Steel |  | 1901-01-01 06:00 | [15 empty] | UST Currently In Use: 0; UST Temp Close: 0; AST Currently In Use: 0; AST Temp Closed: 0 | 0 | 0 | 3 | 12409-045-005397 | Tim Shirley
15638 | Permanently Closed | 1901-01-01 06:00 | 1963-01-01 06:00 | 1987-04-01 06:00 | Petroleum | Unleaded gasoline | Unleaded gasoline |  | Steel | Steel |  | Painted or None | Steel |  | 1901-01-01 06:00 | [15 empty] | UST Currently In Use: 0; UST Temp Close: 0; AST Currently In Use: 0; AST Temp Closed: 0 | 0 | 0 | 3 | 12409-045-005397 | Tim Shirley
15639 | Permanently Closed | 1901-01-01 06:00 | 1963-01-01 06:00 | 1987-04-01 06:00 | Petroleum | Unleaded gasoline | Unleaded gasoline |  | Steel | Steel |  | Painted or None | Steel |  | 1901-01-01 06:00 | [15 empty] | UST Currently In Use: 0; UST Temp Close: 0; AST Currently In Use: 0; AST Temp Closed: 0 | 0 | 0 | 3 | 12409-045-005397 | Tim Shirley
15640 | Permanently Closed | 1901-01-01 06:00 | 1963-01-01 06:00 | 1987-04-01 06:00 | Petroleum | Unleaded gasoline | Unleaded gasoline |  | Steel | Steel |  | Painted or None | Steel |  | 1901-01-01 06:00 | [15 empty] | UST Currently In Use: 0; UST Temp Close: 0; AST Currently In Use: 0; AST Temp Closed: 0 | 0 | 0 | 2 | 12409-045-005398 | Tim Shirley
15641 | Permanently Closed | 1901-01-01 06:00 | 1963-01-01 06:00 | 1987-04-01 06:00 | Petroleum | Unleaded gasoline | Unleaded gasoline |  | Steel | Steel |  | Painted or None | Steel |  | 1901-01-01 06:00 | [15 empty] | UST Currently In Use: 0; UST Temp Close: 0; AST Currently In Use: 0; AST Temp Closed: 0 | 0 | 0 | 2 | 12409-045-005398 | Tim Shirley
15642 | Currently in Use |  | 1975-01-01 06:00 |  | Petroleum | On road diesel | On road diesel | Retail | Steel | Steel | Field installed cathodic protection |  | Steel |  |  | Field installed cathodic protection | Catchment Basin, Single walled catchment basin | Automatic shutoff device At 95% full | Automatic shutoff device At 95% full |  |  | Statistical Inventory Reconciliation (SIR) |  | Automatic flow restrictor (MLLD) | Automatic flow restrictor (MLLD) |  |  | Annual line testing | Annual line testing |  | UST Currently In Use: 4; UST Temp Close: 1; AST Currently In Use: 0; AST Temp Closed: 0 | 4 | 1 | 1 | 12409-045-012799 | Tim Shirley
15643 | Currently in Use |  | 1975-01-01 06:00 |  | Petroleum | Other, CONV | Other | Retail | Steel | Steel | Field installed cathodic protection |  | Steel |  |  | Field installed cathodic protection | Catchment Basin, Single walled catchment basin | Automatic shutoff device At 95% full | Automatic shutoff device At 95% full |  |  | Statistical Inventory Reconciliation (SIR) |  | Automatic flow restrictor (MLLD) | Automatic flow restrictor (MLLD) |  |  | Annual line testing | Annual line testing |  | UST Currently In Use: 4; UST Temp Close: 1; AST Currently In Use: 0; AST Temp Closed: 0 | 4 | 1 | 1 | 12409-045-012799 | Tim Shirley
15644 | Permanently Closed | 1984-04-01 05:00 | 1975-01-01 06:00 | 1988-01-01 06:00 | Petroleum | Other, OTHER | Other |  | Steel | Steel |  | Painted or None | Steel | [14 empty] | Annual line testing | Annual line testing |  | UST Currently In Use: 4; UST Temp Close: 1; AST Currently In Use: 0; AST Temp Closed: 0 | 4 | 1 | 1 | 12409-045-012799 | Tim Shirley
15645 | Currently in Use |  | 1988-01-01 06:00 |  | Petroleum | Unleaded gasoline | Unleaded gasoline | Retail | Steel | Steel | Coated & cathodic protection (sti-P3) |  | Fiberglass reinforced plastic |  |  |  | Catchment Basin, Single walled catchment basin | Automatic shutoff device At 95% full | Automatic shutoff device At 95% full |  |  | Statistical Inventory Reconciliation (SIR) |  | Automatic flow restrictor (MLLD) | Automatic flow restrictor (MLLD) |  |  | Annual line testing, Statistical inventory reconciliation (SIR) | Statistical inventory reconciliation (SIR) |  | UST Currently In Use: 4; UST Temp Close: 1; AST Currently In Use: 0; AST Temp Closed: 0 | 4 | 1 | 1 | 12409-045-012799 | Tim Shirley
15646 | Temporary Closed | 2021-06-01 06:00 | 1988-01-01 06:00 |  | Petroleum | On road diesel | On road diesel | Retail | Steel | Steel | Coated & cathodic protection (sti-P3) |  | Fiberglass reinforced plastic |  |  |  | Catchment Basin, Single walled catchment basin | Automatic shutoff device At 95% full | Automatic shutoff device At 95% full |  |  | Statistical Inventory Reconciliation (SIR) |  | Automatic flow restrictor (MLLD) | Automatic flow restrictor (MLLD) |  |  | Annual line testing, Statistical inventory reconciliation (SIR) | Statistical inventory reconciliation (SIR) |  | UST Currently In Use: 4; UST Temp Close: 1; AST Currently In Use: 0; AST Temp Closed: 0 | 4 | 1 | 1 | 12409-045-012799 | Tim Shirley
15647 | Currently in Use |  | 1988-01-01 06:00 |  | Petroleum | Premium gasoline | Premium gasoline | Retail | Steel | Steel | Coated & cathodic protection (sti-P3) |  | Fiberglass reinforced plastic |  |  |  | Catchment Basin, Single walled catchment basin | Automatic shutoff device At 95% full | Automatic shutoff device At 95% full |  |  | Statistical Inventory Reconciliation (SIR) |  | Automatic flow restrictor (MLLD) | Automatic flow restrictor (MLLD) |  |  | Annual line testing, Statistical inventory reconciliation (SIR) | Statistical inventory reconciliation (SIR) |  | UST Currently In Use: 4; UST Temp Close: 1; AST Currently In Use: 0; AST Temp Closed: 0 | 4 | 1 | 1 | 12409-045-012799 | Tim Shirley
15648 | Permanently Closed | 2006-12-01 06:00 | 1982-01-01 06:00 | 2007-08-02 06:00 | Petroleum | Unleaded gasoline | Unleaded gasoline | Bulk facility | Steel | Steel | Field installed cathodic protection |  | Steel |  | 1901-01-01 06:00 | Field installed cathodic protection | Catchment Basin, Single walled catchment basin | Flow Rest 90% Full | Flow Rest 90% Full | [11 empty] | UST Currently In Use: 0; UST Temp Close: 0; AST Currently In Use: 0; AST Temp Closed: 0 | 0 | 0 | 4 | 12409-061-005381 | Tim Shirley
15649 | Permanently Closed | 2006-12-01 06:00 | 1982-01-01 06:00 | 2007-08-02 06:00 | Petroleum | Unleaded gasoline | Unleaded gasoline | Bulk facility | Steel | Steel | Field installed cathodic protection |  | Steel |  | 1901-01-01 06:00 | Field installed cathodic protection | Catchment Basin, Single walled catchment basin | Flow Rest 90% Full | Flow Rest 90% Full | [11 empty] | UST Currently In Use: 0; UST Temp Close: 0; AST Currently In Use: 0; AST Temp Closed: 0 | 0 | 0 | 4 | 12409-061-005381 | Tim Shirley
15650 | Permanently Closed | 2006-12-01 06:00 | 1982-01-01 06:00 | 2007-08-02 06:00 | Petroleum | On road diesel | On road diesel | Bulk facility | Steel | Steel | Field installed cathodic protection |  | Steel |  | 1901-01-01 06:00 | Field installed cathodic protection | Catchment Basin, Single walled catchment basin | Flow Rest 90% Full | Flow Rest 90% Full | [11 empty] | UST Currently In Use: 0; UST Temp Close: 0; AST Currently In Use: 0; AST Temp Closed: 0 | 0 | 0 | 4 | 12409-061-005381 | Tim Shirley
15651 | Permanently Closed | 2006-12-01 06:00 | 1982-01-01 06:00 | 2007-08-02 06:00 | Petroleum | Unleaded gasoline | Unleaded gasoline | Bulk facility | Steel | Steel | Field installed cathodic protection |  | Steel |  | 1901-01-01 06:00 | Field installed cathodic protection | Catchment Basin, Single walled catchment basin | Flow Rest 90% Full | Flow Rest 90% Full | [11 empty] | UST Currently In Use: 0; UST Temp Close: 0; AST Currently In Use: 0; AST Temp Closed: 0 | 0 | 0 | 4 | 12409-061-005381 | Tim Shirley
15653 | Currently in Use |  | 1981-01-01 06:00 |  | Petroleum | Premium gasoline | Premium gasoline | Retail | Single Wall, Steel | Steel | Field installed cathodic protection |  | Double Wall, Fiberglass reinforced plastic |  | 2016-08-29 06:00 |  | Catchment Basin, Single walled catchment basin | Flow Rest 90% Full | Flow Rest 90% Full |  |  | Continuous Automatic Tank Gauge | Double walled submersible pump containment sump | Automatic flow restrictor (MLLD), Containment Sump, DBL WALL | Containment Sump | Interstitial Monitoring within Secondary Containment | MANUAL/VISUAL CHECK |  |  |  | UST Currently In Use: 3; UST Temp Close: 0; AST Currently In Use: 0; AST Temp Closed: 0 | 3 | 0 | 1 | 12409-061-005389 | Tim Shirley
15654 | Currently in Use |  | 1981-01-01 06:00 |  | Petroleum | Unleaded gasoline | Unleaded gasoline | Retail | Single Wall, Steel | Steel | Field installed cathodic protection |  | Double Wall, Fiberglass reinforced plastic |  | 2016-08-29 06:00 |  | Catchment Basin, Single walled catchment basin | Flow Rest 90% Full | Flow Rest 90% Full |  |  | Continuous Automatic Tank Gauge | Double walled submersible pump containment sump | Automatic flow restrictor (MLLD), Containment Sump, DBL WALL | Containment Sump | Interstitial Monitoring within Secondary Containment | MANUAL/VISUAL CHECK |  |  |  | UST Currently In Use: 3; UST Temp Close: 0; AST Currently In Use: 0; AST Temp Closed: 0 | 3 | 0 | 1 | 12409-061-005389 | Tim Shirley
15656 | Currently in Use |  | 1981-01-01 06:00 |  | Petroleum | On road diesel | On road diesel | Retail | Single Wall, Steel | Steel | Field installed cathodic protection |  | Double Wall, Fiberglass reinforced plastic |  | 2016-08-29 06:00 |  | Catchment Basin, Single walled catchment basin | Flow Rest 90% Full | Flow Rest 90% Full |  |  | Continuous Automatic Tank Gauge | [8 empty] | UST Currently In Use: 3; UST Temp Close: 0; AST Currently In Use: 0; AST Temp Closed: 0 | 3 | 0 | 1 | 12409-061-005389 | Tim Shirley
15657 | Permanently Closed | 2004-12-01 06:00 | 1981-01-01 06:00 |  | Petroleum | Kerosene | Kerosene | Retail | Single Wall, Steel | Steel | Field installed cathodic protection |  | Steel |  |  | Field installed cathodic protection | Catchment Basin, Single walled catchment basin | Flow Rest 90% Full | Flow Rest 90% Full |  |  | Automatic Tank Gauge |  | Other, DBL WALL | Other |  |  | Annual line testing, Other, DBL WALL | Other |  | UST Currently In Use: 3; UST Temp Close: 0; AST Currently In Use: 0; AST Temp Closed: 0 | 3 | 0 | 1 | 12409-061-005389 | Tim Shirley
15658 | Currently in Use |  | 1982-01-01 06:00 |  | Petroleum | Unleaded gasoline | Unleaded gasoline | Retail | Steel | Steel | Field installed cathodic protection |  | Fiberglass reinforced plastic |  |  |  | Catchment Basin, Single walled catchment basin | Automatic shutoff device At 95% full | Automatic shutoff device At 95% full |  |  | Statistical Inventory Reconciliation (SIR) |  | Automatic flow restrictor (MLLD) | Automatic flow restrictor (MLLD) |  |  | Annual line testing, Statistical inventory reconciliation (SIR) | Statistical inventory reconciliation (SIR) |  | UST Currently In Use: 4; UST Temp Close: 1; AST Currently In Use: 0; AST Temp Closed: 0 | 4 | 1 | 0 | 23386-061-005390 | KBC LLC
15659 | Currently in Use |  | 1982-01-01 06:00 |  | Petroleum | Premium gasoline | Premium gasoline | Retail | Steel | Steel | Field installed cathodic protection |  | Fiberglass reinforced plastic |  |  |  | Catchment Basin, Single walled catchment basin | Automatic shutoff device At 95% full | Automatic shutoff device At 95% full |  |  | Statistical Inventory Reconciliation (SIR) |  | Automatic flow restrictor (MLLD) | Automatic flow restrictor (MLLD) |  |  | Annual line testing, Statistical inventory reconciliation (SIR) | Statistical inventory reconciliation (SIR) |  | UST Currently In Use: 4; UST Temp Close: 1; AST Currently In Use: 0; AST Temp Closed: 0 | 4 | 1 | 0 | 23386-061-005390 | KBC LLC
15660 | Currently in Use |  | 1982-01-01 06:00 |  | Petroleum | Mid-grade gasoline | Mid-grade gasoline | Retail | Steel | Steel | Field installed cathodic protection |  | Fiberglass reinforced plastic |  |  |  | Catchment Basin, Single walled catchment basin | Automatic shutoff device At 95% full | Automatic shutoff device At 95% full |  |  | Statistical Inventory Reconciliation (SIR) |  | Automatic flow restrictor (MLLD) | Automatic flow restrictor (MLLD) |  |  | Annual line testing, Statistical inventory reconciliation (SIR) | Statistical inventory reconciliation (SIR) |  | UST Currently In Use: 4; UST Temp Close: 1; AST Currently In Use: 0; AST Temp Closed: 0 | 4 | 1 | 0 | 23386-061-005390 | KBC LLC
15661 | Currently in Use |  | 1982-01-01 06:00 |  | Petroleum | On road diesel | On road diesel | Retail | Steel | Steel | Field installed cathodic protection |  | Fiberglass reinforced plastic |  |  |  | Catchment Basin, Single walled catchment basin |  |  |  |  | Statistical Inventory Reconciliation (SIR) |  | Automatic flow restrictor (MLLD) | Automatic flow restrictor (MLLD) |  |  | Annual line testing, Statistical inventory reconciliation (SIR) | Statistical inventory reconciliation (SIR) |  | UST Currently In Use: 4; UST Temp Close: 1; AST Currently In Use: 0; AST Temp Closed: 0 | 4 | 1 | 0 | 23386-061-005390 | KBC LLC
15662 | Temporary Closed | 2008-03-01 06:00 | 1982-01-01 06:00 |  | Petroleum | Kerosene | Kerosene | Retail | Steel | Steel | Field installed cathodic protection |  | Fiberglass reinforced plastic |  |  |  | Catchment Basin, Single walled catchment basin | Automatic shutoff device At 95% full | Automatic shutoff device At 95% full |  |  | Statistical Inventory Reconciliation (SIR) | [8 empty] | UST Currently In Use: 4; UST Temp Close: 1; AST Currently In Use: 0; AST Temp Closed: 0 | 4 | 1 | 0 | 23386-061-005390 | KBC LLC
15663 | Cannot Locate or abandoned |  | 1965-01-01 06:00 |  | Petroleum | Unleaded gasoline | Unleaded gasoline | Retail | Steel | Steel |  | Painted or None | Steel |  | 1901-01-01 06:00 | [12 empty] | Annual line testing | Annual line testing |  | UST Currently In Use: 0; UST Temp Close: 0; AST Currently In Use: 0; AST Temp Closed: 0 | 0 | 0 | 0 | 19799-061-005402 | L A BOWDEN
15664 | Cannot Locate or abandoned |  | 1965-01-01 06:00 |  | Petroleum | Unleaded gasoline | Unleaded gasoline | Retail | Steel | Steel |  | Painted or None | Steel |  | 1901-01-01 06:00 | [12 empty] | Annual line testing | Annual line testing |  | UST Currently In Use: 0; UST Temp Close: 0; AST Currently In Use: 0; AST Temp Closed: 0 | 0 | 0 | 0 | 19799-061-005402 | L A BOWDEN
15665 | Cannot Locate or abandoned |  | 1965-01-01 06:00 |  | Petroleum | Unleaded gasoline | Unleaded gasoline | Retail | Steel | Steel |  | Painted or None | Steel |  | 1901-01-01 06:00 | [12 empty] | Annual line testing | Annual line testing |  | UST Currently In Use: 0; UST Temp Close: 0; AST Currently In Use: 0; AST Temp Closed: 0 | 0 | 0 | 0 | 19799-061-005402 | L A BOWDEN
15666 | Permanently Closed | 1999-12-06 06:00 | 1973-01-01 06:00 | 1999-12-06 06:00 | Petroleum | Unleaded gasoline | Unleaded gasoline | Retail | Steel | Steel |  | Painted or None | Steel |  | 1901-01-01 06:00 | [15 empty] | UST Currently In Use: 0; UST Temp Close: 0; AST Currently In Use: 0; AST Temp Closed: 0 | 0 | 0 | 3 | 19798-061-005403 | LONNIE CLEMMONS
15667 | Permanently Closed | 1999-12-06 06:00 | 1973-01-01 06:00 | 1999-12-06 06:00 | Petroleum | Unleaded gasoline | Unleaded gasoline | Retail | Steel | Steel |  | Painted or None | Steel |  | 1901-01-01 06:00 | [15 empty] | UST Currently In Use: 0; UST Temp Close: 0; AST Currently In Use: 0; AST Temp Closed: 0 | 0 | 0 | 3 | 19798-061-005403 | LONNIE CLEMMONS
15668 | Permanently Closed | 1999-12-06 06:00 | 1973-01-01 06:00 | 1999-12-06 06:00 | Petroleum | Unleaded gasoline | Unleaded gasoline | Retail | Steel | Steel |  | Painted or None | Steel |  | 1901-01-01 06:00 | [15 empty] | UST Currently In Use: 0; UST Temp Close: 0; AST Currently In Use: 0; AST Temp Closed: 0 | 0 | 0 | 3 | 19798-061-005403 | LONNIE CLEMMONS
15669 | Permanently Closed | 1998-01-01 06:00 | 1957-01-01 06:00 |  | Petroleum | Unleaded gasoline | Unleaded gasoline | [7 empty] | 1901-01-01 06:00 | [12 empty] | Annual line testing | Annual line testing |  | UST Currently In Use: 0; UST Temp Close: 0; AST Currently In Use: 0; AST Temp Closed: 0 | 0 | 0 | 3 | 17692-061-010007 | EARL HAYES
15670 | Permanently Closed | 1998-01-01 06:00 | 1957-01-01 06:00 |  | Petroleum | Unleaded gasoline | Unleaded gasoline | [7 empty] | 1901-01-01 06:00 | [12 empty] | Annual line testing | Annual line testing |  | UST Currently In Use: 0; UST Temp Close: 0; AST Currently In Use: 0; AST Temp Closed: 0 | 0 | 0 | 3 | 17692-061-010007 | EARL HAYES
15671 | Permanently Closed | 1998-01-01 06:00 | 1957-01-01 06:00 |  | Petroleum | Unleaded gasoline | Unleaded gasoline | [7 empty] | 1901-01-01 06:00 | [12 empty] | Annual line testing | Annual line testing |  | UST Currently In Use: 0; UST Temp Close: 0; AST Currently In Use: 0; AST Temp Closed: 0 | 0 | 0 | 3 | 17692-061-010007 | EARL HAYES
15673 | Permanently Closed |  | 1975-01-01 06:00 |  | Petroleum | Unleaded gasoline | Unleaded gasoline | Retail | Steel | Steel | Field installed cathodic protection |  | Flexible |  | 1901-01-01 06:00 |  | Catchment Basin, Single walled catchment basin | Automatic shutoff device At 95% full | Automatic shutoff device At 95% full |  |  | Continuous Automatic Tank Gauge |  | Automatic flow restrictor (MLLD) | Automatic flow restrictor (MLLD) | Interstitial Monitoring within Secondary Containment |  | Annual line testing | Annual line testing |  | UST Currently In Use: 2; UST Temp Close: 0; AST Currently In Use: 0; AST Temp Closed: 0 | 2 | 0 | 4 | 12409-067-005392 | Tim Shirley
15674 | Permanently Closed | 2001-05-01 06:00 | 1975-01-01 06:00 | 2001-04-24 06:00 | Petroleum | Premium gasoline | Premium gasoline | Retail | Steel | Steel | Field installed cathodic protection |  | Steel |  | 1901-01-01 06:00 | Field installed cathodic protection | Catchment Basin, Single walled catchment basin | Automatic shutoff device At 95% full | Automatic shutoff device At 95% full | [8 empty] | Annual line testing | Annual line testing |  | UST Currently In Use: 2; UST Temp Close: 0; AST Currently In Use: 0; AST Temp Closed: 0 | 2 | 0 | 4 | 12409-067-005392 | Tim Shirley
15675 | Permanently Closed | 2001-05-01 06:00 | 1975-01-01 06:00 | 2001-04-24 06:00 | Petroleum | Mid-grade gasoline | Mid-grade gasoline | Retail | Steel | Steel | Field installed cathodic protection |  | Steel |  | 1901-01-01 06:00 | Field installed cathodic protection | Catchment Basin, Single walled catchment basin | Automatic shutoff device At 95% full | Automatic shutoff device At 95% full | [8 empty] | Annual line testing | Annual line testing |  | UST Currently In Use: 2; UST Temp Close: 0; AST Currently In Use: 0; AST Temp Closed: 0 | 2 | 0 | 4 | 12409-067-005392 | Tim Shirley
15676 | Permanently Closed | 2001-05-01 06:00 | 1975-01-01 06:00 | 2001-04-24 06:00 | Petroleum | On road diesel | On road diesel | Retail | Steel | Steel | Field installed cathodic protection |  | Steel |  | 1901-01-01 06:00 | Field installed cathodic protection | Catchment Basin, Single walled catchment basin | Automatic shutoff device At 95% full | Automatic shutoff device At 95% full | [8 empty] | Annual line testing | Annual line testing |  | UST Currently In Use: 2; UST Temp Close: 0; AST Currently In Use: 0; AST Temp Closed: 0 | 2 | 0 | 4 | 12409-067-005392 | Tim Shirley
15677 | Permanently Closed | 1994-02-21 06:00 | 1978-01-01 06:00 | 1994-02-21 06:00 | Petroleum | On road diesel | On road diesel |  | Steel | Steel |  | Painted or None | Steel |  | 1901-01-01 06:00 | [15 empty] | UST Currently In Use: 0; UST Temp Close: 0; AST Currently In Use: 0; AST Temp Closed: 0 | 0 | 0 | 3 | 12409-069-003536 | Tim Shirley
15678 | Permanently Closed | 1988-11-01 06:00 | 1978-01-01 06:00 | 1988-11-01 06:00 | Petroleum | On road diesel | On road diesel |  | Steel | Steel |  | Painted or None | Steel |  | 1901-01-01 06:00 | [15 empty] | UST Currently In Use: 0; UST Temp Close: 0; AST Currently In Use: 0; AST Temp Closed: 0 | 0 | 0 | 3 | 12409-069-003536 | Tim Shirley
15679 | Permanently Closed | 1994-02-21 06:00 | 1974-01-01 06:00 | 1994-02-21 06:00 | Petroleum | Unleaded gasoline | Unleaded gasoline |  | Steel | Steel |  | Painted or None | Steel |  | 1901-01-01 06:00 | [15 empty] | UST Currently In Use: 0; UST Temp Close: 0; AST Currently In Use: 0; AST Temp Closed: 0 | 0 | 0 | 3 | 12409-069-003536 | Tim Shirley
15680 | Currently in Use |  | 1981-01-01 06:00 |  | Petroleum | Unleaded gasoline | Unleaded gasoline | Retail | Steel | Steel | Field installed cathodic protection |  | Double Wall, Fiberglass reinforced plastic |  |  |  | Catchment Basin, Single walled catchment basin | Flow Rest 90% Full | Flow Rest 90% Full |  |  | Statistical Inventory Reconciliation (SIR) |  | Automatic flow restrictor (MLLD), Containment Sump | Containment Sump |  |  | Statistical inventory reconciliation (SIR) | Statistical inventory reconciliation (SIR) |  | UST Currently In Use: 4; UST Temp Close: 0; AST Currently In Use: 0; AST Temp Closed: 0 | 4 | 0 | 2 | 12409-069-005382 | Tim Shirley
15681 | Currently in Use |  | 1981-01-01 06:00 |  | Petroleum | Unleaded gasoline | Unleaded gasoline | Retail | Steel | Steel | Field installed cathodic protection |  | Double Wall, Fiberglass reinforced plastic |  |  |  | Catchment Basin, Single walled catchment basin | Flow Rest 90% Full | Flow Rest 90% Full |  |  | Statistical Inventory Reconciliation (SIR) |  | Automatic flow restrictor (MLLD) | Automatic flow restrictor (MLLD) |  |  | Statistical inventory reconciliation (SIR) | Statistical inventory reconciliation (SIR) |  | UST Currently In Use: 4; UST Temp Close: 0; AST Currently In Use: 0; AST Temp Closed: 0 | 4 | 0 | 2 | 12409-069-005382 | Tim Shirley
15682 | Currently in Use |  | 1981-01-01 06:00 |  | Petroleum | Unleaded gasoline | Unleaded gasoline | Retail | Steel | Steel | Field installed cathodic protection |  | Double Wall, Fiberglass reinforced plastic |  |  |  | Catchment Basin, Single walled catchment basin | Flow Rest 90% Full | Flow Rest 90% Full |  |  | Statistical Inventory Reconciliation (SIR) |  | Automatic flow restrictor (MLLD) | Automatic flow restrictor (MLLD) |  |  | Statistical inventory reconciliation (SIR) | Statistical inventory reconciliation (SIR) |  | UST Currently In Use: 4; UST Temp Close: 0; AST Currently In Use: 0; AST Temp Closed: 0 | 4 | 0 | 2 | 12409-069-005382 | Tim Shirley
15683 | Permanently Closed | 2001-10-11 06:00 | 1974-01-01 06:00 | 2001-10-11 06:00 | Petroleum | On road diesel | On road diesel | Retail | Steel | Steel | Field installed cathodic protection |  | Steel |  | 1901-01-01 06:00 | Field installed cathodic protection | Catchment Basin, Single walled catchment basin | Automatic shutoff device At 95% full | Automatic shutoff device At 95% full | [11 empty] | UST Currently In Use: 4; UST Temp Close: 0; AST Currently In Use: 0; AST Temp Closed: 0 | 4 | 0 | 2 | 12409-069-005382 | Tim Shirley
15684 | Currently in Use |  | 1974-01-01 06:00 |  | Petroleum | On road diesel | On road diesel | Retail | Steel | Steel | Field installed cathodic protection |  | Double Wall, Fiberglass reinforced plastic |  |  |  |  | Flow Rest 90% Full | Flow Rest 90% Full |  |  | Statistical Inventory Reconciliation (SIR) |  | Automatic flow restrictor (MLLD), Containment Sump | Containment Sump | [5 empty] | UST Currently In Use: 4; UST Temp Close: 0; AST Currently In Use: 0; AST Temp Closed: 0 | 4 | 0 | 2 | 12409-069-005382 | Tim Shirley
15685 | Permanently Closed | 2009-01-12 06:00 | 1974-01-01 06:00 |  | Petroleum | Kerosene | Kerosene | Retail | Steel | Steel | Field installed cathodic protection |  | Steel |  |  | Field installed cathodic protection | Catchment Basin, Single walled catchment basin | Flow Rest 90% Full | Flow Rest 90% Full |  |  | Statistical Inventory Reconciliation (SIR) | [5 empty] | Statistical inventory reconciliation (SIR) | Statistical inventory reconciliation (SIR) |  | UST Currently In Use: 4; UST Temp Close: 0; AST Currently In Use: 0; AST Temp Closed: 0 | 4 | 0 | 2 | 12409-069-005382 | Tim Shirley
15686 | Currently in Use |  | 1978-01-01 06:00 |  | Petroleum | On road diesel | On road diesel | Bulk facility | Single Wall, Steel | Steel | Coated & cathodic protection (sti-P3), Field installed cathodic protection |  | Double Wall, Fiberglass reinforced plastic |  |  |  | Catchment Basin, Single walled catchment basin | Automatic shutoff device At 95% full | Automatic shutoff device At 95% full |  |  | Automatic Tank Gauge |  | Automatic flow restrictor (MLLD) | Automatic flow restrictor (MLLD) |  |  | Annual line testing | Annual line testing |  | UST Currently In Use: 4; UST Temp Close: 0; AST Currently In Use: 1; AST Temp Closed: 0 | 4 | 0 | 0 | 12409-069-005383 | Tim Shirley
15688 | Currently in Use |  | 1978-01-01 06:00 |  | Petroleum | Other, OFFROAD | Other | Bulk facility | Single Wall, Steel | Steel | Coated & cathodic protection (sti-P3), Field installed cathodic protection |  | Double Wall, Fiberglass reinforced plastic |  |  |  | Catchment Basin, Single walled catchment basin | Automatic shutoff device At 95% full | Automatic shutoff device At 95% full |  |  | Automatic Tank Gauge |  | Automatic flow restrictor (MLLD) | Automatic flow restrictor (MLLD) |  |  | Annual line testing | Annual line testing |  | UST Currently In Use: 4; UST Temp Close: 0; AST Currently In Use: 1; AST Temp Closed: 0 | 4 | 0 | 0 | 12409-069-005383 | Tim Shirley
15690 | Currently in Use |  | 1978-01-01 06:00 |  | Petroleum | Unleaded gasoline | Unleaded gasoline | Bulk facility | Single Wall, Steel | Steel | Coated & cathodic protection (sti-P3), Field installed cathodic protection |  | Double Wall, Fiberglass reinforced plastic |  |  |  | Catchment Basin, Single walled catchment basin | Automatic shutoff device At 95% full | Automatic shutoff device At 95% full |  |  | Automatic Tank Gauge |  | Automatic flow restrictor (MLLD) | Automatic flow restrictor (MLLD) |  |  | Annual line testing | Annual line testing |  | UST Currently In Use: 4; UST Temp Close: 0; AST Currently In Use: 1; AST Temp Closed: 0 | 4 | 0 | 0 | 12409-069-005383 | Tim Shirley
15691 | Currently in Use |  | 1978-01-01 06:00 |  | Petroleum | Other, EFREE | Other | Bulk facility | Single Wall, Steel | Steel | Field installed cathodic protection |  | Double Wall, Fiberglass reinforced plastic |  |  |  | Catchment Basin, Single walled catchment basin | Automatic shutoff device At 95% full | Automatic shutoff device At 95% full |  |  | Automatic Tank Gauge |  | Automatic flow restrictor (MLLD) | Automatic flow restrictor (MLLD) |  |  | Annual line testing | Annual line testing |  | UST Currently In Use: 4; UST Temp Close: 0; AST Currently In Use: 1; AST Temp Closed: 0 | 4 | 0 | 0 | 12409-069-005383 | Tim Shirley
15692 | Permanently Closed | 1996-07-01 06:00 | 1974-01-01 06:00 | 1997-11-18 06:00 | Petroleum | Unleaded gasoline | Unleaded gasoline | Retail | Steel | Steel |  | Painted or None | Steel |  | 1901-01-01 06:00 | [12 empty] | Annual line testing | Annual line testing |  | UST Currently In Use: 0; UST Temp Close: 0; AST Currently In Use: 0; AST Temp Closed: 0 | 0 | 0 | 5 | 12409-069-005384 | Tim Shirley
15693 | Permanently Closed | 1996-07-01 06:00 | 1974-01-01 06:00 | 1997-11-18 06:00 | Petroleum | Unleaded gasoline | Unleaded gasoline | Retail | Steel | Steel |  | Painted or None | Steel |  | 1901-01-01 06:00 | [12 empty] | Annual line testing | Annual line testing |  | UST Currently In Use: 0; UST Temp Close: 0; AST Currently In Use: 0; AST Temp Closed: 0 | 0 | 0 | 5 | 12409-069-005384 | Tim Shirley
15694 | Permanently Closed | 1996-07-01 06:00 | 1974-01-01 06:00 | 1997-11-18 06:00 | Petroleum | Unleaded gasoline | Unleaded gasoline | Retail | Steel | Steel |  | Painted or None | Steel |  | 1901-01-01 06:00 | [12 empty] | Annual line testing | Annual line testing |  | UST Currently In Use: 0; UST Temp Close: 0; AST Currently In Use: 0; AST Temp Closed: 0 | 0 | 0 | 5 | 12409-069-005384 | Tim Shirley
15695 | Permanently Closed | 1996-07-01 06:00 | 1980-01-01 06:00 | 1997-11-18 06:00 | Petroleum | On road diesel | On road diesel | Retail | Steel | Steel |  | Painted or None | Steel |  | 1901-01-01 06:00 | [12 empty] | Annual line testing | Annual line testing |  | UST Currently In Use: 0; UST Temp Close: 0; AST Currently In Use: 0; AST Temp Closed: 0 | 0 | 0 | 5 | 12409-069-005384 | Tim Shirley
15696 | Permanently Closed | 1996-07-01 06:00 | 1980-01-01 06:00 | 1997-11-18 06:00 | Petroleum | Kerosene | Kerosene | Retail | Steel | Steel |  | Painted or None | Steel |  | 1901-01-01 06:00 | [12 empty] | Annual line testing | Annual line testing |  | UST Currently In Use: 0; UST Temp Close: 0; AST Currently In Use: 0; AST Temp Closed: 0 | 0 | 0 | 5 | 12409-069-005384 | Tim Shirley
15697 | Currently in Use |  | 1977-01-01 06:00 |  | Petroleum | Unleaded gasoline | Unleaded gasoline | Retail | Steel | Steel | Field installed cathodic protection |  | Steel |  |  | Field installed cathodic protection | Catchment Basin, Single walled catchment basin | Automatic shutoff device At 95% full | Automatic shutoff device At 95% full |  |  | Automatic Tank Gauge |  | Automatic flow restrictor (MLLD) | Automatic flow restrictor (MLLD) |  |  | Annual line testing | Annual line testing |  | UST Currently In Use: 4; UST Temp Close: 0; AST Currently In Use: 0; AST Temp Closed: 0 | 4 | 0 | 1 | 12409-069-005385 | Tim Shirley
15698 | Permanently Closed | 2001-06-26 06:00 | 1977-01-01 06:00 | 2001-06-26 06:00 | Petroleum | Kerosene | Kerosene | Retail | Steel | Steel |  | Painted or None | Steel | [14 empty] | Annual line testing | Annual line testing |  | UST Currently In Use: 4; UST Temp Close: 0; AST Currently In Use: 0; AST Temp Closed: 0 | 4 | 0 | 1 | 12409-069-005385 | Tim Shirley
15699 | Currently in Use |  | 1977-01-01 06:00 |  | Petroleum | On road diesel | On road diesel | Retail | Steel | Steel | Field installed cathodic protection |  | Steel |  |  | Field installed cathodic protection | Catchment Basin, Single walled catchment basin | Automatic shutoff device At 95% full | Automatic shutoff device At 95% full |  |  | Automatic Tank Gauge |  | Automatic flow restrictor (MLLD) | Automatic flow restrictor (MLLD) |  |  | Annual line testing | Annual line testing |  | UST Currently In Use: 4; UST Temp Close: 0; AST Currently In Use: 0; AST Temp Closed: 0 | 4 | 0 | 1 | 12409-069-005385 | Tim Shirley
15700 | Currently in Use |  | 1986-01-01 06:00 |  | Petroleum | Premium gasoline | Premium gasoline | Retail | Steel | Steel | Coated & cathodic protection (sti-P3), Field installed cathodic protection |  | Steel |  |  | Field installed cathodic protection | Catchment Basin, Single walled catchment basin | Automatic shutoff device At 95% full | Automatic shutoff device At 95% full |  |  | Automatic Tank Gauge |  | Automatic flow restrictor (MLLD) | Automatic flow restrictor (MLLD) |  |  | Annual line testing | Annual line testing |  | UST Currently In Use: 4; UST Temp Close: 0; AST Currently In Use: 0; AST Temp Closed: 0 | 4 | 0 | 1 | 12409-069-005385 | Tim Shirley
15701 | Currently in Use |  | 1986-01-01 06:00 |  | Petroleum | Ethanol free gasoline | Ethanol free gasoline | Retail | Steel | Steel | Coated & cathodic protection (sti-P3), Field installed cathodic protection |  | Steel |  |  | Field installed cathodic protection | Catchment Basin, Single walled catchment basin | Automatic shutoff device At 95% full | Automatic shutoff device At 95% full |  |  | Automatic Tank Gauge |  | Automatic flow restrictor (MLLD) | Automatic flow restrictor (MLLD) |  |  | Annual line testing | Annual line testing |  | UST Currently In Use: 4; UST Temp Close: 0; AST Currently In Use: 0; AST Temp Closed: 0 | 4 | 0 | 1 | 12409-069-005385 | Tim Shirley
15702 | Currently in Use |  | 1980-01-01 06:00 |  | Petroleum | Unleaded gasoline | Unleaded gasoline | Retail | Steel | Steel | Field installed cathodic protection |  | Steel |  |  | Field installed cathodic protection | Catchment Basin, Single walled catchment basin | Automatic shutoff device At 95% full | Automatic shutoff device At 95% full |  |  | Continuous Automatic Tank Gauge |  | Automatic flow restrictor (MLLD) | Automatic flow restrictor (MLLD) |  |  | Annual line testing | Annual line testing |  | UST Currently In Use: 3; UST Temp Close: 0; AST Currently In Use: 0; AST Temp Closed: 0 | 3 | 0 | 0 | 25270-069-005386 | ENSLEY INVESTMENTS LLC
15703 | Currently in Use |  | 1980-01-01 06:00 |  | Petroleum | Unleaded gasoline | Unleaded gasoline | Retail | Steel | Steel | Field installed cathodic protection |  | Steel |  |  | Field installed cathodic protection | Catchment Basin, Single walled catchment basin | Automatic shutoff device At 95% full | Automatic shutoff device At 95% full |  |  | Continuous Automatic Tank Gauge |  | Automatic flow restrictor (MLLD) | Automatic flow restrictor (MLLD) |  |  | Annual line testing | Annual line testing |  | UST Currently In Use: 3; UST Temp Close: 0; AST Currently In Use: 0; AST Temp Closed: 0 | 3 | 0 | 0 | 25270-069-005386 | ENSLEY INVESTMENTS LLC
15704 | Currently in Use |  | 1986-01-01 06:00 |  | Petroleum | Unleaded gasoline | Unleaded gasoline | Retail | Steel | Steel | Coated & cathodic protection (sti-P3), Field installed cathodic protection |  | Steel |  |  | Field installed cathodic protection | Catchment Basin, Single walled catchment basin | Automatic shutoff device At 95% full | Automatic shutoff device At 95% full |  |  | Continuous Automatic Tank Gauge |  | Automatic flow restrictor (MLLD) | Automatic flow restrictor (MLLD) |  |  | Annual line testing | Annual line testing |  | UST Currently In Use: 3; UST Temp Close: 0; AST Currently In Use: 0; AST Temp Closed: 0 | 3 | 0 | 0 | 25270-069-005386 | ENSLEY INVESTMENTS LLC
15705 | Currently in Use |  | 1977-01-01 06:00 |  | Petroleum | On road diesel | On road diesel | Retail | Single Wall, Steel | Steel | Field installed cathodic protection |  | Double Wall, Fiberglass reinforced plastic |  | 2014-10-01 06:00 |  | Catchment Basin, Single walled catchment basin | Automatic shutoff device At 95% full | Automatic shutoff device At 95% full |  |  | Statistical Inventory Reconciliation (SIR) |  | Automatic flow restrictor (MLLD) | Automatic flow restrictor (MLLD) | Interstitial Monitoring within Secondary Containment |  |  |  |  | UST Currently In Use: 4; UST Temp Close: 0; AST Currently In Use: 0; AST Temp Closed: 0 | 4 | 0 | 0 | 12409-069-005388 | Tim Shirley
15706 | Currently in Use |  | 1977-01-01 06:00 |  | Petroleum | Unleaded gasoline | Unleaded gasoline | Retail | Single Wall, Steel | Steel | Field installed cathodic protection |  | Double Wall, Fiberglass reinforced plastic |  | 2014-10-01 06:00 |  | Catchment Basin, Single walled catchment basin | Automatic shutoff device At 95% full | Automatic shutoff device At 95% full |  |  | Statistical Inventory Reconciliation (SIR) |  | Automatic flow restrictor (MLLD) | Automatic flow restrictor (MLLD) | Interstitial Monitoring within Secondary Containment | MANUAL/VISUAL CHECK |  |  |  | UST Currently In Use: 4; UST Temp Close: 0; AST Currently In Use: 0; AST Temp Closed: 0 | 4 | 0 | 0 | 12409-069-005388 | Tim Shirley
15707 | Currently in Use |  | 1977-01-01 06:00 |  | Petroleum | Premium gasoline | Premium gasoline | Retail | Single Wall, Steel | Steel | Field installed cathodic protection |  | Double Wall, Fiberglass reinforced plastic |  |  |  | Catchment Basin, Single walled catchment basin | Automatic shutoff device At 95% full | Automatic shutoff device At 95% full |  |  | Statistical Inventory Reconciliation (SIR) |  | Automatic flow restrictor (MLLD) | Automatic flow restrictor (MLLD) | Interstitial Monitoring within Secondary Containment | MANUAL/VISUAL CHECK | Statistical inventory reconciliation (SIR) | Statistical inventory reconciliation (SIR) |  | UST Currently In Use: 4; UST Temp Close: 0; AST Currently In Use: 0; AST Temp Closed: 0 | 4 | 0 | 0 | 12409-069-005388 | Tim Shirley
15708 | Currently in Use |  | 1977-01-01 06:00 |  | Petroleum | Ethanol free gasoline | Ethanol free gasoline | Retail | Single Wall, Steel | Steel | Field installed cathodic protection |  | Double Wall, Fiberglass reinforced plastic |  | 2014-10-01 06:00 |  | Catchment Basin, Single walled catchment basin | Automatic shutoff device At 95% full | Automatic shutoff device At 95% full |  |  | Statistical Inventory Reconciliation (SIR) |  | Automatic flow restrictor (MLLD) | Automatic flow restrictor (MLLD) | Interstitial Monitoring within Secondary Containment | MANUAL/VISUAL CHECK |  |  |  | UST Currently In Use: 4; UST Temp Close: 0; AST Currently In Use: 0; AST Temp Closed: 0 | 4 | 0 | 0 | 12409-069-005388 | Tim Shirley
15709 | Permanently Closed | 1997-06-10 06:00 | 1973-01-01 06:00 | 1997-11-19 06:00 | Petroleum | Unleaded gasoline | Unleaded gasoline | Retail | Steel | Steel |  | Painted or None | Steel |  | 1901-01-01 06:00 | [12 empty] | Annual line testing | Annual line testing |  | UST Currently In Use: 0; UST Temp Close: 0; AST Currently In Use: 0; AST Temp Closed: 0 | 0 | 0 | 2 | 12409-069-005391 | Tim Shirley
15710 | Permanently Closed | 1997-06-10 06:00 | 1973-01-01 06:00 | 1997-11-19 06:00 | Petroleum | Unleaded gasoline | Unleaded gasoline | Retail | Steel | Steel |  | Painted or None | Steel |  | 1901-01-01 06:00 | [12 empty] | Annual line testing | Annual line testing |  | UST Currently In Use: 0; UST Temp Close: 0; AST Currently In Use: 0; AST Temp Closed: 0 | 0 | 0 | 2 | 12409-069-005391 | Tim Shirley
15711 | Permanently Closed | 1901-01-01 06:00 | 1972-01-01 06:00 | 1989-11-20 06:00 | Petroleum | Unleaded gasoline | Unleaded gasoline |  | Steel | Steel |  | Painted or None | Steel |  | 1901-01-01 06:00 | [15 empty] | UST Currently In Use: 0; UST Temp Close: 0; AST Currently In Use: 0; AST Temp Closed: 0 | 0 | 0 | 4 | 12409-069-005393 | Tim Shirley
15712 | Permanently Closed | 1901-01-01 06:00 | 1972-01-01 06:00 | 1989-11-20 06:00 | Petroleum | Unleaded gasoline | Unleaded gasoline |  | Steel | Steel |  | Painted or None | Steel |  | 1901-01-01 06:00 | [12 empty] | Annual line testing | Annual line testing |  | UST Currently In Use: 0; UST Temp Close: 0; AST Currently In Use: 0; AST Temp Closed: 0 | 0 | 0 | 4 | 12409-069-005393 | Tim Shirley
15713 | Permanently Closed | 1989-02-01 06:00 | 1971-01-01 06:00 | 1990-10-09 06:00 | Petroleum | Unleaded gasoline | Unleaded gasoline |  | Steel | Steel |  | Painted or None | Steel |  | 1901-01-01 06:00 | [15 empty] | UST Currently In Use: 0; UST Temp Close: 0; AST Currently In Use: 0; AST Temp Closed: 0 | 0 | 0 | 4 | 17661-069-005396 | PRESS CLEMENTS
15714 | Permanently Closed | 1989-02-01 06:00 | 1971-01-01 06:00 | 1990-10-09 06:00 | Petroleum | Unleaded gasoline | Unleaded gasoline |  | Steel | Steel |  | Painted or None | Steel |  | 1901-01-01 06:00 | [15 empty] | UST Currently In Use: 0; UST Temp Close: 0; AST Currently In Use: 0; AST Temp Closed: 0 | 0 | 0 | 4 | 17661-069-005396 | PRESS CLEMENTS
15715 | Permanently Closed | 1989-02-01 06:00 | 1971-01-01 06:00 | 1990-10-09 06:00 | Petroleum | On road diesel | On road diesel |  | Steel | Steel |  | Painted or None | Steel |  | 1901-01-01 06:00 | [15 empty] | UST Currently In Use: 0; UST Temp Close: 0; AST Currently In Use: 0; AST Temp Closed: 0 | 0 | 0 | 4 | 17661-069-005396 | PRESS CLEMENTS
15716 | Permanently Closed | 1989-02-01 06:00 | 1982-01-01 06:00 | 1990-10-09 06:00 | Petroleum | Kerosene | Kerosene |  | Steel | Steel |  | Painted or None | Steel |  | 1901-01-01 06:00 | [15 empty] | UST Currently In Use: 0; UST Temp Close: 0; AST Currently In Use: 0; AST Temp Closed: 0 | 0 | 0 | 4 | 17661-069-005396 | PRESS CLEMENTS
15717 | Permanently Closed | 1998-12-21 06:00 | 1981-01-01 06:00 | 1999-03-18 06:00 | Petroleum | Unleaded gasoline | Unleaded gasoline | Retail | Steel | Steel |  | Painted or None | Steel |  | 1901-01-01 06:00 | [12 empty] | Annual line testing | Annual line testing |  | UST Currently In Use: 0; UST Temp Close: 0; AST Currently In Use: 0; AST Temp Closed: 0 | 0 | 0 | 4 | 12409-069-005399 | Tim Shirley
15718 | Permanently Closed | 1998-12-21 06:00 | 1981-01-01 06:00 | 1999-03-18 06:00 | Petroleum | Unleaded gasoline | Unleaded gasoline | Retail | Steel | Steel |  | Painted or None | Steel |  | 1901-01-01 06:00 | [12 empty] | Annual line testing | Annual line testing |  | UST Currently In Use: 0; UST Temp Close: 0; AST Currently In Use: 0; AST Temp Closed: 0 | 0 | 0 | 4 | 12409-069-005399 | Tim Shirley
15719 | Permanently Closed | 1998-04-02 06:00 | 1981-01-01 06:00 | 1999-03-18 06:00 | Petroleum | Unleaded gasoline | Unleaded gasoline | Retail | Steel | Steel |  | Painted or None | Steel |  | 1901-01-01 06:00 | [12 empty] | Annual line testing | Annual line testing |  | UST Currently In Use: 0; UST Temp Close: 0; AST Currently In Use: 0; AST Temp Closed: 0 | 0 | 0 | 4 | 12409-069-005399 | Tim Shirley
15720 | Permanently Closed | 1998-12-21 06:00 | 1981-01-01 06:00 | 1999-03-18 06:00 | Petroleum | On road diesel | On road diesel | Retail | Steel | Steel |  | Painted or None | Steel |  | 1901-01-01 06:00 | [12 empty] | Annual line testing | Annual line testing |  | UST Currently In Use: 0; UST Temp Close: 0; AST Currently In Use: 0; AST Temp Closed: 0 | 0 | 0 | 4 | 12409-069-005399 | Tim Shirley
15723 |  | 1998-12-21 06:00 | 1974-01-01 06:00 |  | Petroleum | Unleaded gasoline | Unleaded gasoline | Retail | Steel | Steel |  | Painted or None | Steel |  | 1901-01-01 06:00 | [12 empty] | Annual line testing | Annual line testing |  | UST Currently In Use: 0; UST Temp Close: 0; AST Currently In Use: 0; AST Temp Closed: 0 | 0 | 0 | 0 | 12409-069-005401 | Tim Shirley
15724 |  | 1998-12-21 06:00 | 1974-01-01 06:00 |  | Petroleum | Unleaded gasoline | Unleaded gasoline | Retail | Steel | Steel |  | Painted or None | Steel |  | 1901-01-01 06:00 | [12 empty] | Annual line testing | Annual line testing |  | UST Currently In Use: 0; UST Temp Close: 0; AST Currently In Use: 0; AST Temp Closed: 0 | 0 | 0 | 0 | 12409-069-005401 | Tim Shirley
15725 | Currently in Use |  | 1986-01-01 06:00 |  | Petroleum | Unleaded gasoline | Unleaded gasoline | Retail | Steel | Steel | Coated & cathodic protection (sti-P3) |  | Flexible, DBWALL |  | 1901-01-01 06:00 |  | Catchment Basin, Single walled catchment basin | Automatic shutoff device At 95% full | Automatic shutoff device At 95% full |  |  | Automatic Tank Gauge |  | Automatic flow restrictor (MLLD) | Automatic flow restrictor (MLLD) |  |  | Annual line testing | Annual line testing |  | UST Currently In Use: 5; UST Temp Close: 0; AST Currently In Use: 0; AST Temp Closed: 0 | 5 | 0 | 0 | 12409-069-010588 | Tim Shirley
15726 | Currently in Use |  | 1986-01-01 06:00 |  | Petroleum | Mid-grade gasoline | Mid-grade gasoline | Retail | Steel | Steel | Coated & cathodic protection (sti-P3) |  | Flexible |  | 1901-01-01 06:00 |  | Catchment Basin, Single walled catchment basin | Automatic shutoff device At 95% full | Automatic shutoff device At 95% full |  |  | Automatic Tank Gauge |  | Automatic flow restrictor (MLLD) | Automatic flow restrictor (MLLD) |  |  | Annual line testing | Annual line testing |  | UST Currently In Use: 5; UST Temp Close: 0; AST Currently In Use: 0; AST Temp Closed: 0 | 5 | 0 | 0 | 12409-069-010588 | Tim Shirley
15727 | Currently in Use |  | 1986-01-01 06:00 |  | Petroleum | Premium gasoline | Premium gasoline | Retail | Steel | Steel | Coated & cathodic protection (sti-P3) |  | Flexible |  | 1901-01-01 06:00 |  | Catchment Basin, Single walled catchment basin | Flow Rest 90% Full | Flow Rest 90% Full |  |  | Automatic Tank Gauge |  | Automatic flow restrictor (MLLD) | Automatic flow restrictor (MLLD) |  |  | Annual line testing | Annual line testing |  | UST Currently In Use: 5; UST Temp Close: 0; AST Currently In Use: 0; AST Temp Closed: 0 | 5 | 0 | 0 | 12409-069-010588 | Tim Shirley
15728 | Currently in Use |  | 1986-01-01 06:00 |  | Petroleum | Unleaded gasoline | Unleaded gasoline | Retail | Steel | Steel | Coated & cathodic protection (sti-P3) |  | Flexible |  | 1901-01-01 06:00 |  | Catchment Basin, Single walled catchment basin | Automatic shutoff device At 95% full | Automatic shutoff device At 95% full |  |  | Automatic Tank Gauge |  | Automatic flow restrictor (MLLD) | Automatic flow restrictor (MLLD) |  |  | Annual line testing | Annual line testing |  | UST Currently In Use: 5; UST Temp Close: 0; AST Currently In Use: 0; AST Temp Closed: 0 | 5 | 0 | 0 | 12409-069-010588 | Tim Shirley
15729 | Currently in Use |  | 1986-01-01 06:00 |  | Petroleum | On road diesel | On road diesel | Retail | Steel | Steel | Coated & cathodic protection (sti-P3) |  | Flexible |  | 1901-01-01 06:00 |  | Catchment Basin, Single walled catchment basin | Automatic shutoff device At 95% full | Automatic shutoff device At 95% full |  |  | Automatic Tank Gauge |  | Automatic flow restrictor (MLLD) | Automatic flow restrictor (MLLD) |  |  | Annual line testing | Annual line testing |  | UST Currently In Use: 5; UST Temp Close: 0; AST Currently In Use: 0; AST Temp Closed: 0 | 5 | 0 | 0 | 12409-069-010588 | Tim Shirley
15730 | Permanently Closed | 2001-08-17 06:00 | 1981-01-01 06:00 | 2002-01-28 06:00 | Petroleum | Unleaded gasoline | Unleaded gasoline | Retail | Steel | Steel | Field installed cathodic protection | Painted or None | Steel |  | 1901-01-01 06:00 | Field installed cathodic protection | Catchment Basin, Single walled catchment basin | Automatic shutoff device At 95% full | Automatic shutoff device At 95% full | [8 empty] | Annual line testing | Annual line testing |  | UST Currently In Use: 0; UST Temp Close: 0; AST Currently In Use: 0; AST Temp Closed: 0 | 0 | 0 | 4 | 12409-069-010624 | Tim Shirley
15731 | Permanently Closed | 2001-08-17 06:00 | 1986-01-01 06:00 | 2002-01-28 06:00 | Petroleum | Unleaded gasoline | Unleaded gasoline | Retail | Steel | Steel | Coated & cathodic protection (sti-P3) |  | Steel |  | 1901-01-01 06:00 | Field installed cathodic protection | Catchment Basin, Single walled catchment basin | Automatic shutoff device At 95% full | Automatic shutoff device At 95% full | [8 empty] | Annual line testing | Annual line testing |  | UST Currently In Use: 0; UST Temp Close: 0; AST Currently In Use: 0; AST Temp Closed: 0 | 0 | 0 | 4 | 12409-069-010624 | Tim Shirley
15732 | Permanently Closed | 2001-08-17 06:00 | 1986-01-01 06:00 | 2002-01-28 06:00 | Petroleum | Unleaded gasoline | Unleaded gasoline | Retail | Steel | Steel | Coated & cathodic protection (sti-P3) |  | Steel |  | 1901-01-01 06:00 | Field installed cathodic protection | Catchment Basin, Single walled catchment basin | Automatic shutoff device At 95% full | Automatic shutoff device At 95% full | [8 empty] | Annual line testing | Annual line testing |  | UST Currently In Use: 0; UST Temp Close: 0; AST Currently In Use: 0; AST Temp Closed: 0 | 0 | 0 | 4 | 12409-069-010624 | Tim Shirley
15733 | Permanently Closed | 2001-08-17 06:00 | 1981-01-01 06:00 | 2002-01-28 06:00 | Petroleum | On road diesel | On road diesel | Retail | Steel | Steel | Field installed cathodic protection | Painted or None | Steel |  | 1901-01-01 06:00 | Field installed cathodic protection | Catchment Basin, Single walled catchment basin | Automatic shutoff device At 95% full | Automatic shutoff device At 95% full | [8 empty] | Annual line testing | Annual line testing |  | UST Currently In Use: 0; UST Temp Close: 0; AST Currently In Use: 0; AST Temp Closed: 0 | 0 | 0 | 4 | 12409-069-010624 | Tim Shirley
15734 | Permanently Closed | 1993-02-20 06:00 | 1981-01-01 06:00 | 1993-02-20 06:00 | Petroleum | On road diesel | On road diesel |  | Steel | Steel |  | Painted or None | Steel |  | 1901-01-01 06:00 | [15 empty] | UST Currently In Use: 0; UST Temp Close: 0; AST Currently In Use: 0; AST Temp Closed: 0 | 0 | 0 | 1 | 12409-069-013967 | Tim Shirley
15735 | Currently in Use |  | 1989-01-01 06:00 |  | Petroleum | Unleaded gasoline | Unleaded gasoline | Retail | Fiberglass reinforced plastic | Fiberglass reinforced plastic |  |  | Fiberglass reinforced plastic |  | 1901-01-01 06:00 | None | Catchment Basin, Single walled catchment basin | Flow Rest 90% Full | Flow Rest 90% Full |  |  | Continuous Automatic Tank Gauge |  | Automatic flow restrictor (MLLD) | Automatic flow restrictor (MLLD) |  |  | Annual line testing | Annual line testing |  | UST Currently In Use: 4; UST Temp Close: 0; AST Currently In Use: 0; AST Temp Closed: 0 | 4 | 0 | 0 | 12409-069-014800 | Tim Shirley
15736 | Currently in Use |  | 1989-01-01 06:00 |  | Petroleum | Premium gasoline | Premium gasoline | Retail | Fiberglass reinforced plastic | Fiberglass reinforced plastic |  |  | Fiberglass reinforced plastic |  | 1901-01-01 06:00 | None | Catchment Basin, Single walled catchment basin | Flow Rest 90% Full | Flow Rest 90% Full |  |  | Continuous Automatic Tank Gauge |  | Automatic flow restrictor (MLLD) | Automatic flow restrictor (MLLD) |  |  | Annual line testing | Annual line testing |  | UST Currently In Use: 4; UST Temp Close: 0; AST Currently In Use: 0; AST Temp Closed: 0 | 4 | 0 | 0 | 12409-069-014800 | Tim Shirley
15737 | Currently in Use |  | 1989-01-01 06:00 |  | Petroleum | Unleaded gasoline | Unleaded gasoline | Retail | Fiberglass reinforced plastic | Fiberglass reinforced plastic |  |  | Fiberglass reinforced plastic |  | 1901-01-01 06:00 | None | Catchment Basin, Single walled catchment basin | Flow Rest 90% Full | Flow Rest 90% Full |  |  | Continuous Automatic Tank Gauge |  | Automatic flow restrictor (MLLD) | Automatic flow restrictor (MLLD) |  |  | Annual line testing | Annual line testing |  | UST Currently In Use: 4; UST Temp Close: 0; AST Currently In Use: 0; AST Temp Closed: 0 | 4 | 0 | 0 | 12409-069-014800 | Tim Shirley
15738 | Currently in Use |  | 1989-01-01 06:00 |  | Petroleum | On road diesel | On road diesel | Retail | Fiberglass reinforced plastic | Fiberglass reinforced plastic |  |  | Fiberglass reinforced plastic |  | 1901-01-01 06:00 | None | Catchment Basin, Single walled catchment basin | Flow Rest 90% Full | Flow Rest 90% Full |  |  | Continuous Automatic Tank Gauge |  | Automatic flow restrictor (MLLD) | Automatic flow restrictor (MLLD) |  |  | Annual line testing | Annual line testing |  | UST Currently In Use: 4; UST Temp Close: 0; AST Currently In Use: 0; AST Temp Closed: 0 | 4 | 0 | 0 | 12409-069-014800 | Tim Shirley
15739 | Permanently Closed | 1901-01-01 06:00 | 1964-01-01 06:00 | 1988-12-21 06:00 | Petroleum | Unleaded gasoline | Unleaded gasoline | [7 empty] | 1901-01-01 06:00 | [15 empty] | UST Currently In Use: 0; UST Temp Close: 0; AST Currently In Use: 0; AST Temp Closed: 0 | 0 | 0 | 1 | 12412-069-001231 | HOMECRAFTERS
15740 | Permanently Closed | 1980-01-01 06:00 | 1963-01-01 06:00 | 1987-06-15 06:00 | Petroleum | Unleaded gasoline | Unleaded gasoline | [7 empty] | 1901-01-01 06:00 | [15 empty] | UST Currently In Use: 0; UST Temp Close: 0; AST Currently In Use: 0; AST Temp Closed: 0 | 0 | 0 | 1 | 12413-033-001930 | MARVINS HARDWARE
15741 | Permanently Closed | 1901-01-01 06:00 | 1980-01-01 06:00 |  | Petroleum | On road diesel | On road diesel |  | Steel | Steel |  | Painted or None | Steel |  | 1901-01-01 06:00 | [15 empty] | UST Currently In Use: 0; UST Temp Close: 0; AST Currently In Use: 0; AST Temp Closed: 0 | 0 | 0 | 2 | 12414-117-002313 | WICKES LUMBER
15742 | Permanently Closed | 1901-01-01 06:00 | 1980-01-01 06:00 |  | Petroleum | On road diesel | On road diesel |  | Steel | Steel |  | Painted or None | Steel |  | 1901-01-01 06:00 | [15 empty] | UST Currently In Use: 0; UST Temp Close: 0; AST Currently In Use: 0; AST Temp Closed: 0 | 0 | 0 | 2 | 12414-117-002313 | WICKES LUMBER
15743 | Permanently Closed | 1990-12-06 06:00 | 1963-01-01 06:00 | 1990-12-06 06:00 | Petroleum | Kerosene | Kerosene |  | Steel | Steel |  |  | Steel |  | 1901-01-01 06:00 | [15 empty] | UST Currently In Use: 0; UST Temp Close: 2; AST Currently In Use: 0; AST Temp Closed: 0 | 0 | 2 | 2 | 25502-077-006761 | THANH HOUU TRINH
15744 | Permanently Closed | 1990-12-06 06:00 | 1963-01-01 06:00 | 1990-12-06 06:00 | Petroleum | Unleaded gasoline | Unleaded gasoline |  | Steel | Steel |  |  | Steel |  | 1901-01-01 06:00 | [15 empty] | UST Currently In Use: 0; UST Temp Close: 2; AST Currently In Use: 0; AST Temp Closed: 0 | 0 | 2 | 2 | 25502-077-006761 | THANH HOUU TRINH
15745 | Temporary Closed | 2001-04-06 06:00 | 1984-01-01 06:00 |  | Petroleum | Unleaded gasoline | Unleaded gasoline | Retail | Single Wall, Steel | Steel | Field installed cathodic protection | Painted or None | Single Wall, Steel |  | 1901-01-01 06:00 | Field installed cathodic protection | Catchment Basin, Single walled catchment basin | Automatic shutoff device At 95% full | Automatic shutoff device At 95% full |  |  | Statistical Inventory Reconciliation (SIR) | [8 empty] | UST Currently In Use: 0; UST Temp Close: 2; AST Currently In Use: 0; AST Temp Closed: 0 | 0 | 2 | 2 | 25502-077-006761 | THANH HOUU TRINH
15746 | Temporary Closed | 2001-04-06 06:00 | 1984-01-01 06:00 |  | Petroleum | Unleaded gasoline | Unleaded gasoline | Retail | Single Wall, Steel | Steel | Field installed cathodic protection | Painted or None | Single Wall, Steel |  | 1901-01-01 06:00 | Field installed cathodic protection | Catchment Basin, Single walled catchment basin | Automatic shutoff device At 95% full | Automatic shutoff device At 95% full |  |  | Statistical Inventory Reconciliation (SIR) | [8 empty] | UST Currently In Use: 0; UST Temp Close: 2; AST Currently In Use: 0; AST Temp Closed: 0 | 0 | 2 | 2 | 25502-077-006761 | THANH HOUU TRINH
15749 | Permanently Closed | 2007-12-13 06:00 | 1969-01-01 06:00 | 2007-12-13 06:00 | Petroleum | Unleaded gasoline | Unleaded gasoline | Retail | Steel | Steel | Field installed cathodic protection |  | Steel |  | 1901-01-01 06:00 | Field installed cathodic protection | Catchment Basin, Single walled catchment basin | Automatic shutoff device At 95% full | Automatic shutoff device At 95% full |  |  | Statistical Inventory Reconciliation (SIR) | [5 empty] | Statistical inventory reconciliation (SIR) | Statistical inventory reconciliation (SIR) |  | UST Currently In Use: 0; UST Temp Close: 0; AST Currently In Use: 0; AST Temp Closed: 0 | 0 | 0 | 4 | 12418-133-002609 | CHESTER HOOD
15750 | Permanently Closed | 2007-12-13 06:00 | 1969-01-01 06:00 | 2007-12-13 06:00 | Petroleum | Premium gasoline | Premium gasoline | Retail | Steel | Steel | Field installed cathodic protection | Painted or None | Steel |  | 1901-01-01 06:00 | Field installed cathodic protection | Catchment Basin, Single walled catchment basin | Automatic shutoff device At 95% full | Automatic shutoff device At 95% full |  |  | Statistical Inventory Reconciliation (SIR) | [5 empty] | Statistical inventory reconciliation (SIR) | Statistical inventory reconciliation (SIR) |  | UST Currently In Use: 0; UST Temp Close: 0; AST Currently In Use: 0; AST Temp Closed: 0 | 0 | 0 | 4 | 12418-133-002609 | CHESTER HOOD
15751 | Permanently Closed | 2007-12-13 06:00 | 1969-01-01 06:00 | 2007-12-13 06:00 | Petroleum | On road diesel | On road diesel | Retail | Steel | Steel | Field installed cathodic protection |  | Steel |  | 1901-01-01 06:00 | Field installed cathodic protection | Catchment Basin, Single walled catchment basin | Automatic shutoff device At 95% full | Automatic shutoff device At 95% full |  |  | Statistical Inventory Reconciliation (SIR) | [5 empty] | Statistical inventory reconciliation (SIR) | Statistical inventory reconciliation (SIR) |  | UST Currently In Use: 0; UST Temp Close: 0; AST Currently In Use: 0; AST Temp Closed: 0 | 0 | 0 | 4 | 12418-133-002609 | CHESTER HOOD
15752 | Permanently Closed | 2007-12-13 06:00 | 1983-01-01 06:00 | 2007-12-13 06:00 | Petroleum | Mid-grade gasoline | Mid-grade gasoline | Retail | Steel | Steel | Coated & cathodic protection (sti-P3), Field installed cathodic protection |  | Steel |  | 1901-01-01 06:00 | Field installed cathodic protection | Catchment Basin, Single walled catchment basin | Automatic shutoff device At 95% full | Automatic shutoff device At 95% full |  |  | Statistical Inventory Reconciliation (SIR) | [5 empty] | Statistical inventory reconciliation (SIR) | Statistical inventory reconciliation (SIR) |  | UST Currently In Use: 0; UST Temp Close: 0; AST Currently In Use: 0; AST Temp Closed: 0 | 0 | 0 | 4 | 12418-133-002609 | CHESTER HOOD
15753 | Permanently Closed | 1987-12-01 06:00 | 1971-01-01 06:00 | 1999-08-15 06:00 | Petroleum | Used oil | Used oil |  | Steel | Steel |  | Painted or None |  |  | 1901-01-01 06:00 | Field installed cathodic protection | [14 empty] | UST Currently In Use: 0; UST Temp Close: 0; AST Currently In Use: 0; AST Temp Closed: 0 | 0 | 0 | 2 | 12419-073-001842 | HOOVER TOYOTA INC
15754 | Permanently Closed | 1987-12-01 06:00 | 1975-01-01 06:00 |  | Petroleum | Other, NEW OIL | Other |  | Steel | Steel |  | Painted or None |  |  | 1901-01-01 06:00 | Field installed cathodic protection | [14 empty] | UST Currently In Use: 0; UST Temp Close: 0; AST Currently In Use: 0; AST Temp Closed: 0 | 0 | 0 | 2 | 12419-073-001842 | HOOVER TOYOTA INC
15755 | Permanently Closed | 1901-01-01 06:00 | 1970-01-01 06:00 | 1989-09-28 06:00 | Petroleum | Unleaded gasoline | Unleaded gasoline |  | Steel | Steel |  |  | Steel |  | 1901-01-01 06:00 | [15 empty] | UST Currently In Use: 0; UST Temp Close: 0; AST Currently In Use: 0; AST Temp Closed: 0 | 0 | 0 | 1 | 12420-101-000270 | HOPS EXTERMINATING CO INC
15756 | Permanently Closed | 1992-06-15 06:00 | 1980-01-01 06:00 | 1992-06-15 06:00 | Petroleum | Unleaded gasoline | Unleaded gasoline |  | Steel | Steel |  | Painted or None | Steel |  | 1901-01-01 06:00 | [15 empty] | UST Currently In Use: 0; UST Temp Close: 0; AST Currently In Use: 0; AST Temp Closed: 0 | 0 | 0 | 3 | 12421-023-010771 | GREG MANLEY
15757 | Permanently Closed | 1992-06-15 06:00 | 1980-01-01 06:00 | 1992-06-15 06:00 | Petroleum | Unleaded gasoline | Unleaded gasoline |  | Steel | Steel |  | Painted or None | Steel |  | 1901-01-01 06:00 | [15 empty] | UST Currently In Use: 0; UST Temp Close: 0; AST Currently In Use: 0; AST Temp Closed: 0 | 0 | 0 | 3 | 12421-023-010771 | GREG MANLEY
15758 | Permanently Closed | 1992-06-15 06:00 | 1980-01-01 06:00 | 1992-06-15 06:00 | Petroleum | Unleaded gasoline | Unleaded gasoline |  | Steel | Steel |  | Painted or None | Steel |  | 1901-01-01 06:00 | [15 empty] | UST Currently In Use: 0; UST Temp Close: 0; AST Currently In Use: 0; AST Temp Closed: 0 | 0 | 0 | 3 | 12421-023-010771 | GREG MANLEY
15759 | Permanently Closed | 1988-12-21 06:00 | 1981-01-01 06:00 | 1988-12-21 06:00 | Petroleum | Unleaded gasoline | Unleaded gasoline |  | Steel | Steel |  | Painted or None | Steel |  | 1901-01-01 06:00 | [15 empty] | UST Currently In Use: 0; UST Temp Close: 0; AST Currently In Use: 0; AST Temp Closed: 0 | 0 | 0 | 3 | 12422-077-003122 | HORACE HOWARD EAVES
15760 | Permanently Closed | 1988-12-21 06:00 | 1981-01-01 06:00 | 1988-12-21 06:00 | Petroleum | Unleaded gasoline | Unleaded gasoline |  | Steel | Steel |  | Painted or None | Steel |  | 1901-01-01 06:00 | [15 empty] | UST Currently In Use: 0; UST Temp Close: 0; AST Currently In Use: 0; AST Temp Closed: 0 | 0 | 0 | 3 | 12422-077-003122 | HORACE HOWARD EAVES
15761 | Permanently Closed | 1988-12-21 06:00 | 1980-01-01 06:00 | 1988-12-21 06:00 | Petroleum | Unleaded gasoline | Unleaded gasoline |  | Steel | Steel |  | Painted or None | Steel |  | 1901-01-01 06:00 | [15 empty] | UST Currently In Use: 0; UST Temp Close: 0; AST Currently In Use: 0; AST Temp Closed: 0 | 0 | 0 | 3 | 12422-077-003122 | HORACE HOWARD EAVES
15762 | Currently in Use |  | 1975-01-01 06:00 |  | Petroleum | Unleaded gasoline | Unleaded gasoline | Retail | Single Wall, Steel | Steel | Field installed cathodic protection |  | Single Wall, Steel |  |  | Field installed cathodic protection | Catchment Basin, Single walled catchment basin | Automatic shutoff device At 95% full | Automatic shutoff device At 95% full |  |  | Continuous Automatic Tank Gauge |  | Automatic shutoff device (AELLD) | Automatic shutoff device (AELLD) | [5 empty] | UST Currently In Use: 4; UST Temp Close: 0; AST Currently In Use: 0; AST Temp Closed: 0 | 4 | 0 | 0 | 23703-089-009865 | NARESHKUMAR PATEL
15763 | Currently in Use |  | 1975-01-01 06:00 |  | Petroleum | Unleaded gasoline | Unleaded gasoline | Retail | Single Wall, Steel | Steel | Field installed cathodic protection |  | Single Wall, Steel |  |  | Field installed cathodic protection | Catchment Basin, Single walled catchment basin | Automatic shutoff device At 95% full | Automatic shutoff device At 95% full |  |  | Continuous Automatic Tank Gauge |  | Automatic shutoff device (AELLD) | Automatic shutoff device (AELLD) | [5 empty] | UST Currently In Use: 4; UST Temp Close: 0; AST Currently In Use: 0; AST Temp Closed: 0 | 4 | 0 | 0 | 23703-089-009865 | NARESHKUMAR PATEL
15764 | Currently in Use |  | 1976-01-01 06:00 |  | Petroleum | Premium gasoline | Premium gasoline | Retail | Single Wall, Steel | Steel | Field installed cathodic protection |  | Single Wall, Steel |  |  | Field installed cathodic protection | Catchment Basin, Single walled catchment basin | Automatic shutoff device At 95% full | Automatic shutoff device At 95% full |  |  | Continuous Automatic Tank Gauge |  | Automatic shutoff device (AELLD) | Automatic shutoff device (AELLD) | [5 empty] | UST Currently In Use: 4; UST Temp Close: 0; AST Currently In Use: 0; AST Temp Closed: 0 | 4 | 0 | 0 | 23703-089-009865 | NARESHKUMAR PATEL
15765 | Currently in Use |  | 1976-01-01 06:00 |  | Petroleum | On road diesel | On road diesel | Retail | Single Wall, Steel | Steel | Field installed cathodic protection |  | Single Wall, Steel |  |  | Field installed cathodic protection | Catchment Basin, Single walled catchment basin | Automatic shutoff device At 95% full | Automatic shutoff device At 95% full |  |  | Continuous Automatic Tank Gauge | [8 empty] | UST Currently In Use: 4; UST Temp Close: 0; AST Currently In Use: 0; AST Temp Closed: 0 | 4 | 0 | 0 | 23703-089-009865 | NARESHKUMAR PATEL
15766 | Permanently Closed | 1993-12-15 06:00 | 1985-01-01 06:00 | 1993-12-15 06:00 | Petroleum | On road diesel | On road diesel |  | Steel | Steel | Coated & cathodic protection (sti-P3), Interior lined (not allowed as a standalone method of corrosion protection) |  | Steel |  | 1901-01-01 06:00 | [15 empty] | UST Currently In Use: 0; UST Temp Close: 0; AST Currently In Use: 0; AST Temp Closed: 0 | 0 | 0 | 1 | 12424-053-009168 | LESLIE CUNINGHAM FARM
15767 | Permanently Closed | 1995-05-16 06:00 | 1974-01-01 06:00 | 1995-05-16 06:00 | Petroleum | On road diesel | On road diesel |  | Steel | Steel |  | Painted or None | Steel |  | 1901-01-01 06:00 | [15 empty] | UST Currently In Use: 0; UST Temp Close: 0; AST Currently In Use: 0; AST Temp Closed: 0 | 0 | 0 | 4 | 22349-097-001119 | ANTON STREET (AL) LLC C/O ALL RENTAL
15768 | Permanently Closed | 1995-05-16 06:00 | 1974-01-01 06:00 | 1995-05-16 06:00 | Petroleum | On road diesel | On road diesel |  | Steel | Steel |  | Painted or None | Steel |  | 1901-01-01 06:00 | [15 empty] | UST Currently In Use: 0; UST Temp Close: 0; AST Currently In Use: 0; AST Temp Closed: 0 | 0 | 0 | 4 | 22349-097-001119 | ANTON STREET (AL) LLC C/O ALL RENTAL
15769 | Permanently Closed | 1992-02-04 06:00 | 1982-01-01 06:00 | 1992-02-04 06:00 | Petroleum | Used oil | Used oil |  | Steel | Steel |  | Painted or None | Steel |  | 1901-01-01 06:00 | [15 empty] | UST Currently In Use: 0; UST Temp Close: 0; AST Currently In Use: 0; AST Temp Closed: 0 | 0 | 0 | 4 | 22349-097-001119 | ANTON STREET (AL) LLC C/O ALL RENTAL
15770 | Permanently Closed | 1991-12-17 06:00 | 1964-01-01 06:00 | 1991-12-17 06:00 | Petroleum | Unleaded gasoline | Unleaded gasoline |  | Steel | Steel |  | Painted or None | Steel |  | 1901-01-01 06:00 | [15 empty] | UST Currently In Use: 0; UST Temp Close: 0; AST Currently In Use: 0; AST Temp Closed: 0 | 0 | 0 | 2 | 12425-099-000834 | HORNADY TRUCK LINE INC
15771 | Retired | 1974-08-01 06:00 | 1964-01-01 06:00 |  | Petroleum | Other, X | Other |  | Steel | Steel |  | Painted or None | Steel |  | 1901-01-01 06:00 | [15 empty] | UST Currently In Use: 0; UST Temp Close: 0; AST Currently In Use: 0; AST Temp Closed: 0 | 0 | 0 | 2 | 12425-099-000834 | HORNADY TRUCK LINE INC
15772 | Permanently Closed | 1998-12-22 06:00 | 1980-01-01 06:00 | 1999-05-24 06:00 | Petroleum | Used oil | Used oil |  | Steel | Steel |  | Painted or None | Steel |  | 1901-01-01 06:00 |  | Other, EXEMPT | Other, EXEMPT | Other | [11 empty] | UST Currently In Use: 0; UST Temp Close: 0; AST Currently In Use: 0; AST Temp Closed: 0 | 0 | 0 | 2 | 12425-099-000834 | HORNADY TRUCK LINE INC
15773 | Permanently Closed | 1997-05-01 06:00 | 1974-01-01 06:00 | 1997-06-09 06:00 | Petroleum | On road diesel | On road diesel | Industrial | Steel | Steel |  | Painted or None | Steel |  | 1901-01-01 06:00 | [15 empty] | UST Currently In Use: 0; UST Temp Close: 0; AST Currently In Use: 0; AST Temp Closed: 0 | 0 | 0 | 3 | 12425-101-000835 | HORNADY TRUCK LINE INC
15774 | Permanently Closed | 1997-05-01 06:00 | 1974-01-01 06:00 | 1997-06-09 06:00 | Petroleum | On road diesel | On road diesel | Industrial | Steel | Steel |  | Painted or None | Steel |  | 1901-01-01 06:00 | [15 empty] | UST Currently In Use: 0; UST Temp Close: 0; AST Currently In Use: 0; AST Temp Closed: 0 | 0 | 0 | 3 | 12425-101-000835 | HORNADY TRUCK LINE INC
15775 | Permanently Closed | 1996-02-07 06:00 | 1974-01-01 06:00 | 1997-06-09 06:00 | Petroleum | Used oil | Used oil | Industrial | Steel | Steel |  | Painted or None | Steel |  | 1901-01-01 06:00 | [15 empty] | UST Currently In Use: 0; UST Temp Close: 0; AST Currently In Use: 0; AST Temp Closed: 0 | 0 | 0 | 3 | 12425-101-000835 | HORNADY TRUCK LINE INC
15776 | Retired | 1988-10-10 06:00 | 1974-01-01 06:00 |  | Petroleum | Unleaded gasoline | Unleaded gasoline |  | Steel | Steel |  | Painted or None | Steel |  | 1901-01-01 06:00 | [15 empty] | UST Currently In Use: 0; UST Temp Close: 0; AST Currently In Use: 0; AST Temp Closed: 0 | 0 | 0 | 3 | 12425-101-000835 | HORNADY TRUCK LINE INC
15777 | Permanently Closed | 1901-01-01 06:00 | 1974-01-01 06:00 | 1990-07-05 06:00 | Petroleum | Unleaded gasoline | Unleaded gasoline |  | Steel | Steel |  | Painted or None | Steel |  | 1901-01-01 06:00 | [15 empty] | UST Currently In Use: 0; UST Temp Close: 0; AST Currently In Use: 0; AST Temp Closed: 0 | 0 | 0 | 1 | 12426-081-000609 | HORNE PEST CONTROL INC
15778 | Permanently Closed | 1990-11-12 06:00 | 1974-01-01 06:00 | 1990-11-12 06:00 | Petroleum | Unleaded gasoline | Unleaded gasoline | State/federal government | Steel | Steel |  | Painted or None | Steel |  | 1901-01-01 06:00 | [15 empty] | UST Currently In Use: 0; UST Temp Close: 0; AST Currently In Use: 2; AST Temp Closed: 0 | 0 | 0 | 2 | 12427-123-001235 | HORSESHOE BEND NMP
15779 | Permanently Closed | 1990-11-12 06:00 | 1975-01-01 06:00 | 1990-11-12 06:00 | Petroleum | On road diesel | On road diesel | State/federal government | Steel | Steel |  | Painted or None | Steel |  | 1901-01-01 06:00 | [15 empty] | UST Currently In Use: 0; UST Temp Close: 0; AST Currently In Use: 2; AST Temp Closed: 0 | 0 | 0 | 2 | 12427-123-001235 | HORSESHOE BEND NMP
15780 | Retired | 1976-06-01 06:00 | 1960-01-01 06:00 |  | Petroleum | Unleaded gasoline | Unleaded gasoline | State/federal government | Steel | Steel |  | Painted or None | Steel |  | 1901-01-01 06:00 | [15 empty] | UST Currently In Use: 0; UST Temp Close: 0; AST Currently In Use: 2; AST Temp Closed: 0 | 0 | 0 | 2 | 12427-123-001235 | HORSESHOE BEND NMP
15781 | Permanently Closed | 1996-03-09 06:00 | 1983-01-01 06:00 | 1999-05-21 06:00 | Petroleum | Unleaded gasoline | Unleaded gasoline |  | Steel | Steel | Coated & cathodic protection (sti-P3) |  | Fiberglass reinforced plastic |  | 1901-01-01 06:00 | [6 empty] | Statistical Inventory Reconciliation (SIR) | [5 empty] | Statistical inventory reconciliation (SIR) | Statistical inventory reconciliation (SIR) |  | UST Currently In Use: 0; UST Temp Close: 0; AST Currently In Use: 0; AST Temp Closed: 0 | 0 | 0 | 4 | 20713-089-003442 | HUN ES TU MALADE LLC
15782 | Permanently Closed | 1996-03-09 06:00 | 1983-01-01 06:00 | 1999-05-21 06:00 | Petroleum | Unleaded gasoline | Unleaded gasoline |  | Steel | Steel | Coated & cathodic protection (sti-P3) |  | Fiberglass reinforced plastic |  | 1901-01-01 06:00 | [6 empty] | Statistical Inventory Reconciliation (SIR) | [5 empty] | Statistical inventory reconciliation (SIR) | Statistical inventory reconciliation (SIR) |  | UST Currently In Use: 0; UST Temp Close: 0; AST Currently In Use: 0; AST Temp Closed: 0 | 0 | 0 | 4 | 20713-089-003442 | HUN ES TU MALADE LLC
15783 | Permanently Closed | 1996-03-09 06:00 | 1983-01-01 06:00 | 1999-05-21 06:00 | Petroleum | Unleaded gasoline | Unleaded gasoline |  | Steel | Steel | Coated & cathodic protection (sti-P3) |  | Fiberglass reinforced plastic |  | 1901-01-01 06:00 | [6 empty] | Statistical Inventory Reconciliation (SIR) | [5 empty] | Statistical inventory reconciliation (SIR) | Statistical inventory reconciliation (SIR) |  | UST Currently In Use: 0; UST Temp Close: 0; AST Currently In Use: 0; AST Temp Closed: 0 | 0 | 0 | 4 | 20713-089-003442 | HUN ES TU MALADE LLC
15784 | Permanently Closed | 1996-03-08 06:00 | 1983-01-01 06:00 | 1999-05-21 06:00 | Petroleum | Kerosene | Kerosene |  | Steel | Steel | Coated & cathodic protection (sti-P3) |  | Fiberglass reinforced plastic |  | 1901-01-01 06:00 | [6 empty] | Statistical Inventory Reconciliation (SIR) | [5 empty] | Statistical inventory reconciliation (SIR) | Statistical inventory reconciliation (SIR) |  | UST Currently In Use: 0; UST Temp Close: 0; AST Currently In Use: 0; AST Temp Closed: 0 | 0 | 0 | 4 | 20713-089-003442 | HUN ES TU MALADE LLC
15785 | Permanently Closed | 1984-11-01 06:00 | 1954-01-01 06:00 |  | Petroleum | Unleaded gasoline | Unleaded gasoline |  | Steel | Steel |  |  | Steel |  | 1901-01-01 06:00 | [15 empty] | UST Currently In Use: 0; UST Temp Close: 0; AST Currently In Use: 0; AST Temp Closed: 0 | 0 | 0 | 4 | 12428-089-003448 | HORTON OIL CO INC
15786 | Permanently Closed | 1984-11-01 06:00 | 1954-01-01 06:00 |  | Petroleum | Unleaded gasoline | Unleaded gasoline |  | Steel | Steel |  |  | Steel |  | 1901-01-01 06:00 | [15 empty] | UST Currently In Use: 0; UST Temp Close: 0; AST Currently In Use: 0; AST Temp Closed: 0 | 0 | 0 | 4 | 12428-089-003448 | HORTON OIL CO INC
15787 | Permanently Closed | 1984-11-01 06:00 | 1954-01-01 06:00 |  | Petroleum | Unleaded gasoline | Unleaded gasoline |  | Steel | Steel |  |  | Steel |  | 1901-01-01 06:00 | [15 empty] | UST Currently In Use: 0; UST Temp Close: 0; AST Currently In Use: 0; AST Temp Closed: 0 | 0 | 0 | 4 | 12428-089-003448 | HORTON OIL CO INC
15788 | Permanently Closed | 1984-11-01 06:00 | 1954-01-01 06:00 |  | Petroleum | Used oil | Used oil |  | Steel | Steel |  |  | Steel |  | 1901-01-01 06:00 | [15 empty] | UST Currently In Use: 0; UST Temp Close: 0; AST Currently In Use: 0; AST Temp Closed: 0 | 0 | 0 | 4 | 12428-089-003448 | HORTON OIL CO INC
15789 | Permanently Closed | 2001-10-31 06:00 | 1969-01-01 06:00 | 2001-10-31 06:00 | Petroleum | Unleaded gasoline | Unleaded gasoline |  | Steel | Steel | Coated & cathodic protection (sti-P3), Interior lined (not allowed as a standalone method of corrosion protection) |  | Fiberglass reinforced plastic |  | 1901-01-01 06:00 | None | Catchment Basin, Single walled catchment basin | Audible high level alarm At 90% full, Automatic shutoff device At 95% full | Automatic shutoff device At 95% full |  |  | Automatic Tank Gauge | [5 empty] | Annual line testing | Annual line testing |  | UST Currently In Use: 0; UST Temp Close: 0; AST Currently In Use: 0; AST Temp Closed: 0 | 0 | 0 | 7 | 20375-089-003450 | JAMES H HORTON
15790 | Permanently Closed | 2001-10-31 06:00 | 1969-01-01 06:00 | 2001-10-31 06:00 | Petroleum | Unleaded gasoline | Unleaded gasoline |  | Steel | Steel | Coated & cathodic protection (sti-P3), Interior lined (not allowed as a standalone method of corrosion protection) |  | Fiberglass reinforced plastic |  | 1901-01-01 06:00 | None | Catchment Basin, Single walled catchment basin | Audible high level alarm At 90% full, Automatic shutoff device At 95% full | Automatic shutoff device At 95% full |  |  | Automatic Tank Gauge | [5 empty] | Annual line testing | Annual line testing |  | UST Currently In Use: 0; UST Temp Close: 0; AST Currently In Use: 0; AST Temp Closed: 0 | 0 | 0 | 7 | 20375-089-003450 | JAMES H HORTON
15791 | Permanently Closed | 2001-10-31 06:00 | 1967-01-01 06:00 | 2001-10-31 06:00 | Petroleum | Unleaded gasoline | Unleaded gasoline |  | Steel | Steel | Coated & cathodic protection (sti-P3), Interior lined (not allowed as a standalone method of corrosion protection) |  | Fiberglass reinforced plastic |  | 1901-01-01 06:00 | None | Catchment Basin, Single walled catchment basin | Audible high level alarm At 90% full, Automatic shutoff device At 95% full | Automatic shutoff device At 95% full |  |  | Automatic Tank Gauge | [5 empty] | Annual line testing | Annual line testing |  | UST Currently In Use: 0; UST Temp Close: 0; AST Currently In Use: 0; AST Temp Closed: 0 | 0 | 0 | 7 | 20375-089-003450 | JAMES H HORTON
15792 | Permanently Closed | 2001-10-31 06:00 | 1967-01-01 06:00 | 2001-10-31 06:00 | Petroleum | Kerosene | Kerosene |  | Steel | Steel | Coated & cathodic protection (sti-P3), Interior lined (not allowed as a standalone method of corrosion protection) |  | Fiberglass reinforced plastic |  | 1901-01-01 06:00 | None | Catchment Basin, Single walled catchment basin | Audible high level alarm At 90% full, Automatic shutoff device At 95% full | Automatic shutoff device At 95% full |  |  | Automatic Tank Gauge | [5 empty] | Annual line testing | Annual line testing |  | UST Currently In Use: 0; UST Temp Close: 0; AST Currently In Use: 0; AST Temp Closed: 0 | 0 | 0 | 7 | 20375-089-003450 | JAMES H HORTON
15793 | Permanently Closed | 1977-01-01 06:00 | 1967-01-01 06:00 | 2001-10-30 06:00 | Petroleum | Used oil | Used oil |  | Steel | Steel | Coated & cathodic protection (sti-P3), Interior lined (not allowed as a standalone method of corrosion protection) |  | Fiberglass reinforced plastic |  | 1901-01-01 06:00 | None | Catchment Basin, Single walled catchment basin | Audible high level alarm At 90% full, Automatic shutoff device At 95% full | Automatic shutoff device At 95% full |  |  | Automatic Tank Gauge | [5 empty] | Annual line testing | Annual line testing |  | UST Currently In Use: 0; UST Temp Close: 0; AST Currently In Use: 0; AST Temp Closed: 0 | 0 | 0 | 7 | 20375-089-003450 | JAMES H HORTON
15794 | Permanently Closed | 1998-12-22 06:00 | 1983-01-01 06:00 | 1998-12-22 06:00 | Petroleum | On road diesel | On road diesel |  | Steel | Steel | Coated & cathodic protection (sti-P3) |  | Steel |  | 1901-01-01 06:00 | Field installed cathodic protection | [5 empty] | Statistical Inventory Reconciliation (SIR) | [5 empty] | Statistical inventory reconciliation (SIR) | Statistical inventory reconciliation (SIR) |  | UST Currently In Use: 0; UST Temp Close: 0; AST Currently In Use: 0; AST Temp Closed: 0 | 0 | 0 | 4 | 20375-089-003451 | JAMES H HORTON
15795 | Permanently Closed | 1998-12-22 06:00 | 1983-01-01 06:00 | 1998-12-22 06:00 | Petroleum | Unleaded gasoline | Unleaded gasoline |  | Steel | Steel | Coated & cathodic protection (sti-P3) |  | Steel |  | 1901-01-01 06:00 | Field installed cathodic protection | [5 empty] | Statistical Inventory Reconciliation (SIR) | [5 empty] | Statistical inventory reconciliation (SIR) | Statistical inventory reconciliation (SIR) |  | UST Currently In Use: 0; UST Temp Close: 0; AST Currently In Use: 0; AST Temp Closed: 0 | 0 | 0 | 4 | 20375-089-003451 | JAMES H HORTON
15796 | Permanently Closed | 1998-12-22 06:00 | 1983-01-01 06:00 | 1998-12-22 06:00 | Petroleum | Unleaded gasoline | Unleaded gasoline |  | Steel | Steel | Coated & cathodic protection (sti-P3) |  | Steel |  | 1901-01-01 06:00 | Field installed cathodic protection | [5 empty] | Statistical Inventory Reconciliation (SIR) | [5 empty] | Statistical inventory reconciliation (SIR) | Statistical inventory reconciliation (SIR) |  | UST Currently In Use: 0; UST Temp Close: 0; AST Currently In Use: 0; AST Temp Closed: 0 | 0 | 0 | 4 | 20375-089-003451 | JAMES H HORTON
15797 | Permanently Closed | 1998-12-22 06:00 | 1983-01-01 06:00 | 1998-12-22 06:00 | Petroleum | Unleaded gasoline | Unleaded gasoline |  | Steel | Steel | Coated & cathodic protection (sti-P3) |  | Steel |  | 1901-01-01 06:00 | Field installed cathodic protection | [5 empty] | Statistical Inventory Reconciliation (SIR) | [5 empty] | Statistical inventory reconciliation (SIR) | Statistical inventory reconciliation (SIR) |  | UST Currently In Use: 0; UST Temp Close: 0; AST Currently In Use: 0; AST Temp Closed: 0 | 0 | 0 | 4 | 20375-089-003451 | JAMES H HORTON
15798 | Permanently Closed | 1998-09-03 06:00 | 1983-01-01 06:00 | 1998-09-03 06:00 | Petroleum | Unleaded gasoline | Unleaded gasoline |  | Steel | Steel | Coated & cathodic protection (sti-P3) |  | Fiberglass reinforced plastic |  | 1901-01-01 06:00 | [6 empty] | Statistical Inventory Reconciliation (SIR) | [5 empty] | Annual line testing, Statistical inventory reconciliation (SIR) | Statistical inventory reconciliation (SIR) |  | UST Currently In Use: 2; UST Temp Close: 0; AST Currently In Use: 1; AST Temp Closed: 0 | 2 | 0 | 2 | 22894-089-003452 | BROTHER JACKS INC.
15799 | Currently in Use |  | 1983-01-01 06:00 |  | Petroleum | Unleaded gasoline | Unleaded gasoline | Retail | Single Wall, Steel | Steel | Coated & cathodic protection (sti-P3) |  | Double Wall, Flexible | ENVIRON | 1901-01-01 06:00 |  | Catchment Basin, Single walled catchment basin | Automatic shutoff device At 95% full | Automatic shutoff device At 95% full |  |  | Continuous Automatic Tank Gauge |  | Automatic shutoff device (AELLD) | Automatic shutoff device (AELLD) | [5 empty] | UST Currently In Use: 2; UST Temp Close: 0; AST Currently In Use: 1; AST Temp Closed: 0 | 2 | 0 | 2 | 22894-089-003452 | BROTHER JACKS INC.
15800 | Permanently Closed | 1998-09-03 06:00 | 1983-01-01 06:00 | 1998-09-03 06:00 | Petroleum | On road diesel | On road diesel |  | Steel | Steel | Coated & cathodic protection (sti-P3) |  | Fiberglass reinforced plastic |  | 1901-01-01 06:00 | [6 empty] | Statistical Inventory Reconciliation (SIR) | [5 empty] | Annual line testing | Annual line testing |  | UST Currently In Use: 2; UST Temp Close: 0; AST Currently In Use: 1; AST Temp Closed: 0 | 2 | 0 | 2 | 22894-089-003452 | BROTHER JACKS INC.
15801 | Currently in Use |  | 1983-01-01 06:00 |  | Petroleum | Premium gasoline | Premium gasoline | Retail | Single Wall, Steel | Steel | Coated & cathodic protection (sti-P3) |  | Double Wall, Flexible | ENVIRON | 1901-01-01 06:00 |  | Catchment Basin, Single walled catchment basin | Automatic shutoff device At 95% full | Automatic shutoff device At 95% full |  |  | Continuous Automatic Tank Gauge |  | Automatic shutoff device (AELLD) | Automatic shutoff device (AELLD) | [5 empty] | UST Currently In Use: 2; UST Temp Close: 0; AST Currently In Use: 1; AST Temp Closed: 0 | 2 | 0 | 2 | 22894-089-003452 | BROTHER JACKS INC.
15802 | Retired | 1967-01-01 06:00 | 1964-01-01 06:00 |  | Petroleum | Used oil | Used oil |  | Steel | Steel |  | Painted or None | Steel |  | 1901-01-01 06:00 | [15 empty] | UST Currently In Use: 2; UST Temp Close: 0; AST Currently In Use: 1; AST Temp Closed: 0 | 2 | 0 | 2 | 22894-089-003452 | BROTHER JACKS INC.
15803 | Currently in Use |  | 1966-01-01 06:00 |  | Petroleum | Unleaded gasoline | Unleaded gasoline | Retail | Single Wall, Steel | Steel | Coated & cathodic protection (sti-P3), Field installed cathodic protection |  | Fiberglass reinforced plastic, Single Wall |  |  | Galvanic Cathodic, FLX CONN | Catchment Basin, Single walled catchment basin | Automatic shutoff device At 95% full | Automatic shutoff device At 95% full |  |  | Continuous Automatic Tank Gauge |  | Automatic shutoff device (AELLD) | Automatic shutoff device (AELLD) | [5 empty] | UST Currently In Use: 4; UST Temp Close: 0; AST Currently In Use: 0; AST Temp Closed: 0 | 4 | 0 | 1 | 23910-089-003453 | MS. BIBI BAGHEI POUR
15804 | Currently in Use |  | 1966-01-01 06:00 |  | Petroleum | Premium gasoline | Premium gasoline | Retail | Single Wall, Steel | Steel | Coated & cathodic protection (sti-P3), Field installed cathodic protection |  | Fiberglass reinforced plastic, Single Wall |  |  | Galvanic Cathodic, FLX CONN | Catchment Basin, Single walled catchment basin | Automatic shutoff device At 95% full | Automatic shutoff device At 95% full |  |  | Continuous Automatic Tank Gauge |  | Automatic shutoff device (AELLD) | Automatic shutoff device (AELLD) | [5 empty] | UST Currently In Use: 4; UST Temp Close: 0; AST Currently In Use: 0; AST Temp Closed: 0 | 4 | 0 | 1 | 23910-089-003453 | MS. BIBI BAGHEI POUR
15805 | Retired | 1980-01-01 06:00 | 1966-01-01 06:00 |  | Petroleum | Used oil | Used oil |  | Steel | Steel |  | Painted or None | Steel |  | 1901-01-01 06:00 | [15 empty] | UST Currently In Use: 4; UST Temp Close: 0; AST Currently In Use: 0; AST Temp Closed: 0 | 4 | 0 | 1 | 23910-089-003453 | MS. BIBI BAGHEI POUR
15806 | Permanently Closed | 1980-01-01 06:00 | 1972-01-01 06:00 | 1990-11-13 06:00 | Petroleum | Kerosene | Kerosene |  | Steel | Steel |  | Painted or None | Steel |  | 1901-01-01 06:00 | [15 empty] | UST Currently In Use: 4; UST Temp Close: 0; AST Currently In Use: 0; AST Temp Closed: 0 | 4 | 0 | 1 | 23910-089-003453 | MS. BIBI BAGHEI POUR
15807 | Permanently Closed | 1991-10-10 06:00 | 1970-01-01 06:00 | 1991-10-10 06:00 | Petroleum | Unleaded gasoline | Unleaded gasoline |  | Steel | Steel |  | Painted or None | Steel |  | 1901-01-01 06:00 | [15 empty] | UST Currently In Use: 0; UST Temp Close: 0; AST Currently In Use: 0; AST Temp Closed: 0 | 0 | 0 | 2 | 12428-089-003454 | HORTON OIL CO INC
15808 | Permanently Closed | 1991-10-10 06:00 | 1970-01-01 06:00 | 1991-10-10 06:00 | Petroleum | Unleaded gasoline | Unleaded gasoline |  | Steel | Steel |  | Painted or None | Steel |  | 1901-01-01 06:00 | [15 empty] | UST Currently In Use: 0; UST Temp Close: 0; AST Currently In Use: 0; AST Temp Closed: 0 | 0 | 0 | 2 | 12428-089-003454 | HORTON OIL CO INC
15809 | Permanently Closed | 1991-05-28 06:00 | 1970-01-01 06:00 | 1991-05-28 06:00 | Petroleum | Unleaded gasoline | Unleaded gasoline |  | Steel | Steel |  | Painted or None | Steel |  | 1901-01-01 06:00 | [15 empty] | UST Currently In Use: 0; UST Temp Close: 0; AST Currently In Use: 0; AST Temp Closed: 0 | 0 | 0 | 2 | 12428-089-003455 | HORTON OIL CO INC
15810 | Permanently Closed | 1991-05-28 06:00 | 1970-01-01 06:00 | 1991-05-28 06:00 | Petroleum | Unleaded gasoline | Unleaded gasoline |  | Steel | Steel |  | Painted or None | Steel |  | 1901-01-01 06:00 | [15 empty] | UST Currently In Use: 0; UST Temp Close: 0; AST Currently In Use: 0; AST Temp Closed: 0 | 0 | 0 | 2 | 12428-089-003455 | HORTON OIL CO INC
15811 | Permanently Closed | 1990-11-27 06:00 | 1967-01-01 06:00 | 1990-11-27 06:00 | Petroleum | Unleaded gasoline | Unleaded gasoline |  | Steel | Steel |  | Painted or None | Steel |  | 1901-01-01 06:00 | [15 empty] | UST Currently In Use: 0; UST Temp Close: 0; AST Currently In Use: 0; AST Temp Closed: 0 | 0 | 0 | 2 | 12428-089-003456 | HORTON OIL CO INC
15812 | Permanently Closed | 1990-11-27 06:00 | 1967-01-01 06:00 | 1990-11-27 06:00 | Petroleum | Unleaded gasoline | Unleaded gasoline |  | Steel | Steel |  | Painted or None | Steel |  | 1901-01-01 06:00 | [15 empty] | UST Currently In Use: 0; UST Temp Close: 0; AST Currently In Use: 0; AST Temp Closed: 0 | 0 | 0 | 2 | 12428-089-003456 | HORTON OIL CO INC
15813 | Permanently Closed | 1991-10-25 06:00 | 1972-01-01 06:00 | 1991-10-25 06:00 | Petroleum | Unleaded gasoline | Unleaded gasoline |  | Steel | Steel |  | Painted or None | Steel |  | 1901-01-01 06:00 | [15 empty] | UST Currently In Use: 3; UST Temp Close: 0; AST Currently In Use: 0; AST Temp Closed: 0 | 3 | 0 | 3 | 13284-089-003457 | H.L. MARTIN DISTRIBUTING CO.
15814 | Permanently Closed | 1991-10-25 06:00 | 1972-01-01 06:00 | 1991-10-25 06:00 | Petroleum | Unleaded gasoline | Unleaded gasoline |  | Steel | Steel |  | Painted or None | Steel |  | 1901-01-01 06:00 | [15 empty] | UST Currently In Use: 3; UST Temp Close: 0; AST Currently In Use: 0; AST Temp Closed: 0 | 3 | 0 | 3 | 13284-089-003457 | H.L. MARTIN DISTRIBUTING CO.
15815 | Permanently Closed | 1991-10-25 06:00 | 1972-01-01 06:00 | 1991-10-25 06:00 | Petroleum | Unleaded gasoline | Unleaded gasoline |  | Steel | Steel |  | Painted or None | Steel |  | 1901-01-01 06:00 | [15 empty] | UST Currently In Use: 3; UST Temp Close: 0; AST Currently In Use: 0; AST Temp Closed: 0 | 3 | 0 | 3 | 13284-089-003457 | H.L. MARTIN DISTRIBUTING CO.
15816 | Permanently Closed | 1993-07-13 06:00 | 1974-01-01 06:00 | 1993-07-13 06:00 | Petroleum | Unleaded gasoline | Unleaded gasoline |  | Steel | Steel |  | Painted or None | Steel |  | 1901-01-01 06:00 | [15 empty] | UST Currently In Use: 0; UST Temp Close: 0; AST Currently In Use: 0; AST Temp Closed: 0 | 0 | 0 | 4 | 12428-089-003459 | HORTON OIL CO INC
15817 | Permanently Closed | 1993-07-13 06:00 | 1974-01-01 06:00 | 1993-07-13 06:00 | Petroleum | Unleaded gasoline | Unleaded gasoline |  | Steel | Steel |  | Painted or None | Steel |  | 1901-01-01 06:00 | [15 empty] | UST Currently In Use: 0; UST Temp Close: 0; AST Currently In Use: 0; AST Temp Closed: 0 | 0 | 0 | 4 | 12428-089-003459 | HORTON OIL CO INC
15818 | Permanently Closed | 1993-07-13 06:00 | 1983-01-01 06:00 | 1993-07-13 06:00 | Petroleum | Kerosene | Kerosene |  | Steel | Steel |  | Painted or None | Steel |  | 1901-01-01 06:00 | [15 empty] | UST Currently In Use: 0; UST Temp Close: 0; AST Currently In Use: 0; AST Temp Closed: 0 | 0 | 0 | 4 | 12428-089-003459 | HORTON OIL CO INC
15819 | Permanently Closed | 1993-07-13 06:00 | 1983-01-01 06:00 | 1993-07-13 06:00 | Petroleum | On road diesel | On road diesel |  | Steel | Steel |  | Painted or None | Steel |  | 1901-01-01 06:00 | [15 empty] | UST Currently In Use: 0; UST Temp Close: 0; AST Currently In Use: 0; AST Temp Closed: 0 | 0 | 0 | 4 | 12428-089-003459 | HORTON OIL CO INC
15820 | Permanently Closed | 1901-01-01 06:00 | 1970-01-01 06:00 | 1988-12-15 06:00 | Petroleum | Kerosene | Kerosene |  | Steel | Steel |  | Painted or None | Steel |  | 1901-01-01 06:00 | [15 empty] | UST Currently In Use: 0; UST Temp Close: 0; AST Currently In Use: 0; AST Temp Closed: 0 | 0 | 0 | 2 | 12428-089-003460 | HORTON OIL CO INC
15821 | Permanently Closed | 1901-01-01 06:00 | 1970-01-01 06:00 | 1988-12-15 06:00 | Petroleum | Unleaded gasoline | Unleaded gasoline |  | Steel | Steel |  | Painted or None | Steel |  | 1901-01-01 06:00 | [15 empty] | UST Currently In Use: 0; UST Temp Close: 0; AST Currently In Use: 0; AST Temp Closed: 0 | 0 | 0 | 2 | 12428-089-003460 | HORTON OIL CO INC
15822 | Permanently Closed | 1901-01-01 06:00 | 1970-01-01 06:00 | 1988-12-15 06:00 | Petroleum | Unleaded gasoline | Unleaded gasoline |  | Steel | Steel |  | Painted or None | Steel |  | 1901-01-01 06:00 | [15 empty] | UST Currently In Use: 0; UST Temp Close: 0; AST Currently In Use: 0; AST Temp Closed: 0 | 0 | 0 | 2 | 12428-089-003461 | HORTON OIL CO INC
15823 | Permanently Closed | 1901-01-01 06:00 | 1970-01-01 06:00 | 1988-12-15 06:00 | Petroleum | Unleaded gasoline | Unleaded gasoline |  | Steel | Steel |  | Painted or None | Steel |  | 1901-01-01 06:00 | [15 empty] | UST Currently In Use: 0; UST Temp Close: 0; AST Currently In Use: 0; AST Temp Closed: 0 | 0 | 0 | 2 | 12428-089-003461 | HORTON OIL CO INC
15824 | Permanently Closed | 1991-10-24 06:00 | 1970-01-01 06:00 | 1991-10-24 06:00 | Petroleum | Unleaded gasoline | Unleaded gasoline |  | Steel | Steel |  | Painted or None | Steel |  | 1901-01-01 06:00 | [15 empty] | UST Currently In Use: 0; UST Temp Close: 0; AST Currently In Use: 0; AST Temp Closed: 0 | 0 | 0 | 3 | 12428-089-003463 | HORTON OIL CO INC
15825 | Permanently Closed | 1991-10-24 06:00 | 1970-01-01 06:00 | 1991-10-24 06:00 | Petroleum | Unleaded gasoline | Unleaded gasoline |  | Steel | Steel |  | Painted or None | Steel |  | 1901-01-01 06:00 | [15 empty] | UST Currently In Use: 0; UST Temp Close: 0; AST Currently In Use: 0; AST Temp Closed: 0 | 0 | 0 | 3 | 12428-089-003463 | HORTON OIL CO INC
15826 | Permanently Closed | 1991-10-24 06:00 | 1977-01-01 06:00 | 1991-10-24 06:00 | Petroleum | Unleaded gasoline | Unleaded gasoline |  | Steel | Steel |  | Painted or None | Steel |  | 1901-01-01 06:00 | [15 empty] | UST Currently In Use: 0; UST Temp Close: 0; AST Currently In Use: 0; AST Temp Closed: 0 | 0 | 0 | 3 | 12428-089-003463 | HORTON OIL CO INC
15827 | Permanently Closed | 1991-04-22 06:00 | 1970-01-01 06:00 | 1991-04-22 06:00 | Petroleum | Unleaded gasoline | Unleaded gasoline |  | Steel | Steel |  | Painted or None | Steel |  | 1901-01-01 06:00 | [15 empty] | UST Currently In Use: 0; UST Temp Close: 0; AST Currently In Use: 0; AST Temp Closed: 0 | 0 | 0 | 2 | 12428-089-003464 | HORTON OIL CO INC
15828 | Permanently Closed | 1991-04-22 06:00 | 1970-01-01 06:00 | 1991-04-22 06:00 | Petroleum | Unleaded gasoline | Unleaded gasoline |  | Steel | Steel |  | Painted or None | Steel |  | 1901-01-01 06:00 | [15 empty] | UST Currently In Use: 0; UST Temp Close: 0; AST Currently In Use: 0; AST Temp Closed: 0 | 0 | 0 | 2 | 12428-089-003464 | HORTON OIL CO INC
15829 | Currently in Use |  | 1983-01-01 06:00 |  | Petroleum | Unleaded gasoline | Unleaded gasoline | Retail | Steel | Steel | Coated & cathodic protection (sti-P3), Field installed cathodic protection |  | Steel |  |  | Field installed cathodic protection | Catchment Basin, Single walled catchment basin | Automatic shutoff device At 95% full | Automatic shutoff device At 95% full |  |  | Statistical Inventory Reconciliation (SIR) | [8 empty] | UST Currently In Use: 5; UST Temp Close: 0; AST Currently In Use: 0; AST Temp Closed: 0 | 5 | 0 | 2 | 21274-089-003465 | H OIL, INC.
15830 | Currently in Use |  | 1983-01-01 06:00 |  | Petroleum | Unleaded gasoline | Unleaded gasoline | Retail | Steel | Steel | Coated & cathodic protection (sti-P3), Field installed cathodic protection |  | Steel |  |  | Field installed cathodic protection | Catchment Basin, Single walled catchment basin | Automatic shutoff device At 95% full | Automatic shutoff device At 95% full |  |  | Statistical Inventory Reconciliation (SIR) | [8 empty] | UST Currently In Use: 5; UST Temp Close: 0; AST Currently In Use: 0; AST Temp Closed: 0 | 5 | 0 | 2 | 21274-089-003465 | H OIL, INC.
15831 | Currently in Use |  | 1983-01-01 06:00 |  | Petroleum | On road diesel | On road diesel | Retail | Steel | Steel | Coated & cathodic protection (sti-P3), Field installed cathodic protection, Interior lined (not allowed as a standalone method of corrosion protection) |  | Steel |  |  | Field installed cathodic protection | Catchment Basin, Single walled catchment basin | Automatic shutoff device At 95% full | Automatic shutoff device At 95% full |  |  | Statistical Inventory Reconciliation (SIR) | [8 empty] | UST Currently In Use: 5; UST Temp Close: 0; AST Currently In Use: 0; AST Temp Closed: 0 | 5 | 0 | 2 | 21274-089-003465 | H OIL, INC.
15832 | Currently in Use |  | 1983-01-01 06:00 |  | Petroleum | On road diesel | On road diesel | Retail | Steel | Steel | Coated & cathodic protection (sti-P3), Field installed cathodic protection |  | Steel |  |  | Field installed cathodic protection | Catchment Basin, Single walled catchment basin | Automatic shutoff device At 95% full | Automatic shutoff device At 95% full |  |  | Statistical Inventory Reconciliation (SIR) | [8 empty] | UST Currently In Use: 5; UST Temp Close: 0; AST Currently In Use: 0; AST Temp Closed: 0 | 5 | 0 | 2 | 21274-089-003465 | H OIL, INC.
15833 | Permanently Closed | 1901-01-01 06:00 | 1976-01-01 06:00 | 1988-01-01 06:00 | Petroleum | Kerosene | Kerosene |  | Steel | Steel |  | Painted or None | Steel |  | 1901-01-01 06:00 | [15 empty] | UST Currently In Use: 5; UST Temp Close: 0; AST Currently In Use: 0; AST Temp Closed: 0 | 5 | 0 | 2 | 21274-089-003465 | H OIL, INC.
15834 | Permanently Closed | 1985-08-27 06:00 | 1976-01-01 06:00 | 2000-02-24 06:00 | Petroleum | Unleaded gasoline | Unleaded gasoline |  | Steel | Steel |  | Painted or None | Steel |  | 1901-01-01 06:00 | [6 empty] | Statistical Inventory Reconciliation (SIR) | [8 empty] | UST Currently In Use: 5; UST Temp Close: 0; AST Currently In Use: 0; AST Temp Closed: 0 | 5 | 0 | 2 | 21274-089-003465 | H OIL, INC.
15835 | Currently in Use |  | 1986-01-01 06:00 |  | Petroleum | Other, RACINGFUEL | Other | Retail | Steel | Steel | Field installed cathodic protection |  | Steel |  |  | Field installed cathodic protection | Catchment Basin, Single walled catchment basin | Automatic shutoff device At 95% full | Automatic shutoff device At 95% full |  |  | Statistical Inventory Reconciliation (SIR) | [8 empty] | UST Currently In Use: 5; UST Temp Close: 0; AST Currently In Use: 0; AST Temp Closed: 0 | 5 | 0 | 2 | 21274-089-003465 | H OIL, INC.
15836 | Permanently Closed | 1991-03-28 06:00 | 1970-01-01 06:00 | 1991-03-28 06:00 | Petroleum | Unleaded gasoline | Unleaded gasoline |  | Steel | Steel |  | Painted or None | Steel |  | 1901-01-01 06:00 | [15 empty] | UST Currently In Use: 0; UST Temp Close: 0; AST Currently In Use: 0; AST Temp Closed: 0 | 0 | 0 | 4 | 12428-089-004394 | HORTON OIL CO INC
15837 | Permanently Closed | 1991-03-28 06:00 | 1970-01-01 06:00 | 1991-03-28 06:00 | Petroleum | Unleaded gasoline | Unleaded gasoline |  | Steel | Steel |  | Painted or None | Steel |  | 1901-01-01 06:00 | [15 empty] | UST Currently In Use: 0; UST Temp Close: 0; AST Currently In Use: 0; AST Temp Closed: 0 | 0 | 0 | 4 | 12428-089-004394 | HORTON OIL CO INC
15838 | Permanently Closed | 1991-03-28 06:00 | 1970-01-01 06:00 | 1991-03-28 06:00 | Petroleum | Unleaded gasoline | Unleaded gasoline |  | Steel | Steel |  | Painted or None | Steel |  | 1901-01-01 06:00 | [15 empty] | UST Currently In Use: 0; UST Temp Close: 0; AST Currently In Use: 0; AST Temp Closed: 0 | 0 | 0 | 4 | 12428-089-004394 | HORTON OIL CO INC
15839 | Permanently Closed | 1991-03-28 06:00 | 1970-01-01 06:00 | 1991-03-28 06:00 | Petroleum | Kerosene | Kerosene |  | Steel | Steel |  | Painted or None | Steel |  | 1901-01-01 06:00 | [15 empty] | UST Currently In Use: 0; UST Temp Close: 0; AST Currently In Use: 0; AST Temp Closed: 0 | 0 | 0 | 4 | 12428-089-004394 | HORTON OIL CO INC
15840 | Currently in Use |  | 1990-02-13 06:00 |  | Petroleum | Unleaded gasoline | Unleaded gasoline | Retail | Single Wall, Steel | Steel | Coated & cathodic protection (sti-P3) |  | Double Wall, Fiberglass reinforced plastic |  |  |  | Catchment Basin, Single walled catchment basin | Automatic shutoff device At 95% full, Flow Rest 90% Full | Flow Rest 90% Full |  |  | Automatic Tank Gauge |  | Automatic flow restrictor (MLLD), Containment Sump | Containment Sump |  |  | Annual line testing | Annual line testing |  | UST Currently In Use: 4; UST Temp Close: 0; AST Currently In Use: 0; AST Temp Closed: 0 | 4 | 0 | 0 | 25962-089-014894 | SWAMI SHREE REAL ESTATE LLC
15841 | Currently in Use |  | 1990-02-13 06:00 |  | Petroleum | Premium gasoline | Premium gasoline | Retail | Single Wall, Steel | Steel | Coated & cathodic protection (sti-P3) |  | Double Wall, Fiberglass reinforced plastic |  |  |  | Catchment Basin, Single walled catchment basin | Automatic shutoff device At 95% full, Flow Rest 90% Full | Flow Rest 90% Full |  |  | Automatic Tank Gauge |  | Automatic flow restrictor (MLLD), Containment Sump | Containment Sump |  |  | Annual line testing | Annual line testing |  | UST Currently In Use: 4; UST Temp Close: 0; AST Currently In Use: 0; AST Temp Closed: 0 | 4 | 0 | 0 | 25962-089-014894 | SWAMI SHREE REAL ESTATE LLC
15842 | Currently in Use |  | 1990-02-13 06:00 |  | Petroleum | On road diesel | On road diesel | Retail | Single Wall, Steel | Steel | Coated & cathodic protection (sti-P3) |  | Double Wall, Fiberglass reinforced plastic |  |  |  | Catchment Basin, Single walled catchment basin | Automatic shutoff device At 95% full, Flow Rest 90% Full | Flow Rest 90% Full |  |  | Automatic Tank Gauge |  | Automatic flow restrictor (MLLD), Containment Sump | Containment Sump |  |  | Annual line testing | Annual line testing |  | UST Currently In Use: 4; UST Temp Close: 0; AST Currently In Use: 0; AST Temp Closed: 0 | 4 | 0 | 0 | 25962-089-014894 | SWAMI SHREE REAL ESTATE LLC
15843 | Currently in Use |  | 1990-02-13 06:00 |  | Petroleum | Unleaded gasoline | Unleaded gasoline | Retail | Single Wall, Steel | Steel | Coated & cathodic protection (sti-P3) |  | Double Wall, Fiberglass reinforced plastic |  |  |  | Catchment Basin, Single walled catchment basin | Flow Rest 90% Full | Flow Rest 90% Full |  |  | Automatic Tank Gauge |  | Automatic flow restrictor (MLLD), Containment Sump | Containment Sump |  |  | Annual line testing | Annual line testing |  | UST Currently In Use: 4; UST Temp Close: 0; AST Currently In Use: 0; AST Temp Closed: 0 | 4 | 0 | 0 | 25962-089-014894 | SWAMI SHREE REAL ESTATE LLC
15844 | Currently in Use |  | 1985-01-01 06:00 |  | Petroleum | Unleaded gasoline | Unleaded gasoline | Retail | Single Wall, Steel | Steel | Coated & cathodic protection (sti-P3), Field installed cathodic protection |  | Single Wall, Steel |  |  | Field installed cathodic protection | Catchment Basin, Single walled catchment basin | Automatic shutoff device At 95% full | Automatic shutoff device At 95% full |  |  | Statistical Inventory Reconciliation (SIR) | Direct Bury submersible pump | Automatic flow restrictor (MLLD) | Automatic flow restrictor (MLLD) |  |  | Statistical inventory reconciliation (SIR) | Statistical inventory reconciliation (SIR) |  | UST Currently In Use: 6; UST Temp Close: 0; AST Currently In Use: 0; AST Temp Closed: 0 | 6 | 0 | 0 | 21274-103-012632 | H OIL, INC.
15845 | Currently in Use |  | 1985-01-01 06:00 |  | Petroleum | Premium gasoline | Premium gasoline | Retail | Single Wall, Steel | Steel | Coated & cathodic protection (sti-P3), Field installed cathodic protection |  | Single Wall, Steel |  |  | Field installed cathodic protection | Catchment Basin, Single walled catchment basin | Automatic shutoff device At 95% full | Automatic shutoff device At 95% full |  |  | Statistical Inventory Reconciliation (SIR) | Direct Bury submersible pump | Automatic flow restrictor (MLLD) | Automatic flow restrictor (MLLD) |  |  | Statistical inventory reconciliation (SIR) | Statistical inventory reconciliation (SIR) |  | UST Currently In Use: 6; UST Temp Close: 0; AST Currently In Use: 0; AST Temp Closed: 0 | 6 | 0 | 0 | 21274-103-012632 | H OIL, INC.
15846 | Currently in Use |  | 1985-01-01 06:00 |  | Petroleum | Mid-grade gasoline | Mid-grade gasoline | Retail | Single Wall, Steel | Steel | Coated & cathodic protection (sti-P3), Field installed cathodic protection |  | Single Wall, Steel |  |  | Field installed cathodic protection | Catchment Basin, Single walled catchment basin | Automatic shutoff device At 95% full | Automatic shutoff device At 95% full |  |  | Statistical Inventory Reconciliation (SIR) | Direct Bury submersible pump | Automatic flow restrictor (MLLD) | Automatic flow restrictor (MLLD) |  |  | Statistical inventory reconciliation (SIR) | Statistical inventory reconciliation (SIR) |  | UST Currently In Use: 6; UST Temp Close: 0; AST Currently In Use: 0; AST Temp Closed: 0 | 6 | 0 | 0 | 21274-103-012632 | H OIL, INC.
15847 | Currently in Use |  | 1985-01-01 06:00 |  | Petroleum | On road diesel | On road diesel | Retail | Single Wall, Steel | Steel | Coated & cathodic protection (sti-P3), Field installed cathodic protection |  | Single Wall, Steel |  |  | Field installed cathodic protection | Catchment Basin, Single walled catchment basin | Automatic shutoff device At 95% full | Automatic shutoff device At 95% full |  |  | Statistical Inventory Reconciliation (SIR) | Direct Bury submersible pump | Automatic flow restrictor (MLLD) | Automatic flow restrictor (MLLD) |  |  | Statistical inventory reconciliation (SIR) | Statistical inventory reconciliation (SIR) |  | UST Currently In Use: 6; UST Temp Close: 0; AST Currently In Use: 0; AST Temp Closed: 0 | 6 | 0 | 0 | 21274-103-012632 | H OIL, INC.
15848 | Currently in Use |  | 1985-01-01 06:00 |  | Petroleum | Other, RACINGFUEL | Other | Retail | Single Wall, Steel | Steel | Coated & cathodic protection (sti-P3), Field installed cathodic protection |  | Single Wall, Steel |  |  | Field installed cathodic protection | Catchment Basin, Single walled catchment basin | Automatic shutoff device At 95% full | Automatic shutoff device At 95% full |  |  | Statistical Inventory Reconciliation (SIR) | Direct Bury submersible pump | Automatic flow restrictor (MLLD) | Automatic flow restrictor (MLLD) |  |  | Statistical inventory reconciliation (SIR) | Statistical inventory reconciliation (SIR) |  | UST Currently In Use: 6; UST Temp Close: 0; AST Currently In Use: 0; AST Temp Closed: 0 | 6 | 0 | 0 | 21274-103-012632 | H OIL, INC.
15849 | Currently in Use |  | 1985-01-01 06:00 |  | Petroleum | Kerosene | Kerosene | Retail | Single Wall, Steel | Steel | Coated & cathodic protection (sti-P3), Field installed cathodic protection |  | Single Wall, Steel |  |  | Field installed cathodic protection | Catchment Basin, Single walled catchment basin | Automatic shutoff device At 95% full | Automatic shutoff device At 95% full |  |  | Statistical Inventory Reconciliation (SIR) | Direct Bury submersible pump | Automatic flow restrictor (MLLD) | Automatic flow restrictor (MLLD) |  |  | Statistical inventory reconciliation (SIR) | Statistical inventory reconciliation (SIR) |  | UST Currently In Use: 6; UST Temp Close: 0; AST Currently In Use: 0; AST Temp Closed: 0 | 6 | 0 | 0 | 21274-103-012632 | H OIL, INC.
15850 | Currently in Use |  | 1980-01-01 06:00 |  | Petroleum | Unleaded gasoline | Unleaded gasoline | Industrial | Steel | Steel | Field installed cathodic protection |  | Steel |  |  | Field installed cathodic protection | Catchment Basin, Single walled catchment basin | Automatic shutoff device At 95% full | Automatic shutoff device At 95% full |  |  | Statistical Inventory Reconciliation (SIR) | [8 empty] | UST Currently In Use: 2; UST Temp Close: 0; AST Currently In Use: 0; AST Temp Closed: 0 | 2 | 0 | 0 | 12429-097-012542 | HOSEA O. WEAVER AND SONS, INC.
15851 | Currently in Use |  | 1980-01-01 06:00 |  | Petroleum | On road diesel | On road diesel | Industrial | Steel | Steel | Field installed cathodic protection |  | Steel |  |  | Field installed cathodic protection | Catchment Basin, Single walled catchment basin | Automatic shutoff device At 95% full | Automatic shutoff device At 95% full |  |  | Statistical Inventory Reconciliation (SIR) | [8 empty] | UST Currently In Use: 2; UST Temp Close: 0; AST Currently In Use: 0; AST Temp Closed: 0 | 2 | 0 | 0 | 12429-097-012542 | HOSEA O. WEAVER AND SONS, INC.
15853 | Permanently Closed | 1997-01-01 06:00 | 1970-01-01 06:00 | 1997-01-21 06:00 | Petroleum | On road diesel | On road diesel | State/federal government | Steel | Steel |  | Painted or None | Steel |  | 1901-01-01 06:00 | [15 empty] | UST Currently In Use: 0; UST Temp Close: 0; AST Currently In Use: 4; AST Temp Closed: 0 | 0 | 0 | 2 | 17123-097-001931 | UNIV OF SO ALA/SAFETY ENV COMPLIANCE
15854 | Permanently Closed | 1972-10-01 06:00 | 1960-01-01 06:00 | 1990-01-10 06:00 | Petroleum | Unleaded gasoline | Unleaded gasoline | State/federal government | Steel | Steel |  | Painted or None | Steel |  | 1901-01-01 06:00 | [15 empty] | UST Currently In Use: 0; UST Temp Close: 0; AST Currently In Use: 4; AST Temp Closed: 0 | 0 | 0 | 2 | 17123-097-001931 | UNIV OF SO ALA/SAFETY ENV COMPLIANCE
15855 | Permanently Closed | 1990-06-12 06:00 | 1978-01-01 06:00 | 1990-06-12 06:00 | Petroleum | Unleaded gasoline | Unleaded gasoline | [5 empty] | Steel |  | 1901-01-01 06:00 | [15 empty] | UST Currently In Use: 0; UST Temp Close: 0; AST Currently In Use: 0; AST Temp Closed: 0 | 0 | 0 | 3 | 12431-117-010419 | HOUCK DEVELOPMENT CORP
15856 | Permanently Closed | 1990-06-12 06:00 | 1978-01-01 06:00 | 1990-06-12 06:00 | Petroleum | On road diesel | On road diesel | [5 empty] | Steel |  | 1901-01-01 06:00 | [15 empty] | UST Currently In Use: 0; UST Temp Close: 0; AST Currently In Use: 0; AST Temp Closed: 0 | 0 | 0 | 3 | 12431-117-010419 | HOUCK DEVELOPMENT CORP
15857 | Permanently Closed | 1990-06-12 06:00 | 1978-01-01 06:00 | 1990-06-12 06:00 | Petroleum | Unleaded gasoline | Unleaded gasoline | [5 empty] | Steel |  | 1901-01-01 06:00 | [15 empty] | UST Currently In Use: 0; UST Temp Close: 0; AST Currently In Use: 0; AST Temp Closed: 0 | 0 | 0 | 3 | 12431-117-010419 | HOUCK DEVELOPMENT CORP
15858 | Permanently Closed | 1992-01-06 06:00 | 1901-01-01 06:00 | 1992-01-06 06:00 | Petroleum | Unleaded gasoline | Unleaded gasoline | State/federal government | Steel | Steel |  |  | Steel |  | 1901-01-01 06:00 | [15 empty] | UST Currently In Use: 0; UST Temp Close: 0; AST Currently In Use: 0; AST Temp Closed: 0 | 0 | 0 | 8 | 12433-073-012000 | HOUSING AUTH OF THE B'HAM DISTRICT
15859 | Permanently Closed | 1992-01-06 06:00 | 1901-01-01 06:00 | 1992-01-06 06:00 | Petroleum | Unleaded gasoline | Unleaded gasoline | State/federal government | Steel | Steel |  |  | Steel |  | 1901-01-01 06:00 | [15 empty] | UST Currently In Use: 0; UST Temp Close: 0; AST Currently In Use: 0; AST Temp Closed: 0 | 0 | 0 | 8 | 12433-073-012000 | HOUSING AUTH OF THE B'HAM DISTRICT
15860 | Permanently Closed | 1992-01-06 06:00 | 1901-01-01 06:00 | 1992-01-06 06:00 | Petroleum | Unleaded gasoline | Unleaded gasoline | State/federal government | Steel | Steel |  |  | Steel |  | 1901-01-01 06:00 | [15 empty] | UST Currently In Use: 0; UST Temp Close: 0; AST Currently In Use: 0; AST Temp Closed: 0 | 0 | 0 | 8 | 12433-073-012000 | HOUSING AUTH OF THE B'HAM DISTRICT
15861 | Permanently Closed | 1992-01-06 06:00 | 1901-01-01 06:00 | 1992-01-06 06:00 | Petroleum | Unleaded gasoline | Unleaded gasoline | State/federal government | Steel | Steel |  |  | Steel |  | 1901-01-01 06:00 | [15 empty] | UST Currently In Use: 0; UST Temp Close: 0; AST Currently In Use: 0; AST Temp Closed: 0 | 0 | 0 | 8 | 12433-073-012000 | HOUSING AUTH OF THE B'HAM DISTRICT
15862 | Permanently Closed | 1901-01-01 06:00 | 1990-01-01 06:00 | 1994-12-02 06:00 | Petroleum | Other, OTHER | Other | State/federal government | Steel | Steel |  |  |  |  | 1901-01-01 06:00 | [15 empty] | UST Currently In Use: 0; UST Temp Close: 0; AST Currently In Use: 0; AST Temp Closed: 0 | 0 | 0 | 8 | 12433-073-012000 | HOUSING AUTH OF THE B'HAM DISTRICT
15863 | Permanently Closed | 1901-01-01 06:00 | 1990-01-01 06:00 | 1994-12-02 06:00 | Petroleum | Other, OTHER | Other | State/federal government | Steel | Steel |  |  |  |  | 1901-01-01 06:00 | [15 empty] | UST Currently In Use: 0; UST Temp Close: 0; AST Currently In Use: 0; AST Temp Closed: 0 | 0 | 0 | 8 | 12433-073-012000 | HOUSING AUTH OF THE B'HAM DISTRICT
15864 | Permanently Closed | 1901-01-01 06:00 | 1990-01-01 06:00 | 1994-12-02 06:00 | Petroleum | Other, OTHER | Other | State/federal government | Steel | Steel |  |  |  |  | 1901-01-01 06:00 | [15 empty] | UST Currently In Use: 0; UST Temp Close: 0; AST Currently In Use: 0; AST Temp Closed: 0 | 0 | 0 | 8 | 12433-073-012000 | HOUSING AUTH OF THE B'HAM DISTRICT
15865 | Permanently Closed | 1901-01-01 06:00 | 1990-01-01 06:00 | 1994-12-02 06:00 | Petroleum | Other, OTHER | Other | State/federal government | Steel | Steel |  |  |  |  | 1901-01-01 06:00 | [15 empty] | UST Currently In Use: 0; UST Temp Close: 0; AST Currently In Use: 0; AST Temp Closed: 0 | 0 | 0 | 8 | 12433-073-012000 | HOUSING AUTH OF THE B'HAM DISTRICT
15868 | Retired | 1988-12-22 06:00 | 1957-03-09 06:00 |  | Petroleum | Other, OTHER | Other | State/federal government | [6 empty] | 1901-01-01 06:00 | [15 empty] | UST Currently In Use: 0; UST Temp Close: 0; AST Currently In Use: 0; AST Temp Closed: 0 | 0 | 0 | 0 | 12433-073-015021 | HOUSING AUTH OF THE B'HAM DISTRICT
15869 | Retired | 1988-12-22 06:00 | 1957-03-09 06:00 |  | Petroleum | Other, OTHER | Other | State/federal government | [6 empty] | 1901-01-01 06:00 | [15 empty] | UST Currently In Use: 0; UST Temp Close: 0; AST Currently In Use: 0; AST Temp Closed: 0 | 0 | 0 | 0 | 12433-073-015021 | HOUSING AUTH OF THE B'HAM DISTRICT
15870 | Permanently Closed | 1992-01-13 06:00 | 1976-01-01 06:00 | 1992-01-13 06:00 | Petroleum | Unleaded gasoline | Unleaded gasoline | State/federal government | Steel | Steel |  | Painted or None | Steel |  | 1901-01-01 06:00 | [12 empty] | Annual line testing | Annual line testing |  | UST Currently In Use: 0; UST Temp Close: 2; AST Currently In Use: 0; AST Temp Closed: 0 | 0 | 2 | 3 | 12434-089-003136 | CITY OF HUNTSVILLE HOUSING AUTHORITY
15871 | Permanently Closed | 1992-01-13 06:00 | 1976-01-01 06:00 | 1992-01-13 06:00 | Petroleum | On road diesel | On road diesel | State/federal government | Steel | Steel |  | Painted or None | Steel |  | 1901-01-01 06:00 | [12 empty] | Annual line testing | Annual line testing |  | UST Currently In Use: 0; UST Temp Close: 2; AST Currently In Use: 0; AST Temp Closed: 0 | 0 | 2 | 3 | 12434-089-003136 | CITY OF HUNTSVILLE HOUSING AUTHORITY
15872 | Permanently Closed | 1992-01-13 06:00 | 1976-01-01 06:00 | 1992-01-13 06:00 | Petroleum | Unleaded gasoline | Unleaded gasoline | State/federal government | Steel | Steel |  | Painted or None | Steel |  | 1901-01-01 06:00 | [15 empty] | UST Currently In Use: 0; UST Temp Close: 2; AST Currently In Use: 0; AST Temp Closed: 0 | 0 | 2 | 3 | 12434-089-003136 | CITY OF HUNTSVILLE HOUSING AUTHORITY
15873 | Permanently Closed | 1979-01-01 06:00 | 1959-01-01 06:00 | 1989-12-28 06:00 | Petroleum | Unleaded gasoline | Unleaded gasoline | State/federal government | Steel | Steel | Coated & cathodic protection (sti-P3) |  | Steel |  | 1901-01-01 06:00 | [15 empty] | UST Currently In Use: 0; UST Temp Close: 0; AST Currently In Use: 0; AST Temp Closed: 0 | 0 | 0 | 3 | 12434-089-003137 | CITY OF HUNTSVILLE HOUSING AUTHORITY
15874 | Permanently Closed | 1979-01-01 06:00 | 1974-01-01 06:00 | 1989-12-21 06:00 | Petroleum | Unleaded gasoline | Unleaded gasoline | State/federal government | Steel | Steel | Coated & cathodic protection (sti-P3) |  | Steel |  | 1901-01-01 06:00 | [15 empty] | UST Currently In Use: 0; UST Temp Close: 0; AST Currently In Use: 0; AST Temp Closed: 0 | 0 | 0 | 3 | 12434-089-003137 | CITY OF HUNTSVILLE HOUSING AUTHORITY
15875 | Permanently Closed | 1979-01-01 06:00 | 1959-01-01 06:00 | 1989-12-21 06:00 | Petroleum | Unleaded gasoline | Unleaded gasoline | State/federal government | Steel | Steel | Coated & cathodic protection (sti-P3) |  | Steel |  | 1901-01-01 06:00 | [15 empty] | UST Currently In Use: 0; UST Temp Close: 0; AST Currently In Use: 0; AST Temp Closed: 0 | 0 | 0 | 3 | 12434-089-003137 | CITY OF HUNTSVILLE HOUSING AUTHORITY
15876 | Permanently Closed | 1995-09-27 06:00 | 1977-01-01 06:00 | 1995-09-27 06:00 | Petroleum | Unleaded gasoline | Unleaded gasoline | State/federal government | Steel | Steel |  | Painted or None | Other, COPPER |  | 1901-01-01 06:00 | [15 empty] | UST Currently In Use: 0; UST Temp Close: 0; AST Currently In Use: 0; AST Temp Closed: 0 | 0 | 0 | 1 | 12434-089-003138 | CITY OF HUNTSVILLE HOUSING AUTHORITY
15877 | Permanently Closed | 1998-12-22 06:00 | 1974-01-01 06:00 |  | Petroleum | Unleaded gasoline | Unleaded gasoline | State/federal government | Steel | Steel | Coated & cathodic protection (sti-P3) |  | Other, COPPER |  | 1901-01-01 06:00 | [12 empty] | Annual line testing | Annual line testing |  | UST Currently In Use: 0; UST Temp Close: 0; AST Currently In Use: 0; AST Temp Closed: 0 | 0 | 0 | 1 | 12434-089-003139 | CITY OF HUNTSVILLE HOUSING AUTHORITY
15878 | Permanently Closed | 1998-12-22 06:00 | 1983-01-01 06:00 | 1999-06-14 06:00 | Petroleum | On road diesel | On road diesel | State/federal government | Steel | Steel | Coated & cathodic protection (sti-P3) |  | Steel |  | 1901-01-01 06:00 | Field installed cathodic protection | [14 empty] | UST Currently In Use: 0; UST Temp Close: 0; AST Currently In Use: 0; AST Temp Closed: 0 | 0 | 0 | 1 | 12434-089-007405 | CITY OF HUNTSVILLE HOUSING AUTHORITY
15879 | Permanently Closed | 1997-08-01 06:00 | 1976-01-01 06:00 | 1997-08-01 06:00 | Petroleum | Unleaded gasoline | Unleaded gasoline | State/federal government | Steel | Steel |  | Painted or None | Steel |  | 1901-01-01 06:00 | [12 empty] | Annual line testing | Annual line testing |  | UST Currently In Use: 1; UST Temp Close: 0; AST Currently In Use: 0; AST Temp Closed: 0 | 1 | 0 | 2 | 12435-095-001706 | HOUSING AUTHORITY CITY OF BOAZ
15880 | Permanently Closed | 2002-06-04 06:00 | 1979-07-01 06:00 | 2002-06-04 06:00 | Petroleum | On road diesel | On road diesel | Emergency Power Generator, Industrial, State/Federal Government | Steel | Steel |  | Painted or None | Steel |  | 1901-01-01 06:00 | [6 empty] | Other | [5 empty] | Annual line testing | Annual line testing |  | UST Currently In Use: 1; UST Temp Close: 0; AST Currently In Use: 0; AST Temp Closed: 0 | 1 | 0 | 2 | 12435-095-001706 | HOUSING AUTHORITY CITY OF BOAZ
15881 | Permanently Closed | 1990-12-10 06:00 | 1975-01-01 06:00 | 1990-12-10 06:00 | Petroleum | Unleaded gasoline | Unleaded gasoline | State/federal government | Steel | Steel |  | Painted or None | Steel |  | 1901-01-01 06:00 | [15 empty] | UST Currently In Use: 0; UST Temp Close: 0; AST Currently In Use: 0; AST Temp Closed: 0 | 0 | 0 | 3 | 12436-101-008100 | HOUSING AUTHORITY OF MONTGOMERY
15882 | Permanently Closed | 1989-09-01 06:00 | 1953-01-01 06:00 | 1989-11-07 06:00 | Petroleum | On road diesel | On road diesel | State/federal government | Steel | Steel |  | Painted or None | Steel |  | 1901-01-01 06:00 | [15 empty] | UST Currently In Use: 0; UST Temp Close: 0; AST Currently In Use: 0; AST Temp Closed: 0 | 0 | 0 | 3 | 12436-101-008100 | HOUSING AUTHORITY OF MONTGOMERY
15883 | Permanently Closed | 1992-01-06 06:00 | 1980-01-01 06:00 | 1992-01-06 06:00 | Petroleum | Unleaded gasoline | Unleaded gasoline | State/federal government | Steel | Steel |  | Painted or None | Steel |  | 1901-01-01 06:00 | [15 empty] | UST Currently In Use: 0; UST Temp Close: 0; AST Currently In Use: 0; AST Temp Closed: 0 | 0 | 0 | 2 | 12437-125-010034 | HOUSING AUTHORITY OF NORTHPORT
15884 | Permanently Closed | 1982-08-01 06:00 | 1970-01-01 06:00 |  | Petroleum | Unleaded gasoline | Unleaded gasoline | State/federal government | Steel | Steel |  |  |  |  | 1901-01-01 06:00 | [15 empty] | UST Currently In Use: 0; UST Temp Close: 0; AST Currently In Use: 0; AST Temp Closed: 0 | 0 | 0 | 2 | 12437-125-010034 | HOUSING AUTHORITY OF NORTHPORT
15885 | Permanently Closed | 1993-04-07 06:00 | 1979-01-01 06:00 | 1993-04-07 06:00 | Petroleum | Unleaded gasoline | Unleaded gasoline | State/federal government | Steel | Steel |  | Painted or None | Steel |  | 1901-01-01 06:00 | [12 empty] | Annual line testing | Annual line testing |  | UST Currently In Use: 0; UST Temp Close: 0; AST Currently In Use: 0; AST Temp Closed: 0 | 0 | 0 | 2 | 12438-069-002451 | CITY OF DOTHAN HOUSING AUTHORITY
15886 | Permanently Closed | 1993-04-07 06:00 | 1979-01-01 06:00 | 1993-04-07 06:00 | Petroleum | On road diesel | On road diesel |  | Steel | Steel |  | Painted or None | Steel |  | 1901-01-01 06:00 | [12 empty] | Annual line testing | Annual line testing |  | UST Currently In Use: 1; UST Temp Close: 0; AST Currently In Use: 0; AST Temp Closed: 0 | 1 | 0 | 1 | 24814-069-002452 | DOTHAN AFFORDABLE HOUSING LLC
15887 | Permanently Closed | 1994-04-14 06:00 | 1981-01-01 06:00 | 1994-06-15 06:00 | Petroleum | Unleaded gasoline | Unleaded gasoline | State/federal government | Steel | Steel |  | Painted or None | Steel |  | 1901-01-01 06:00 | [15 empty] | UST Currently In Use: 0; UST Temp Close: 0; AST Currently In Use: 0; AST Temp Closed: 0 | 0 | 0 | 1 | 12441-109-012587 | HOUSING AUTHORITY OF THE CTY OF TROY
15888 | Permanently Closed | 2001-10-26 06:00 | 1979-01-01 06:00 | 2001-10-26 06:00 | Petroleum | On road diesel | On road diesel | Local government | Steel | Steel |  | Painted or None | Steel |  | 1901-01-01 06:00 | [15 empty] | UST Currently In Use: 0; UST Temp Close: 0; AST Currently In Use: 2; AST Temp Closed: 0 | 0 | 0 | 2 | 12445-069-007882 | HOUSTON COUNTY BOARD OF EDUCATION
15889 | Permanently Closed | 2001-10-26 06:00 | 1962-01-01 06:00 | 2001-10-26 06:00 | Petroleum | Unleaded gasoline | Unleaded gasoline | Local government | Steel | Steel |  | Painted or None | Steel |  | 1901-01-01 06:00 | [15 empty] | UST Currently In Use: 0; UST Temp Close: 0; AST Currently In Use: 2; AST Temp Closed: 0 | 0 | 0 | 2 | 12445-069-007882 | HOUSTON COUNTY BOARD OF EDUCATION
15890 | Permanently Closed | 1991-08-12 06:00 | 1974-01-01 06:00 | 1991-08-12 06:00 | Petroleum | Unleaded gasoline | Unleaded gasoline | Local government | Steel | Steel |  | Painted or None | Steel |  | 1901-01-01 06:00 | [15 empty] | UST Currently In Use: 0; UST Temp Close: 0; AST Currently In Use: 1; AST Temp Closed: 0 | 0 | 0 | 2 | 12445-069-000463 | HOUSTON COUNTY BOARD OF EDUCATION
15891 | Permanently Closed | 1991-08-12 06:00 | 1969-01-01 06:00 | 1991-08-12 06:00 | Petroleum | On road diesel | On road diesel | Local government | Steel | Steel |  | Painted or None | Steel |  | 1901-01-01 06:00 | [15 empty] | UST Currently In Use: 0; UST Temp Close: 0; AST Currently In Use: 1; AST Temp Closed: 0 | 0 | 0 | 2 | 12445-069-000463 | HOUSTON COUNTY BOARD OF EDUCATION
15893 | Permanently Closed | 1992-05-01 06:00 | 1977-01-01 06:00 | 1993-09-15 06:00 | Petroleum | Unleaded gasoline | Unleaded gasoline | Local government | Steel | Steel |  | Painted or None | Steel |  | 1901-01-01 06:00 | [15 empty] | UST Currently In Use: 0; UST Temp Close: 0; AST Currently In Use: 0; AST Temp Closed: 0 | 0 | 0 | 2 | 12445-069-007879 | HOUSTON COUNTY BOARD OF EDUCATION
15894 | Permanently Closed | 1992-05-01 06:00 | 1980-01-01 06:00 | 1993-09-15 06:00 | Petroleum | On road diesel | On road diesel | Local government | Steel | Steel |  | Painted or None | Steel |  | 1901-01-01 06:00 | [15 empty] | UST Currently In Use: 0; UST Temp Close: 0; AST Currently In Use: 0; AST Temp Closed: 0 | 0 | 0 | 2 | 12445-069-007879 | HOUSTON COUNTY BOARD OF EDUCATION
15895 | Permanently Closed | 1992-07-01 06:00 | 1972-01-01 06:00 | 1992-07-01 06:00 | Petroleum | On road diesel | On road diesel | Local government | Steel | Steel |  | Painted or None | Steel |  | 1901-01-01 06:00 | [15 empty] | UST Currently In Use: 0; UST Temp Close: 0; AST Currently In Use: 2; AST Temp Closed: 0 | 0 | 0 | 1 | 12445-069-007881 | HOUSTON COUNTY BOARD OF EDUCATION
15896 | Permanently Closed | 1998-10-05 06:00 | 1979-01-01 06:00 | 1998-10-05 06:00 | Petroleum | Unleaded gasoline | Unleaded gasoline | Local government | Steel | Steel |  | Painted or None | Steel |  | 1901-01-01 06:00 | [12 empty] | Annual line testing | Annual line testing |  | UST Currently In Use: 0; UST Temp Close: 0; AST Currently In Use: 0; AST Temp Closed: 0 | 0 | 0 | 2 | 12445-069-007883 | HOUSTON COUNTY BOARD OF EDUCATION
15897 | Permanently Closed | 1998-10-05 06:00 | 1977-01-01 06:00 | 1998-10-05 06:00 | Petroleum | On road diesel | On road diesel | Local government | Steel | Steel |  | Painted or None | Steel |  | 1901-01-01 06:00 | [12 empty] | Annual line testing | Annual line testing |  | UST Currently In Use: 0; UST Temp Close: 0; AST Currently In Use: 0; AST Temp Closed: 0 | 0 | 0 | 2 | 12445-069-007883 | HOUSTON COUNTY BOARD OF EDUCATION
15898 | Permanently Closed | 1998-10-05 06:00 | 1982-01-01 06:00 | 1998-10-05 06:00 | Petroleum | On road diesel | On road diesel | Local government | Steel | Steel |  | Painted or None | Steel |  | 1901-01-01 06:00 | [12 empty] | Annual line testing | Annual line testing |  | UST Currently In Use: 0; UST Temp Close: 0; AST Currently In Use: 0; AST Temp Closed: 0 | 0 | 0 | 2 | 12445-069-007885 | HOUSTON COUNTY BOARD OF EDUCATION
15899 | Permanently Closed | 1994-05-23 06:00 | 1980-01-01 06:00 | 2002-09-30 06:00 | Petroleum | Unleaded gasoline | Unleaded gasoline | Local government | Steel | Steel |  | Painted or None | Steel |  | 1901-01-01 06:00 | [12 empty] | Annual line testing | Annual line testing |  | UST Currently In Use: 0; UST Temp Close: 0; AST Currently In Use: 0; AST Temp Closed: 0 | 0 | 0 | 2 | 12445-069-007885 | HOUSTON COUNTY BOARD OF EDUCATION
15900 | Permanently Closed | 1993-09-17 06:00 | 1974-01-01 06:00 | 1993-09-17 06:00 | Petroleum | Unleaded gasoline | Unleaded gasoline | Local government | Steel | Steel |  |  | Steel |  | 1901-01-01 06:00 | [15 empty] | UST Currently In Use: 0; UST Temp Close: 0; AST Currently In Use: 2; AST Temp Closed: 0 | 0 | 0 | 1 | 12445-069-013155 | HOUSTON COUNTY BOARD OF EDUCATION
15902 | Permanently Closed | 1992-10-22 06:00 | 1901-01-01 06:00 | 1998-10-22 06:00 | Petroleum | On road diesel | On road diesel | Bulk facility, Emergency Power Generator, Local Government | Steel | Steel |  |  |  |  | 1901-01-01 06:00 | [12 empty] | Annual line testing | Annual line testing |  | UST Currently In Use: 0; UST Temp Close: 0; AST Currently In Use: 0; AST Temp Closed: 0 | 0 | 0 | 1 | 12446-069-011973 | HOUSTON CO COMMISSION S GOOCHER
15903 | Currently in Use |  | 1977-10-05 06:00 |  | Petroleum | Unleaded gasoline | Unleaded gasoline | Bulk facility | Steel | Steel | Field installed cathodic protection |  | Steel |  |  | Field installed cathodic protection | Catchment Basin, Single walled catchment basin | Automatic shutoff device At 95% full | Automatic shutoff device At 95% full |  |  | Automatic Tank Gauge |  | Automatic shutoff device (AELLD) | Automatic shutoff device (AELLD) | [5 empty] | UST Currently In Use: 4; UST Temp Close: 0; AST Currently In Use: 0; AST Temp Closed: 0 | 4 | 0 | 1 | 21708-069-009456 | HOUSTON COUNTY COMMISSION
15904 | Currently in Use |  | 1971-03-05 06:00 |  | Petroleum | On road diesel | On road diesel | Bulk facility | Steel | Steel | Field installed cathodic protection |  | Steel |  |  | Field installed cathodic protection | Catchment Basin, Single walled catchment basin | Automatic shutoff device At 95% full | Automatic shutoff device At 95% full |  |  | Automatic Tank Gauge |  | Automatic shutoff device (AELLD) | Automatic shutoff device (AELLD) | [5 empty] | UST Currently In Use: 4; UST Temp Close: 0; AST Currently In Use: 0; AST Temp Closed: 0 | 4 | 0 | 1 | 21708-069-009456 | HOUSTON COUNTY COMMISSION
15905 | Currently in Use |  | 1971-03-05 06:00 |  | Petroleum | On road diesel | On road diesel | Bulk facility | Steel | Steel | Field installed cathodic protection |  | Steel |  |  | Field installed cathodic protection | Catchment Basin, Single walled catchment basin | Automatic shutoff device At 95% full | Automatic shutoff device At 95% full |  |  | Automatic Tank Gauge |  | Automatic shutoff device (AELLD) | Automatic shutoff device (AELLD) | [5 empty] | UST Currently In Use: 4; UST Temp Close: 0; AST Currently In Use: 0; AST Temp Closed: 0 | 4 | 0 | 1 | 21708-069-009456 | HOUSTON COUNTY COMMISSION
15906 | Currently in Use |  | 1971-03-05 06:00 |  | Petroleum | Unleaded gasoline | Unleaded gasoline | Bulk facility | Steel | Steel | Field installed cathodic protection |  | Steel |  |  | Field installed cathodic protection | Catchment Basin, Single walled catchment basin | Automatic shutoff device At 95% full | Automatic shutoff device At 95% full |  |  | Automatic Tank Gauge |  | Automatic shutoff device (AELLD) | Automatic shutoff device (AELLD) | [5 empty] | UST Currently In Use: 4; UST Temp Close: 0; AST Currently In Use: 0; AST Temp Closed: 0 | 4 | 0 | 1 | 21708-069-009456 | HOUSTON COUNTY COMMISSION
15907 | Permanently Closed | 1999-10-26 06:00 | 1974-01-01 06:00 | 1999-10-26 06:00 | Petroleum | Used oil | Used oil | Local Government | Steel | Steel |  | Painted or None | Steel |  | 1901-01-01 06:00 |  | Other, EXEMPT | Other, EXEMPT | Other | [11 empty] | UST Currently In Use: 4; UST Temp Close: 0; AST Currently In Use: 0; AST Temp Closed: 0 | 4 | 0 | 1 | 21708-069-009456 | HOUSTON COUNTY COMMISSION
15908 | Permanently Closed | 2018-09-26 06:00 | 1989-01-01 06:00 | 2018-09-26 06:00 | Petroleum | On road diesel | On road diesel | Emergency Power Generator, Local Government | Steel | Steel | Field installed cathodic protection |  | Steel |  |  | Field installed cathodic protection | Catchment Basin, Single walled catchment basin | Automatic shutoff device At 95% full | Automatic shutoff device At 95% full | [11 empty] | UST Currently In Use: 0; UST Temp Close: 0; AST Currently In Use: 0; AST Temp Closed: 0 | 0 | 0 | 1 | 12447-069-014619 | HOUSTON COUNTY COMMISSION
15909 | Permanently Closed | 1995-08-01 06:00 | 1972-01-01 06:00 | 1996-08-05 06:00 | Petroleum | Unleaded gasoline | Unleaded gasoline |  | Steel | Steel |  | Painted or None | Steel |  | 1901-01-01 06:00 | [12 empty] | Annual line testing | Annual line testing |  | UST Currently In Use: 0; UST Temp Close: 2; AST Currently In Use: 0; AST Temp Closed: 0 | 0 | 2 | 4 | 26030-059-000488 | MADE IN USA PROPERTIES LLC
15910 | Permanently Closed | 1995-08-01 06:00 | 1972-01-01 06:00 | 1996-08-05 06:00 | Petroleum | Unleaded gasoline | Unleaded gasoline |  | Steel | Steel |  | Painted or None | Steel |  | 1901-01-01 06:00 | [15 empty] | UST Currently In Use: 0; UST Temp Close: 2; AST Currently In Use: 0; AST Temp Closed: 0 | 0 | 2 | 4 | 26030-059-000488 | MADE IN USA PROPERTIES LLC
15911 | Permanently Closed | 1995-08-01 06:00 | 1972-01-01 06:00 | 1996-08-05 06:00 | Petroleum | Unleaded gasoline | Unleaded gasoline |  | Steel | Steel |  | Painted or None | Steel |  | 1901-01-01 06:00 | [15 empty] | UST Currently In Use: 0; UST Temp Close: 2; AST Currently In Use: 0; AST Temp Closed: 0 | 0 | 2 | 4 | 26030-059-000488 | MADE IN USA PROPERTIES LLC
15912 | Permanently Closed | 1958-01-01 06:00 | 1956-01-01 06:00 | 1988-01-01 06:00 | Petroleum | Other, NONE | Other |  | Steel | Steel |  | Painted or None | Steel |  | 1901-01-01 06:00 | [15 empty] | UST Currently In Use: 0; UST Temp Close: 2; AST Currently In Use: 0; AST Temp Closed: 0 | 0 | 2 | 4 | 26030-059-000488 | MADE IN USA PROPERTIES LLC
15914 | Retired | 1973-08-01 06:00 | 1956-01-01 06:00 |  | Petroleum | Unleaded gasoline | Unleaded gasoline |  | Steel | Steel |  | Painted or None | Steel |  | 1901-01-01 06:00 | [15 empty] | UST Currently In Use: 0; UST Temp Close: 2; AST Currently In Use: 0; AST Temp Closed: 0 | 0 | 2 | 4 | 26030-059-000488 | MADE IN USA PROPERTIES LLC
15915 | Retired | 1973-08-01 06:00 | 1956-01-01 06:00 |  | Petroleum | Unleaded gasoline | Unleaded gasoline |  | Steel | Steel |  | Painted or None | Steel |  | 1901-01-01 06:00 | [15 empty] | UST Currently In Use: 0; UST Temp Close: 2; AST Currently In Use: 0; AST Temp Closed: 0 | 0 | 2 | 4 | 26030-059-000488 | MADE IN USA PROPERTIES LLC
15916 | Permanently Closed | 1985-09-01 06:00 | 1944-01-01 07:00 |  | Petroleum | Other, PETRO SOLV | Other | [5 empty] | Steel |  | 1901-01-01 06:00 | [15 empty] | UST Currently In Use: 0; UST Temp Close: 0; AST Currently In Use: 0; AST Temp Closed: 0 | 0 | 0 | 1 | 12449-089-001230 | HOWARD HARDING SERVICE CLEANERS
15917 | Permanently Closed | 1901-01-01 06:00 | 1971-01-01 06:00 | 1988-06-01 06:00 | Petroleum | Unleaded gasoline | Unleaded gasoline |  | Steel | Steel |  | Painted or None | Steel |  | 1901-01-01 06:00 | [15 empty] | UST Currently In Use: 0; UST Temp Close: 0; AST Currently In Use: 0; AST Temp Closed: 0 | 0 | 0 | 2 | 12450-009-008855 | HOWARD OIL COMPANY, INC.
15918 | Permanently Closed | 1901-01-01 06:00 | 1975-01-01 06:00 | 1988-06-01 06:00 | Petroleum | Unleaded gasoline | Unleaded gasoline |  | Steel | Steel |  | Painted or None | Steel |  | 1901-01-01 06:00 | [15 empty] | UST Currently In Use: 0; UST Temp Close: 0; AST Currently In Use: 0; AST Temp Closed: 0 | 0 | 0 | 2 | 12450-009-008855 | HOWARD OIL COMPANY, INC.
15919 | Permanently Closed | 1987-01-01 06:00 | 1976-01-01 06:00 | 1987-01-01 06:00 | Petroleum | Unleaded gasoline | Unleaded gasoline |  | Steel | Steel |  | Painted or None | Steel |  | 1901-01-01 06:00 | [15 empty] | UST Currently In Use: 0; UST Temp Close: 0; AST Currently In Use: 0; AST Temp Closed: 0 | 0 | 0 | 2 | 12450-009-008866 | HOWARD OIL COMPANY, INC.
15920 | Permanently Closed | 1987-01-01 06:00 | 1976-01-01 06:00 | 1987-01-01 06:00 | Petroleum | Unleaded gasoline | Unleaded gasoline |  | Steel | Steel |  | Painted or None | Steel |  | 1901-01-01 06:00 | [15 empty] | UST Currently In Use: 0; UST Temp Close: 0; AST Currently In Use: 0; AST Temp Closed: 0 | 0 | 0 | 2 | 12450-009-008866 | HOWARD OIL COMPANY, INC.
15921 | Permanently Closed | 1990-04-01 06:00 | 1982-01-01 06:00 | 1990-04-01 06:00 | Petroleum | Unleaded gasoline | Unleaded gasoline |  | Steel | Steel |  | Painted or None | Steel |  | 1901-01-01 06:00 | [15 empty] | UST Currently In Use: 0; UST Temp Close: 0; AST Currently In Use: 0; AST Temp Closed: 0 | 0 | 0 | 3 | 12450-009-008868 | HOWARD OIL COMPANY, INC.
15922 | Permanently Closed | 1990-04-01 06:00 | 1982-01-01 06:00 | 1990-04-01 06:00 | Petroleum | Unleaded gasoline | Unleaded gasoline |  | Steel | Steel |  | Painted or None | Steel |  | 1901-01-01 06:00 | [15 empty] | UST Currently In Use: 0; UST Temp Close: 0; AST Currently In Use: 0; AST Temp Closed: 0 | 0 | 0 | 3 | 12450-009-008868 | HOWARD OIL COMPANY, INC.
15923 | Permanently Closed | 1990-04-01 06:00 | 1982-01-01 06:00 | 1990-04-01 06:00 | Petroleum | Unleaded gasoline | Unleaded gasoline |  | Steel | Steel |  | Painted or None | Steel |  | 1901-01-01 06:00 | [15 empty] | UST Currently In Use: 0; UST Temp Close: 0; AST Currently In Use: 0; AST Temp Closed: 0 | 0 | 0 | 3 | 12450-009-008868 | HOWARD OIL COMPANY, INC.
15924 | Permanently Closed | 1901-01-01 06:00 | 1957-01-01 06:00 | 1988-06-01 06:00 | Petroleum | Unleaded gasoline | Unleaded gasoline |  | Steel | Steel |  | Painted or None | Steel |  | 1901-01-01 06:00 | [15 empty] | UST Currently In Use: 0; UST Temp Close: 0; AST Currently In Use: 0; AST Temp Closed: 0 | 0 | 0 | 6 | 12450-043-003748 | HOWARD OIL COMPANY, INC.
15925 | Permanently Closed | 1901-01-01 06:00 | 1958-01-01 06:00 | 1988-06-01 06:00 | Petroleum | Unleaded gasoline | Unleaded gasoline |  | Steel | Steel |  | Painted or None | Steel |  | 1901-01-01 06:00 | [15 empty] | UST Currently In Use: 0; UST Temp Close: 0; AST Currently In Use: 0; AST Temp Closed: 0 | 0 | 0 | 6 | 12450-043-003748 | HOWARD OIL COMPANY, INC.
15926 | Permanently Closed | 1901-01-01 06:00 | 1958-01-01 06:00 | 1988-06-01 06:00 | Petroleum | Unleaded gasoline | Unleaded gasoline |  | Steel | Steel |  | Painted or None | Steel |  | 1901-01-01 06:00 | [15 empty] | UST Currently In Use: 0; UST Temp Close: 0; AST Currently In Use: 0; AST Temp Closed: 0 | 0 | 0 | 6 | 12450-043-003748 | HOWARD OIL COMPANY, INC.
15927 | Permanently Closed | 2011-04-30 06:00 | 1988-01-01 06:00 | 2016-05-25 06:00 | Petroleum | Mid-grade gasoline | Mid-grade gasoline | Retail | Single Wall, Steel | Steel | Coated & cathodic protection (sti-P3) |  | Fiberglass reinforced plastic, Single Wall |  |  | Other, FLXS ISOLA | Catchment Basin, Single walled catchment basin | Automatic shutoff device At 95% full | Automatic shutoff device At 95% full |  |  | Statistical Inventory Reconciliation (SIR) | [8 empty] | UST Currently In Use: 0; UST Temp Close: 0; AST Currently In Use: 0; AST Temp Closed: 0 | 0 | 0 | 6 | 12450-043-003748 | HOWARD OIL COMPANY, INC.
15928 | Permanently Closed | 2011-04-30 06:00 | 1988-01-01 06:00 | 2016-05-25 06:00 | Petroleum | Unleaded gasoline | Unleaded gasoline | Retail | Single Wall, Steel | Steel | Coated & cathodic protection (sti-P3) |  | Fiberglass reinforced plastic, Single Wall |  |  | Other, FLXS ISOLA | Catchment Basin, Single walled catchment basin | Automatic shutoff device At 95% full | Automatic shutoff device At 95% full |  |  | Statistical Inventory Reconciliation (SIR) | [8 empty] | UST Currently In Use: 0; UST Temp Close: 0; AST Currently In Use: 0; AST Temp Closed: 0 | 0 | 0 | 6 | 12450-043-003748 | HOWARD OIL COMPANY, INC.
15929 | Permanently Closed | 2011-04-30 06:00 | 1988-01-01 06:00 | 2016-05-25 06:00 | Petroleum | Unleaded gasoline | Unleaded gasoline | [23 empty] | UST Currently In Use: 0; UST Temp Close: 0; AST Currently In Use: 0; AST Temp Closed: 0 | 0 | 0 | 6 | 12450-043-003748 | HOWARD OIL COMPANY, INC.
15930 | Permanently Closed | 1901-01-01 06:00 | 1957-01-01 06:00 | 1988-05-01 06:00 | Petroleum | Unleaded gasoline | Unleaded gasoline |  | Steel | Steel |  | Painted or None | Steel |  | 1901-01-01 06:00 | [15 empty] | UST Currently In Use: 0; UST Temp Close: 0; AST Currently In Use: 0; AST Temp Closed: 2 | 0 | 0 | 7 | 23782-043-005038 | DOUG YOUNG
15931 | Permanently Closed | 1901-01-01 06:00 | 1972-01-01 06:00 | 1988-05-01 06:00 | Petroleum | Unleaded gasoline | Unleaded gasoline |  | Steel | Steel |  | Painted or None | Steel |  | 1901-01-01 06:00 | [15 empty] | UST Currently In Use: 0; UST Temp Close: 0; AST Currently In Use: 0; AST Temp Closed: 2 | 0 | 0 | 7 | 23782-043-005038 | DOUG YOUNG
15932 | Permanently Closed | 1901-01-01 06:00 | 1957-01-01 06:00 | 1988-05-01 06:00 | Petroleum | Unleaded gasoline | Unleaded gasoline |  | Steel | Steel |  | Painted or None | Steel |  | 1901-01-01 06:00 | [15 empty] | UST Currently In Use: 0; UST Temp Close: 0; AST Currently In Use: 0; AST Temp Closed: 2 | 0 | 0 | 7 | 23782-043-005038 | DOUG YOUNG
15933 | Permanently Closed | 1988-01-01 06:00 | 1957-01-01 06:00 | 1988-01-01 06:00 | Petroleum | Kerosene | Kerosene |  | Steel | Steel |  | Painted or None | Steel |  | 1901-01-01 06:00 | [15 empty] | UST Currently In Use: 0; UST Temp Close: 0; AST Currently In Use: 0; AST Temp Closed: 2 | 0 | 0 | 7 | 23782-043-005038 | DOUG YOUNG
15934 | Permanently Closed | 2014-06-13 06:00 | 1988-05-04 06:00 | 2022-06-15 06:00 | Petroleum | Unleaded gasoline | Unleaded gasoline | Retail | Single Wall, Steel | Steel | Coated & cathodic protection (sti-P3) |  | Fiberglass reinforced plastic, Single Wall |  | 1901-01-01 06:00 |  | Catchment Basin, Single walled catchment basin | Automatic shutoff device At 95% full, Flow Rest 90% Full | Flow Rest 90% Full |  |  | Automatic Tank Gauge | Direct Bury submersible pump | [7 empty] | UST Currently In Use: 0; UST Temp Close: 0; AST Currently In Use: 0; AST Temp Closed: 2 | 0 | 0 | 7 | 23782-043-005038 | DOUG YOUNG
15935 | Permanently Closed | 2014-06-13 06:00 | 1988-05-08 06:00 | 2022-06-15 06:00 | Petroleum | Unleaded gasoline | Unleaded gasoline | Retail | Single Wall, Steel | Steel | Coated & cathodic protection (sti-P3) |  | Fiberglass reinforced plastic, Single Wall |  | 1901-01-01 06:00 |  | Catchment Basin, Single walled catchment basin | Automatic shutoff device At 95% full, Flow Rest 90% Full | Flow Rest 90% Full |  |  | Automatic Tank Gauge | Direct Bury submersible pump | [7 empty] | UST Currently In Use: 0; UST Temp Close: 0; AST Currently In Use: 0; AST Temp Closed: 2 | 0 | 0 | 7 | 23782-043-005038 | DOUG YOUNG
15936 | Permanently Closed | 2014-06-13 06:00 | 1988-05-08 06:00 | 2022-06-15 06:00 | Petroleum | Premium gasoline | Premium gasoline | Retail | Single Wall, Steel | Steel | Coated & cathodic protection (sti-P3) |  | Fiberglass reinforced plastic, Single Wall |  | 1901-01-01 06:00 |  | Catchment Basin, Single walled catchment basin | Automatic shutoff device At 95% full, Flow Rest 90% Full | Flow Rest 90% Full |  |  | Automatic Tank Gauge | Direct Bury submersible pump | [7 empty] | UST Currently In Use: 0; UST Temp Close: 0; AST Currently In Use: 0; AST Temp Closed: 2 | 0 | 0 | 7 | 23782-043-005038 | DOUG YOUNG
15937 | Temporary Closed | 2008-07-31 06:00 | 1978-01-01 06:00 |  | Petroleum | Premium gasoline | Premium gasoline | Retail | Single Wall, Steel | Steel | Field installed cathodic protection |  | Single Wall, Steel |  | 1901-01-01 06:00 | Field installed cathodic protection | Catchment Basin, Single walled catchment basin | Automatic shutoff device At 95% full | Automatic shutoff device At 95% full |  |  | Statistical Inventory Reconciliation (SIR) | [8 empty] | UST Currently In Use: 0; UST Temp Close: 2; AST Currently In Use: 0; AST Temp Closed: 0 | 0 | 2 | 0 | 12300-043-005040 | HAYS AND SON OIL COMPANY, INC.
15938 | Temporary Closed | 2013-10-12 06:00 | 1972-01-01 06:00 |  | Petroleum | Unleaded gasoline | Unleaded gasoline | Retail | Single Wall, Steel | Steel | Field installed cathodic protection |  | Single Wall, Steel |  | 1901-01-01 06:00 | Field installed cathodic protection | Catchment Basin, Single walled catchment basin | Automatic shutoff device At 95% full | Automatic shutoff device At 95% full |  |  | Statistical Inventory Reconciliation (SIR) | [8 empty] | UST Currently In Use: 0; UST Temp Close: 2; AST Currently In Use: 0; AST Temp Closed: 0 | 0 | 2 | 0 | 12300-043-005040 | HAYS AND SON OIL COMPANY, INC.
15940 | Permanently Closed | 2017-06-02 06:00 | 1974-01-01 06:00 | 2018-07-24 06:00 | Petroleum | Mid-grade gasoline | Mid-grade gasoline | Retail | Single Wall, Steel | Steel | Field installed cathodic protection |  | Single Wall, Steel |  |  | Field installed cathodic protection | Catchment Basin, Single walled catchment basin | Automatic shutoff device At 95% full | Automatic shutoff device At 95% full |  |  | Statistical Inventory Reconciliation (SIR) | [8 empty] | UST Currently In Use: 0; UST Temp Close: 0; AST Currently In Use: 0; AST Temp Closed: 0 | 0 | 0 | 5 | 12300-043-005041 | HAYS AND SON OIL COMPANY, INC.
15941 | Permanently Closed | 2017-06-02 06:00 | 1976-01-01 06:00 | 2018-07-24 06:00 | Petroleum | Unleaded gasoline | Unleaded gasoline | Retail | Single Wall, Steel | Steel | Field installed cathodic protection |  | Single Wall, Steel |  |  | Field installed cathodic protection | Catchment Basin, Single walled catchment basin | Automatic shutoff device At 95% full | Automatic shutoff device At 95% full |  |  | Statistical Inventory Reconciliation (SIR) | [8 empty] | UST Currently In Use: 0; UST Temp Close: 0; AST Currently In Use: 0; AST Temp Closed: 0 | 0 | 0 | 5 | 12300-043-005041 | HAYS AND SON OIL COMPANY, INC.
15942 | Permanently Closed | 2017-06-02 06:00 | 1974-01-01 06:00 | 2018-07-24 06:00 | Petroleum | Premium gasoline | Premium gasoline | Retail | Single Wall, Steel | Steel | Field installed cathodic protection |  | Single Wall, Steel |  |  | Field installed cathodic protection | Catchment Basin, Single walled catchment basin | Automatic shutoff device At 95% full | Automatic shutoff device At 95% full |  |  | Statistical Inventory Reconciliation (SIR) | [8 empty] | UST Currently In Use: 0; UST Temp Close: 0; AST Currently In Use: 0; AST Temp Closed: 0 | 0 | 0 | 5 | 12300-043-005041 | HAYS AND SON OIL COMPANY, INC.
15943 | Permanently Closed | 2017-06-02 06:00 | 1980-01-01 06:00 | 2018-07-24 06:00 | Petroleum | On road diesel | On road diesel | Retail | Single Wall, Steel | Steel | Field installed cathodic protection |  | Single Wall, Steel |  |  | Field installed cathodic protection | Catchment Basin, Single walled catchment basin | Automatic shutoff device At 95% full | Automatic shutoff device At 95% full |  |  | Statistical Inventory Reconciliation (SIR) | [8 empty] | UST Currently In Use: 0; UST Temp Close: 0; AST Currently In Use: 0; AST Temp Closed: 0 | 0 | 0 | 5 | 12300-043-005041 | HAYS AND SON OIL COMPANY, INC.
15944 | Permanently Closed | 2017-06-02 06:00 | 1980-01-01 06:00 | 2018-07-24 06:00 | Petroleum | Kerosene | Kerosene | Retail | Single Wall, Steel | Steel | Field installed cathodic protection |  | Single Wall, Steel |  |  | Field installed cathodic protection | Catchment Basin, Single walled catchment basin | Automatic shutoff device At 95% full | Automatic shutoff device At 95% full |  |  | Statistical Inventory Reconciliation (SIR) | [8 empty] | UST Currently In Use: 0; UST Temp Close: 0; AST Currently In Use: 0; AST Temp Closed: 0 | 0 | 0 | 5 | 12300-043-005041 | HAYS AND SON OIL COMPANY, INC.
15945 | Permanently Closed | 2006-04-11 06:00 | 1974-01-01 06:00 | 2007-05-04 06:00 | Petroleum | Unleaded gasoline | Unleaded gasoline | Retail | Steel | Steel | Field installed cathodic protection |  | Steel |  | 1901-01-01 06:00 | Field installed cathodic protection | Catchment Basin, Single walled catchment basin | Automatic shutoff device At 95% full | Automatic shutoff device At 95% full |  |  | Statistical Inventory Reconciliation (SIR) |  | Other, COMPUTERIZ | Other |  |  | Other, COMPUTERIZ | Other |  | UST Currently In Use: 0; UST Temp Close: 0; AST Currently In Use: 0; AST Temp Closed: 0 | 0 | 0 | 4 | 12450-043-005042 | HOWARD OIL COMPANY, INC.
15946 | Permanently Closed | 2006-04-11 06:00 | 1974-01-01 06:00 | 2007-05-04 06:00 | Petroleum | Mid-grade gasoline | Mid-grade gasoline | Retail | Steel | Steel | Field installed cathodic protection |  | Steel |  | 1901-01-01 06:00 | Field installed cathodic protection | Catchment Basin, Single walled catchment basin | Automatic shutoff device At 95% full | Automatic shutoff device At 95% full |  |  | Statistical Inventory Reconciliation (SIR) |  | Other, COMPUTERIZ | Other |  |  | Other, COMPUTERIZ | Other |  | UST Currently In Use: 0; UST Temp Close: 0; AST Currently In Use: 0; AST Temp Closed: 0 | 0 | 0 | 4 | 12450-043-005042 | HOWARD OIL COMPANY, INC.
15947 | Permanently Closed | 2006-04-11 06:00 | 1974-01-01 06:00 | 2007-05-04 06:00 | Petroleum | Premium gasoline | Premium gasoline | Retail | Steel | Steel | Field installed cathodic protection |  | Steel |  | 1901-01-01 06:00 | Field installed cathodic protection | Catchment Basin, Single walled catchment basin | Automatic shutoff device At 95% full | Automatic shutoff device At 95% full |  |  | Statistical Inventory Reconciliation (SIR) |  | Other, COMPUTERIZ | Other |  |  | Other, COMPUTERIZ | Other |  | UST Currently In Use: 0; UST Temp Close: 0; AST Currently In Use: 0; AST Temp Closed: 0 | 0 | 0 | 4 | 12450-043-005042 | HOWARD OIL COMPANY, INC.
15948 | Permanently Closed | 2006-04-11 06:00 | 1980-01-01 06:00 | 2007-05-04 06:00 | Petroleum | On road diesel | On road diesel | Retail | Steel | Steel | Field installed cathodic protection |  | Steel |  | 1901-01-01 06:00 | Field installed cathodic protection | Catchment Basin, Single walled catchment basin | Automatic shutoff device At 95% full | Automatic shutoff device At 95% full |  |  | Statistical Inventory Reconciliation (SIR) |  | Other, COMPUTERIZ | Other |  |  | Other, COMPUTERIZ | Other |  | UST Currently In Use: 0; UST Temp Close: 0; AST Currently In Use: 0; AST Temp Closed: 0 | 0 | 0 | 4 | 12450-043-005042 | HOWARD OIL COMPANY, INC.
15949 | Permanently Closed | 1999-02-22 06:00 | 1974-01-01 06:00 | 1999-02-22 06:00 | Petroleum | Premium gasoline | Premium gasoline |  | Steel | Steel |  | Painted or None | Steel |  | 1901-01-01 06:00 | [6 empty] | Other, Statistical Inventory Reconciliation (SIR) |  | Other, COMPUTERIZ | Other |  |  | Other, COMPUTERIZ | Other |  | UST Currently In Use: 0; UST Temp Close: 0; AST Currently In Use: 0; AST Temp Closed: 0 | 0 | 0 | 7 | 12450-043-005043 | HOWARD OIL COMPANY, INC.
15950 | Permanently Closed | 1999-02-22 06:00 | 1974-01-01 06:00 | 1999-02-22 06:00 | Petroleum | Mid-grade gasoline | Mid-grade gasoline |  | Steel | Steel |  | Painted or None | Steel |  | 1901-01-01 06:00 | [6 empty] | Other, Statistical Inventory Reconciliation (SIR) |  | Other, COMPUTERIZ | Other |  |  | Other, COMPUTERIZ | Other |  | UST Currently In Use: 0; UST Temp Close: 0; AST Currently In Use: 0; AST Temp Closed: 0 | 0 | 0 | 7 | 12450-043-005043 | HOWARD OIL COMPANY, INC.
15951 | Permanently Closed | 1999-02-22 06:00 | 1974-01-01 06:00 | 1999-02-22 06:00 | Petroleum | Unleaded gasoline | Unleaded gasoline |  | Steel | Steel |  | Painted or None | Steel |  | 1901-01-01 06:00 | [6 empty] | Other, Statistical Inventory Reconciliation (SIR) |  | Other, COMPUTERIZ | Other |  |  | Other, COMPUTERIZ | Other |  | UST Currently In Use: 0; UST Temp Close: 0; AST Currently In Use: 0; AST Temp Closed: 0 | 0 | 0 | 7 | 12450-043-005043 | HOWARD OIL COMPANY, INC.
15952 | Permanently Closed | 1901-01-01 06:00 | 1977-01-01 06:00 | 1988-12-02 06:00 | Petroleum | On road diesel | On road diesel |  | Steel | Steel |  | Painted or None | Steel |  | 1901-01-01 06:00 | [15 empty] | UST Currently In Use: 0; UST Temp Close: 0; AST Currently In Use: 0; AST Temp Closed: 0 | 0 | 0 | 7 | 12450-043-005043 | HOWARD OIL COMPANY, INC.
15953 | Permanently Closed | 1998-12-22 06:00 | 1982-01-01 06:00 | 2000-05-11 06:00 | Petroleum | Unleaded gasoline | Unleaded gasoline |  | Steel | Steel |  | Painted or None | Steel |  | 1901-01-01 06:00 | [6 empty] | Other, Statistical Inventory Reconciliation (SIR) |  | Other, COMPUTERIZ | Other |  |  | Annual line testing, Other, COMPUTERIZ | Other |  | UST Currently In Use: 0; UST Temp Close: 0; AST Currently In Use: 0; AST Temp Closed: 0 | 0 | 0 | 4 | 11402-043-005044 | DEAN OIL CO INC
15954 | Permanently Closed | 1998-12-22 06:00 | 1975-01-01 06:00 | 2000-05-11 06:00 | Petroleum | Premium gasoline | Premium gasoline |  | Steel | Steel |  | Painted or None | Steel |  | 1901-01-01 06:00 | [6 empty] | Other, Statistical Inventory Reconciliation (SIR) |  | Other, COMPUTERIZ | Other |  |  | Annual line testing, Other, COMPUTERIZ | Other |  | UST Currently In Use: 0; UST Temp Close: 0; AST Currently In Use: 0; AST Temp Closed: 0 | 0 | 0 | 4 | 11402-043-005044 | DEAN OIL CO INC
15955 | Permanently Closed | 1998-12-22 06:00 | 1967-01-01 06:00 | 2000-05-11 06:00 | Petroleum | Mid-grade gasoline | Mid-grade gasoline |  | Steel | Steel |  | Painted or None | Steel |  | 1901-01-01 06:00 | [6 empty] | Other, Statistical Inventory Reconciliation (SIR) |  | Other, COMPUTERIZ | Other |  |  | Annual line testing, Other, COMPUTERIZ | Other |  | UST Currently In Use: 0; UST Temp Close: 0; AST Currently In Use: 0; AST Temp Closed: 0 | 0 | 0 | 4 | 11402-043-005044 | DEAN OIL CO INC
15956 | Permanently Closed | 1998-12-22 06:00 | 1967-01-01 06:00 | 2000-05-11 06:00 | Petroleum | On road diesel | On road diesel |  | Steel | Steel |  | Painted or None | Steel |  | 1901-01-01 06:00 | [6 empty] | Other, Statistical Inventory Reconciliation (SIR) |  | Other, COMPUTERIZ | Other |  |  | Annual line testing, Other, COMPUTERIZ | Other |  | UST Currently In Use: 0; UST Temp Close: 0; AST Currently In Use: 0; AST Temp Closed: 0 | 0 | 0 | 4 | 11402-043-005044 | DEAN OIL CO INC
15957 | Permanently Closed | 1993-08-09 06:00 | 1981-01-01 06:00 | 1993-08-09 06:00 | Petroleum | Unleaded gasoline | Unleaded gasoline |  | Steel | Steel |  | Painted or None | Steel |  | 1901-01-01 06:00 | [6 empty] | Statistical Inventory Reconciliation (SIR) | [8 empty] | UST Currently In Use: 4; UST Temp Close: 0; AST Currently In Use: 0; AST Temp Closed: 0 | 4 | 0 | 2 | 12300-043-005045 | HAYS AND SON OIL COMPANY, INC.
15958 | Permanently Closed | 1993-08-09 06:00 | 1981-01-01 06:00 | 1993-08-09 06:00 | Petroleum | Unleaded gasoline | Unleaded gasoline |  | Steel | Steel | Coated & cathodic protection (sti-P3) |  | Steel |  | 1901-01-01 06:00 | [15 empty] | UST Currently In Use: 4; UST Temp Close: 0; AST Currently In Use: 0; AST Temp Closed: 0 | 4 | 0 | 2 | 12300-043-005045 | HAYS AND SON OIL COMPANY, INC.
15959 | Currently in Use |  | 1985-01-01 06:00 |  | Petroleum | Unleaded gasoline | Unleaded gasoline | Retail | Single Wall, Steel | Steel | Coated & cathodic protection (sti-P3) |  | Fiberglass reinforced plastic, Single Wall |  |  | Other, FLXS ISOLA | Catchment Basin, Single walled catchment basin | Automatic shutoff device At 95% full | Automatic shutoff device At 95% full |  |  | Automatic Tank Gauge | Direct Bury submersible pump | [7 empty] | UST Currently In Use: 4; UST Temp Close: 0; AST Currently In Use: 0; AST Temp Closed: 0 | 4 | 0 | 2 | 12300-043-005045 | HAYS AND SON OIL COMPANY, INC.
15960 | Currently in Use |  | 1985-01-01 06:00 |  | Petroleum | On road diesel | On road diesel | Retail | Single Wall, Steel | Steel | Coated & cathodic protection (sti-P3) |  | Fiberglass reinforced plastic, Single Wall |  |  | Other, FLXS ISOLA | Catchment Basin, Single walled catchment basin | Automatic shutoff device At 95% full | Automatic shutoff device At 95% full |  |  | Automatic Tank Gauge | Direct Bury submersible pump | [7 empty] | UST Currently In Use: 4; UST Temp Close: 0; AST Currently In Use: 0; AST Temp Closed: 0 | 4 | 0 | 2 | 12300-043-005045 | HAYS AND SON OIL COMPANY, INC.
15961 | Permanently Closed | 1901-01-01 06:00 | 1963-01-01 06:00 | 1988-10-01 06:00 | Petroleum | Unleaded gasoline | Unleaded gasoline |  | Steel | Steel |  | Painted or None | Steel |  | 1901-01-01 06:00 | [15 empty] | UST Currently In Use: 0; UST Temp Close: 0; AST Currently In Use: 0; AST Temp Closed: 0 | 0 | 0 | 1 | 12450-043-005048 | HOWARD OIL COMPANY, INC.
15962 | Permanently Closed | 1984-06-01 06:00 | 1955-01-01 06:00 | 1984-06-01 06:00 | Petroleum | Other, OTHER | Other |  | Steel | Steel |  | Painted or None | Steel |  | 1901-01-01 06:00 | [15 empty] | UST Currently In Use: 0; UST Temp Close: 0; AST Currently In Use: 0; AST Temp Closed: 0 | 0 | 0 | 3 | 12450-043-008848 | HOWARD OIL COMPANY, INC.
15963 | Permanently Closed | 1984-06-01 06:00 | 1955-01-01 06:00 | 1984-06-01 06:00 | Petroleum | Other, OTHER | Other |  | Steel | Steel |  | Painted or None | Steel |  | 1901-01-01 06:00 | [15 empty] | UST Currently In Use: 0; UST Temp Close: 0; AST Currently In Use: 0; AST Temp Closed: 0 | 0 | 0 | 3 | 12450-043-008848 | HOWARD OIL COMPANY, INC.
15964 | Permanently Closed | 1984-06-01 06:00 | 1955-01-01 06:00 | 1984-06-01 06:00 | Petroleum | Other, OTHER | Other |  | Steel | Steel |  | Painted or None | Steel |  | 1901-01-01 06:00 | [15 empty] | UST Currently In Use: 0; UST Temp Close: 0; AST Currently In Use: 0; AST Temp Closed: 0 | 0 | 0 | 3 | 12450-043-008848 | HOWARD OIL COMPANY, INC.
15965 | Permanently Closed | 1999-08-19 06:00 | 1975-01-01 06:00 | 1999-08-19 06:00 | Petroleum | Unleaded gasoline | Unleaded gasoline |  | Steel | Steel |  | Painted or None | Steel |  | 1901-01-01 06:00 | [6 empty] | Other, Statistical Inventory Reconciliation (SIR) |  | Other, COMPUTERIZ | Other |  |  | Annual line testing, Other, COMPUTERIZ | Other |  | UST Currently In Use: 0; UST Temp Close: 0; AST Currently In Use: 0; AST Temp Closed: 0 | 0 | 0 | 3 | 12450-043-008851 | HOWARD OIL COMPANY, INC.
15966 | Permanently Closed | 1999-08-19 06:00 | 1975-01-01 06:00 | 1999-08-19 06:00 | Petroleum | Unleaded gasoline | Unleaded gasoline |  | Steel | Steel |  | Painted or None | Steel |  | 1901-01-01 06:00 | [6 empty] | Other, Statistical Inventory Reconciliation (SIR) |  | Other, COMPUTERIZ | Other |  |  | Annual line testing, Other, COMPUTERIZ | Other |  | UST Currently In Use: 0; UST Temp Close: 0; AST Currently In Use: 0; AST Temp Closed: 0 | 0 | 0 | 3 | 12450-043-008851 | HOWARD OIL COMPANY, INC.
15967 | Permanently Closed | 1999-08-19 06:00 | 1975-01-01 06:00 | 1999-08-19 06:00 | Petroleum | Unleaded gasoline | Unleaded gasoline |  | Steel | Steel |  | Painted or None | Steel |  | 1901-01-01 06:00 | [6 empty] | Other, Statistical Inventory Reconciliation (SIR) |  | Other, COMPUTERIZ | Other |  |  | Annual line testing, Other, COMPUTERIZ | Other |  | UST Currently In Use: 0; UST Temp Close: 0; AST Currently In Use: 0; AST Temp Closed: 0 | 0 | 0 | 3 | 12450-043-008851 | HOWARD OIL COMPANY, INC.
15968 | Permanently Closed | 1990-05-08 06:00 | 1973-01-01 06:00 | 1990-05-08 06:00 | Petroleum | Unleaded gasoline | Unleaded gasoline |  | Steel | Steel |  | Painted or None | Steel |  | 1901-01-01 06:00 | [15 empty] | UST Currently In Use: 0; UST Temp Close: 0; AST Currently In Use: 0; AST Temp Closed: 0 | 0 | 0 | 1 | 12450-043-008852 | HOWARD OIL COMPANY, INC.
15969 | Permanently Closed | 1991-07-23 06:00 | 1982-01-01 06:00 | 1991-07-23 06:00 | Petroleum | Unleaded gasoline | Unleaded gasoline |  | Steel | Steel | Coated & cathodic protection (sti-P3) |  | Steel |  | 1901-01-01 06:00 | [15 empty] | UST Currently In Use: 0; UST Temp Close: 0; AST Currently In Use: 0; AST Temp Closed: 0 | 0 | 0 | 4 | 12450-043-008853 | HOWARD OIL COMPANY, INC.
15970 | Permanently Closed | 1991-07-23 06:00 | 1982-01-01 06:00 | 1991-07-23 06:00 | Petroleum | Unleaded gasoline | Unleaded gasoline |  | Steel | Steel | Coated & cathodic protection (sti-P3) |  | Steel |  | 1901-01-01 06:00 | [15 empty] | UST Currently In Use: 0; UST Temp Close: 0; AST Currently In Use: 0; AST Temp Closed: 0 | 0 | 0 | 4 | 12450-043-008853 | HOWARD OIL COMPANY, INC.
15971 | Permanently Closed | 1991-07-23 06:00 | 1982-01-01 06:00 | 1991-07-23 06:00 | Petroleum | Unleaded gasoline | Unleaded gasoline |  | Steel | Steel | Coated & cathodic protection (sti-P3) |  | Steel |  | 1901-01-01 06:00 | [15 empty] | UST Currently In Use: 0; UST Temp Close: 0; AST Currently In Use: 0; AST Temp Closed: 0 | 0 | 0 | 4 | 12450-043-008853 | HOWARD OIL COMPANY, INC.
15972 | Permanently Closed | 1991-07-23 06:00 | 1984-01-01 06:00 | 1991-07-23 06:00 | Petroleum | On road diesel | On road diesel |  | Steel | Steel |  | Painted or None | Steel |  | 1901-01-01 06:00 | [15 empty] | UST Currently In Use: 0; UST Temp Close: 0; AST Currently In Use: 0; AST Temp Closed: 0 | 0 | 0 | 4 | 12450-043-008853 | HOWARD OIL COMPANY, INC.
15973 | Permanently Closed | 1996-04-16 06:00 | 1984-01-01 06:00 | 1999-04-16 06:00 | Petroleum | Unleaded gasoline | Unleaded gasoline |  | Steel | Steel |  | Painted or None | Steel |  | 1901-01-01 06:00 | [6 empty] | Other, Statistical Inventory Reconciliation (SIR) |  | Other, COMPUTERIZ | Other |  |  | Annual line testing, Other, COMPUTERIZ | Other |  | UST Currently In Use: 0; UST Temp Close: 0; AST Currently In Use: 0; AST Temp Closed: 0 | 0 | 0 | 3 | 19259-043-008854 | SERVICE OIL PRODUCTS INC
15974 | Permanently Closed | 1996-04-16 06:00 | 1984-01-01 06:00 | 1999-04-16 06:00 | Petroleum | Unleaded gasoline | Unleaded gasoline |  | Steel | Steel |  | Painted or None | Steel |  | 1901-01-01 06:00 | [6 empty] | Other, Statistical Inventory Reconciliation (SIR) |  | Other, COMPUTERIZ | Other |  |  | Annual line testing, Other, COMPUTERIZ | Other |  | UST Currently In Use: 0; UST Temp Close: 0; AST Currently In Use: 0; AST Temp Closed: 0 | 0 | 0 | 3 | 19259-043-008854 | SERVICE OIL PRODUCTS INC
15975 | Permanently Closed | 1996-04-16 06:00 | 1984-01-01 06:00 | 1999-04-16 06:00 | Petroleum | Unleaded gasoline | Unleaded gasoline |  | Steel | Steel |  | Painted or None | Steel |  | 1901-01-01 06:00 | [6 empty] | Other, Statistical Inventory Reconciliation (SIR) |  | Other, COMPUTERIZ | Other |  |  | Annual line testing, Other, COMPUTERIZ | Other |  | UST Currently In Use: 0; UST Temp Close: 0; AST Currently In Use: 0; AST Temp Closed: 0 | 0 | 0 | 3 | 19259-043-008854 | SERVICE OIL PRODUCTS INC
15976 | Permanently Closed | 1992-11-30 06:00 | 1975-01-01 06:00 | 1992-11-30 06:00 | Petroleum | Unleaded gasoline | Unleaded gasoline |  | Steel | Steel |  | Painted or None | Steel |  | 1901-01-01 06:00 | [6 empty] | Statistical Inventory Reconciliation (SIR) | [8 empty] | UST Currently In Use: 0; UST Temp Close: 0; AST Currently In Use: 0; AST Temp Closed: 0 | 0 | 0 | 6 | 12450-043-008859 | HOWARD OIL COMPANY, INC.
15977 | Permanently Closed | 1992-11-30 06:00 | 1975-01-01 06:00 | 1992-11-30 06:00 | Petroleum | Unleaded gasoline | Unleaded gasoline |  | Steel | Steel |  | Painted or None | Steel |  | 1901-01-01 06:00 | [15 empty] | UST Currently In Use: 0; UST Temp Close: 0; AST Currently In Use: 0; AST Temp Closed: 0 | 0 | 0 | 6 | 12450-043-008859 | HOWARD OIL COMPANY, INC.
15978 | Permanently Closed | 1992-11-30 06:00 | 1975-01-01 06:00 | 1992-11-30 06:00 | Petroleum | Unleaded gasoline | Unleaded gasoline |  | Steel | Steel |  | Painted or None | Steel |  | 1901-01-01 06:00 | [15 empty] | UST Currently In Use: 0; UST Temp Close: 0; AST Currently In Use: 0; AST Temp Closed: 0 | 0 | 0 | 6 | 12450-043-008859 | HOWARD OIL COMPANY, INC.
15979 | Cannot Locate or abandoned | 1998-08-01 06:00 | 1976-01-01 06:00 |  | Petroleum | Unleaded gasoline | Unleaded gasoline |  | Steel | Steel |  | Painted or None | Steel |  | 1901-01-01 06:00 | [6 empty] | Other, Statistical Inventory Reconciliation (SIR) |  | Other, COMPUTERIZ | Other |  |  | Annual line testing, Other, COMPUTERIZ | Other |  | UST Currently In Use: 0; UST Temp Close: 0; AST Currently In Use: 0; AST Temp Closed: 0 | 0 | 0 | 0 | 19259-043-008860 | SERVICE OIL PRODUCTS INC
15980 | Cannot Locate or abandoned | 1998-08-01 06:00 | 1976-01-01 06:00 |  | Petroleum | Unleaded gasoline | Unleaded gasoline |  | Steel | Steel |  | Painted or None | Steel |  | 1901-01-01 06:00 | [6 empty] | Other, Statistical Inventory Reconciliation (SIR) |  | Other, COMPUTERIZ | Other |  |  | Annual line testing, Other, COMPUTERIZ | Other |  | UST Currently In Use: 0; UST Temp Close: 0; AST Currently In Use: 0; AST Temp Closed: 0 | 0 | 0 | 0 | 19259-043-008860 | SERVICE OIL PRODUCTS INC
15981 | Permanently Closed | 1901-01-01 06:00 | 1972-01-01 06:00 | 1988-07-01 06:00 | Petroleum | Unleaded gasoline | Unleaded gasoline |  | Steel | Steel |  | Painted or None | Steel |  | 1901-01-01 06:00 | [15 empty] | UST Currently In Use: 0; UST Temp Close: 0; AST Currently In Use: 0; AST Temp Closed: 0 | 0 | 0 | 2 | 12450-043-008862 | HOWARD OIL COMPANY, INC.
15982 | Permanently Closed | 1901-01-01 06:00 | 1972-01-01 06:00 | 1988-07-01 06:00 | Petroleum | Unleaded gasoline | Unleaded gasoline |  | Steel | Steel |  | Painted or None | Steel |  | 1901-01-01 06:00 | [15 empty] | UST Currently In Use: 0; UST Temp Close: 0; AST Currently In Use: 0; AST Temp Closed: 0 | 0 | 0 | 2 | 12450-043-008862 | HOWARD OIL COMPANY, INC.
15983 | Permanently Closed | 1992-01-03 06:00 | 1978-01-01 06:00 | 1992-01-03 06:00 | Petroleum | Unleaded gasoline | Unleaded gasoline |  | Steel | Steel |  | Painted or None | Steel |  | 1901-01-01 06:00 | [15 empty] | UST Currently In Use: 0; UST Temp Close: 0; AST Currently In Use: 0; AST Temp Closed: 0 | 0 | 0 | 10 | 24559-043-008863 | GERALD TURNER
15984 | Permanently Closed | 1992-01-03 06:00 | 1982-01-01 06:00 | 1992-01-03 06:00 | Petroleum | Unleaded gasoline | Unleaded gasoline |  | Steel | Steel |  | Painted or None | Steel |  | 1901-01-01 06:00 | [15 empty] | UST Currently In Use: 0; UST Temp Close: 0; AST Currently In Use: 0; AST Temp Closed: 0 | 0 | 0 | 10 | 24559-043-008863 | GERALD TURNER
15985 | Permanently Closed | 1992-01-03 06:00 | 1978-01-01 06:00 | 1992-01-03 06:00 | Petroleum | Unleaded gasoline | Unleaded gasoline |  | Steel | Steel |  | Painted or None | Steel |  | 1901-01-01 06:00 | [15 empty] | UST Currently In Use: 0; UST Temp Close: 0; AST Currently In Use: 0; AST Temp Closed: 0 | 0 | 0 | 10 | 24559-043-008863 | GERALD TURNER
15986 | Permanently Closed | 1992-01-03 06:00 | 1978-01-01 06:00 | 1992-01-03 06:00 | Petroleum | On road diesel | On road diesel |  | Steel | Steel |  | Painted or None | Steel |  | 1901-01-01 06:00 | [15 empty] | UST Currently In Use: 0; UST Temp Close: 0; AST Currently In Use: 0; AST Temp Closed: 0 | 0 | 0 | 10 | 24559-043-008863 | GERALD TURNER
15987 | Permanently Closed | 1992-01-03 06:00 | 1978-01-01 06:00 | 1992-01-03 06:00 | Petroleum | Kerosene | Kerosene |  | Steel | Steel |  | Painted or None | Steel |  | 1901-01-01 06:00 | [15 empty] | UST Currently In Use: 0; UST Temp Close: 0; AST Currently In Use: 0; AST Temp Closed: 0 | 0 | 0 | 10 | 24559-043-008863 | GERALD TURNER
15988 | Permanently Closed | 2011-03-01 06:00 | 1981-01-05 06:00 | 2020-08-28 06:00 | Petroleum | Unleaded gasoline | Unleaded gasoline | Retail | Single Wall, Steel | Steel | Field installed cathodic protection |  | Single Wall, Steel |  |  | Field installed cathodic protection | Catchment Basin, Single walled catchment basin | Automatic shutoff device At 95% full | Automatic shutoff device At 95% full |  |  | Statistical Inventory Reconciliation (SIR) | [8 empty] | UST Currently In Use: 0; UST Temp Close: 0; AST Currently In Use: 0; AST Temp Closed: 0 | 0 | 0 | 2 | 22274-043-008864 | ELIZABETH ALLEN
15989 | Permanently Closed | 2011-03-01 06:00 | 1981-01-05 06:00 | 2020-08-28 06:00 | Petroleum | Mid-grade gasoline | Mid-grade gasoline | Retail | Single Wall, Steel | Steel | Field installed cathodic protection |  | Single Wall, Steel |  |  | Field installed cathodic protection | Catchment Basin, Single walled catchment basin | Automatic shutoff device At 95% full | Automatic shutoff device At 95% full |  |  | Statistical Inventory Reconciliation (SIR) | [8 empty] | UST Currently In Use: 0; UST Temp Close: 0; AST Currently In Use: 0; AST Temp Closed: 0 | 0 | 0 | 2 | 22274-043-008864 | ELIZABETH ALLEN
15990 | Permanently Closed | 1999-06-17 06:00 | 1972-01-01 06:00 | 1998-11-04 06:00 | Petroleum | Unleaded gasoline | Unleaded gasoline |  | Steel | Steel |  | Painted or None | Steel |  | 1901-01-01 06:00 | [6 empty] | Other, Statistical Inventory Reconciliation (SIR) |  | Other, COMPUTERIZ | Other |  |  | Other, COMPUTERIZ | Other |  | UST Currently In Use: 0; UST Temp Close: 0; AST Currently In Use: 0; AST Temp Closed: 0 | 0 | 0 | 5 | 12450-043-008865 | HOWARD OIL COMPANY, INC.
15991 | Permanently Closed | 1999-06-17 06:00 | 1972-01-01 06:00 | 1998-11-04 06:00 | Petroleum | Unleaded gasoline | Unleaded gasoline |  | Steel | Steel |  | Painted or None | Steel |  | 1901-01-01 06:00 | [6 empty] | Other, Statistical Inventory Reconciliation (SIR) |  | Other, COMPUTERIZ | Other |  |  | Other, COMPUTERIZ | Other |  | UST Currently In Use: 0; UST Temp Close: 0; AST Currently In Use: 0; AST Temp Closed: 0 | 0 | 0 | 5 | 12450-043-008865 | HOWARD OIL COMPANY, INC.
15992 | Permanently Closed | 1999-06-17 06:00 | 1982-01-01 06:00 | 1998-11-04 06:00 | Petroleum | Unleaded gasoline | Unleaded gasoline |  | Steel | Steel |  | Painted or None | Steel |  | 1901-01-01 06:00 | [6 empty] | Other, Statistical Inventory Reconciliation (SIR) |  | Other, COMPUTERIZ | Other |  |  | Other, COMPUTERIZ | Other |  | UST Currently In Use: 0; UST Temp Close: 0; AST Currently In Use: 0; AST Temp Closed: 0 | 0 | 0 | 5 | 12450-043-008865 | HOWARD OIL COMPANY, INC.
15993 | Permanently Closed | 1999-06-17 06:00 | 1982-01-01 06:00 | 1998-11-04 06:00 | Petroleum | On road diesel | On road diesel |  | Steel | Steel |  | Painted or None | Steel |  | 1901-01-01 06:00 | [6 empty] | Other, Statistical Inventory Reconciliation (SIR) |  | Other, COMPUTERIZ | Other |  |  | Other, COMPUTERIZ | Other |  | UST Currently In Use: 0; UST Temp Close: 0; AST Currently In Use: 0; AST Temp Closed: 0 | 0 | 0 | 5 | 12450-043-008865 | HOWARD OIL COMPANY, INC.
15994 | Permanently Closed | 1999-06-17 06:00 | 1982-01-01 06:00 | 1998-11-04 06:00 | Petroleum | Kerosene | Kerosene |  | Steel | Steel |  | Painted or None | Steel |  | 1901-01-01 06:00 | [6 empty] | Other, Statistical Inventory Reconciliation (SIR) |  | Other, COMPUTERIZ | Other |  |  | Other, COMPUTERIZ | Other |  | UST Currently In Use: 0; UST Temp Close: 0; AST Currently In Use: 0; AST Temp Closed: 0 | 0 | 0 | 5 | 12450-043-008865 | HOWARD OIL COMPANY, INC.
15995 | Permanently Closed | 1901-01-01 06:00 | 1965-01-01 06:00 | 1988-10-01 06:00 | Petroleum | Unleaded gasoline | Unleaded gasoline |  | Steel | Steel |  | Painted or None | Steel |  | 1901-01-01 06:00 | [15 empty] | UST Currently In Use: 0; UST Temp Close: 0; AST Currently In Use: 0; AST Temp Closed: 0 | 0 | 0 | 1 | 12450-043-008867 | HOWARD OIL COMPANY, INC.
15996 | Permanently Closed | 1988-04-01 06:00 | 1977-01-01 06:00 | 1988-04-01 06:00 | Petroleum | Unleaded gasoline | Unleaded gasoline |  | Steel | Steel |  | Painted or None | Steel |  | 1901-01-01 06:00 | [15 empty] | UST Currently In Use: 0; UST Temp Close: 0; AST Currently In Use: 0; AST Temp Closed: 0 | 0 | 0 | 1 | 12450-043-008869 | HOWARD OIL COMPANY, INC.
15997 | Permanently Closed | 1901-01-01 06:00 | 1980-01-01 06:00 | 1988-08-01 06:00 | Petroleum | Unleaded gasoline | Unleaded gasoline |  | Steel | Steel |  | Painted or None | Steel |  | 1901-01-01 06:00 | [15 empty] | UST Currently In Use: 4; UST Temp Close: 1; AST Currently In Use: 0; AST Temp Closed: 0 | 4 | 1 | 2 | 25550-043-008870 | M.K. REAL ESTATE LLC
15998 | Permanently Closed | 1901-01-01 06:00 | 1982-01-01 06:00 | 1988-08-01 06:00 | Petroleum | Unleaded gasoline | Unleaded gasoline |  | Steel | Steel | Coated & cathodic protection (sti-P3) |  | Steel |  | 1901-01-01 06:00 | [15 empty] | UST Currently In Use: 4; UST Temp Close: 1; AST Currently In Use: 0; AST Temp Closed: 0 | 4 | 1 | 2 | 25550-043-008870 | M.K. REAL ESTATE LLC
15999 | Currently in Use |  | 1988-08-12 06:00 |  | Petroleum | Unleaded gasoline | Unleaded gasoline | Retail | Single Wall, Steel | Steel | Coated & cathodic protection (sti-P3), Field installed cathodic protection |  | Fiberglass reinforced plastic, Single Wall |  |  |  | Catchment Basin, Single walled catchment basin | Automatic shutoff device At 95% full | Automatic shutoff device At 95% full |  |  | Automatic Tank Gauge | Direct Bury submersible pump | Automatic flow restrictor (MLLD) | Automatic flow restrictor (MLLD) |  |  | Annual line testing | Annual line testing |  | UST Currently In Use: 4; UST Temp Close: 1; AST Currently In Use: 0; AST Temp Closed: 0 | 4 | 1 | 2 | 25550-043-008870 | M.K. REAL ESTATE LLC
16000 | Currently in Use |  | 1988-08-12 06:00 |  | Petroleum | Mid-grade gasoline | Mid-grade gasoline | Retail | Single Wall, Steel | Steel | Coated & cathodic protection (sti-P3), Field installed cathodic protection |  | Fiberglass reinforced plastic, Single Wall |  |  |  | Catchment Basin, Single walled catchment basin | Automatic shutoff device At 95% full | Automatic shutoff device At 95% full |  |  | Automatic Tank Gauge | Direct Bury submersible pump | Automatic flow restrictor (MLLD) | Automatic flow restrictor (MLLD) |  |  | Annual line testing | Annual line testing |  | UST Currently In Use: 4; UST Temp Close: 1; AST Currently In Use: 0; AST Temp Closed: 0 | 4 | 1 | 2 | 25550-043-008870 | M.K. REAL ESTATE LLC
16001 | Currently in Use |  | 1988-08-12 06:00 |  | Petroleum | Unleaded gasoline | Unleaded gasoline | Retail | Single Wall, Steel | Steel | Coated & cathodic protection (sti-P3), Field installed cathodic protection |  | Fiberglass reinforced plastic, Single Wall |  |  |  | Catchment Basin, Single walled catchment basin | Automatic shutoff device At 95% full | Automatic shutoff device At 95% full |  |  | Automatic Tank Gauge | Direct Bury submersible pump | Automatic flow restrictor (MLLD) | Automatic flow restrictor (MLLD) |  |  | Annual line testing | Annual line testing |  | UST Currently In Use: 4; UST Temp Close: 1; AST Currently In Use: 0; AST Temp Closed: 0 | 4 | 1 | 2 | 25550-043-008870 | M.K. REAL ESTATE LLC
16002 | Currently in Use |  | 1984-01-01 06:00 |  | Petroleum | On road diesel | On road diesel | Retail | Single Wall, Steel | Steel | Coated & cathodic protection (sti-P3), Field installed cathodic protection |  | Single Wall, Steel |  |  | Field installed cathodic protection | Catchment Basin, Single walled catchment basin | Automatic shutoff device At 95% full | Automatic shutoff device At 95% full |  |  | Automatic Tank Gauge | [8 empty] | UST Currently In Use: 4; UST Temp Close: 1; AST Currently In Use: 0; AST Temp Closed: 0 | 4 | 1 | 2 | 25550-043-008870 | M.K. REAL ESTATE LLC
16003 | Temporary Closed | 2015-09-04 06:00 | 1983-01-01 06:00 |  | Petroleum | On road diesel | On road diesel | Retail | Single Wall, Steel | Steel | Coated & cathodic protection (sti-P3), Field installed cathodic protection |  | Single Wall, Steel |  |  | Field installed cathodic protection | Catchment Basin, Single walled catchment basin | Automatic shutoff device At 95% full | Automatic shutoff device At 95% full |  |  | Automatic Tank Gauge | [8 empty] | UST Currently In Use: 4; UST Temp Close: 1; AST Currently In Use: 0; AST Temp Closed: 0 | 4 | 1 | 2 | 25550-043-008870 | M.K. REAL ESTATE LLC
16004 | Retired | 1988-05-01 06:00 | 1979-01-01 06:00 |  | Petroleum | Unleaded gasoline | Unleaded gasoline |  | Steel | Steel |  | Painted or None | Steel |  | 1901-01-01 06:00 | [15 empty] | UST Currently In Use: 3; UST Temp Close: 0; AST Currently In Use: 0; AST Temp Closed: 0 | 3 | 0 | 2 | 25371-043-010309 | NATHAN FINLEY
16005 | Permanently Closed | 1988-05-01 06:00 | 1974-01-01 06:00 | 1988-05-01 06:00 | Petroleum | Unleaded gasoline | Unleaded gasoline |  | Steel | Steel |  | Painted or None | Steel |  | 1901-01-01 06:00 | [15 empty] | UST Currently In Use: 3; UST Temp Close: 0; AST Currently In Use: 0; AST Temp Closed: 0 | 3 | 0 | 2 | 25371-043-010309 | NATHAN FINLEY
16006 | Permanently Closed | 1988-05-01 06:00 | 1981-01-01 06:00 | 1988-05-01 06:00 | Petroleum | Unleaded gasoline | Unleaded gasoline |  | Steel | Steel |  | Painted or None | Steel |  | 1901-01-01 06:00 | [15 empty] | UST Currently In Use: 3; UST Temp Close: 0; AST Currently In Use: 0; AST Temp Closed: 0 | 3 | 0 | 2 | 25371-043-010309 | NATHAN FINLEY
16008 | Currently in Use |  | 1984-01-05 06:00 |  | Petroleum | On road diesel | On road diesel | Retail | Single Wall, Steel | Steel | Field installed cathodic protection |  | Double Wall, Fiberglass reinforced plastic |  |  |  | Catchment Basin, Single walled catchment basin | Automatic shutoff device At 95% full | Automatic shutoff device At 95% full |  |  | Continuous Automatic Tank Gauge |  | Automatic shutoff device (AELLD) | Automatic shutoff device (AELLD) | [5 empty] | UST Currently In Use: 3; UST Temp Close: 0; AST Currently In Use: 0; AST Temp Closed: 0 | 3 | 0 | 2 | 25371-043-010309 | NATHAN FINLEY
16009 | Currently in Use |  | 1988-01-05 06:00 |  | Petroleum | Unleaded gasoline | Unleaded gasoline | Retail | Single Wall, Steel | Steel | Coated & cathodic protection (sti-P3), Field installed cathodic protection |  | Fiberglass reinforced plastic, Single Wall |  |  |  | Catchment Basin, Single walled catchment basin | Flow Rest 90% Full | Flow Rest 90% Full |  |  | Continuous Automatic Tank Gauge |  | Automatic shutoff device (AELLD), Containment Sump | Containment Sump | [5 empty] | UST Currently In Use: 3; UST Temp Close: 0; AST Currently In Use: 0; AST Temp Closed: 0 | 3 | 0 | 2 | 25371-043-010309 | NATHAN FINLEY
16011 | Currently in Use |  | 1988-01-05 06:00 |  | Petroleum | Premium gasoline | Premium gasoline | Retail | Single Wall, Steel | Steel | Coated & cathodic protection (sti-P3), Field installed cathodic protection |  | Double Wall, Fiberglass reinforced plastic |  |  |  | Catchment Basin, Single walled catchment basin | Flow Rest 90% Full | Flow Rest 90% Full |  |  | Continuous Automatic Tank Gauge |  | Automatic shutoff device (AELLD), Containment Sump | Containment Sump | [5 empty] | UST Currently In Use: 3; UST Temp Close: 0; AST Currently In Use: 0; AST Temp Closed: 0 | 3 | 0 | 2 | 25371-043-010309 | NATHAN FINLEY
16012 | Currently in Use |  | 1987-01-01 06:00 |  | Petroleum | Unleaded gasoline | Unleaded gasoline | Retail | Single Wall, Steel | Steel | Coated & cathodic protection (sti-P3) |  | Double Wall, Flexible |  |  |  | Catchment Basin, Single walled catchment basin | Flow Rest 90% Full | Flow Rest 90% Full |  |  | Continuous Automatic Tank Gauge |  | Automatic shutoff device (AELLD), Containment Sump | Containment Sump | [5 empty] | UST Currently In Use: 4; UST Temp Close: 0; AST Currently In Use: 0; AST Temp Closed: 0 | 4 | 0 | 1 | 12300-043-013922 | HAYS AND SON OIL COMPANY, INC.
16013 | Currently in Use |  | 1987-01-01 06:00 |  | Petroleum | Mid-grade gasoline | Mid-grade gasoline | Retail | Single Wall, Steel | Steel | Coated & cathodic protection (sti-P3) |  | Double Wall, Flexible |  |  |  | Catchment Basin, Single walled catchment basin | Flow Rest 90% Full | Flow Rest 90% Full |  |  | Continuous Automatic Tank Gauge |  | Automatic shutoff device (AELLD), Containment Sump | Containment Sump | [5 empty] | UST Currently In Use: 4; UST Temp Close: 0; AST Currently In Use: 0; AST Temp Closed: 0 | 4 | 0 | 1 | 12300-043-013922 | HAYS AND SON OIL COMPANY, INC.
16014 | Currently in Use |  | 1987-01-01 06:00 |  | Petroleum | Premium gasoline | Premium gasoline | Retail | Single Wall, Steel | Steel | Coated & cathodic protection (sti-P3) |  | Double Wall, Flexible |  |  |  | Catchment Basin, Single walled catchment basin | Flow Rest 90% Full | Flow Rest 90% Full |  |  | Continuous Automatic Tank Gauge |  | Automatic shutoff device (AELLD), Containment Sump | Containment Sump | [5 empty] | UST Currently In Use: 4; UST Temp Close: 0; AST Currently In Use: 0; AST Temp Closed: 0 | 4 | 0 | 1 | 12300-043-013922 | HAYS AND SON OIL COMPANY, INC.
16015 | Currently in Use |  | 1987-01-01 06:00 |  | Petroleum | On road diesel | On road diesel | Retail | Single Wall, Steel | Steel | Coated & cathodic protection (sti-P3) |  | Double Wall, Flexible |  |  |  | Catchment Basin, Single walled catchment basin | Flow Rest 90% Full | Flow Rest 90% Full |  |  | Continuous Automatic Tank Gauge |  | Automatic shutoff device (AELLD), Containment Sump | Containment Sump | [5 empty] | UST Currently In Use: 4; UST Temp Close: 0; AST Currently In Use: 0; AST Temp Closed: 0 | 4 | 0 | 1 | 12300-043-013922 | HAYS AND SON OIL COMPANY, INC.
16016 | Permanently Closed | 1994-08-17 06:00 | 1987-01-01 06:00 | 1994-08-17 06:00 | Petroleum | Kerosene | Kerosene |  | Single Wall, Steel | Steel | Coated & cathodic protection (sti-P3) |  | Double Wall, Fiberglass reinforced plastic | [8 empty] | Other, Statistical Inventory Reconciliation (SIR) |  | Other, COMPUTERIZ | Other |  |  | Annual line testing, Other, COMPUTERIZ | Other |  | UST Currently In Use: 4; UST Temp Close: 0; AST Currently In Use: 0; AST Temp Closed: 0 | 4 | 0 | 1 | 12300-043-013922 | HAYS AND SON OIL COMPANY, INC.
16017 | Currently in Use |  | 1987-01-01 06:00 |  | Petroleum | Unleaded gasoline | Unleaded gasoline | Retail | Single Wall, Steel | Steel | Coated & cathodic protection (sti-P3), Interior lined (not allowed as a standalone method of corrosion protection) |  | Fiberglass reinforced plastic, Single Wall |  |  |  | Catchment Basin, Single walled catchment basin | Automatic shutoff device At 95% full | Automatic shutoff device At 95% full |  |  | Continuous Automatic Tank Gauge | Direct Bury submersible pump | Automatic flow restrictor (MLLD) | Automatic flow restrictor (MLLD) |  |  | Annual line testing | Annual line testing |  | UST Currently In Use: 3; UST Temp Close: 1; AST Currently In Use: 0; AST Temp Closed: 0 | 3 | 1 | 0 | 12300-043-013929 | HAYS AND SON OIL COMPANY, INC.
16018 | Currently in Use |  | 1987-01-01 06:00 |  | Petroleum | Premium gasoline | Premium gasoline | Retail | Single Wall, Steel | Steel | Coated & cathodic protection (sti-P3) |  | Fiberglass reinforced plastic, Single Wall |  |  |  | Catchment Basin, Single walled catchment basin | Automatic shutoff device At 95% full | Automatic shutoff device At 95% full |  |  | Continuous Automatic Tank Gauge | Direct Bury submersible pump | Automatic flow restrictor (MLLD) | Automatic flow restrictor (MLLD) |  |  | Annual line testing | Annual line testing |  | UST Currently In Use: 3; UST Temp Close: 1; AST Currently In Use: 0; AST Temp Closed: 0 | 3 | 1 | 0 | 12300-043-013929 | HAYS AND SON OIL COMPANY, INC.
16019 | Temporary Closed | 2018-10-29 06:00 | 1987-01-01 06:00 |  | Petroleum | Mid-grade gasoline | Mid-grade gasoline | Retail | Single Wall, Steel | Steel | Coated & cathodic protection (sti-P3) |  | Fiberglass reinforced plastic, Single Wall |  |  |  | Catchment Basin, Single walled catchment basin | Automatic shutoff device At 95% full | Automatic shutoff device At 95% full |  |  | Continuous Automatic Tank Gauge | Direct Bury submersible pump | Automatic flow restrictor (MLLD) | Automatic flow restrictor (MLLD) |  |  | Annual line testing | Annual line testing |  | UST Currently In Use: 3; UST Temp Close: 1; AST Currently In Use: 0; AST Temp Closed: 0 | 3 | 1 | 0 | 12300-043-013929 | HAYS AND SON OIL COMPANY, INC.
16020 | Currently in Use |  | 1987-01-01 06:00 |  | Petroleum | On road diesel | On road diesel | Retail | Single Wall, Steel | Steel | Coated & cathodic protection (sti-P3) |  | Fiberglass reinforced plastic, Single Wall |  |  |  | Catchment Basin, Single walled catchment basin | Flow Rest 90% Full | Flow Rest 90% Full |  |  | Continuous Automatic Tank Gauge | Direct Bury submersible pump | Automatic flow restrictor (MLLD) | Automatic flow restrictor (MLLD) |  |  | Annual line testing | Annual line testing |  | UST Currently In Use: 3; UST Temp Close: 1; AST Currently In Use: 0; AST Temp Closed: 0 | 3 | 1 | 0 | 12300-043-013929 | HAYS AND SON OIL COMPANY, INC.
16021 | Permanently Closed | 2009-03-31 06:00 | 1981-01-01 06:00 | 2010-05-27 06:00 | Petroleum | Unleaded gasoline | Unleaded gasoline | Retail | Steel | Steel | Field installed cathodic protection |  | Steel |  |  | Field installed cathodic protection | Catchment Basin, Single walled catchment basin | Automatic shutoff device At 95% full | Automatic shutoff device At 95% full |  |  | Statistical Inventory Reconciliation (SIR) | [8 empty] | UST Currently In Use: 0; UST Temp Close: 0; AST Currently In Use: 0; AST Temp Closed: 0 | 0 | 0 | 4 | 23432-043-014703 | BILLY BONDS
16022 | Permanently Closed | 2010-01-01 06:00 | 1981-01-01 06:00 | 2010-05-27 06:00 | Petroleum | Mid-grade gasoline | Mid-grade gasoline | Retail | Steel | Steel | Field installed cathodic protection |  | Steel |  |  | Field installed cathodic protection | Catchment Basin, Single walled catchment basin | Automatic shutoff device At 95% full | Automatic shutoff device At 95% full |  |  | Statistical Inventory Reconciliation (SIR) | [8 empty] | UST Currently In Use: 0; UST Temp Close: 0; AST Currently In Use: 0; AST Temp Closed: 0 | 0 | 0 | 4 | 23432-043-014703 | BILLY BONDS
16023 | Permanently Closed | 2009-03-31 06:00 | 1981-01-01 06:00 | 2010-05-27 06:00 | Petroleum | On road diesel | On road diesel | Retail | Steel | Steel | Field installed cathodic protection |  | Steel |  |  | Field installed cathodic protection | Catchment Basin, Single walled catchment basin | Automatic shutoff device At 95% full | Automatic shutoff device At 95% full |  |  | Statistical Inventory Reconciliation (SIR) | [8 empty] | UST Currently In Use: 0; UST Temp Close: 0; AST Currently In Use: 0; AST Temp Closed: 0 | 0 | 0 | 4 | 23432-043-014703 | BILLY BONDS
16024 | Permanently Closed | 1997-10-03 06:00 | 1981-01-01 06:00 | 1998-10-03 06:00 | Petroleum | Kerosene | Kerosene |  | Steel | Steel |  | Painted or None | Steel |  | 1901-01-01 06:00 | [6 empty] | Other, Statistical Inventory Reconciliation (SIR) |  | Other, COMPUTERIZ | Other |  |  | Other, COMPUTERIZ | Other |  | UST Currently In Use: 0; UST Temp Close: 0; AST Currently In Use: 0; AST Temp Closed: 0 | 0 | 0 | 4 | 23432-043-014703 | BILLY BONDS
16025 | Temporary Closed | 2011-01-01 06:00 | 1980-01-01 06:00 |  | Petroleum | Unleaded gasoline | Unleaded gasoline | Retail | Steel | Steel | Field installed cathodic protection | Painted or None | Steel |  | 1901-01-01 06:00 | Field installed cathodic protection | Catchment Basin, Single walled catchment basin | Automatic shutoff device At 95% full | Automatic shutoff device At 95% full | [11 empty] | UST Currently In Use: 0; UST Temp Close: 4; AST Currently In Use: 0; AST Temp Closed: 0 | 0 | 4 | 0 | 19887-073-008849 | PANDY WELCH
16026 | Temporary Closed | 2011-01-01 06:00 | 1980-01-01 06:00 |  | Petroleum | Mid-grade gasoline | Mid-grade gasoline | Retail | Steel | Steel | Field installed cathodic protection | Painted or None | Steel |  | 1901-01-01 06:00 | Field installed cathodic protection | Catchment Basin, Single walled catchment basin | Automatic shutoff device At 95% full | Automatic shutoff device At 95% full | [11 empty] | UST Currently In Use: 0; UST Temp Close: 4; AST Currently In Use: 0; AST Temp Closed: 0 | 0 | 4 | 0 | 19887-073-008849 | PANDY WELCH
16027 | Temporary Closed | 2004-04-28 06:00 | 1977-01-01 06:00 |  | Petroleum | Premium gasoline | Premium gasoline | Retail | Steel | Steel | Field installed cathodic protection | Painted or None | Steel |  | 1901-01-01 06:00 | Field installed cathodic protection | Catchment Basin, Single walled catchment basin | Automatic shutoff device At 95% full | Automatic shutoff device At 95% full | [11 empty] | UST Currently In Use: 0; UST Temp Close: 4; AST Currently In Use: 0; AST Temp Closed: 0 | 0 | 4 | 0 | 19887-073-008849 | PANDY WELCH
16028 | Temporary Closed | 2011-01-01 06:00 | 1980-01-01 06:00 |  | Petroleum | On road diesel | On road diesel | Retail | Steel | Steel | Field installed cathodic protection | Painted or None | Steel |  | 1901-01-01 06:00 | Field installed cathodic protection | Catchment Basin, Single walled catchment basin | Automatic shutoff device At 95% full | Automatic shutoff device At 95% full | [11 empty] | UST Currently In Use: 0; UST Temp Close: 4; AST Currently In Use: 0; AST Temp Closed: 0 | 0 | 4 | 0 | 19887-073-008849 | PANDY WELCH
16029 | Permanently Closed | 1901-01-01 06:00 | 1976-01-01 06:00 | 1988-06-01 06:00 | Petroleum | Unleaded gasoline | Unleaded gasoline |  | Steel | Steel |  | Painted or None | Steel |  | 1901-01-01 06:00 | [15 empty] | UST Currently In Use: 0; UST Temp Close: 0; AST Currently In Use: 0; AST Temp Closed: 0 | 0 | 0 | 4 | 12450-073-008850 | HOWARD OIL COMPANY, INC.
16030 | Permanently Closed | 1901-01-01 06:00 | 1972-01-01 06:00 | 1988-06-01 06:00 | Petroleum | Unleaded gasoline | Unleaded gasoline |  | Steel | Steel |  | Painted or None | Steel |  | 1901-01-01 06:00 | [15 empty] | UST Currently In Use: 0; UST Temp Close: 0; AST Currently In Use: 0; AST Temp Closed: 0 | 0 | 0 | 4 | 12450-073-008850 | HOWARD OIL COMPANY, INC.
16031 | Permanently Closed | 1901-01-01 06:00 | 1972-01-01 06:00 | 1988-06-01 06:00 | Petroleum | Unleaded gasoline | Unleaded gasoline |  | Steel | Steel |  | Painted or None | Steel |  | 1901-01-01 06:00 | [15 empty] | UST Currently In Use: 0; UST Temp Close: 0; AST Currently In Use: 0; AST Temp Closed: 0 | 0 | 0 | 4 | 12450-073-008850 | HOWARD OIL COMPANY, INC.
16032 | Permanently Closed | 1901-01-01 06:00 | 1974-01-01 06:00 | 1988-06-01 06:00 | Petroleum | On road diesel | On road diesel |  | Steel | Steel |  | Painted or None | Steel |  | 1901-01-01 06:00 | [15 empty] | UST Currently In Use: 0; UST Temp Close: 0; AST Currently In Use: 0; AST Temp Closed: 0 | 0 | 0 | 4 | 12450-073-008850 | HOWARD OIL COMPANY, INC.
16033 | Permanently Closed | 1994-04-12 06:00 | 1976-01-01 06:00 | 1994-04-12 06:00 | Petroleum | Unleaded gasoline | Unleaded gasoline |  | Steel | Steel |  | Painted or None | Steel |  | 1901-01-01 06:00 | [6 empty] | Other, Statistical Inventory Reconciliation (SIR) |  | Other, COMPUTERIZ | Other |  |  | Other, COMPUTERIZ | Other |  | UST Currently In Use: 0; UST Temp Close: 0; AST Currently In Use: 0; AST Temp Closed: 0 | 0 | 0 | 2 | 12450-073-008856 | HOWARD OIL COMPANY, INC.
16034 | Permanently Closed | 1994-04-12 06:00 | 1976-01-01 06:00 | 1994-04-12 06:00 | Petroleum | Unleaded gasoline | Unleaded gasoline |  | Steel | Steel |  | Painted or None | Steel |  | 1901-01-01 06:00 | [6 empty] | Other, Statistical Inventory Reconciliation (SIR) |  | Other, COMPUTERIZ | Other |  |  | Other, COMPUTERIZ | Other |  | UST Currently In Use: 0; UST Temp Close: 0; AST Currently In Use: 0; AST Temp Closed: 0 | 0 | 0 | 2 | 12450-073-008856 | HOWARD OIL COMPANY, INC.
16035 | Permanently Closed | 1901-01-01 06:00 | 1972-01-01 06:00 | 1988-08-01 06:00 | Petroleum | Unleaded gasoline | Unleaded gasoline |  | Steel | Steel |  | Painted or None | Steel |  | 1901-01-01 06:00 | [15 empty] | UST Currently In Use: 0; UST Temp Close: 0; AST Currently In Use: 0; AST Temp Closed: 0 | 0 | 0 | 3 | 12450-073-008857 | HOWARD OIL COMPANY, INC.
16036 | Permanently Closed | 1901-01-01 06:00 | 1972-01-01 06:00 | 1988-08-01 06:00 | Petroleum | Unleaded gasoline | Unleaded gasoline |  | Steel | Steel |  | Painted or None | Steel |  | 1901-01-01 06:00 | [15 empty] | UST Currently In Use: 0; UST Temp Close: 0; AST Currently In Use: 0; AST Temp Closed: 0 | 0 | 0 | 3 | 12450-073-008857 | HOWARD OIL COMPANY, INC.
16037 | Permanently Closed | 1901-01-01 06:00 | 1972-01-01 06:00 | 1988-08-01 06:00 | Petroleum | Unleaded gasoline | Unleaded gasoline |  | Steel | Steel |  | Painted or None | Steel |  | 1901-01-01 06:00 | [15 empty] | UST Currently In Use: 0; UST Temp Close: 0; AST Currently In Use: 0; AST Temp Closed: 0 | 0 | 0 | 3 | 12450-073-008857 | HOWARD OIL COMPANY, INC.
16038 | Permanently Closed | 1901-01-01 06:00 | 1970-01-01 06:00 | 2011-11-11 06:00 | Petroleum | Unleaded gasoline | Unleaded gasoline |  | Steel | Steel |  | Painted or None | Steel |  | 1901-01-01 06:00 | [15 empty] | UST Currently In Use: 0; UST Temp Close: 0; AST Currently In Use: 0; AST Temp Closed: 0 | 0 | 0 | 2 | 12450-073-008858 | HOWARD OIL COMPANY, INC.
16039 | Permanently Closed | 1901-01-01 06:00 | 1970-01-01 06:00 | 2011-11-11 06:00 | Petroleum | Unleaded gasoline | Unleaded gasoline |  | Steel | Steel |  | Painted or None | Steel |  | 1901-01-01 06:00 | [15 empty] | UST Currently In Use: 0; UST Temp Close: 0; AST Currently In Use: 0; AST Temp Closed: 0 | 0 | 0 | 2 | 12450-073-008858 | HOWARD OIL COMPANY, INC.
16040 | Permanently Closed | 1987-10-01 06:00 | 1966-01-01 06:00 |  | Petroleum | Unleaded gasoline | Unleaded gasoline |  | Steel | Steel |  |  | Steel |  | 1901-01-01 06:00 | [15 empty] | UST Currently In Use: 0; UST Temp Close: 0; AST Currently In Use: 0; AST Temp Closed: 0 | 0 | 0 | 3 | 12451-121-009518 | HOWARD ROBERTS
16041 | Permanently Closed | 1989-05-10 06:00 | 1967-01-01 06:00 | 1989-05-10 06:00 | Petroleum | Unleaded gasoline | Unleaded gasoline |  | Steel | Steel |  |  | Steel |  | 1901-01-01 06:00 | [15 empty] | UST Currently In Use: 0; UST Temp Close: 0; AST Currently In Use: 0; AST Temp Closed: 0 | 0 | 0 | 3 | 12451-121-009518 | HOWARD ROBERTS
16042 | Permanently Closed | 1989-05-10 06:00 | 1973-01-01 06:00 | 1989-05-10 06:00 | Petroleum | Unleaded gasoline | Unleaded gasoline |  | Steel | Steel |  |  | Steel |  | 1901-01-01 06:00 | [15 empty] | UST Currently In Use: 0; UST Temp Close: 0; AST Currently In Use: 0; AST Temp Closed: 0 | 0 | 0 | 3 | 12451-121-009518 | HOWARD ROBERTS
16043 | Retired | 1976-01-01 06:00 | 1958-01-01 06:00 |  | Petroleum | Other, OTHER | Other |  | Steel | Steel |  | Painted or None | Steel |  | 1901-01-01 06:00 | [15 empty] | UST Currently In Use: 0; UST Temp Close: 0; AST Currently In Use: 0; AST Temp Closed: 0 | 0 | 0 | 0 | 12453-073-008376 | HOWARD'S UNIFORM RENTAL SERVICES INC
16044 | Retired | 1976-01-01 06:00 | 1958-01-01 06:00 |  | Petroleum | Other, OTHER | Other |  | Steel | Steel |  | Painted or None | Steel |  | 1901-01-01 06:00 | [15 empty] | UST Currently In Use: 0; UST Temp Close: 0; AST Currently In Use: 0; AST Temp Closed: 0 | 0 | 0 | 0 | 12453-073-008376 | HOWARD'S UNIFORM RENTAL SERVICES INC
16046 | Permanently Closed | 1991-08-09 06:00 | 1974-06-01 06:00 | 1991-08-09 06:00 | Petroleum | Unleaded gasoline | Unleaded gasoline |  | Steel | Steel |  | Painted or None | Steel |  | 1901-01-01 06:00 | [15 empty] | UST Currently In Use: 0; UST Temp Close: 0; AST Currently In Use: 0; AST Temp Closed: 0 | 0 | 0 | 3 | 12454-069-000779 | HOWELL PLYWOOD CORP
16047 | Permanently Closed | 1991-08-09 06:00 | 1974-06-01 06:00 | 1991-08-09 06:00 | Petroleum | On road diesel | On road diesel |  | Steel | Steel |  | Painted or None | Steel |  | 1901-01-01 06:00 | [15 empty] | UST Currently In Use: 0; UST Temp Close: 0; AST Currently In Use: 0; AST Temp Closed: 0 | 0 | 0 | 3 | 12454-069-000779 | HOWELL PLYWOOD CORP
16048 | Permanently Closed | 1992-09-24 06:00 | 1976-01-01 06:00 | 1992-09-24 06:00 | Petroleum | On road diesel | On road diesel |  | Steel | Steel |  |  | Steel |  | 1901-01-01 06:00 | [15 empty] | UST Currently In Use: 0; UST Temp Close: 0; AST Currently In Use: 0; AST Temp Closed: 0 | 0 | 0 | 3 | 12454-069-000779 | HOWELL PLYWOOD CORP
16049 | Permanently Closed | 1901-01-01 06:00 | 1970-01-01 06:00 | 1988-12-06 06:00 | Petroleum | On road diesel | On road diesel |  | Steel | Steel |  | Painted or None | Steel |  | 1901-01-01 06:00 | [15 empty] | UST Currently In Use: 0; UST Temp Close: 0; AST Currently In Use: 0; AST Temp Closed: 0 | 0 | 0 | 1 | 12457-043-000026 | EIDSON PETROLEUM, INC.
16050 | Permanently Closed | 1901-01-01 06:00 | 1981-01-01 06:00 | 1988-10-30 06:00 | Petroleum | Unleaded gasoline | Unleaded gasoline |  | Steel | Steel |  | Painted or None | Steel |  | 1901-01-01 06:00 | [15 empty] | UST Currently In Use: 0; UST Temp Close: 0; AST Currently In Use: 0; AST Temp Closed: 0 | 0 | 0 | 2 | 12457-043-004187 | EIDSON PETROLEUM, INC.
16051 | Permanently Closed | 1901-01-01 06:00 | 1981-01-01 06:00 | 1988-10-30 06:00 | Petroleum | On road diesel | On road diesel |  | Steel | Steel |  | Painted or None | Steel |  | 1901-01-01 06:00 | [15 empty] | UST Currently In Use: 0; UST Temp Close: 0; AST Currently In Use: 0; AST Temp Closed: 0 | 0 | 0 | 2 | 12457-043-004187 | EIDSON PETROLEUM, INC.
16052 | Permanently Closed | 1901-01-01 06:00 | 1973-01-01 06:00 | 1988-12-10 06:00 | Petroleum | On road diesel | On road diesel |  | Steel | Steel |  | Painted or None | Steel |  | 1901-01-01 06:00 | [15 empty] | UST Currently In Use: 0; UST Temp Close: 0; AST Currently In Use: 0; AST Temp Closed: 0 | 0 | 0 | 1 | 12457-043-004188 | EIDSON PETROLEUM, INC.
16053 | Permanently Closed | 1901-01-01 06:00 | 1968-01-01 06:00 | 1988-06-15 06:00 | Petroleum | Unleaded gasoline | Unleaded gasoline |  | Steel | Steel |  | Painted or None | Steel |  | 1901-01-01 06:00 | [15 empty] | UST Currently In Use: 0; UST Temp Close: 0; AST Currently In Use: 0; AST Temp Closed: 0 | 0 | 0 | 1 | 12457-043-004189 | EIDSON PETROLEUM, INC.
16054 | Currently in Use |  | 1986-04-01 06:00 |  | Petroleum | On road diesel | On road diesel | Retail | Single Wall, Steel | Steel | Coated & cathodic protection (sti-P3) |  | Fiberglass reinforced plastic, Single Wall |  |  | Other, FLXS ISOLA | Catchment Basin, Single walled catchment basin | Automatic shutoff device At 95% full | Automatic shutoff device At 95% full |  |  | Continuous Automatic Tank Gauge | Direct Bury submersible pump | [7 empty] | UST Currently In Use: 3; UST Temp Close: 1; AST Currently In Use: 0; AST Temp Closed: 0 | 3 | 1 | 0 | 12457-043-004190 | EIDSON PETROLEUM, INC.
16055 | Currently in Use |  | 1986-04-01 06:00 |  | Petroleum | Mid-grade gasoline | Mid-grade gasoline | Retail | Single Wall, Steel | Steel | Coated & cathodic protection (sti-P3) |  | Fiberglass reinforced plastic, Single Wall |  |  | Other, FLXS ISOLA | Catchment Basin, Single walled catchment basin | Automatic shutoff device At 95% full | Automatic shutoff device At 95% full |  |  | Continuous Automatic Tank Gauge | Direct Bury submersible pump | [7 empty] | UST Currently In Use: 3; UST Temp Close: 1; AST Currently In Use: 0; AST Temp Closed: 0 | 3 | 1 | 0 | 12457-043-004190 | EIDSON PETROLEUM, INC.
16056 | Currently in Use |  | 1986-04-01 06:00 |  | Petroleum | Unleaded gasoline | Unleaded gasoline | Retail | Single Wall, Steel | Steel | Coated & cathodic protection (sti-P3) |  | Fiberglass reinforced plastic, Single Wall |  |  | Other, FLXS ISOLA | Catchment Basin, Single walled catchment basin | Automatic shutoff device At 95% full | Automatic shutoff device At 95% full |  |  | Continuous Automatic Tank Gauge | Direct Bury submersible pump | [7 empty] | UST Currently In Use: 3; UST Temp Close: 1; AST Currently In Use: 0; AST Temp Closed: 0 | 3 | 1 | 0 | 12457-043-004190 | EIDSON PETROLEUM, INC.
16057 | Temporary Closed | 2020-03-12 06:00 | 1986-04-01 06:00 |  | Petroleum | Unleaded gasoline | Unleaded gasoline | Retail | Single Wall, Steel | Steel | Coated & cathodic protection (sti-P3) |  | Fiberglass reinforced plastic, Single Wall |  |  | Other, FLXS ISOLA | Catchment Basin, Single walled catchment basin | Automatic shutoff device At 95% full | Automatic shutoff device At 95% full |  |  | Continuous Automatic Tank Gauge | Direct Bury submersible pump | [7 empty] | UST Currently In Use: 3; UST Temp Close: 1; AST Currently In Use: 0; AST Temp Closed: 0 | 3 | 1 | 0 | 12457-043-004190 | EIDSON PETROLEUM, INC.
16058 | Permanently Closed | 1901-01-01 06:00 | 1968-01-01 06:00 | 1989-03-22 06:00 | Petroleum | Unleaded gasoline | Unleaded gasoline |  | Steel | Steel |  | Painted or None | Steel |  | 1901-01-01 06:00 | [15 empty] | UST Currently In Use: 0; UST Temp Close: 0; AST Currently In Use: 0; AST Temp Closed: 0 | 0 | 0 | 2 | 12457-043-004192 | EIDSON PETROLEUM, INC.
16059 | Permanently Closed | 1901-01-01 06:00 | 1981-01-01 06:00 | 1989-03-22 06:00 | Petroleum | Unleaded gasoline | Unleaded gasoline |  | Steel | Steel |  | Painted or None | Steel |  | 1901-01-01 06:00 | [15 empty] | UST Currently In Use: 0; UST Temp Close: 0; AST Currently In Use: 0; AST Temp Closed: 0 | 0 | 0 | 2 | 12457-043-004192 | EIDSON PETROLEUM, INC.
16060 | Permanently Closed | 1901-01-01 06:00 | 1968-01-01 06:00 | 1988-12-06 06:00 | Petroleum | Unleaded gasoline | Unleaded gasoline |  | Steel | Steel |  | Painted or None | Steel |  | 1901-01-01 06:00 | [15 empty] | UST Currently In Use: 0; UST Temp Close: 0; AST Currently In Use: 0; AST Temp Closed: 0 | 0 | 0 | 3 | 12457-043-004193 | EIDSON PETROLEUM, INC.
16061 | Permanently Closed | 1901-01-01 06:00 | 1968-01-01 06:00 | 1988-12-06 06:00 | Petroleum | Unleaded gasoline | Unleaded gasoline |  | Steel | Steel |  | Painted or None | Steel |  | 1901-01-01 06:00 | [15 empty] | UST Currently In Use: 0; UST Temp Close: 0; AST Currently In Use: 0; AST Temp Closed: 0 | 0 | 0 | 3 | 12457-043-004193 | EIDSON PETROLEUM, INC.
16062 | Permanently Closed | 1901-01-01 06:00 | 1968-01-01 06:00 | 1988-12-06 06:00 | Petroleum | Unleaded gasoline | Unleaded gasoline |  | Steel | Steel |  | Painted or None | Steel |  | 1901-01-01 06:00 | [15 empty] | UST Currently In Use: 0; UST Temp Close: 0; AST Currently In Use: 0; AST Temp Closed: 0 | 0 | 0 | 3 | 12457-043-004193 | EIDSON PETROLEUM, INC.
16063 | Permanently Closed | 1999-03-16 06:00 | 1981-01-01 06:00 | 1999-03-16 06:00 | Petroleum | Unleaded gasoline | Unleaded gasoline |  | Steel | Steel |  | Painted or None | Steel |  | 1901-01-01 06:00 | [6 empty] | Statistical Inventory Reconciliation (SIR) | [8 empty] | UST Currently In Use: 0; UST Temp Close: 1; AST Currently In Use: 0; AST Temp Closed: 0 | 0 | 1 | 2 | 25868-043-004194 | SPEEGLE'S MARINA
16064 | Permanently Closed | 1999-03-16 06:00 | 1983-01-01 06:00 | 1999-03-16 06:00 | Petroleum | Unleaded gasoline | Unleaded gasoline |  | Steel | Steel | Coated & cathodic protection (sti-P3) |  | Steel |  | 1901-01-01 06:00 | [6 empty] | Statistical Inventory Reconciliation (SIR) | [8 empty] | UST Currently In Use: 0; UST Temp Close: 1; AST Currently In Use: 0; AST Temp Closed: 0 | 0 | 1 | 2 | 25868-043-004194 | SPEEGLE'S MARINA
16065 | Permanently Closed | 1991-03-07 06:00 | 1973-01-01 06:00 | 1991-03-07 06:00 | Petroleum | Unleaded gasoline | Unleaded gasoline |  | Steel | Steel |  | Painted or None | Steel |  | 1901-01-01 06:00 | [15 empty] | UST Currently In Use: 0; UST Temp Close: 0; AST Currently In Use: 0; AST Temp Closed: 0 | 0 | 0 | 7 | 12457-043-004196 | EIDSON PETROLEUM, INC.
16066 | Permanently Closed | 1991-03-07 06:00 | 1973-01-01 06:00 | 1991-03-07 06:00 | Petroleum | Unleaded gasoline | Unleaded gasoline |  | Steel | Steel |  | Painted or None | Steel |  | 1901-01-01 06:00 | [15 empty] | UST Currently In Use: 0; UST Temp Close: 0; AST Currently In Use: 0; AST Temp Closed: 0 | 0 | 0 | 7 | 12457-043-004196 | EIDSON PETROLEUM, INC.
16067 | Permanently Closed | 2009-04-01 06:00 | 1988-08-15 06:00 | 2020-10-21 06:00 | Petroleum | Mid-grade gasoline | Mid-grade gasoline | Retail | Single Wall, Steel | Steel | Coated & cathodic protection (sti-P3) |  | Fiberglass reinforced plastic, Single Wall |  |  |  | Catchment Basin, Single walled catchment basin | Automatic shutoff device At 95% full | Automatic shutoff device At 95% full |  |  | Statistical Inventory Reconciliation (SIR) | [8 empty] | UST Currently In Use: 0; UST Temp Close: 0; AST Currently In Use: 0; AST Temp Closed: 0 | 0 | 0 | 7 | 12457-043-004196 | EIDSON PETROLEUM, INC.
16068 | Permanently Closed | 1996-12-22 06:00 | 1970-01-01 06:00 | 1999-01-28 06:00 | Petroleum | Unleaded gasoline | Unleaded gasoline |  | Steel | Steel |  | Painted or None | Steel |  | 1901-01-01 06:00 | [6 empty] | Statistical Inventory Reconciliation (SIR) | [8 empty] | UST Currently In Use: 0; UST Temp Close: 0; AST Currently In Use: 0; AST Temp Closed: 0 | 0 | 0 | 3 | 19810-043-004197 | EDDIES FOUR WAY STOP
16069 | Permanently Closed | 1996-12-22 06:00 | 1970-01-01 06:00 | 1999-01-28 06:00 | Petroleum | Unleaded gasoline | Unleaded gasoline |  | Steel | Steel |  | Painted or None | Steel |  | 1901-01-01 06:00 | [6 empty] | Statistical Inventory Reconciliation (SIR) | [8 empty] | UST Currently In Use: 0; UST Temp Close: 0; AST Currently In Use: 0; AST Temp Closed: 0 | 0 | 0 | 3 | 19810-043-004197 | EDDIES FOUR WAY STOP
16070 | Permanently Closed | 1996-12-22 06:00 | 1970-01-01 06:00 | 1999-01-28 06:00 | Petroleum | Unleaded gasoline | Unleaded gasoline |  | Steel | Steel |  | Painted or None | Steel |  | 1901-01-01 06:00 | [6 empty] | Statistical Inventory Reconciliation (SIR) | [8 empty] | UST Currently In Use: 0; UST Temp Close: 0; AST Currently In Use: 0; AST Temp Closed: 0 | 0 | 0 | 3 | 19810-043-004197 | EDDIES FOUR WAY STOP
16071 | Permanently Closed | 1995-01-23 06:00 | 1981-01-01 06:00 | 1995-01-23 06:00 | Petroleum | Unleaded gasoline | Unleaded gasoline |  | Steel | Steel |  | Painted or None | Steel |  | 1901-01-01 06:00 | [6 empty] | Statistical Inventory Reconciliation (SIR) | [8 empty] | UST Currently In Use: 4; UST Temp Close: 0; AST Currently In Use: 0; AST Temp Closed: 0 | 4 | 0 | 3 | 19894-043-004199 | CIRCLE W
16072 | Permanently Closed | 1995-01-23 06:00 | 1981-01-01 06:00 | 1995-01-23 06:00 | Petroleum | Unleaded gasoline | Unleaded gasoline |  | Steel | Steel |  | Painted or None | Steel |  | 1901-01-01 06:00 | [6 empty] | Statistical Inventory Reconciliation (SIR) | [8 empty] | UST Currently In Use: 4; UST Temp Close: 0; AST Currently In Use: 0; AST Temp Closed: 0 | 4 | 0 | 3 | 19894-043-004199 | CIRCLE W
16073 | Permanently Closed | 1995-01-23 06:00 | 1981-01-01 06:00 | 1995-01-23 06:00 | Petroleum | Unleaded gasoline | Unleaded gasoline |  | Steel | Steel |  | Painted or None | Steel |  | 1901-01-01 06:00 | [6 empty] | Statistical Inventory Reconciliation (SIR) | [8 empty] | UST Currently In Use: 4; UST Temp Close: 0; AST Currently In Use: 0; AST Temp Closed: 0 | 4 | 0 | 3 | 19894-043-004199 | CIRCLE W
16074 | Permanently Closed | 1989-08-30 06:00 | 1971-01-01 06:00 | 1989-08-30 06:00 | Petroleum | Unleaded gasoline | Unleaded gasoline |  | Steel | Steel |  | Painted or None | Steel |  | 1901-01-01 06:00 | [12 empty] | Annual line testing | Annual line testing |  | UST Currently In Use: 0; UST Temp Close: 0; AST Currently In Use: 0; AST Temp Closed: 0 | 0 | 0 | 8 | 12457-043-004200 | EIDSON PETROLEUM, INC.
16075 | Permanently Closed | 1989-08-30 06:00 | 1971-01-01 06:00 | 1989-08-30 06:00 | Petroleum | Unleaded gasoline | Unleaded gasoline |  | Steel | Steel |  | Painted or None | Steel |  | 1901-01-01 06:00 | [12 empty] | Annual line testing | Annual line testing |  | UST Currently In Use: 0; UST Temp Close: 0; AST Currently In Use: 0; AST Temp Closed: 0 | 0 | 0 | 8 | 12457-043-004200 | EIDSON PETROLEUM, INC.
16076 | Permanently Closed | 1989-08-30 06:00 | 1971-01-01 06:00 | 1989-08-30 06:00 | Petroleum | Unleaded gasoline | Unleaded gasoline |  | Steel | Steel |  | Painted or None | Steel |  | 1901-01-01 06:00 | [12 empty] | Annual line testing | Annual line testing |  | UST Currently In Use: 0; UST Temp Close: 0; AST Currently In Use: 0; AST Temp Closed: 0 | 0 | 0 | 8 | 12457-043-004200 | EIDSON PETROLEUM, INC.
16077 | Permanently Closed | 1996-03-04 06:00 | 1989-01-01 06:00 | 1996-03-04 06:00 | Petroleum | Unleaded gasoline | Unleaded gasoline |  | Steel | Steel | Coated & cathodic protection (sti-P3) |  | Fiberglass reinforced plastic |  | 1901-01-01 06:00 | [12 empty] | Annual line testing | Annual line testing |  | UST Currently In Use: 0; UST Temp Close: 0; AST Currently In Use: 0; AST Temp Closed: 0 | 0 | 0 | 8 | 12457-043-004200 | EIDSON PETROLEUM, INC.
16078 | Permanently Closed | 1996-03-04 06:00 | 1989-01-01 06:00 | 1996-03-04 06:00 | Petroleum | Unleaded gasoline | Unleaded gasoline |  | Steel | Steel | Coated & cathodic protection (sti-P3) |  | Fiberglass reinforced plastic |  | 1901-01-01 06:00 | [12 empty] | Annual line testing | Annual line testing |  | UST Currently In Use: 0; UST Temp Close: 0; AST Currently In Use: 0; AST Temp Closed: 0 | 0 | 0 | 8 | 12457-043-004200 | EIDSON PETROLEUM, INC.
16079 | Permanently Closed | 1996-03-04 06:00 | 1989-01-01 06:00 | 1996-03-04 06:00 | Petroleum | Unleaded gasoline | Unleaded gasoline |  | Steel | Steel | Coated & cathodic protection (sti-P3) |  | Fiberglass reinforced plastic |  | 1901-01-01 06:00 | [12 empty] | Annual line testing | Annual line testing |  | UST Currently In Use: 0; UST Temp Close: 0; AST Currently In Use: 0; AST Temp Closed: 0 | 0 | 0 | 8 | 12457-043-004200 | EIDSON PETROLEUM, INC.
16080 | Permanently Closed | 1996-03-04 06:00 | 1989-01-01 06:00 | 1996-03-04 06:00 | Petroleum | On road diesel | On road diesel |  | Steel | Steel | Coated & cathodic protection (sti-P3) |  | Fiberglass reinforced plastic |  | 1901-01-01 06:00 | [12 empty] | Annual line testing | Annual line testing |  | UST Currently In Use: 0; UST Temp Close: 0; AST Currently In Use: 0; AST Temp Closed: 0 | 0 | 0 | 8 | 12457-043-004200 | EIDSON PETROLEUM, INC.
16081 | Permanently Closed | 1996-03-04 06:00 | 1989-01-01 06:00 | 1996-03-04 06:00 | Petroleum | Kerosene | Kerosene |  | Steel | Steel | Coated & cathodic protection (sti-P3) |  | Fiberglass reinforced plastic |  | 1901-01-01 06:00 | [12 empty] | Annual line testing | Annual line testing |  | UST Currently In Use: 0; UST Temp Close: 0; AST Currently In Use: 0; AST Temp Closed: 0 | 0 | 0 | 8 | 12457-043-004200 | EIDSON PETROLEUM, INC.
16082 | Permanently Closed | 1901-01-01 06:00 | 1970-01-01 06:00 | 1989-04-04 06:00 | Petroleum | Unleaded gasoline | Unleaded gasoline |  | Steel | Steel |  | Painted or None | Steel |  | 1901-01-01 06:00 | [15 empty] | UST Currently In Use: 0; UST Temp Close: 0; AST Currently In Use: 0; AST Temp Closed: 0 | 0 | 0 | 4 | 12457-103-004202 | EIDSON PETROLEUM, INC.
16083 | Permanently Closed | 1901-01-01 06:00 | 1973-01-01 06:00 | 1989-04-04 06:00 | Petroleum | Unleaded gasoline | Unleaded gasoline |  | Steel | Steel |  | Painted or None | Steel |  | 1901-01-01 06:00 | [15 empty] | UST Currently In Use: 0; UST Temp Close: 0; AST Currently In Use: 0; AST Temp Closed: 0 | 0 | 0 | 4 | 12457-103-004202 | EIDSON PETROLEUM, INC.
16084 | Permanently Closed | 1901-01-01 06:00 | 1971-01-01 06:00 | 1989-04-04 06:00 | Petroleum | Unleaded gasoline | Unleaded gasoline |  | Steel | Steel |  | Painted or None | Steel |  | 1901-01-01 06:00 | [15 empty] | UST Currently In Use: 0; UST Temp Close: 0; AST Currently In Use: 0; AST Temp Closed: 0 | 0 | 0 | 4 | 12457-103-004202 | EIDSON PETROLEUM, INC.
16085 | Permanently Closed | 1901-01-01 06:00 | 1979-01-01 06:00 | 1989-04-04 06:00 | Petroleum | On road diesel | On road diesel |  | Steel | Steel |  | Painted or None | Steel |  | 1901-01-01 06:00 | [15 empty] | UST Currently In Use: 0; UST Temp Close: 0; AST Currently In Use: 0; AST Temp Closed: 0 | 0 | 0 | 4 | 12457-103-004202 | EIDSON PETROLEUM, INC.
16086 | Permanently Closed | 1901-01-01 06:00 | 1973-01-01 06:00 | 1989-03-30 06:00 | Petroleum | Unleaded gasoline | Unleaded gasoline |  | Steel | Steel |  | Painted or None | Steel |  | 1901-01-01 06:00 | [15 empty] | UST Currently In Use: 0; UST Temp Close: 0; AST Currently In Use: 0; AST Temp Closed: 0 | 0 | 0 | 11 | 12457-043-004203 | EIDSON PETROLEUM, INC.
16087 | Permanently Closed | 1901-01-01 06:00 | 1969-01-01 06:00 | 1989-03-30 06:00 | Petroleum | Unleaded gasoline | Unleaded gasoline |  | Steel | Steel |  | Painted or None | Steel |  | 1901-01-01 06:00 | [15 empty] | UST Currently In Use: 0; UST Temp Close: 0; AST Currently In Use: 0; AST Temp Closed: 0 | 0 | 0 | 11 | 12457-043-004203 | EIDSON PETROLEUM, INC.
16088 | Permanently Closed | 1901-01-01 06:00 | 1969-01-01 06:00 | 1989-03-30 06:00 | Petroleum | Unleaded gasoline | Unleaded gasoline |  | Steel | Steel |  | Painted or None | Steel |  | 1901-01-01 06:00 | [15 empty] | UST Currently In Use: 0; UST Temp Close: 0; AST Currently In Use: 0; AST Temp Closed: 0 | 0 | 0 | 11 | 12457-043-004203 | EIDSON PETROLEUM, INC.
16089 | Permanently Closed | 1901-01-01 06:00 | 1969-01-01 06:00 | 1989-03-30 06:00 | Petroleum | Unleaded gasoline | Unleaded gasoline |  | Steel | Steel |  | Painted or None | Steel |  | 1901-01-01 06:00 | [15 empty] | UST Currently In Use: 0; UST Temp Close: 0; AST Currently In Use: 0; AST Temp Closed: 0 | 0 | 0 | 11 | 12457-043-004203 | EIDSON PETROLEUM, INC.
16090 | Permanently Closed | 1901-01-01 06:00 | 1980-01-01 06:00 | 1989-03-30 06:00 | Petroleum | On road diesel | On road diesel |  | Steel | Steel |  | Painted or None | Steel |  | 1901-01-01 06:00 | [15 empty] | UST Currently In Use: 0; UST Temp Close: 0; AST Currently In Use: 0; AST Temp Closed: 0 | 0 | 0 | 11 | 12457-043-004203 | EIDSON PETROLEUM, INC.
16091 | Permanently Closed | 1901-01-01 06:00 | 1981-01-01 06:00 | 1989-03-30 06:00 | Petroleum | Kerosene | Kerosene |  | Steel | Steel |  | Painted or None | Steel |  | 1901-01-01 06:00 | [15 empty] | UST Currently In Use: 0; UST Temp Close: 0; AST Currently In Use: 0; AST Temp Closed: 0 | 0 | 0 | 11 | 12457-043-004203 | EIDSON PETROLEUM, INC.
16092 | Permanently Closed | 2011-01-01 06:00 | 1989-02-24 06:00 | 2012-09-19 06:00 | Petroleum | Mid-grade gasoline | Mid-grade gasoline | Retail | Steel | Steel | Coated & cathodic protection (sti-P3), Field installed cathodic protection |  | Fiberglass reinforced plastic |  |  |  | Catchment Basin, Single walled catchment basin | Flow Rest 90% Full | Flow Rest 90% Full |  |  | Continuous Automatic Tank Gauge |  | Automatic shutoff device (AELLD) | Automatic shutoff device (AELLD) | [5 empty] | UST Currently In Use: 0; UST Temp Close: 0; AST Currently In Use: 0; AST Temp Closed: 0 | 0 | 0 | 11 | 12457-043-004203 | EIDSON PETROLEUM, INC.
16093 | Permanently Closed | 2011-01-01 06:00 | 1989-02-24 06:00 | 2012-09-19 06:00 | Petroleum | Premium gasoline | Premium gasoline | Retail | Steel | Steel | Coated & cathodic protection (sti-P3), Field installed cathodic protection |  | Fiberglass reinforced plastic |  |  |  | Catchment Basin, Single walled catchment basin | Flow Rest 90% Full | Flow Rest 90% Full |  |  | Continuous Automatic Tank Gauge |  | Automatic shutoff device (AELLD) | Automatic shutoff device (AELLD) | [5 empty] | UST Currently In Use: 0; UST Temp Close: 0; AST Currently In Use: 0; AST Temp Closed: 0 | 0 | 0 | 11 | 12457-043-004203 | EIDSON PETROLEUM, INC.
16094 | Permanently Closed | 2011-01-01 06:00 | 1989-02-24 06:00 | 2012-09-19 06:00 | Petroleum | Unleaded gasoline | Unleaded gasoline | Retail | Steel | Steel | Coated & cathodic protection (sti-P3), Field installed cathodic protection |  | Fiberglass reinforced plastic |  |  |  | Catchment Basin, Single walled catchment basin | Flow Rest 90% Full | Flow Rest 90% Full |  |  | Continuous Automatic Tank Gauge |  | Automatic shutoff device (AELLD) | Automatic shutoff device (AELLD) | [5 empty] | UST Currently In Use: 0; UST Temp Close: 0; AST Currently In Use: 0; AST Temp Closed: 0 | 0 | 0 | 11 | 12457-043-004203 | EIDSON PETROLEUM, INC.
16095 | Permanently Closed | 2011-01-01 06:00 | 1989-02-24 06:00 | 2012-09-19 06:00 | Petroleum | On road diesel | On road diesel | Retail | Steel | Steel | Coated & cathodic protection (sti-P3), Field installed cathodic protection |  | Fiberglass reinforced plastic |  |  |  | Catchment Basin, Single walled catchment basin | Flow Rest 90% Full | Flow Rest 90% Full |  |  | Continuous Automatic Tank Gauge |  | Automatic shutoff device (AELLD) | Automatic shutoff device (AELLD) | [5 empty] | UST Currently In Use: 0; UST Temp Close: 0; AST Currently In Use: 0; AST Temp Closed: 0 | 0 | 0 | 11 | 12457-043-004203 | EIDSON PETROLEUM, INC.
16096 | Permanently Closed | 2011-01-01 06:00 | 1989-02-24 06:00 | 2012-09-19 06:00 | Petroleum | Kerosene | Kerosene | Retail | Steel | Steel | Coated & cathodic protection (sti-P3), Field installed cathodic protection |  | Fiberglass reinforced plastic |  |  |  | Catchment Basin, Single walled catchment basin | Flow Rest 90% Full | Flow Rest 90% Full |  |  |  |  | Automatic shutoff device (AELLD) | Automatic shutoff device (AELLD) | [5 empty] | UST Currently In Use: 0; UST Temp Close: 0; AST Currently In Use: 0; AST Temp Closed: 0 | 0 | 0 | 11 | 12457-043-004203 | EIDSON PETROLEUM, INC.
16097 | Permanently Closed | 1999-09-01 06:00 | 1985-01-01 06:00 | 2000-03-22 06:00 | Petroleum | Unleaded gasoline | Unleaded gasoline | Retail | Steel | Steel | Coated & cathodic protection (sti-P3) |  | Steel |  | 1901-01-01 06:00 | Field installed cathodic protection | [5 empty] | Statistical Inventory Reconciliation (SIR) | [8 empty] | UST Currently In Use: 0; UST Temp Close: 0; AST Currently In Use: 0; AST Temp Closed: 0 | 0 | 0 | 3 | 19960-043-004204 | GARY JETTON
16098 | Permanently Closed | 1999-09-01 06:00 | 1985-01-01 06:00 | 2000-03-22 06:00 | Petroleum | Unleaded gasoline | Unleaded gasoline | Retail | Steel | Steel | Coated & cathodic protection (sti-P3) |  | Steel |  | 1901-01-01 06:00 | Field installed cathodic protection | [5 empty] | Statistical Inventory Reconciliation (SIR) | [8 empty] | UST Currently In Use: 0; UST Temp Close: 0; AST Currently In Use: 0; AST Temp Closed: 0 | 0 | 0 | 3 | 19960-043-004204 | GARY JETTON
16099 | Permanently Closed | 1999-09-01 06:00 | 1985-01-01 06:00 | 2000-03-22 06:00 | Petroleum | Unleaded gasoline | Unleaded gasoline | Retail | Steel | Steel | Coated & cathodic protection (sti-P3) |  | Steel |  | 1901-01-01 06:00 | [6 empty] | Statistical Inventory Reconciliation (SIR) | [8 empty] | UST Currently In Use: 0; UST Temp Close: 0; AST Currently In Use: 0; AST Temp Closed: 0 | 0 | 0 | 3 | 19960-043-004204 | GARY JETTON
16100 | Permanently Closed | 1994-02-02 06:00 | 1968-01-01 06:00 | 1994-02-02 06:00 | Petroleum | Unleaded gasoline | Unleaded gasoline |  | Steel | Steel |  | Painted or None | Steel |  | 1901-01-01 06:00 | [6 empty] | Statistical Inventory Reconciliation (SIR) | [8 empty] | UST Currently In Use: 0; UST Temp Close: 0; AST Currently In Use: 0; AST Temp Closed: 0 | 0 | 0 | 4 | 12457-043-004205 | EIDSON PETROLEUM, INC.
16101 | Permanently Closed | 1993-11-01 06:00 | 1973-01-01 06:00 | 1993-11-01 06:00 | Petroleum | Unleaded gasoline | Unleaded gasoline |  | Steel | Steel |  | Painted or None | Steel |  | 1901-01-01 06:00 | [15 empty] | UST Currently In Use: 0; UST Temp Close: 0; AST Currently In Use: 0; AST Temp Closed: 0 | 0 | 0 | 4 | 12457-043-004205 | EIDSON PETROLEUM, INC.
16102 | Permanently Closed | 1993-11-01 06:00 | 1973-01-01 06:00 | 1993-11-01 06:00 | Petroleum | Unleaded gasoline | Unleaded gasoline |  | Steel | Steel |  | Painted or None | Steel |  | 1901-01-01 06:00 | [15 empty] | UST Currently In Use: 0; UST Temp Close: 0; AST Currently In Use: 0; AST Temp Closed: 0 | 0 | 0 | 4 | 12457-043-004205 | EIDSON PETROLEUM, INC.
16103 | Permanently Closed | 1992-03-18 06:00 | 1981-01-01 06:00 | 1992-03-18 06:00 | Petroleum | On road diesel | On road diesel |  | Steel | Steel |  | Painted or None | Steel |  | 1901-01-01 06:00 | [15 empty] | UST Currently In Use: 0; UST Temp Close: 0; AST Currently In Use: 0; AST Temp Closed: 0 | 0 | 0 | 4 | 11402-043-004206 | DEAN OIL CO INC
16104 | Permanently Closed | 1992-03-18 06:00 | 1981-01-01 06:00 | 1992-03-18 06:00 | Petroleum | Unleaded gasoline | Unleaded gasoline |  | Steel | Steel |  | Painted or None | Steel |  | 1901-01-01 06:00 | [15 empty] | UST Currently In Use: 0; UST Temp Close: 0; AST Currently In Use: 0; AST Temp Closed: 0 | 0 | 0 | 4 | 11402-043-004206 | DEAN OIL CO INC
16105 | Permanently Closed | 1992-03-18 06:00 | 1981-01-01 06:00 | 1992-03-18 06:00 | Petroleum | Unleaded gasoline | Unleaded gasoline |  | Steel | Steel |  | Painted or None | Steel |  | 1901-01-01 06:00 | [15 empty] | UST Currently In Use: 0; UST Temp Close: 0; AST Currently In Use: 0; AST Temp Closed: 0 | 0 | 0 | 4 | 11402-043-004206 | DEAN OIL CO INC
16106 | Permanently Closed | 1992-03-18 06:00 | 1981-01-01 06:00 | 1992-03-18 06:00 | Petroleum | Unleaded gasoline | Unleaded gasoline |  | Steel | Steel |  | Painted or None | Steel |  | 1901-01-01 06:00 | [15 empty] | UST Currently In Use: 0; UST Temp Close: 0; AST Currently In Use: 0; AST Temp Closed: 0 | 0 | 0 | 4 | 11402-043-004206 | DEAN OIL CO INC
16107 | Permanently Closed | 1992-12-01 06:00 | 1971-01-01 06:00 | 1992-12-01 06:00 | Petroleum | Unleaded gasoline | Unleaded gasoline |  | Steel | Steel |  | Painted or None | Steel |  | 1901-01-01 06:00 | [15 empty] | UST Currently In Use: 0; UST Temp Close: 0; AST Currently In Use: 0; AST Temp Closed: 0 | 0 | 0 | 3 | 12457-043-004207 | EIDSON PETROLEUM, INC.
16108 | Permanently Closed | 1992-12-01 06:00 | 1971-01-01 06:00 | 1992-12-01 06:00 | Petroleum | Unleaded gasoline | Unleaded gasoline |  | Steel | Steel |  | Painted or None | Steel |  | 1901-01-01 06:00 | [15 empty] | UST Currently In Use: 0; UST Temp Close: 0; AST Currently In Use: 0; AST Temp Closed: 0 | 0 | 0 | 3 | 12457-043-004207 | EIDSON PETROLEUM, INC.
16109 | Permanently Closed | 1992-12-01 06:00 | 1971-01-01 06:00 | 1992-12-01 06:00 | Petroleum | Unleaded gasoline | Unleaded gasoline |  | Steel | Steel |  | Painted or None | Steel |  | 1901-01-01 06:00 | [15 empty] | UST Currently In Use: 0; UST Temp Close: 0; AST Currently In Use: 0; AST Temp Closed: 0 | 0 | 0 | 3 | 12457-043-004207 | EIDSON PETROLEUM, INC.
16110 | Permanently Closed | 2017-01-30 06:00 | 1985-12-01 06:00 |  | Petroleum | Premium gasoline | Premium gasoline | Retail | Single Wall, Steel | Steel | Coated & cathodic protection (sti-P3), Field installed cathodic protection |  | Fiberglass reinforced plastic, Single Wall |  |  |  | Catchment Basin, Single walled catchment basin | Automatic shutoff device At 95% full | Automatic shutoff device At 95% full |  |  | Automatic Tank Gauge | [8 empty] | UST Currently In Use: 0; UST Temp Close: 0; AST Currently In Use: 0; AST Temp Closed: 0 | 0 | 0 | 3 | 12457-043-004208 | EIDSON PETROLEUM, INC.
16111 | Permanently Closed | 2022-01-31 06:00 | 1985-12-01 06:00 |  | Petroleum | Unleaded gasoline | Unleaded gasoline | Retail | Single Wall, Steel | Steel | Coated & cathodic protection (sti-P3), Field installed cathodic protection |  | Fiberglass reinforced plastic, Single Wall |  |  |  | Catchment Basin, Single walled catchment basin | Automatic shutoff device At 95% full | Automatic shutoff device At 95% full |  |  | Automatic Tank Gauge | [8 empty] | UST Currently In Use: 0; UST Temp Close: 0; AST Currently In Use: 0; AST Temp Closed: 0 | 0 | 0 | 3 | 12457-043-004208 | EIDSON PETROLEUM, INC.
16112 | Permanently Closed | 2022-01-31 06:00 | 1985-12-01 06:00 |  | Petroleum | Premium gasoline | Premium gasoline | Retail | Single Wall, Steel | Steel | Coated & cathodic protection (sti-P3), Field installed cathodic protection |  | Fiberglass reinforced plastic, Single Wall |  |  |  | Catchment Basin, Single walled catchment basin | Automatic shutoff device At 95% full | Automatic shutoff device At 95% full |  |  | Continuous Automatic Tank Gauge | [8 empty] | UST Currently In Use: 0; UST Temp Close: 0; AST Currently In Use: 0; AST Temp Closed: 0 | 0 | 0 | 3 | 12457-043-004208 | EIDSON PETROLEUM, INC.
16113 | Temporary Closed | 2020-03-20 06:00 | 1982-01-01 06:00 |  | Petroleum | On road diesel | On road diesel | Retail | Single Wall, Steel | Steel | Coated & cathodic protection (sti-P3) |  | Double Wall, Flexible |  |  | Other, FLXS ISOLA | Catchment Basin, Single walled catchment basin | Automatic shutoff device At 95% full | Automatic shutoff device At 95% full |  |  | Continuous Automatic Tank Gauge | Single walled submersible pump containment sump | Automatic flow restrictor (MLLD), Containment Sump | Containment Sump | Interstitial Monitoring within Secondary Containment | SENSOR TO ATG |  |  |  | UST Currently In Use: 0; UST Temp Close: 5; AST Currently In Use: 0; AST Temp Closed: 0 | 0 | 5 | 0 | 25856-043-004209 | TRADITIONS BANCSHARES INC
16114 | Temporary Closed | 2012-01-01 06:00 | 1982-01-01 06:00 |  | Petroleum | Kerosene | Kerosene | Retail | Single Wall, Steel | Steel | Coated & cathodic protection (sti-P3) |  | Double Wall, Flexible |  |  | Other, FLXS ISOLA | Catchment Basin, Single walled catchment basin | Automatic shutoff device At 95% full | Automatic shutoff device At 95% full |  |  | Continuous Automatic Tank Gauge | Single walled submersible pump containment sump | Automatic flow restrictor (MLLD), Containment Sump | Containment Sump | Interstitial Monitoring within Secondary Containment | SENSOR TO ATG |  |  |  | UST Currently In Use: 0; UST Temp Close: 5; AST Currently In Use: 0; AST Temp Closed: 0 | 0 | 5 | 0 | 25856-043-004209 | TRADITIONS BANCSHARES INC
16115 | Temporary Closed | 2020-03-20 06:00 | 1982-01-01 06:00 |  | Petroleum | Mid-grade gasoline | Mid-grade gasoline | Retail | Single Wall, Steel | Steel | Coated & cathodic protection (sti-P3) |  | Double Wall, Flexible |  |  | Other, FLXS ISOLA | Catchment Basin, Single walled catchment basin | Automatic shutoff device At 95% full | Automatic shutoff device At 95% full |  |  | Continuous Automatic Tank Gauge | Single walled submersible pump containment sump | Automatic flow restrictor (MLLD), Containment Sump | Containment Sump | Interstitial Monitoring within Secondary Containment | SENSOR TO ATG |  |  |  | UST Currently In Use: 0; UST Temp Close: 5; AST Currently In Use: 0; AST Temp Closed: 0 | 0 | 5 | 0 | 25856-043-004209 | TRADITIONS BANCSHARES INC
16116 | Temporary Closed | 2020-03-20 06:00 | 1982-01-01 06:00 |  | Petroleum | Premium gasoline | Premium gasoline | Retail | Single Wall, Steel | Steel | Coated & cathodic protection (sti-P3) |  | Double Wall, Flexible |  |  | Other, FLXS ISOLA | Catchment Basin, Single walled catchment basin | Automatic shutoff device At 95% full | Automatic shutoff device At 95% full |  |  | Continuous Automatic Tank Gauge | Single walled submersible pump containment sump | Automatic flow restrictor (MLLD), Containment Sump | Containment Sump | Interstitial Monitoring within Secondary Containment | SENSOR TO ATG |  |  |  | UST Currently In Use: 0; UST Temp Close: 5; AST Currently In Use: 0; AST Temp Closed: 0 | 0 | 5 | 0 | 25856-043-004209 | TRADITIONS BANCSHARES INC
16117 | Temporary Closed | 2020-03-20 06:00 | 1982-01-01 06:00 |  | Petroleum | Unleaded gasoline | Unleaded gasoline | Retail | Steel | Steel | Coated & cathodic protection (sti-P3) |  | Double Wall, Flexible |  |  | Other, FLXS ISOLA | Catchment Basin, Single walled catchment basin | Automatic shutoff device At 95% full | Automatic shutoff device At 95% full |  |  | Continuous Automatic Tank Gauge | Single walled submersible pump containment sump | Automatic flow restrictor (MLLD), Containment Sump | Containment Sump | Interstitial Monitoring within Secondary Containment | SENSOR TO ATG |  |  |  | UST Currently In Use: 0; UST Temp Close: 5; AST Currently In Use: 0; AST Temp Closed: 0 | 0 | 5 | 0 | 25856-043-004209 | TRADITIONS BANCSHARES INC
16118 | Permanently Closed | 1988-08-09 06:00 | 1973-01-01 06:00 | 1989-08-09 06:00 | Petroleum | Unleaded gasoline | Unleaded gasoline |  | Steel | Steel |  | Painted or None | Steel |  | 1901-01-01 06:00 | [15 empty] | UST Currently In Use: 0; UST Temp Close: 0; AST Currently In Use: 0; AST Temp Closed: 0 | 0 | 0 | 2 | 12457-043-004210 | EIDSON PETROLEUM, INC.
16119 | Permanently Closed | 1989-08-09 06:00 | 1973-01-01 06:00 | 1989-08-09 06:00 | Petroleum | Unleaded gasoline | Unleaded gasoline |  | Steel | Steel |  | Painted or None | Steel |  | 1901-01-01 06:00 | [15 empty] | UST Currently In Use: 0; UST Temp Close: 0; AST Currently In Use: 0; AST Temp Closed: 0 | 0 | 0 | 2 | 12457-043-004210 | EIDSON PETROLEUM, INC.
16120 | Retired | 1987-12-22 06:00 | 1965-01-01 06:00 |  | Petroleum | Unleaded gasoline | Unleaded gasoline |  | Steel | Steel |  | Painted or None | Steel |  | 1901-01-01 06:00 | [6 empty] | Statistical Inventory Reconciliation (SIR) | [5 empty] | Annual line testing, Statistical inventory reconciliation (SIR) | Statistical inventory reconciliation (SIR) |  | UST Currently In Use: 0; UST Temp Close: 0; AST Currently In Use: 0; AST Temp Closed: 0 | 0 | 0 | 0 | 20008-043-004211 | TERRY JACOBS
16121 | Retired | 1987-12-22 06:00 | 1965-01-01 06:00 |  | Petroleum | Unleaded gasoline | Unleaded gasoline |  | Steel | Steel |  | Painted or None | Steel |  | 1901-01-01 06:00 | [6 empty] | Statistical Inventory Reconciliation (SIR) | [5 empty] | Annual line testing, Statistical inventory reconciliation (SIR) | Statistical inventory reconciliation (SIR) |  | UST Currently In Use: 0; UST Temp Close: 0; AST Currently In Use: 0; AST Temp Closed: 0 | 0 | 0 | 0 | 20008-043-004211 | TERRY JACOBS
16122 | Permanently Closed | 1901-01-01 06:00 | 1968-01-01 06:00 | 1988-12-14 06:00 | Petroleum | Unleaded gasoline | Unleaded gasoline |  | Steel | Steel |  | Painted or None | Steel |  | 1901-01-01 06:00 | [15 empty] | UST Currently In Use: 0; UST Temp Close: 0; AST Currently In Use: 0; AST Temp Closed: 0 | 0 | 0 | 2 | 12457-043-004212 | EIDSON PETROLEUM, INC.
16123 | Permanently Closed | 1901-01-01 06:00 | 1968-01-01 06:00 | 1988-12-14 06:00 | Petroleum | Unleaded gasoline | Unleaded gasoline |  | Steel | Steel |  | Painted or None | Steel |  | 1901-01-01 06:00 | [15 empty] | UST Currently In Use: 0; UST Temp Close: 0; AST Currently In Use: 0; AST Temp Closed: 0 | 0 | 0 | 2 | 12457-043-004212 | EIDSON PETROLEUM, INC.
16124 | Permanently Closed | 1995-05-01 06:00 | 1972-01-01 06:00 | 1999-04-23 06:00 | Petroleum | Unleaded gasoline | Unleaded gasoline |  | Steel | Steel |  | Painted or None | Steel |  | 1901-01-01 06:00 | [6 empty] | Statistical Inventory Reconciliation (SIR) | [5 empty] | Annual line testing | Annual line testing |  | UST Currently In Use: 0; UST Temp Close: 0; AST Currently In Use: 0; AST Temp Closed: 0 | 0 | 0 | 3 | 19672-043-004213 | AUBREY C SMITH
16125 | Permanently Closed | 1995-05-01 06:00 | 1972-01-01 06:00 | 1999-04-23 06:00 | Petroleum | Unleaded gasoline | Unleaded gasoline |  | Steel | Steel |  | Painted or None | Steel |  | 1901-01-01 06:00 | [6 empty] | Statistical Inventory Reconciliation (SIR) | [5 empty] | Annual line testing | Annual line testing |  | UST Currently In Use: 0; UST Temp Close: 0; AST Currently In Use: 0; AST Temp Closed: 0 | 0 | 0 | 3 | 19672-043-004213 | AUBREY C SMITH
16126 | Permanently Closed | 1995-05-01 06:00 | 1988-01-01 06:00 | 1999-04-23 06:00 | Petroleum | Unleaded gasoline | Unleaded gasoline |  | Steel | Steel | Coated & cathodic protection (sti-P3) |  | Steel |  | 1901-01-01 06:00 | [6 empty] | Statistical Inventory Reconciliation (SIR) | [5 empty] | Annual line testing | Annual line testing |  | UST Currently In Use: 0; UST Temp Close: 0; AST Currently In Use: 0; AST Temp Closed: 0 | 0 | 0 | 3 | 19672-043-004213 | AUBREY C SMITH
16127 | Temporary Closed | 2015-04-01 06:00 | 1985-01-01 06:00 |  | Petroleum | Premium gasoline | Premium gasoline | Retail | Single Wall, Steel | Steel | Coated & cathodic protection (sti-P3), Interior lined (not allowed as a standalone method of corrosion protection) |  | Fiberglass reinforced plastic, Single Wall |  |  |  | Catchment Basin, Single walled catchment basin | Flow Rest 90% Full | Flow Rest 90% Full |  |  | Continuous Automatic Tank Gauge |  | Automatic shutoff device (AELLD) | Automatic shutoff device (AELLD) | [5 empty] | UST Currently In Use: 0; UST Temp Close: 5; AST Currently In Use: 0; AST Temp Closed: 0 | 0 | 5 | 0 | 12457-043-006846 | EIDSON PETROLEUM, INC.
16128 | Temporary Closed | 2015-04-01 06:00 | 1985-01-01 06:00 |  | Petroleum | Unleaded gasoline | Unleaded gasoline | Retail | Single Wall, Steel | Steel | Coated & cathodic protection (sti-P3), Interior lined (not allowed as a standalone method of corrosion protection) |  | Fiberglass reinforced plastic, Single Wall |  |  |  | Catchment Basin, Single walled catchment basin | Flow Rest 90% Full | Flow Rest 90% Full |  |  | Continuous Automatic Tank Gauge |  | Automatic shutoff device (AELLD) | Automatic shutoff device (AELLD) | [5 empty] | UST Currently In Use: 0; UST Temp Close: 5; AST Currently In Use: 0; AST Temp Closed: 0 | 0 | 5 | 0 | 12457-043-006846 | EIDSON PETROLEUM, INC.
16129 | Temporary Closed | 2015-04-01 06:00 | 1985-01-01 06:00 |  | Petroleum | Mid-grade gasoline | Mid-grade gasoline | Retail | Single Wall, Steel | Steel | Coated & cathodic protection (sti-P3), Interior lined (not allowed as a standalone method of corrosion protection) |  | Fiberglass reinforced plastic, Single Wall |  |  |  | Catchment Basin, Single walled catchment basin | Flow Rest 90% Full | Flow Rest 90% Full |  |  | Continuous Automatic Tank Gauge |  | Automatic shutoff device (AELLD) | Automatic shutoff device (AELLD) | [5 empty] | UST Currently In Use: 0; UST Temp Close: 5; AST Currently In Use: 0; AST Temp Closed: 0 | 0 | 5 | 0 | 12457-043-006846 | EIDSON PETROLEUM, INC.
16130 | Temporary Closed | 2015-04-01 06:00 | 1985-01-01 06:00 |  | Petroleum | On road diesel | On road diesel | Retail | Single Wall, Steel | Steel | Coated & cathodic protection (sti-P3) |  | Fiberglass reinforced plastic, Single Wall |  |  |  | Catchment Basin, Single walled catchment basin | Automatic shutoff device At 95% full, Flow Rest 90% Full | Flow Rest 90% Full |  |  | Continuous Automatic Tank Gauge |  | Automatic shutoff device (AELLD) | Automatic shutoff device (AELLD) | [5 empty] | UST Currently In Use: 0; UST Temp Close: 5; AST Currently In Use: 0; AST Temp Closed: 0 | 0 | 5 | 0 | 12457-043-006846 | EIDSON PETROLEUM, INC.
16131 | Temporary Closed | 2015-04-01 06:00 | 1985-01-01 06:00 |  | Petroleum | On road diesel | On road diesel | Retail | Single Wall, Steel | Steel | Coated & cathodic protection (sti-P3) |  | Fiberglass reinforced plastic, Single Wall |  |  |  | Catchment Basin, Single walled catchment basin | Flow Rest 90% Full | Flow Rest 90% Full |  |  | Continuous Automatic Tank Gauge |  | Automatic shutoff device (AELLD) | Automatic shutoff device (AELLD) | [5 empty] | UST Currently In Use: 0; UST Temp Close: 5; AST Currently In Use: 0; AST Temp Closed: 0 | 0 | 5 | 0 | 12457-043-006846 | EIDSON PETROLEUM, INC.
16132 | Currently in Use |  | 1985-01-01 06:00 |  | Petroleum | Unleaded gasoline | Unleaded gasoline | Retail | Single Wall, Steel | Steel | Coated & cathodic protection (sti-P3) |  | Fiberglass reinforced plastic, Single Wall |  |  |  | Catchment Basin, Single walled catchment basin | Automatic shutoff device At 95% full | Automatic shutoff device At 95% full |  |  | Continuous Automatic Tank Gauge |  | Automatic flow restrictor (MLLD) | Automatic flow restrictor (MLLD) |  |  | Annual line testing | Annual line testing |  | UST Currently In Use: 6; UST Temp Close: 0; AST Currently In Use: 0; AST Temp Closed: 0 | 6 | 0 | 0 | 12457-043-006876 | EIDSON PETROLEUM, INC.
16133 | Currently in Use |  | 1985-01-01 06:00 |  | Petroleum | Unleaded gasoline | Unleaded gasoline | Retail | Single Wall, Steel | Steel | Coated & cathodic protection (sti-P3) |  | Fiberglass reinforced plastic, Single Wall |  |  |  | Catchment Basin, Single walled catchment basin | Automatic shutoff device At 95% full | Automatic shutoff device At 95% full |  |  | Continuous Automatic Tank Gauge |  | Automatic flow restrictor (MLLD) | Automatic flow restrictor (MLLD) |  |  | Annual line testing | Annual line testing |  | UST Currently In Use: 6; UST Temp Close: 0; AST Currently In Use: 0; AST Temp Closed: 0 | 6 | 0 | 0 | 12457-043-006876 | EIDSON PETROLEUM, INC.
16134 | Currently in Use |  | 1985-01-01 06:00 |  | Petroleum | Premium gasoline | Premium gasoline | Retail | Single Wall, Steel | Steel | Coated & cathodic protection (sti-P3) |  | Fiberglass reinforced plastic, Single Wall |  |  |  | Catchment Basin, Single walled catchment basin | Automatic shutoff device At 95% full | Automatic shutoff device At 95% full |  |  | Continuous Automatic Tank Gauge |  | Automatic flow restrictor (MLLD) | Automatic flow restrictor (MLLD) |  |  | Annual line testing | Annual line testing |  | UST Currently In Use: 6; UST Temp Close: 0; AST Currently In Use: 0; AST Temp Closed: 0 | 6 | 0 | 0 | 12457-043-006876 | EIDSON PETROLEUM, INC.
16135 | Currently in Use |  | 1985-01-01 06:00 |  | Petroleum | On road diesel | On road diesel | Retail | Single Wall, Steel | Steel | Coated & cathodic protection (sti-P3) |  | Fiberglass reinforced plastic, Single Wall |  |  |  | Catchment Basin, Single walled catchment basin | Automatic shutoff device At 95% full | Automatic shutoff device At 95% full |  |  | Continuous Automatic Tank Gauge |  | Automatic flow restrictor (MLLD) | Automatic flow restrictor (MLLD) |  |  | Annual line testing | Annual line testing |  | UST Currently In Use: 6; UST Temp Close: 0; AST Currently In Use: 0; AST Temp Closed: 0 | 6 | 0 | 0 | 12457-043-006876 | EIDSON PETROLEUM, INC.
16136 | Currently in Use |  | 1985-01-01 06:00 |  | Petroleum | Unleaded gasoline | Unleaded gasoline | Retail | Single Wall, Steel | Steel | Coated & cathodic protection (sti-P3) |  | Fiberglass reinforced plastic, Single Wall |  |  |  | Catchment Basin, Single walled catchment basin | Automatic shutoff device At 95% full | Automatic shutoff device At 95% full |  |  | Continuous Automatic Tank Gauge |  | Automatic flow restrictor (MLLD) | Automatic flow restrictor (MLLD) |  |  | Annual line testing | Annual line testing |  | UST Currently In Use: 6; UST Temp Close: 0; AST Currently In Use: 0; AST Temp Closed: 0 | 6 | 0 | 0 | 12457-043-006876 | EIDSON PETROLEUM, INC.
16137 | Currently in Use |  | 1988-01-01 06:00 |  | Petroleum | On road diesel | On road diesel | Retail | Single Wall, Steel | Steel | Coated & cathodic protection (sti-P3) |  | Fiberglass reinforced plastic, Single Wall |  |  |  | Catchment Basin, Single walled catchment basin | Automatic shutoff device At 95% full | Automatic shutoff device At 95% full |  |  | Continuous Automatic Tank Gauge |  | Automatic flow restrictor (MLLD) | Automatic flow restrictor (MLLD) |  |  | Annual line testing | Annual line testing |  | UST Currently In Use: 6; UST Temp Close: 0; AST Currently In Use: 0; AST Temp Closed: 0 | 6 | 0 | 0 | 12457-043-006876 | EIDSON PETROLEUM, INC.
16138 | Permanently Closed | 1999-05-25 06:00 | 1980-01-01 06:00 | 1999-05-25 06:00 | Petroleum | Premium gasoline | Premium gasoline |  | Steel | Steel |  | Painted or None | Steel |  | 1901-01-01 06:00 | [6 empty] | Statistical Inventory Reconciliation (SIR) | [8 empty] | UST Currently In Use: 3; UST Temp Close: 0; AST Currently In Use: 0; AST Temp Closed: 0 | 3 | 0 | 5 | 12457-043-004198 | EIDSON PETROLEUM, INC.
16139 | Permanently Closed | 1999-05-25 06:00 | 1980-01-01 06:00 | 1999-05-25 06:00 | Petroleum | Mid-grade gasoline | Mid-grade gasoline |  | Steel | Steel |  |  | Steel |  | 1901-01-01 06:00 | [6 empty] | Statistical Inventory Reconciliation (SIR) | [8 empty] | UST Currently In Use: 3; UST Temp Close: 0; AST Currently In Use: 0; AST Temp Closed: 0 | 3 | 0 | 5 | 12457-043-004198 | EIDSON PETROLEUM, INC.
16140 | Permanently Closed | 1999-05-25 06:00 | 1980-01-01 06:00 | 1999-05-25 06:00 | Petroleum | Unleaded gasoline | Unleaded gasoline |  | Steel | Steel | Field installed cathodic protection |  | Steel |  | 1901-01-01 06:00 | Field installed cathodic protection | Catchment Basin, Single walled catchment basin | Automatic shutoff device At 95% full | Automatic shutoff device At 95% full |  |  | Statistical Inventory Reconciliation (SIR) | [8 empty] | UST Currently In Use: 3; UST Temp Close: 0; AST Currently In Use: 0; AST Temp Closed: 0 | 3 | 0 | 5 | 12457-043-004198 | EIDSON PETROLEUM, INC.
16141 | Permanently Closed | 2005-09-19 06:00 | 1978-06-01 06:00 | 2005-09-19 06:00 | Petroleum | On road diesel | On road diesel | Retail | Steel | Steel | Field installed cathodic protection |  | Steel |  | 1901-01-01 06:00 | Field installed cathodic protection | Catchment Basin, Single walled catchment basin | Automatic shutoff device At 95% full | Automatic shutoff device At 95% full |  |  | Statistical Inventory Reconciliation (SIR) | [8 empty] | UST Currently In Use: 3; UST Temp Close: 0; AST Currently In Use: 0; AST Temp Closed: 0 | 3 | 0 | 5 | 12457-043-004198 | EIDSON PETROLEUM, INC.
16142 | Permanently Closed | 2004-06-01 06:00 | 1978-06-01 06:00 | 2005-09-19 06:00 | Petroleum | Kerosene | Kerosene | Retail | Steel | Steel | Field installed cathodic protection |  | Steel |  | 1901-01-01 06:00 | Field installed cathodic protection | Catchment Basin, Single walled catchment basin | Automatic shutoff device At 95% full | Automatic shutoff device At 95% full |  |  | Statistical Inventory Reconciliation (SIR) | [8 empty] | UST Currently In Use: 3; UST Temp Close: 0; AST Currently In Use: 0; AST Temp Closed: 0 | 3 | 0 | 5 | 12457-043-004198 | EIDSON PETROLEUM, INC.
16143 | Permanently Closed | 1993-04-01 06:00 | 1980-01-01 06:00 | 1993-04-01 06:00 | Petroleum | Unleaded gasoline | Unleaded gasoline |  | Steel | Steel |  | Painted or None | Steel |  | 1901-01-01 06:00 | [15 empty] | UST Currently In Use: 0; UST Temp Close: 0; AST Currently In Use: 0; AST Temp Closed: 0 | 0 | 0 | 2 | 12457-043-004195 | EIDSON PETROLEUM, INC.
16144 | Permanently Closed | 1993-04-01 06:00 | 1980-01-01 06:00 | 1993-04-01 06:00 | Petroleum | Unleaded gasoline | Unleaded gasoline |  | Steel | Steel |  | Painted or None | Steel |  | 1901-01-01 06:00 | [15 empty] | UST Currently In Use: 0; UST Temp Close: 0; AST Currently In Use: 0; AST Temp Closed: 0 | 0 | 0 | 2 | 12457-043-004195 | EIDSON PETROLEUM, INC.
16145 | Permanently Closed | 1990-03-08 06:00 | 1970-01-01 06:00 | 1990-03-08 06:00 | Petroleum | Unleaded gasoline | Unleaded gasoline |  | Steel | Steel |  | Painted or None | Steel |  | 1901-01-01 06:00 | [15 empty] | UST Currently In Use: 5; UST Temp Close: 0; AST Currently In Use: 0; AST Temp Closed: 0 | 5 | 0 | 3 | 12457-133-004214 | EIDSON PETROLEUM, INC.
16146 | Permanently Closed | 1990-03-08 06:00 | 1968-01-01 06:00 | 1990-03-08 06:00 | Petroleum | Unleaded gasoline | Unleaded gasoline |  | Steel | Steel |  | Painted or None | Steel |  | 1901-01-01 06:00 | [15 empty] | UST Currently In Use: 5; UST Temp Close: 0; AST Currently In Use: 0; AST Temp Closed: 0 | 5 | 0 | 3 | 12457-133-004214 | EIDSON PETROLEUM, INC.
16147 | Permanently Closed | 1990-03-08 06:00 | 1970-01-01 06:00 | 1990-03-08 06:00 | Petroleum | Unleaded gasoline | Unleaded gasoline |  | Steel | Steel |  | Painted or None | Steel |  | 1901-01-01 06:00 | [15 empty] | UST Currently In Use: 5; UST Temp Close: 0; AST Currently In Use: 0; AST Temp Closed: 0 | 5 | 0 | 3 | 12457-133-004214 | EIDSON PETROLEUM, INC.
16148 | Permanently Closed | 1989-11-02 06:00 | 1961-01-01 06:00 | 1989-11-02 06:00 | Petroleum | Unleaded gasoline | Unleaded gasoline |  | Steel | Steel |  | Painted or None | Steel |  | 1901-01-01 06:00 | [15 empty] | UST Currently In Use: 0; UST Temp Close: 0; AST Currently In Use: 0; AST Temp Closed: 0 | 0 | 0 | 3 | 12460-071-000200 | HOYT CARROLL
16149 | Permanently Closed | 1989-11-02 06:00 | 1961-01-01 06:00 | 1989-11-02 06:00 | Petroleum | Unleaded gasoline | Unleaded gasoline |  | Steel | Steel |  | Painted or None | Steel |  | 1901-01-01 06:00 | [15 empty] | UST Currently In Use: 0; UST Temp Close: 0; AST Currently In Use: 0; AST Temp Closed: 0 | 0 | 0 | 3 | 12460-071-000200 | HOYT CARROLL
16150 | Permanently Closed | 1989-11-02 06:00 | 1961-01-01 06:00 | 1989-11-02 06:00 | Petroleum | Unleaded gasoline | Unleaded gasoline |  | Steel | Steel |  | Painted or None | Steel |  | 1901-01-01 06:00 | [15 empty] | UST Currently In Use: 0; UST Temp Close: 0; AST Currently In Use: 0; AST Temp Closed: 0 | 0 | 0 | 3 | 12460-071-000200 | HOYT CARROLL
16151 | Permanently Closed | 1989-01-23 06:00 | 1965-01-01 06:00 | 1989-01-23 06:00 | Petroleum | Unleaded gasoline | Unleaded gasoline |  | Steel | Steel |  |  | Steel |  | 1901-01-01 06:00 | [15 empty] | UST Currently In Use: 0; UST Temp Close: 0; AST Currently In Use: 0; AST Temp Closed: 0 | 0 | 0 | 2 | 12461-133-011263 | HOYT L FARMER
16152 | Permanently Closed | 1989-01-23 06:00 | 1965-01-01 06:00 | 1989-01-23 06:00 | Petroleum | Unleaded gasoline | Unleaded gasoline |  | Steel | Steel |  |  | Steel |  | 1901-01-01 06:00 | [15 empty] | UST Currently In Use: 0; UST Temp Close: 0; AST Currently In Use: 0; AST Temp Closed: 0 | 0 | 0 | 2 | 12461-133-011263 | HOYT L FARMER
16154 | Permanently Closed | 1992-04-20 06:00 | 1972-01-01 06:00 | 1992-04-20 06:00 | Petroleum | Unleaded gasoline | Unleaded gasoline |  | Steel | Steel |  | Painted or None | Steel |  | 1901-01-01 06:00 | [15 empty] | UST Currently In Use: 0; UST Temp Close: 0; AST Currently In Use: 0; AST Temp Closed: 0 | 0 | 0 | 4 | 12463-121-010048 | HUBBARD FARMS INC
16155 | Permanently Closed | 1992-04-20 06:00 | 1972-01-01 06:00 | 1992-04-20 06:00 | Petroleum | Unleaded gasoline | Unleaded gasoline |  | Steel | Steel |  | Painted or None | Steel |  | 1901-01-01 06:00 | [15 empty] | UST Currently In Use: 0; UST Temp Close: 0; AST Currently In Use: 0; AST Temp Closed: 0 | 0 | 0 | 4 | 12463-121-010048 | HUBBARD FARMS INC
16156 | Permanently Closed | 1992-04-20 06:00 | 1972-01-01 06:00 | 1992-04-20 06:00 | Petroleum | On road diesel | On road diesel |  | Steel | Steel |  | Painted or None | Steel |  | 1901-01-01 06:00 | [15 empty] | UST Currently In Use: 0; UST Temp Close: 0; AST Currently In Use: 0; AST Temp Closed: 0 | 0 | 0 | 4 | 12463-121-010048 | HUBBARD FARMS INC
16157 | Permanently Closed | 1992-04-20 06:00 | 1974-01-01 06:00 | 1992-04-20 06:00 | Petroleum | On road diesel | On road diesel |  | Steel | Steel |  | Painted or None | Steel |  | 1901-01-01 06:00 | [15 empty] | UST Currently In Use: 0; UST Temp Close: 0; AST Currently In Use: 0; AST Temp Closed: 0 | 0 | 0 | 4 | 12463-121-010048 | HUBBARD FARMS INC
16158 | Permanently Closed | 1998-12-22 06:00 | 1980-01-01 06:00 | 1999-09-29 06:00 | Petroleum | Unleaded gasoline | Unleaded gasoline | Retail | Steel | Steel |  | Painted or None | Steel |  | 1901-01-01 06:00 | [15 empty] | UST Currently In Use: 0; UST Temp Close: 0; AST Currently In Use: 0; AST Temp Closed: 0 | 0 | 0 | 2 | 20071-079-007962 | TOMMY H GOODWIN
16159 | Permanently Closed | 1998-12-22 06:00 | 1980-01-01 06:00 | 1999-09-29 06:00 | Petroleum | Unleaded gasoline | Unleaded gasoline | Retail | Steel | Steel |  | Painted or None | Steel |  | 1901-01-01 06:00 | [15 empty] | UST Currently In Use: 0; UST Temp Close: 0; AST Currently In Use: 0; AST Temp Closed: 0 | 0 | 0 | 2 | 20071-079-007962 | TOMMY H GOODWIN
16160 | Retired | 1988-08-08 06:00 | 1979-01-01 06:00 |  | Petroleum | Unleaded gasoline | Unleaded gasoline |  | Steel | Steel |  | Painted or None | Steel |  | 1901-01-01 06:00 | [15 empty] | UST Currently In Use: 0; UST Temp Close: 0; AST Currently In Use: 0; AST Temp Closed: 0 | 0 | 0 | 0 | 12465-125-010402 | HUDSON HOME & AUTO INC
16161 | Retired | 1988-08-08 06:00 | 1979-01-01 06:00 |  | Petroleum | Unleaded gasoline | Unleaded gasoline |  | Steel | Steel |  | Painted or None | Steel |  | 1901-01-01 06:00 | [15 empty] | UST Currently In Use: 0; UST Temp Close: 0; AST Currently In Use: 0; AST Temp Closed: 0 | 0 | 0 | 0 | 12465-125-010402 | HUDSON HOME & AUTO INC
16162 | Currently in Use |  | 1988-01-01 06:00 |  | Petroleum | Unleaded gasoline | Unleaded gasoline | Retail | Steel | Steel | Coated & cathodic protection (sti-P3) |  | Flexible |  |  |  | Catchment Basin, Single walled catchment basin | Flow Rest 90% Full | Flow Rest 90% Full |  |  | Statistical Inventory Reconciliation (SIR) |  | Automatic flow restrictor (MLLD), Containment Sump | Containment Sump |  |  | Statistical inventory reconciliation (SIR) | Statistical inventory reconciliation (SIR) |  | UST Currently In Use: 2; UST Temp Close: 0; AST Currently In Use: 0; AST Temp Closed: 0 | 2 | 0 | 0 | 21770-125-014210 | DENNIS W LEWIS
16163 | Currently in Use |  | 1988-01-01 06:00 |  | Petroleum | Premium gasoline | Premium gasoline | Retail | Steel | Steel | Coated & cathodic protection (sti-P3) |  | Flexible |  |  |  | Catchment Basin, Single walled catchment basin | Flow Rest 90% Full | Flow Rest 90% Full |  |  | Statistical Inventory Reconciliation (SIR) |  | Automatic flow restrictor (MLLD), Containment Sump | Containment Sump |  |  | Statistical inventory reconciliation (SIR) | Statistical inventory reconciliation (SIR) |  | UST Currently In Use: 2; UST Temp Close: 0; AST Currently In Use: 0; AST Temp Closed: 0 | 2 | 0 | 0 | 21770-125-014210 | DENNIS W LEWIS
16164 | Permanently Closed | 2000-08-17 06:00 | 1983-01-01 06:00 | 2000-08-17 06:00 | Petroleum | Mid-grade gasoline | Mid-grade gasoline | Retail | Steel | Steel | Field installed cathodic protection |  | Steel |  | 1901-01-01 06:00 | Field installed cathodic protection | Catchment Basin, Single walled catchment basin | Automatic shutoff device At 95% full | Automatic shutoff device At 95% full | [11 empty] | UST Currently In Use: 0; UST Temp Close: 0; AST Currently In Use: 0; AST Temp Closed: 0 | 0 | 0 | 2 | 12466-097-011005 | HUDSON ENERGY CORP INC / HANDY STOP
16165 | Permanently Closed | 2000-08-17 06:00 | 1987-01-01 06:00 | 2000-08-17 06:00 | Petroleum | Unleaded gasoline | Unleaded gasoline | Retail | Steel | Steel | Field installed cathodic protection |  | Steel |  | 1901-01-01 06:00 | Field installed cathodic protection | Catchment Basin, Single walled catchment basin | Automatic shutoff device At 95% full | Automatic shutoff device At 95% full | [11 empty] | UST Currently In Use: 0; UST Temp Close: 0; AST Currently In Use: 0; AST Temp Closed: 0 | 0 | 0 | 2 | 12466-097-011005 | HUDSON ENERGY CORP INC / HANDY STOP
16166 | Currently in Use |  | 1982-01-01 06:00 |  | Petroleum | Unleaded gasoline | Unleaded gasoline |  | Single Wall, Steel | Steel | Field installed cathodic protection |  | Single Wall, Steel |  |  | Field installed cathodic protection | Catchment Basin, Single walled catchment basin | Automatic shutoff device At 95% full | Automatic shutoff device At 95% full |  |  | Statistical Inventory Reconciliation (SIR) | Direct Bury submersible pump | [7 empty] | UST Currently In Use: 1; UST Temp Close: 2; AST Currently In Use: 1; AST Temp Closed: 0 | 1 | 2 | 0 | 23544-127-003073 | JASPER PROPERTY, INC.
16167 | Temporary Closed | 2015-02-09 06:00 | 1982-01-01 06:00 |  | Petroleum | Mid-grade gasoline | Mid-grade gasoline | Retail | Single Wall, Steel | Steel | Field installed cathodic protection |  | Single Wall, Steel |  |  | Field installed cathodic protection | Catchment Basin, Single walled catchment basin | Automatic shutoff device At 95% full | Automatic shutoff device At 95% full |  |  | Statistical Inventory Reconciliation (SIR) | Direct Bury submersible pump | [7 empty] | UST Currently In Use: 1; UST Temp Close: 2; AST Currently In Use: 1; AST Temp Closed: 0 | 1 | 2 | 0 | 23544-127-003073 | JASPER PROPERTY, INC.
16168 | Temporary Closed | 2015-02-09 06:00 | 1982-01-01 06:00 |  | Petroleum | Premium gasoline | Premium gasoline | Retail | Single Wall, Steel | Steel | Field installed cathodic protection |  | Single Wall, Steel |  |  | Field installed cathodic protection | Catchment Basin, Single walled catchment basin | Automatic shutoff device At 95% full | Automatic shutoff device At 95% full |  |  | Statistical Inventory Reconciliation (SIR) | Direct Bury submersible pump | [7 empty] | UST Currently In Use: 1; UST Temp Close: 2; AST Currently In Use: 1; AST Temp Closed: 0 | 1 | 2 | 0 | 23544-127-003073 | JASPER PROPERTY, INC.
16169 | Cannot Locate or abandoned | 1999-10-28 06:00 | 1966-01-01 06:00 |  | Petroleum | Unleaded gasoline | Unleaded gasoline |  | Steel | Steel |  |  | Steel |  | 1901-01-01 06:00 | [15 empty] | UST Currently In Use: 0; UST Temp Close: 0; AST Currently In Use: 0; AST Temp Closed: 0 | 0 | 0 | 1 | 12468-097-012317 | HUDSON AND SON
16170 | Cannot Locate or abandoned | 1999-10-28 06:00 | 1966-01-01 06:00 |  | Petroleum | Unleaded gasoline | Unleaded gasoline |  | Steel | Steel |  |  | Steel |  | 1901-01-01 06:00 | [15 empty] | UST Currently In Use: 0; UST Temp Close: 0; AST Currently In Use: 0; AST Temp Closed: 0 | 0 | 0 | 1 | 12468-097-012317 | HUDSON AND SON
16171 | Permanently Closed | 1901-01-01 06:00 | 1966-01-01 06:00 | 2011-11-11 06:00 | Petroleum | Unleaded gasoline | Unleaded gasoline |  | Steel | Steel |  |  | Steel |  | 1901-01-01 06:00 | [15 empty] | UST Currently In Use: 0; UST Temp Close: 0; AST Currently In Use: 0; AST Temp Closed: 0 | 0 | 0 | 1 | 12468-097-012317 | HUDSON AND SON
16172 | Temporary Closed | 2010-03-12 06:00 | 1976-01-01 06:00 |  | Petroleum | On road diesel | On road diesel | Retail | Steel | Steel | Field installed cathodic protection |  | Flexible |  |  |  | Catchment Basin, Single walled catchment basin | Automatic shutoff device At 95% full | Automatic shutoff device At 95% full |  |  | Continuous Automatic Tank Gauge | [8 empty] | UST Currently In Use: 0; UST Temp Close: 2; AST Currently In Use: 0; AST Temp Closed: 0 | 0 | 2 | 2 | 24775-109-002450 | BOBBY BROWN & MAX HUGHES
16173 | Temporary Closed | 2010-03-12 06:00 | 1976-01-01 06:00 |  | Petroleum | On road diesel | On road diesel | Retail | Steel | Steel | Field installed cathodic protection |  | Flexible |  |  |  | Catchment Basin, Single walled catchment basin | Automatic shutoff device At 95% full | Automatic shutoff device At 95% full |  |  | Continuous Automatic Tank Gauge | [8 empty] | UST Currently In Use: 0; UST Temp Close: 2; AST Currently In Use: 0; AST Temp Closed: 0 | 0 | 2 | 2 | 24775-109-002450 | BOBBY BROWN & MAX HUGHES
16174 | Permanently Closed | 1998-12-18 06:00 | 1976-01-01 06:00 | 1999-01-12 06:00 | Petroleum | Other, NEW OIL | Other | Retail | Steel | Steel |  | Painted or None | Steel |  | 1901-01-01 06:00 | [15 empty] | UST Currently In Use: 0; UST Temp Close: 2; AST Currently In Use: 0; AST Temp Closed: 0 | 0 | 2 | 2 | 24775-109-002450 | BOBBY BROWN & MAX HUGHES
16175 | Permanently Closed | 1998-12-18 06:00 | 1976-01-01 06:00 | 1999-01-12 06:00 | Petroleum | Used oil | Used oil | Retail | Steel | Steel |  | Painted or None | Steel |  | 1901-01-01 06:00 | [15 empty] | UST Currently In Use: 0; UST Temp Close: 2; AST Currently In Use: 0; AST Temp Closed: 0 | 0 | 2 | 2 | 24775-109-002450 | BOBBY BROWN & MAX HUGHES
16176 | Permanently Closed | 1991-02-04 06:00 | 1938-01-01 06:00 | 1991-02-04 06:00 | Petroleum | On road diesel | On road diesel |  | Steel | Steel |  | Painted or None | Steel |  | 1901-01-01 06:00 | [15 empty] | UST Currently In Use: 0; UST Temp Close: 0; AST Currently In Use: 0; AST Temp Closed: 0 | 0 | 0 | 1 | 12470-057-010093 | HUEY HOLLINGWORTH
16177 | Permanently Closed | 1998-12-18 06:00 | 1978-01-01 06:00 | 1999-06-24 06:00 | Petroleum | On road diesel | On road diesel |  | Steel | Steel |  | Painted or None | Steel |  | 1901-01-01 06:00 | [15 empty] | UST Currently In Use: 0; UST Temp Close: 0; AST Currently In Use: 0; AST Temp Closed: 0 | 0 | 0 | 3 | 12471-015-006720 | HUGGHINS SOD FARMS
16178 | Permanently Closed | 1998-12-18 06:00 | 1978-01-01 06:00 | 1999-06-24 06:00 | Petroleum | On road diesel | On road diesel |  | Steel | Steel |  | Painted or None | Steel |  | 1901-01-01 06:00 | [15 empty] | UST Currently In Use: 0; UST Temp Close: 0; AST Currently In Use: 0; AST Temp Closed: 0 | 0 | 0 | 3 | 12471-015-006720 | HUGGHINS SOD FARMS
16179 | Permanently Closed | 1998-12-18 06:00 | 1978-01-01 06:00 | 1999-06-24 06:00 | Petroleum | Unleaded gasoline | Unleaded gasoline |  | Steel | Steel |  | Painted or None | Steel |  | 1901-01-01 06:00 | [15 empty] | UST Currently In Use: 0; UST Temp Close: 0; AST Currently In Use: 0; AST Temp Closed: 0 | 0 | 0 | 3 | 12471-015-006720 | HUGGHINS SOD FARMS
16180 | Permanently Closed | 1998-12-18 06:00 | 1979-01-01 06:00 | 1999-06-21 06:00 | Petroleum | On road diesel | On road diesel |  | Steel | Steel |  | Painted or None | Steel |  | 1901-01-01 06:00 | [15 empty] | UST Currently In Use: 0; UST Temp Close: 0; AST Currently In Use: 0; AST Temp Closed: 0 | 0 | 0 | 2 | 12471-039-006721 | HUGGHINS SOD FARMS
16181 | Permanently Closed | 1998-12-18 06:00 | 1979-01-01 06:00 | 1999-06-21 06:00 | Petroleum | Unleaded gasoline | Unleaded gasoline |  | Steel | Steel |  | Painted or None | Steel |  | 1901-01-01 06:00 | [15 empty] | UST Currently In Use: 0; UST Temp Close: 0; AST Currently In Use: 0; AST Temp Closed: 0 | 0 | 0 | 2 | 12471-039-006721 | HUGGHINS SOD FARMS
16182 | Permanently Closed | 1986-11-01 06:00 | 1979-01-01 06:00 | 1986-11-01 06:00 | Petroleum | Unleaded gasoline | Unleaded gasoline |  | Steel | Steel |  | Painted or None | Steel |  | 1901-01-01 06:00 | [15 empty] | UST Currently In Use: 0; UST Temp Close: 0; AST Currently In Use: 0; AST Temp Closed: 0 | 0 | 0 | 2 | 12473-067-002606 | HUGH & JO ANN CULP
16183 | Permanently Closed | 1986-11-01 06:00 | 1979-01-01 06:00 | 1986-11-01 06:00 | Petroleum | Unleaded gasoline | Unleaded gasoline |  | Steel | Steel |  | Painted or None | Steel |  | 1901-01-01 06:00 | [15 empty] | UST Currently In Use: 0; UST Temp Close: 0; AST Currently In Use: 0; AST Temp Closed: 0 | 0 | 0 | 2 | 12473-067-002606 | HUGH & JO ANN CULP
16184 | Permanently Closed | 1990-01-01 06:00 | 1960-01-01 06:00 | 1990-01-23 06:00 | Petroleum | Unleaded gasoline | Unleaded gasoline |  | Steel | Steel |  | Painted or None | Steel |  | 1901-01-01 06:00 | [15 empty] | UST Currently In Use: 0; UST Temp Close: 0; AST Currently In Use: 0; AST Temp Closed: 0 | 0 | 0 | 4 | 12475-081-001707 | HUGH W ALLEN
16185 | Permanently Closed | 1990-01-01 06:00 | 1960-01-01 06:00 | 1990-01-23 06:00 | Petroleum | Unleaded gasoline | Unleaded gasoline |  | Steel | Steel |  | Painted or None | Steel |  | 1901-01-01 06:00 | [15 empty] | UST Currently In Use: 0; UST Temp Close: 0; AST Currently In Use: 0; AST Temp Closed: 0 | 0 | 0 | 4 | 12475-081-001707 | HUGH W ALLEN
16186 | Permanently Closed | 1993-02-01 06:00 | 1985-01-01 06:00 | 1996-10-31 06:00 | Petroleum | Unleaded gasoline | Unleaded gasoline |  | Steel | Steel | Coated & cathodic protection (sti-P3) |  | Steel |  | 1901-01-01 06:00 | [15 empty] | UST Currently In Use: 0; UST Temp Close: 0; AST Currently In Use: 0; AST Temp Closed: 0 | 0 | 0 | 4 | 12475-081-001707 | HUGH W ALLEN
16187 | Permanently Closed | 1993-02-01 06:00 | 1985-01-01 06:00 | 1996-10-31 06:00 | Petroleum | Unleaded gasoline | Unleaded gasoline |  | Steel | Steel | Coated & cathodic protection (sti-P3) |  | Steel |  | 1901-01-01 06:00 | [15 empty] | UST Currently In Use: 0; UST Temp Close: 0; AST Currently In Use: 0; AST Temp Closed: 0 | 0 | 0 | 4 | 12475-081-001707 | HUGH W ALLEN
16188 | Permanently Closed | 1994-11-17 06:00 | 1971-01-01 06:00 |  | Petroleum | On road diesel | On road diesel |  | Steel | Steel |  | Painted or None | Steel |  | 1901-01-01 06:00 | [15 empty] | UST Currently In Use: 0; UST Temp Close: 0; AST Currently In Use: 0; AST Temp Closed: 0 | 0 | 0 | 1 | 24000-055-004657 | KMG HOLDINGS LLC
16189 | Permanently Closed | 2002-11-19 06:00 | 1982-01-01 06:00 | 2004-11-26 06:00 | Petroleum | Kerosene | Kerosene |  | Steel | Steel |  |  | Steel |  | 1901-01-01 06:00 | [15 empty] | UST Currently In Use: 0; UST Temp Close: 0; AST Currently In Use: 0; AST Temp Closed: 0 | 0 | 0 | 1 | 12477-089-000537 | HUGHES HARDWARE INC
16190 | Permanently Closed | 1995-12-01 06:00 | 1974-01-01 06:00 | 1995-12-01 06:00 | Petroleum | Unleaded gasoline | Unleaded gasoline |  | Steel | Steel |  | Painted or None | Steel |  | 1901-01-01 06:00 | [6 empty] | Statistical Inventory Reconciliation (SIR) | [8 empty] | UST Currently In Use: 0; UST Temp Close: 0; AST Currently In Use: 0; AST Temp Closed: 0 | 0 | 0 | 1 | 12479-017-009072 | HUGULEY OIL CO INC
16191 | Retired | 1986-10-01 06:00 | 1965-01-01 06:00 |  | Petroleum | Unleaded gasoline | Unleaded gasoline |  | Steel | Steel |  | Painted or None | Steel |  | 1901-01-01 06:00 | [15 empty] | UST Currently In Use: 0; UST Temp Close: 0; AST Currently In Use: 0; AST Temp Closed: 0 | 0 | 0 | 0 | 12479-017-009073 | HUGULEY OIL CO INC
16192 | Retired | 1986-10-01 06:00 | 1965-01-01 06:00 |  | Petroleum | Unleaded gasoline | Unleaded gasoline |  | Steel | Steel |  | Painted or None | Steel |  | 1901-01-01 06:00 | [15 empty] | UST Currently In Use: 0; UST Temp Close: 0; AST Currently In Use: 0; AST Temp Closed: 0 | 0 | 0 | 0 | 12479-017-009073 | HUGULEY OIL CO INC
16193 | Permanently Closed | 1998-11-18 06:00 | 1981-01-01 06:00 | 1998-11-18 06:00 | Petroleum | Kerosene | Kerosene |  | Steel | Steel |  | Painted or None | Steel |  | 1901-01-01 06:00 | [6 empty] | Statistical Inventory Reconciliation (SIR) | [8 empty] | UST Currently In Use: 0; UST Temp Close: 0; AST Currently In Use: 0; AST Temp Closed: 0 | 0 | 0 | 2 | 12479-017-009075 | HUGULEY OIL CO INC
16194 | Permanently Closed | 1998-11-18 06:00 | 1981-01-01 06:00 | 1998-11-18 06:00 | Petroleum | Kerosene | Kerosene |  | Steel | Steel |  | Painted or None | Steel |  | 1901-01-01 06:00 | [6 empty] | Statistical Inventory Reconciliation (SIR) | [8 empty] | UST Currently In Use: 0; UST Temp Close: 0; AST Currently In Use: 0; AST Temp Closed: 0 | 0 | 0 | 2 | 12479-017-009075 | HUGULEY OIL CO INC
16195 | Permanently Closed | 1998-07-10 06:00 | 1977-01-01 06:00 | 1998-07-10 06:00 | Petroleum | Unleaded gasoline | Unleaded gasoline |  | Steel | Steel |  | Painted or None | Steel |  | 1901-01-01 06:00 | [15 empty] | UST Currently In Use: 0; UST Temp Close: 0; AST Currently In Use: 0; AST Temp Closed: 0 | 0 | 0 | 3 | 12479-017-009077 | HUGULEY OIL CO INC
16196 | Permanently Closed | 1998-07-10 06:00 | 1977-01-01 06:00 | 1998-07-10 06:00 | Petroleum | Unleaded gasoline | Unleaded gasoline |  | Steel | Steel |  | Painted or None | Steel |  | 1901-01-01 06:00 | [15 empty] | UST Currently In Use: 0; UST Temp Close: 0; AST Currently In Use: 0; AST Temp Closed: 0 | 0 | 0 | 3 | 12479-017-009077 | HUGULEY OIL CO INC
16197 | Permanently Closed | 1998-07-10 06:00 | 1977-01-01 06:00 | 1998-07-10 06:00 | Petroleum | Unleaded gasoline | Unleaded gasoline |  | Steel | Steel |  | Painted or None | Steel |  | 1901-01-01 06:00 | [15 empty] | UST Currently In Use: 0; UST Temp Close: 0; AST Currently In Use: 0; AST Temp Closed: 0 | 0 | 0 | 3 | 12479-017-009077 | HUGULEY OIL CO INC
16198 | Permanently Closed | 1990-12-22 06:00 | 1973-01-01 06:00 | 1992-05-01 06:00 | Petroleum | Unleaded gasoline | Unleaded gasoline |  | Steel | Steel |  | Painted or None | Steel |  | 1901-01-01 06:00 | [15 empty] | UST Currently In Use: 0; UST Temp Close: 0; AST Currently In Use: 0; AST Temp Closed: 0 | 0 | 0 | 2 | 12479-017-009078 | HUGULEY OIL CO INC
16199 | Permanently Closed | 1990-12-22 06:00 | 1973-01-01 06:00 | 1992-05-01 06:00 | Petroleum | Unleaded gasoline | Unleaded gasoline |  | Steel | Steel |  | Painted or None | Steel |  | 1901-01-01 06:00 | [15 empty] | UST Currently In Use: 0; UST Temp Close: 0; AST Currently In Use: 0; AST Temp Closed: 0 | 0 | 0 | 2 | 12479-017-009078 | HUGULEY OIL CO INC
16200 | Permanently Closed | 1994-11-18 06:00 | 1975-01-01 06:00 | 1994-11-18 06:00 | Petroleum | Unleaded gasoline | Unleaded gasoline |  | Steel | Steel |  | Painted or None | Steel |  | 1901-01-01 06:00 | [15 empty] | UST Currently In Use: 0; UST Temp Close: 0; AST Currently In Use: 0; AST Temp Closed: 0 | 0 | 0 | 2 | 12479-017-009080 | HUGULEY OIL CO INC
16201 | Permanently Closed | 1994-11-18 06:00 | 1975-01-01 06:00 | 1994-11-18 06:00 | Petroleum | Unleaded gasoline | Unleaded gasoline |  | Steel | Steel |  | Painted or None | Steel |  | 1901-01-01 06:00 | [15 empty] | UST Currently In Use: 0; UST Temp Close: 0; AST Currently In Use: 0; AST Temp Closed: 0 | 0 | 0 | 2 | 12479-017-009080 | HUGULEY OIL CO INC
16202 | Retired | 1984-10-31 06:00 | 1976-01-01 06:00 |  | Petroleum | Unleaded gasoline | Unleaded gasoline | [7 empty] | 1901-01-01 06:00 | [15 empty] | UST Currently In Use: 0; UST Temp Close: 0; AST Currently In Use: 0; AST Temp Closed: 0 | 0 | 0 | 0 | 12479-017-009081 | HUGULEY OIL CO INC
16203 | Retired | 1984-10-31 06:00 | 1976-01-01 06:00 |  | Petroleum | Unleaded gasoline | Unleaded gasoline | [7 empty] | 1901-01-01 06:00 | [15 empty] | UST Currently In Use: 0; UST Temp Close: 0; AST Currently In Use: 0; AST Temp Closed: 0 | 0 | 0 | 0 | 12479-017-009081 | HUGULEY OIL CO INC
16204 | Permanently Closed | 1995-01-01 06:00 | 1974-01-01 06:00 | 1996-01-25 06:00 | Petroleum | Unleaded gasoline | Unleaded gasoline |  | Steel | Steel |  | Painted or None | Steel |  | 1901-01-01 06:00 | [15 empty] | UST Currently In Use: 0; UST Temp Close: 0; AST Currently In Use: 0; AST Temp Closed: 0 | 0 | 0 | 2 | 12479-017-009083 | HUGULEY OIL CO INC
16205 | Permanently Closed | 1995-01-01 06:00 | 1974-01-01 06:00 | 1996-01-25 06:00 | Petroleum | Unleaded gasoline | Unleaded gasoline |  | Steel | Steel |  | Painted or None | Steel |  | 1901-01-01 06:00 | [15 empty] | UST Currently In Use: 0; UST Temp Close: 0; AST Currently In Use: 0; AST Temp Closed: 0 | 0 | 0 | 2 | 12479-017-009083 | HUGULEY OIL CO INC
16206 | Cannot Locate or abandoned | 2000-02-02 06:00 | 1975-01-01 06:00 |  | Petroleum | On road diesel | On road diesel |  | Steel | Steel |  | Painted or None | Steel |  | 1901-01-01 06:00 | [6 empty] | Statistical Inventory Reconciliation (SIR) | [8 empty] | UST Currently In Use: 0; UST Temp Close: 0; AST Currently In Use: 0; AST Temp Closed: 0 | 0 | 0 | 0 | 12479-017-009085 | HUGULEY OIL CO INC
16207 | Cannot Locate or abandoned | 2000-02-02 06:00 | 1975-01-01 06:00 |  | Petroleum | Unleaded gasoline | Unleaded gasoline |  | Steel | Steel |  | Painted or None | Steel |  | 1901-01-01 06:00 | [6 empty] | Statistical Inventory Reconciliation (SIR) | [8 empty] | UST Currently In Use: 0; UST Temp Close: 0; AST Currently In Use: 0; AST Temp Closed: 0 | 0 | 0 | 0 | 12479-017-009085 | HUGULEY OIL CO INC
16208 | Cannot Locate or abandoned | 2000-02-02 06:00 | 1975-01-01 06:00 |  | Petroleum | Unleaded gasoline | Unleaded gasoline |  | Steel | Steel |  | Painted or None | Steel |  | 1901-01-01 06:00 | [6 empty] | Statistical Inventory Reconciliation (SIR) | [8 empty] | UST Currently In Use: 0; UST Temp Close: 0; AST Currently In Use: 0; AST Temp Closed: 0 | 0 | 0 | 0 | 12479-017-009085 | HUGULEY OIL CO INC
16209 | Cannot Locate or abandoned | 2000-02-02 06:00 | 1975-01-01 06:00 |  | Petroleum | Unleaded gasoline | Unleaded gasoline |  | Steel | Steel |  | Painted or None | Steel |  | 1901-01-01 06:00 | [6 empty] | Statistical Inventory Reconciliation (SIR) | [8 empty] | UST Currently In Use: 0; UST Temp Close: 0; AST Currently In Use: 0; AST Temp Closed: 0 | 0 | 0 | 0 | 12479-017-009085 | HUGULEY OIL CO INC
16210 | Cannot Locate or abandoned | 1997-01-01 06:00 | 1976-01-01 06:00 |  | Petroleum | Kerosene | Kerosene |  | Steel | Steel |  | Painted or None | Steel |  | 1901-01-01 06:00 | [15 empty] | UST Currently In Use: 0; UST Temp Close: 0; AST Currently In Use: 0; AST Temp Closed: 0 | 0 | 0 | 3 | 21277-017-009086 | EAGLE ENERGY COMPANY INC
16211 | Permanently Closed | 2002-07-12 06:00 | 1976-01-01 06:00 | 2002-07-12 06:00 | Petroleum | Unleaded gasoline | Unleaded gasoline | Retail | Steel | Steel | Field installed cathodic protection |  | Steel |  | 1901-01-01 06:00 | Field installed cathodic protection | Catchment Basin, Single walled catchment basin | Automatic shutoff device At 95% full, Flow Rest 90% Full | Flow Rest 90% Full |  |  | Statistical Inventory Reconciliation (SIR) | [8 empty] | UST Currently In Use: 0; UST Temp Close: 0; AST Currently In Use: 0; AST Temp Closed: 0 | 0 | 0 | 3 | 21277-017-009086 | EAGLE ENERGY COMPANY INC
16212 | Permanently Closed | 2002-07-12 06:00 | 1976-01-01 06:00 | 2002-07-12 06:00 | Petroleum | Mid-grade gasoline | Mid-grade gasoline | Retail | Steel | Steel | Field installed cathodic protection |  | Steel |  | 1901-01-01 06:00 | Field installed cathodic protection | Catchment Basin, Single walled catchment basin | Automatic shutoff device At 95% full, Flow Rest 90% Full | Flow Rest 90% Full |  |  | Statistical Inventory Reconciliation (SIR) | [8 empty] | UST Currently In Use: 0; UST Temp Close: 0; AST Currently In Use: 0; AST Temp Closed: 0 | 0 | 0 | 3 | 21277-017-009086 | EAGLE ENERGY COMPANY INC
16213 | Permanently Closed | 2002-07-12 06:00 | 1976-01-01 06:00 | 2002-07-12 06:00 | Petroleum | Premium gasoline | Premium gasoline | Retail | Steel | Steel | Field installed cathodic protection |  | Steel |  | 1901-01-01 06:00 | Field installed cathodic protection | Catchment Basin, Single walled catchment basin | Automatic shutoff device At 95% full, Flow Rest 90% Full | Flow Rest 90% Full |  |  | Statistical Inventory Reconciliation (SIR) | [8 empty] | UST Currently In Use: 0; UST Temp Close: 0; AST Currently In Use: 0; AST Temp Closed: 0 | 0 | 0 | 3 | 21277-017-009086 | EAGLE ENERGY COMPANY INC
16214 | Permanently Closed | 1996-05-17 06:00 | 1978-01-01 06:00 | 1996-05-17 06:00 | Petroleum | Unleaded gasoline | Unleaded gasoline |  | Steel | Steel |  | Painted or None | Steel |  | 1901-01-01 06:00 | [15 empty] | UST Currently In Use: 0; UST Temp Close: 0; AST Currently In Use: 0; AST Temp Closed: 0 | 0 | 0 | 2 | 12479-017-009088 | HUGULEY OIL CO INC
16215 | Permanently Closed | 1996-05-17 06:00 | 1978-01-01 06:00 | 1996-05-17 06:00 | Petroleum | Unleaded gasoline | Unleaded gasoline |  | Steel | Steel |  | Painted or None | Steel |  | 1901-01-01 06:00 | [15 empty] | UST Currently In Use: 0; UST Temp Close: 0; AST Currently In Use: 0; AST Temp Closed: 0 | 0 | 0 | 2 | 12479-017-009088 | HUGULEY OIL CO INC
16216 | Permanently Closed | 2003-08-20 06:00 | 1978-01-01 06:00 | 2003-08-20 06:00 | Petroleum | Unleaded gasoline | Unleaded gasoline | Retail | Steel | Steel | Field installed cathodic protection |  | Steel |  | 1901-01-01 06:00 | Field installed cathodic protection | Catchment Basin, Single walled catchment basin | Automatic shutoff device At 95% full | Automatic shutoff device At 95% full |  |  | Statistical Inventory Reconciliation (SIR) | [8 empty] | UST Currently In Use: 0; UST Temp Close: 0; AST Currently In Use: 0; AST Temp Closed: 0 | 0 | 0 | 3 | 21277-017-009090 | EAGLE ENERGY COMPANY INC
16217 | Permanently Closed | 2003-08-20 06:00 | 1978-01-01 06:00 | 2003-08-20 06:00 | Petroleum | Premium gasoline | Premium gasoline | Retail | Steel | Steel | Field installed cathodic protection |  | Steel |  | 1901-01-01 06:00 | Field installed cathodic protection | Catchment Basin, Single walled catchment basin | Automatic shutoff device At 95% full | Automatic shutoff device At 95% full |  |  | Statistical Inventory Reconciliation (SIR) | [8 empty] | UST Currently In Use: 0; UST Temp Close: 0; AST Currently In Use: 0; AST Temp Closed: 0 | 0 | 0 | 3 | 21277-017-009090 | EAGLE ENERGY COMPANY INC
16218 | Permanently Closed | 2003-08-20 06:00 | 1978-01-01 06:00 | 2003-08-20 06:00 | Petroleum | On road diesel | On road diesel | Retail | Steel | Steel | Field installed cathodic protection |  | Steel |  | 1901-01-01 06:00 | Field installed cathodic protection | Catchment Basin, Single walled catchment basin | Automatic shutoff device At 95% full | Automatic shutoff device At 95% full |  |  | Statistical Inventory Reconciliation (SIR) | [8 empty] | UST Currently In Use: 0; UST Temp Close: 0; AST Currently In Use: 0; AST Temp Closed: 0 | 0 | 0 | 3 | 21277-017-009090 | EAGLE ENERGY COMPANY INC
16219 | Permanently Closed | 2002-07-12 06:00 | 1974-01-01 06:00 | 2002-07-12 06:00 | Petroleum | Unleaded gasoline | Unleaded gasoline | Retail | Steel | Steel | Field installed cathodic protection |  | Steel |  | 1901-01-01 06:00 | Field installed cathodic protection | Catchment Basin, Single walled catchment basin | Automatic shutoff device At 95% full | Automatic shutoff device At 95% full |  |  | Statistical Inventory Reconciliation (SIR) | [8 empty] | UST Currently In Use: 0; UST Temp Close: 0; AST Currently In Use: 0; AST Temp Closed: 0 | 0 | 0 | 3 | 21277-017-009091 | EAGLE ENERGY COMPANY INC
16220 | Permanently Closed | 2002-07-12 06:00 | 1974-01-01 06:00 | 2002-07-12 06:00 | Petroleum | Mid-grade gasoline | Mid-grade gasoline | Retail | Steel | Steel | Field installed cathodic protection |  | Steel |  | 1901-01-01 06:00 | Field installed cathodic protection | Catchment Basin, Single walled catchment basin | Automatic shutoff device At 95% full | Automatic shutoff device At 95% full |  |  | Statistical Inventory Reconciliation (SIR) | [8 empty] | UST Currently In Use: 0; UST Temp Close: 0; AST Currently In Use: 0; AST Temp Closed: 0 | 0 | 0 | 3 | 21277-017-009091 | EAGLE ENERGY COMPANY INC
16221 | Permanently Closed | 2002-07-12 06:00 | 1974-01-01 06:00 | 2002-07-12 06:00 | Petroleum | Premium gasoline | Premium gasoline | Retail | Steel | Steel | Field installed cathodic protection |  | Steel |  | 1901-01-01 06:00 | Field installed cathodic protection | Catchment Basin, Single walled catchment basin | Automatic shutoff device At 95% full | Automatic shutoff device At 95% full |  |  | Statistical Inventory Reconciliation (SIR) | [8 empty] | UST Currently In Use: 0; UST Temp Close: 0; AST Currently In Use: 0; AST Temp Closed: 0 | 0 | 0 | 3 | 21277-017-009091 | EAGLE ENERGY COMPANY INC
16223 | Permanently Closed | 1995-01-22 06:00 | 1975-01-01 06:00 | 1995-01-01 06:00 | Petroleum | Unleaded gasoline | Unleaded gasoline |  | Steel | Steel |  | Painted or None | Steel |  | 1901-01-01 06:00 | [15 empty] | UST Currently In Use: 0; UST Temp Close: 0; AST Currently In Use: 0; AST Temp Closed: 0 | 0 | 0 | 2 | 12479-017-009092 | HUGULEY OIL CO INC
16224 | Permanently Closed | 1995-01-22 06:00 | 1975-01-01 06:00 | 1995-01-01 06:00 | Petroleum | Unleaded gasoline | Unleaded gasoline |  | Steel | Steel |  | Painted or None | Steel |  | 1901-01-01 06:00 | [15 empty] | UST Currently In Use: 0; UST Temp Close: 0; AST Currently In Use: 0; AST Temp Closed: 0 | 0 | 0 | 2 | 12479-017-009092 | HUGULEY OIL CO INC
16225 | Permanently Closed | 2000-12-02 06:00 | 1974-01-01 06:00 | 2002-07-12 06:00 | Petroleum | Premium gasoline | Premium gasoline | Retail | Steel | Steel | Field installed cathodic protection |  | Steel |  | 1901-01-01 06:00 | Field installed cathodic protection | Catchment Basin, Single walled catchment basin | Automatic shutoff device At 95% full | Automatic shutoff device At 95% full |  |  | Statistical Inventory Reconciliation (SIR) | [8 empty] | UST Currently In Use: 0; UST Temp Close: 0; AST Currently In Use: 0; AST Temp Closed: 0 | 0 | 0 | 3 | 21277-017-009095 | EAGLE ENERGY COMPANY INC
16226 | Permanently Closed | 2000-12-02 06:00 | 1974-01-01 06:00 | 2002-07-12 06:00 | Petroleum | Mid-grade gasoline | Mid-grade gasoline | Retail | Steel | Steel | Field installed cathodic protection |  | Steel |  | 1901-01-01 06:00 | Field installed cathodic protection | Catchment Basin, Single walled catchment basin | Automatic shutoff device At 95% full | Automatic shutoff device At 95% full |  |  | Statistical Inventory Reconciliation (SIR) | [8 empty] | UST Currently In Use: 0; UST Temp Close: 0; AST Currently In Use: 0; AST Temp Closed: 0 | 0 | 0 | 3 | 21277-017-009095 | EAGLE ENERGY COMPANY INC
16227 | Permanently Closed | 2000-12-02 06:00 | 1974-01-01 06:00 | 2002-07-12 06:00 | Petroleum | Unleaded gasoline | Unleaded gasoline | Retail | Steel | Steel | Field installed cathodic protection |  | Steel |  | 1901-01-01 06:00 | Field installed cathodic protection | Catchment Basin, Single walled catchment basin | Automatic shutoff device At 95% full | Automatic shutoff device At 95% full |  |  | Statistical Inventory Reconciliation (SIR) | [8 empty] | UST Currently In Use: 0; UST Temp Close: 0; AST Currently In Use: 0; AST Temp Closed: 0 | 0 | 0 | 3 | 21277-017-009095 | EAGLE ENERGY COMPANY INC
16228 | Currently in Use |  | 1987-08-18 06:00 |  | Petroleum | Unleaded gasoline | Unleaded gasoline | Retail | Steel | Steel | Coated & cathodic protection (sti-P3), Field installed cathodic protection |  | Fiberglass reinforced plastic |  |  |  | Catchment Basin, Single walled catchment basin | Automatic shutoff device At 95% full, Flow Rest 90% Full | Flow Rest 90% Full |  |  | Automatic Tank Gauge |  | Automatic flow restrictor (MLLD) | Automatic flow restrictor (MLLD) |  |  | Annual line testing | Annual line testing |  | UST Currently In Use: 5; UST Temp Close: 0; AST Currently In Use: 0; AST Temp Closed: 0 | 5 | 0 | 0 | 25786-017-009096 | MAA SHAKTI LLC
16229 | Currently in Use |  | 1987-08-18 06:00 |  | Petroleum | Mid-grade gasoline | Mid-grade gasoline | Retail | Steel | Steel | Coated & cathodic protection (sti-P3), Field installed cathodic protection |  | Fiberglass reinforced plastic |  |  |  | Catchment Basin, Single walled catchment basin | Automatic shutoff device At 95% full | Automatic shutoff device At 95% full |  |  | Automatic Tank Gauge |  | Automatic flow restrictor (MLLD) | Automatic flow restrictor (MLLD) |  |  | Annual line testing | Annual line testing |  | UST Currently In Use: 5; UST Temp Close: 0; AST Currently In Use: 0; AST Temp Closed: 0 | 5 | 0 | 0 | 25786-017-009096 | MAA SHAKTI LLC
16230 | Currently in Use |  | 1987-08-18 06:00 |  | Petroleum | Premium gasoline | Premium gasoline | Retail | Steel | Steel | Coated & cathodic protection (sti-P3), Field installed cathodic protection |  | Fiberglass reinforced plastic |  |  |  | Catchment Basin, Single walled catchment basin | Automatic shutoff device At 95% full | Automatic shutoff device At 95% full |  |  | Automatic Tank Gauge |  | Automatic flow restrictor (MLLD) | Automatic flow restrictor (MLLD) |  |  | Annual line testing | Annual line testing |  | UST Currently In Use: 5; UST Temp Close: 0; AST Currently In Use: 0; AST Temp Closed: 0 | 5 | 0 | 0 | 25786-017-009096 | MAA SHAKTI LLC
16231 | Currently in Use |  | 1987-08-18 06:00 |  | Petroleum | On road diesel | On road diesel | Retail | Steel | Steel | Coated & cathodic protection (sti-P3), Field installed cathodic protection |  | Fiberglass reinforced plastic |  |  |  | Catchment Basin, Single walled catchment basin | Automatic shutoff device At 95% full | Automatic shutoff device At 95% full |  |  | Automatic Tank Gauge | [8 empty] | UST Currently In Use: 5; UST Temp Close: 0; AST Currently In Use: 0; AST Temp Closed: 0 | 5 | 0 | 0 | 25786-017-009096 | MAA SHAKTI LLC
16232 | Currently in Use |  | 1987-08-18 06:00 |  | Petroleum | Kerosene | Kerosene | Retail | Steel | Steel | Coated & cathodic protection (sti-P3), Field installed cathodic protection |  | Steel |  |  | Field installed cathodic protection | Catchment Basin, Single walled catchment basin | Automatic shutoff device At 95% full | Automatic shutoff device At 95% full |  |  | Automatic Tank Gauge | [8 empty] | UST Currently In Use: 5; UST Temp Close: 0; AST Currently In Use: 0; AST Temp Closed: 0 | 5 | 0 | 0 | 25786-017-009096 | MAA SHAKTI LLC
16233 | Permanently Closed | 1998-10-11 06:00 | 1974-01-01 06:00 | 1998-10-11 06:00 | Petroleum | On road diesel | On road diesel |  | Steel | Steel |  | Painted or None | Steel |  | 1901-01-01 06:00 | [6 empty] | Statistical Inventory Reconciliation (SIR) | [8 empty] | UST Currently In Use: 0; UST Temp Close: 0; AST Currently In Use: 0; AST Temp Closed: 0 | 0 | 0 | 4 | 12479-017-009097 | HUGULEY OIL CO INC
16234 | Permanently Closed | 1998-10-11 06:00 | 1974-01-01 06:00 | 1998-10-11 06:00 | Petroleum | Unleaded gasoline | Unleaded gasoline |  | Steel | Steel |  | Painted or None | Steel |  | 1901-01-01 06:00 | [6 empty] | Statistical Inventory Reconciliation (SIR) | [8 empty] | UST Currently In Use: 0; UST Temp Close: 0; AST Currently In Use: 0; AST Temp Closed: 0 | 0 | 0 | 4 | 12479-017-009097 | HUGULEY OIL CO INC
16235 | Permanently Closed | 1998-10-11 06:00 | 1974-01-01 06:00 | 1998-10-11 06:00 | Petroleum | Unleaded gasoline | Unleaded gasoline |  | Steel | Steel |  | Painted or None | Steel |  | 1901-01-01 06:00 | [6 empty] | Statistical Inventory Reconciliation (SIR) | [8 empty] | UST Currently In Use: 0; UST Temp Close: 0; AST Currently In Use: 0; AST Temp Closed: 0 | 0 | 0 | 4 | 12479-017-009097 | HUGULEY OIL CO INC
16236 | Permanently Closed | 1998-10-11 06:00 | 1974-01-01 06:00 | 1998-10-11 06:00 | Petroleum | Unleaded gasoline | Unleaded gasoline |  | Steel | Steel |  | Painted or None | Steel |  | 1901-01-01 06:00 | [6 empty] | Statistical Inventory Reconciliation (SIR) | [8 empty] | UST Currently In Use: 0; UST Temp Close: 0; AST Currently In Use: 0; AST Temp Closed: 0 | 0 | 0 | 4 | 12479-017-009097 | HUGULEY OIL CO INC
16237 | Permanently Closed | 1999-07-31 06:00 | 1976-01-01 06:00 | 1999-07-31 06:00 | Petroleum | On road diesel | On road diesel |  | Steel | Steel |  | Painted or None | Steel |  | 1901-01-01 06:00 | [6 empty] | Statistical Inventory Reconciliation (SIR) | [8 empty] | UST Currently In Use: 0; UST Temp Close: 0; AST Currently In Use: 0; AST Temp Closed: 0 | 0 | 0 | 4 | 12479-017-009099 | HUGULEY OIL CO INC
16238 | Permanently Closed | 1999-07-31 06:00 | 1976-01-01 06:00 | 1999-07-31 06:00 | Petroleum | Unleaded gasoline | Unleaded gasoline |  | Steel | Steel |  | Painted or None | Steel |  | 1901-01-01 06:00 | [6 empty] | Statistical Inventory Reconciliation (SIR) | [8 empty] | UST Currently In Use: 0; UST Temp Close: 0; AST Currently In Use: 0; AST Temp Closed: 0 | 0 | 0 | 4 | 12479-017-009099 | HUGULEY OIL CO INC
16239 | Permanently Closed | 1999-07-31 06:00 | 1976-01-01 06:00 | 1999-07-31 06:00 | Petroleum | Unleaded gasoline | Unleaded gasoline |  | Steel | Steel |  | Painted or None | Steel |  | 1901-01-01 06:00 | [15 empty] | UST Currently In Use: 0; UST Temp Close: 0; AST Currently In Use: 0; AST Temp Closed: 0 | 0 | 0 | 4 | 12479-017-009099 | HUGULEY OIL CO INC
16240 | Permanently Closed | 1999-07-31 06:00 | 1976-01-01 06:00 | 1999-07-31 06:00 | Petroleum | Unleaded gasoline | Unleaded gasoline |  | Steel | Steel |  | Painted or None | Steel |  | 1901-01-01 06:00 | [6 empty] | Statistical Inventory Reconciliation (SIR) | [8 empty] | UST Currently In Use: 0; UST Temp Close: 0; AST Currently In Use: 0; AST Temp Closed: 0 | 0 | 0 | 4 | 12479-017-009099 | HUGULEY OIL CO INC
16241 | Permanently Closed | 1998-10-09 06:00 | 1974-01-01 06:00 | 1998-10-09 06:00 | Petroleum | Unleaded gasoline | Unleaded gasoline |  | Steel | Steel |  | Painted or None | Steel |  | 1901-01-01 06:00 | [15 empty] | UST Currently In Use: 0; UST Temp Close: 0; AST Currently In Use: 0; AST Temp Closed: 0 | 0 | 0 | 3 | 12479-017-009100 | HUGULEY OIL CO INC
16242 | Permanently Closed | 1998-10-09 06:00 | 1974-01-01 06:00 | 1998-10-09 06:00 | Petroleum | Unleaded gasoline | Unleaded gasoline |  | Steel | Steel |  | Painted or None | Steel |  | 1901-01-01 06:00 | [15 empty] | UST Currently In Use: 0; UST Temp Close: 0; AST Currently In Use: 0; AST Temp Closed: 0 | 0 | 0 | 3 | 12479-017-009100 | HUGULEY OIL CO INC
16243 | Permanently Closed | 1998-10-09 06:00 | 1974-01-01 06:00 | 1998-10-09 06:00 | Petroleum | Unleaded gasoline | Unleaded gasoline |  | Steel | Steel |  | Painted or None | Steel |  | 1901-01-01 06:00 | [15 empty] | UST Currently In Use: 0; UST Temp Close: 0; AST Currently In Use: 0; AST Temp Closed: 0 | 0 | 0 | 3 | 12479-017-009100 | HUGULEY OIL CO INC
16244 | Temporary Closed | 2011-12-13 06:00 | 1975-01-01 06:00 |  | Petroleum | Unleaded gasoline | Unleaded gasoline | Retail | Steel | Steel | Field installed cathodic protection |  | Steel |  |  | Field installed cathodic protection | Catchment Basin, Single walled catchment basin | Automatic shutoff device At 95% full | Automatic shutoff device At 95% full |  |  | Statistical Inventory Reconciliation (SIR) | [8 empty] | UST Currently In Use: 0; UST Temp Close: 3; AST Currently In Use: 0; AST Temp Closed: 0 | 0 | 3 | 0 | 21389-017-009101 | JOHNNY LEE YATES C/O SNOWDEN SS
16245 | Temporary Closed | 2007-07-31 06:00 | 1975-01-01 06:00 |  | Petroleum | Premium gasoline | Premium gasoline | Retail | Steel | Steel | Field installed cathodic protection |  | Steel |  |  | Field installed cathodic protection | Catchment Basin, Single walled catchment basin | Automatic shutoff device At 95% full | Automatic shutoff device At 95% full |  |  | Statistical Inventory Reconciliation (SIR) | [8 empty] | UST Currently In Use: 0; UST Temp Close: 3; AST Currently In Use: 0; AST Temp Closed: 0 | 0 | 3 | 0 | 21389-017-009101 | JOHNNY LEE YATES C/O SNOWDEN SS
16247 | Temporary Closed | 2011-12-13 06:00 | 1975-01-01 06:00 |  | Petroleum | On road diesel | On road diesel | Retail | Steel | Steel | Field installed cathodic protection |  | Steel |  |  | Field installed cathodic protection | Catchment Basin, Single walled catchment basin | Automatic shutoff device At 95% full | Automatic shutoff device At 95% full |  |  | Statistical Inventory Reconciliation (SIR) | [8 empty] | UST Currently In Use: 0; UST Temp Close: 3; AST Currently In Use: 0; AST Temp Closed: 0 | 0 | 3 | 0 | 21389-017-009101 | JOHNNY LEE YATES C/O SNOWDEN SS
16248 | Permanently Closed | 1997-06-30 06:00 | 1973-01-01 06:00 | 1997-06-30 06:00 | Petroleum | Unleaded gasoline | Unleaded gasoline |  | Steel | Steel |  | Painted or None | Steel |  | 1901-01-01 06:00 | [6 empty] | Other, Statistical Inventory Reconciliation (SIR) | [8 empty] | UST Currently In Use: 0; UST Temp Close: 0; AST Currently In Use: 0; AST Temp Closed: 0 | 0 | 0 | 2 | 12479-017-009102 | HUGULEY OIL CO INC
16249 | Permanently Closed | 1997-06-30 06:00 | 1973-01-01 06:00 | 1997-06-30 06:00 | Petroleum | Unleaded gasoline | Unleaded gasoline |  | Steel | Steel |  | Painted or None | Steel |  | 1901-01-01 06:00 | [6 empty] | Other, Statistical Inventory Reconciliation (SIR) |  | Other, COMPUTANK | Other |  |  | Other, COMPUTANK | Other |  | UST Currently In Use: 0; UST Temp Close: 0; AST Currently In Use: 0; AST Temp Closed: 0 | 0 | 0 | 2 | 12479-017-009102 | HUGULEY OIL CO INC
16250 | Permanently Closed | 1988-04-01 06:00 | 1987-01-01 06:00 | 1993-02-18 06:00 | Petroleum | Unleaded gasoline | Unleaded gasoline |  | Steel | Steel | Coated & cathodic protection (sti-P3) |  | Steel |  | 1901-01-01 06:00 | [15 empty] | UST Currently In Use: 0; UST Temp Close: 0; AST Currently In Use: 0; AST Temp Closed: 0 | 0 | 0 | 3 | 12479-017-012832 | HUGULEY OIL CO INC
16251 | Permanently Closed | 1988-04-01 06:00 | 1987-01-01 06:00 | 1993-02-18 06:00 | Petroleum | Unleaded gasoline | Unleaded gasoline |  | Steel | Steel | Coated & cathodic protection (sti-P3) |  | Steel |  | 1901-01-01 06:00 | [15 empty] | UST Currently In Use: 0; UST Temp Close: 0; AST Currently In Use: 0; AST Temp Closed: 0 | 0 | 0 | 3 | 12479-017-012832 | HUGULEY OIL CO INC
16252 | Permanently Closed | 1988-04-01 06:00 | 1987-01-01 06:00 | 1993-02-18 06:00 | Petroleum | Unleaded gasoline | Unleaded gasoline |  | Steel | Steel | Coated & cathodic protection (sti-P3) |  | Steel |  | 1901-01-01 06:00 | [15 empty] | UST Currently In Use: 0; UST Temp Close: 0; AST Currently In Use: 0; AST Temp Closed: 0 | 0 | 0 | 3 | 12479-017-012832 | HUGULEY OIL CO INC
16253 | Permanently Closed | 1999-04-08 06:00 | 1976-01-01 06:00 | 1999-04-08 06:00 | Petroleum | Unleaded gasoline | Unleaded gasoline |  | Steel | Steel |  | Painted or None | Steel |  | 1901-01-01 06:00 | [15 empty] | UST Currently In Use: 0; UST Temp Close: 0; AST Currently In Use: 0; AST Temp Closed: 0 | 0 | 0 | 4 | 12479-017-012841 | HUGULEY OIL CO INC
16254 | Permanently Closed | 1999-04-08 06:00 | 1976-01-01 06:00 | 1999-04-08 06:00 | Petroleum | Unleaded gasoline | Unleaded gasoline |  | Steel | Steel |  | Painted or None | Steel |  | 1901-01-01 06:00 | [6 empty] | Statistical Inventory Reconciliation (SIR) | [8 empty] | UST Currently In Use: 0; UST Temp Close: 0; AST Currently In Use: 0; AST Temp Closed: 0 | 0 | 0 | 4 | 12479-017-012841 | HUGULEY OIL CO INC
16255 | Permanently Closed | 1999-04-08 06:00 | 1976-01-01 06:00 | 1999-04-08 06:00 | Petroleum | Unleaded gasoline | Unleaded gasoline |  | Steel | Steel |  | Painted or None | Steel |  | 1901-01-01 06:00 | [6 empty] | Statistical Inventory Reconciliation (SIR) | [8 empty] | UST Currently In Use: 0; UST Temp Close: 0; AST Currently In Use: 0; AST Temp Closed: 0 | 0 | 0 | 4 | 12479-017-012841 | HUGULEY OIL CO INC
16256 | Permanently Closed | 1999-04-08 06:00 | 1976-01-01 06:00 | 1999-04-08 06:00 | Petroleum | Unleaded gasoline | Unleaded gasoline |  | Steel | Steel |  | Painted or None | Steel |  | 1901-01-01 06:00 | [6 empty] | Statistical Inventory Reconciliation (SIR) | [8 empty] | UST Currently In Use: 0; UST Temp Close: 0; AST Currently In Use: 0; AST Temp Closed: 0 | 0 | 0 | 4 | 12479-017-012841 | HUGULEY OIL CO INC
16257 | Permanently Closed | 1995-12-13 06:00 | 1978-01-01 06:00 | 1995-12-13 06:00 | Petroleum | Unleaded gasoline | Unleaded gasoline |  | Steel | Steel |  | Painted or None | Steel |  | 1901-01-01 06:00 | [15 empty] | UST Currently In Use: 0; UST Temp Close: 0; AST Currently In Use: 0; AST Temp Closed: 0 | 0 | 0 | 5 | 12479-081-012842 | HUGULEY OIL CO INC
16258 | Permanently Closed | 1995-12-13 06:00 | 1978-01-01 06:00 | 1995-12-13 06:00 | Petroleum | Unleaded gasoline | Unleaded gasoline |  | Steel | Steel |  | Painted or None | Steel |  | 1901-01-01 06:00 | [15 empty] | UST Currently In Use: 0; UST Temp Close: 0; AST Currently In Use: 0; AST Temp Closed: 0 | 0 | 0 | 5 | 12479-081-012842 | HUGULEY OIL CO INC
16259 | Permanently Closed | 1995-12-13 06:00 | 1978-01-01 06:00 | 1995-12-13 06:00 | Petroleum | Unleaded gasoline | Unleaded gasoline |  | Steel | Steel |  | Painted or None | Steel |  | 1901-01-01 06:00 | [15 empty] | UST Currently In Use: 0; UST Temp Close: 0; AST Currently In Use: 0; AST Temp Closed: 0 | 0 | 0 | 5 | 12479-081-012842 | HUGULEY OIL CO INC
16260 | Permanently Closed | 1995-12-13 06:00 | 1978-01-01 06:00 | 1995-12-13 06:00 | Petroleum | Unleaded gasoline | Unleaded gasoline |  | Steel | Steel |  | Painted or None | Steel |  | 1901-01-01 06:00 | [15 empty] | UST Currently In Use: 0; UST Temp Close: 0; AST Currently In Use: 0; AST Temp Closed: 0 | 0 | 0 | 5 | 12479-081-012842 | HUGULEY OIL CO INC
16261 | Permanently Closed | 1995-12-13 06:00 | 1978-01-01 06:00 | 1995-12-13 06:00 | Petroleum | Unleaded gasoline | Unleaded gasoline |  | Steel | Steel |  | Painted or None | Steel |  | 1901-01-01 06:00 | [15 empty] | UST Currently In Use: 0; UST Temp Close: 0; AST Currently In Use: 0; AST Temp Closed: 0 | 0 | 0 | 5 | 12479-081-012842 | HUGULEY OIL CO INC
16262 | Permanently Closed | 1998-07-10 06:00 | 1974-01-01 06:00 | 1998-07-10 06:00 | Petroleum | On road diesel | On road diesel | Retail | Steel | Steel |  | Painted or None | Steel |  | 1901-01-01 06:00 | [6 empty] | Statistical Inventory Reconciliation (SIR) | [8 empty] | UST Currently In Use: 0; UST Temp Close: 0; AST Currently In Use: 0; AST Temp Closed: 0 | 0 | 0 | 4 | 12479-081-009074 | HUGULEY OIL CO INC
16263 | Permanently Closed | 1998-07-10 06:00 | 1974-01-01 06:00 | 1998-07-10 06:00 | Petroleum | Unleaded gasoline | Unleaded gasoline | Retail | Steel | Steel |  | Painted or None | Steel |  | 1901-01-01 06:00 | [6 empty] | Statistical Inventory Reconciliation (SIR) | [8 empty] | UST Currently In Use: 0; UST Temp Close: 0; AST Currently In Use: 0; AST Temp Closed: 0 | 0 | 0 | 4 | 12479-081-009074 | HUGULEY OIL CO INC
16264 | Permanently Closed | 1998-07-10 06:00 | 1974-01-01 06:00 | 1998-07-10 06:00 | Petroleum | Unleaded gasoline | Unleaded gasoline | Retail | Steel | Steel |  | Painted or None | Steel |  | 1901-01-01 06:00 | [6 empty] | Statistical Inventory Reconciliation (SIR) | [8 empty] | UST Currently In Use: 0; UST Temp Close: 0; AST Currently In Use: 0; AST Temp Closed: 0 | 0 | 0 | 4 | 12479-081-009074 | HUGULEY OIL CO INC
16265 | Permanently Closed | 1998-07-10 06:00 | 1974-01-01 06:00 | 1998-07-10 06:00 | Petroleum | On road diesel | On road diesel | Retail | Steel | Steel |  | Painted or None | Steel |  | 1901-01-01 06:00 | [15 empty] | UST Currently In Use: 0; UST Temp Close: 0; AST Currently In Use: 0; AST Temp Closed: 0 | 0 | 0 | 4 | 12479-081-009074 | HUGULEY OIL CO INC
16266 | Permanently Closed | 1998-01-22 06:00 | 1975-01-01 06:00 | 1998-01-22 06:00 | Petroleum | Unleaded gasoline | Unleaded gasoline |  | Steel | Steel |  | Painted or None | Steel |  | 1901-01-01 06:00 | [15 empty] | UST Currently In Use: 0; UST Temp Close: 0; AST Currently In Use: 0; AST Temp Closed: 0 | 0 | 0 | 3 | 12479-081-009079 | HUGULEY OIL CO INC
16267 | Permanently Closed | 1998-01-22 06:00 | 1975-01-01 06:00 | 1998-01-22 06:00 | Petroleum | Unleaded gasoline | Unleaded gasoline |  | Steel | Steel |  | Painted or None | Steel |  | 1901-01-01 06:00 | [15 empty] | UST Currently In Use: 0; UST Temp Close: 0; AST Currently In Use: 0; AST Temp Closed: 0 | 0 | 0 | 3 | 12479-081-009079 | HUGULEY OIL CO INC
16268 | Permanently Closed | 1998-01-22 06:00 | 1975-01-01 06:00 | 1998-01-22 06:00 | Petroleum | Unleaded gasoline | Unleaded gasoline |  | Steel | Steel |  | Painted or None | Steel |  | 1901-01-01 06:00 | [15 empty] | UST Currently In Use: 0; UST Temp Close: 0; AST Currently In Use: 0; AST Temp Closed: 0 | 0 | 0 | 3 | 12479-081-009079 | HUGULEY OIL CO INC
16269 | Permanently Closed | 1997-10-27 06:00 | 1979-01-01 06:00 | 1997-10-27 06:00 | Petroleum | Unleaded gasoline | Unleaded gasoline |  | Steel | Steel |  | Painted or None | Steel |  | 1901-01-01 06:00 | [6 empty] | Statistical Inventory Reconciliation (SIR) | [8 empty] | UST Currently In Use: 0; UST Temp Close: 0; AST Currently In Use: 0; AST Temp Closed: 0 | 0 | 0 | 2 | 12479-081-009082 | HUGULEY OIL CO INC
16270 | Permanently Closed | 1997-10-27 06:00 | 1979-01-01 06:00 | 1997-10-27 06:00 | Petroleum | Unleaded gasoline | Unleaded gasoline |  | Steel | Steel |  | Painted or None | Steel |  | 1901-01-01 06:00 | [6 empty] | Statistical Inventory Reconciliation (SIR) | [8 empty] | UST Currently In Use: 0; UST Temp Close: 0; AST Currently In Use: 0; AST Temp Closed: 0 | 0 | 0 | 2 | 12479-081-009082 | HUGULEY OIL CO INC
16271 | Permanently Closed | 1993-03-18 06:00 | 1974-01-01 06:00 | 1993-03-18 06:00 | Petroleum | Unleaded gasoline | Unleaded gasoline |  | Steel | Steel |  | Painted or None | Steel |  | 1901-01-01 06:00 | [15 empty] | UST Currently In Use: 0; UST Temp Close: 0; AST Currently In Use: 0; AST Temp Closed: 0 | 0 | 0 | 2 | 12479-081-009084 | HUGULEY OIL CO INC
16272 | Permanently Closed | 1993-03-18 06:00 | 1974-01-01 06:00 | 1993-03-18 06:00 | Petroleum | Unleaded gasoline | Unleaded gasoline |  | Steel | Steel |  | Painted or None | Steel |  | 1901-01-01 06:00 | [15 empty] | UST Currently In Use: 0; UST Temp Close: 0; AST Currently In Use: 0; AST Temp Closed: 0 | 0 | 0 | 2 | 12479-081-009084 | HUGULEY OIL CO INC
16273 | Permanently Closed | 2002-09-18 06:00 | 1977-01-01 06:00 | 2002-09-18 06:00 | Petroleum | On road diesel | On road diesel | Retail | Steel | Steel | Field installed cathodic protection |  | Steel |  | 1901-01-01 06:00 | Field installed cathodic protection | Catchment Basin, Single walled catchment basin | Automatic shutoff device At 95% full | Automatic shutoff device At 95% full |  |  | Statistical Inventory Reconciliation (SIR) | [8 empty] | UST Currently In Use: 0; UST Temp Close: 0; AST Currently In Use: 0; AST Temp Closed: 0 | 0 | 0 | 5 | 21277-081-009087 | EAGLE ENERGY COMPANY INC
16275 | Permanently Closed | 2002-09-18 06:00 | 1977-01-01 06:00 | 2002-09-18 06:00 | Petroleum | Unleaded gasoline | Unleaded gasoline | Retail | Steel | Steel | Field installed cathodic protection |  | Steel |  | 1901-01-01 06:00 | Field installed cathodic protection | Catchment Basin, Single walled catchment basin | Automatic shutoff device At 95% full | Automatic shutoff device At 95% full |  |  | Statistical Inventory Reconciliation (SIR) | [8 empty] | UST Currently In Use: 0; UST Temp Close: 0; AST Currently In Use: 0; AST Temp Closed: 0 | 0 | 0 | 5 | 21277-081-009087 | EAGLE ENERGY COMPANY INC
16276 | Permanently Closed | 2002-09-18 06:00 | 1977-01-01 06:00 | 2002-09-18 06:00 | Petroleum | Mid-grade gasoline | Mid-grade gasoline | Retail | Steel | Steel | Field installed cathodic protection |  | Steel |  | 1901-01-01 06:00 | Field installed cathodic protection | Catchment Basin, Single walled catchment basin | Automatic shutoff device At 95% full | Automatic shutoff device At 95% full |  |  | Statistical Inventory Reconciliation (SIR) | [8 empty] | UST Currently In Use: 0; UST Temp Close: 0; AST Currently In Use: 0; AST Temp Closed: 0 | 0 | 0 | 5 | 21277-081-009087 | EAGLE ENERGY COMPANY INC
16277 | Permanently Closed | 2002-09-18 06:00 | 1977-01-01 06:00 | 2002-09-18 06:00 | Petroleum | Premium gasoline | Premium gasoline | Retail | Steel | Steel | Field installed cathodic protection |  | Steel |  | 1901-01-01 06:00 | Field installed cathodic protection | Catchment Basin, Single walled catchment basin | Automatic shutoff device At 95% full | Automatic shutoff device At 95% full |  |  | Statistical Inventory Reconciliation (SIR) | [8 empty] | UST Currently In Use: 0; UST Temp Close: 0; AST Currently In Use: 0; AST Temp Closed: 0 | 0 | 0 | 5 | 21277-081-009087 | EAGLE ENERGY COMPANY INC
16278 | Permanently Closed | 2002-09-18 06:00 | 1977-01-01 06:00 | 2002-09-18 06:00 | Petroleum | Kerosene | Kerosene | Retail | Steel | Steel | Field installed cathodic protection |  | Steel |  | 1901-01-01 06:00 | Field installed cathodic protection | Catchment Basin, Single walled catchment basin | Automatic shutoff device At 95% full | Automatic shutoff device At 95% full |  |  | Statistical Inventory Reconciliation (SIR) | [8 empty] | UST Currently In Use: 0; UST Temp Close: 0; AST Currently In Use: 0; AST Temp Closed: 0 | 0 | 0 | 5 | 21277-081-009087 | EAGLE ENERGY COMPANY INC
16279 | Permanently Closed | 1991-10-15 06:00 | 1974-01-01 06:00 | 1991-10-15 06:00 | Petroleum | Unleaded gasoline | Unleaded gasoline |  | Steel | Steel |  | Painted or None | Steel |  | 1901-01-01 06:00 | [15 empty] | UST Currently In Use: 0; UST Temp Close: 0; AST Currently In Use: 0; AST Temp Closed: 0 | 0 | 0 | 3 | 12479-081-009089 | HUGULEY OIL CO INC
16280 | Permanently Closed | 1991-10-15 06:00 | 1974-01-01 06:00 | 1991-10-15 06:00 | Petroleum | Unleaded gasoline | Unleaded gasoline |  | Steel | Steel |  | Painted or None | Steel |  | 1901-01-01 06:00 | [15 empty] | UST Currently In Use: 0; UST Temp Close: 0; AST Currently In Use: 0; AST Temp Closed: 0 | 0 | 0 | 3 | 12479-081-009089 | HUGULEY OIL CO INC
16281 | Permanently Closed | 1991-10-15 06:00 | 1974-01-01 06:00 | 1991-10-15 06:00 | Petroleum | Unleaded gasoline | Unleaded gasoline |  | Steel | Steel |  | Painted or None | Steel |  | 1901-01-01 06:00 | [15 empty] | UST Currently In Use: 0; UST Temp Close: 0; AST Currently In Use: 0; AST Temp Closed: 0 | 0 | 0 | 3 | 12479-081-009089 | HUGULEY OIL CO INC
16282 | Permanently Closed | 1995-04-18 06:00 | 1977-01-01 06:00 | 1995-04-18 06:00 | Petroleum | Unleaded gasoline | Unleaded gasoline |  | Steel | Steel |  | Painted or None | Steel |  | 1901-01-01 06:00 | [15 empty] | UST Currently In Use: 0; UST Temp Close: 0; AST Currently In Use: 0; AST Temp Closed: 0 | 0 | 0 | 3 | 12479-081-009093 | HUGULEY OIL CO INC
16283 | Permanently Closed | 1995-04-18 06:00 | 1977-01-01 06:00 | 1995-04-18 06:00 | Petroleum | Unleaded gasoline | Unleaded gasoline |  | Steel | Steel |  | Painted or None | Steel |  | 1901-01-01 06:00 | [15 empty] | UST Currently In Use: 0; UST Temp Close: 0; AST Currently In Use: 0; AST Temp Closed: 0 | 0 | 0 | 3 | 12479-081-009093 | HUGULEY OIL CO INC
16284 | Permanently Closed | 1995-04-18 06:00 | 1977-01-01 06:00 | 1995-04-18 06:00 | Petroleum | Kerosene | Kerosene |  | Steel | Steel |  | Painted or None | Steel |  | 1901-01-01 06:00 | [15 empty] | UST Currently In Use: 0; UST Temp Close: 0; AST Currently In Use: 0; AST Temp Closed: 0 | 0 | 0 | 3 | 12479-081-009093 | HUGULEY OIL CO INC
16285 | Permanently Closed | 1996-01-01 06:00 | 1978-01-01 06:00 | 1996-01-01 06:00 | Petroleum | Unleaded gasoline | Unleaded gasoline |  | Steel | Steel |  | Painted or None | Steel |  | 1901-01-01 06:00 | [15 empty] | UST Currently In Use: 0; UST Temp Close: 0; AST Currently In Use: 0; AST Temp Closed: 0 | 0 | 0 | 2 | 12479-081-009098 | HUGULEY OIL CO INC
16286 | Permanently Closed | 1996-01-01 06:00 | 1978-01-01 06:00 | 1996-01-01 06:00 | Petroleum | Unleaded gasoline | Unleaded gasoline |  | Steel | Steel |  | Painted or None | Steel |  | 1901-01-01 06:00 | [15 empty] | UST Currently In Use: 0; UST Temp Close: 0; AST Currently In Use: 0; AST Temp Closed: 0 | 0 | 0 | 2 | 12479-081-009098 | HUGULEY OIL CO INC
16287 | Currently in Use |  | 1986-07-18 06:00 |  | Petroleum | Unleaded gasoline | Unleaded gasoline | Retail | Steel | Steel | Field installed cathodic protection |  | Steel |  |  | Field installed cathodic protection | Catchment Basin, Single walled catchment basin | Flow Rest 90% Full | Flow Rest 90% Full |  |  | Continuous Automatic Tank Gauge |  | Automatic flow restrictor (MLLD) | Automatic flow restrictor (MLLD) |  |  | Annual line testing | Annual line testing |  | UST Currently In Use: 4; UST Temp Close: 1; AST Currently In Use: 0; AST Temp Closed: 0 | 4 | 1 | 0 | 24951-081-009103 | NIRAV PATEL
16288 | Currently in Use |  | 1986-07-18 06:00 |  | Petroleum | Mid-grade gasoline | Mid-grade gasoline | Retail | Steel | Steel | Field installed cathodic protection |  | Steel |  |  | Field installed cathodic protection | Catchment Basin, Single walled catchment basin | Flow Rest 90% Full | Flow Rest 90% Full |  |  | Continuous Automatic Tank Gauge |  | Automatic flow restrictor (MLLD) | Automatic flow restrictor (MLLD) | [5 empty] | UST Currently In Use: 4; UST Temp Close: 1; AST Currently In Use: 0; AST Temp Closed: 0 | 4 | 1 | 0 | 24951-081-009103 | NIRAV PATEL
16289 | Currently in Use |  | 1986-07-18 06:00 |  | Petroleum | Premium gasoline | Premium gasoline | Retail | Steel | Steel | Field installed cathodic protection |  | Steel |  |  | Field installed cathodic protection | Catchment Basin, Single walled catchment basin | Flow Rest 90% Full | Flow Rest 90% Full |  |  | Continuous Automatic Tank Gauge |  | Automatic flow restrictor (MLLD) | Automatic flow restrictor (MLLD) | [5 empty] | UST Currently In Use: 4; UST Temp Close: 1; AST Currently In Use: 0; AST Temp Closed: 0 | 4 | 1 | 0 | 24951-081-009103 | NIRAV PATEL
16290 | Currently in Use |  | 1986-07-18 06:00 |  | Petroleum | On road diesel | On road diesel | Retail | Steel | Steel | Field installed cathodic protection |  | Steel |  |  | Field installed cathodic protection | Catchment Basin, Single walled catchment basin | Flow Rest 90% Full | Flow Rest 90% Full |  |  | Continuous Automatic Tank Gauge |  | Automatic flow restrictor (MLLD) | Automatic flow restrictor (MLLD) |  |  | Annual line testing | Annual line testing |  | UST Currently In Use: 4; UST Temp Close: 1; AST Currently In Use: 0; AST Temp Closed: 0 | 4 | 1 | 0 | 24951-081-009103 | NIRAV PATEL
16291 | Temporary Closed | 2015-01-01 06:00 | 1986-07-18 06:00 |  | Petroleum | Kerosene | Kerosene | Retail | Steel | Steel | Field installed cathodic protection |  | Steel |  |  | Field installed cathodic protection | Catchment Basin, Single walled catchment basin | Flow Rest 90% Full | Flow Rest 90% Full | [11 empty] | UST Currently In Use: 4; UST Temp Close: 1; AST Currently In Use: 0; AST Temp Closed: 0 | 4 | 1 | 0 | 24951-081-009103 | NIRAV PATEL
16293 | Permanently Closed | 1993-10-03 06:00 | 1972-01-01 06:00 | 1993-10-03 06:00 | Petroleum | Unleaded gasoline | Unleaded gasoline |  | Steel | Steel |  | Painted or None | Steel |  | 1901-01-01 06:00 | [15 empty] | UST Currently In Use: 0; UST Temp Close: 0; AST Currently In Use: 0; AST Temp Closed: 0 | 0 | 0 | 2 | 12479-081-009104 | HUGULEY OIL CO INC
16294 | Permanently Closed | 1993-10-03 06:00 | 1972-01-01 06:00 | 1993-10-03 06:00 | Petroleum | Unleaded gasoline | Unleaded gasoline |  | Steel | Steel |  | Painted or None | Steel |  | 1901-01-01 06:00 | [15 empty] | UST Currently In Use: 0; UST Temp Close: 0; AST Currently In Use: 0; AST Temp Closed: 0 | 0 | 0 | 2 | 12479-081-009104 | HUGULEY OIL CO INC
16295 | Permanently Closed | 1995-01-27 06:00 | 1978-01-01 06:00 | 1997-01-27 06:00 | Petroleum | On road diesel | On road diesel |  | Steel | Steel |  |  |  |  | 1901-01-01 06:00 | [15 empty] | UST Currently In Use: 0; UST Temp Close: 0; AST Currently In Use: 0; AST Temp Closed: 0 | 0 | 0 | 1 | 12479-081-009105 | HUGULEY OIL CO INC
16296 | Permanently Closed | 1997-02-10 06:00 | 1981-01-01 06:00 | 1997-02-10 06:00 | Petroleum | On road diesel | On road diesel |  | Steel | Steel |  | Painted or None | Steel |  | 1901-01-01 06:00 | [15 empty] | UST Currently In Use: 0; UST Temp Close: 0; AST Currently In Use: 0; AST Temp Closed: 0 | 0 | 0 | 2 | 12479-081-012844 | HUGULEY OIL CO INC
16297 | Permanently Closed | 1997-02-10 06:00 | 1981-01-01 06:00 | 1997-02-10 06:00 | Petroleum | Unleaded gasoline | Unleaded gasoline |  | Steel | Steel |  | Painted or None | Steel |  | 1901-01-01 06:00 | [15 empty] | UST Currently In Use: 0; UST Temp Close: 0; AST Currently In Use: 0; AST Temp Closed: 0 | 0 | 0 | 2 | 12479-081-012844 | HUGULEY OIL CO INC
16298 | Permanently Closed | 1999-04-07 06:00 | 1974-01-01 06:00 | 1999-04-07 06:00 | Petroleum | Unleaded gasoline | Unleaded gasoline |  | Steel | Steel |  | Painted or None | Steel |  | 1901-01-01 06:00 | [15 empty] | UST Currently In Use: 0; UST Temp Close: 0; AST Currently In Use: 0; AST Temp Closed: 0 | 0 | 0 | 2 | 12479-087-009094 | HUGULEY OIL CO INC
16299 | Permanently Closed | 1999-04-07 06:00 | 1974-01-01 06:00 | 1999-04-07 06:00 | Petroleum | Unleaded gasoline | Unleaded gasoline |  | Steel | Steel |  | Painted or None | Steel |  | 1901-01-01 06:00 | [15 empty] | UST Currently In Use: 0; UST Temp Close: 0; AST Currently In Use: 0; AST Temp Closed: 0 | 0 | 0 | 2 | 12479-087-009094 | HUGULEY OIL CO INC
16300 | Retired | 1985-06-01 06:00 | 1976-01-01 06:00 |  | Petroleum | Unleaded gasoline | Unleaded gasoline |  | Steel | Steel |  | Painted or None | Steel |  | 1901-01-01 06:00 | [15 empty] | UST Currently In Use: 0; UST Temp Close: 0; AST Currently In Use: 0; AST Temp Closed: 0 | 0 | 0 | 0 | 12479-087-012843 | HUGULEY OIL CO INC
16301 | Retired | 1985-06-01 06:00 | 1976-01-01 06:00 |  | Petroleum | Unleaded gasoline | Unleaded gasoline |  | Steel | Steel |  | Painted or None | Steel |  | 1901-01-01 06:00 | [15 empty] | UST Currently In Use: 0; UST Temp Close: 0; AST Currently In Use: 0; AST Temp Closed: 0 | 0 | 0 | 0 | 12479-087-012843 | HUGULEY OIL CO INC
16302 | Permanently Closed | 1992-05-01 06:00 | 1974-01-01 06:00 | 1992-05-01 06:00 | Petroleum | Unleaded gasoline | Unleaded gasoline |  | Steel | Steel |  | Painted or None | Steel |  | 1901-01-01 06:00 | [15 empty] | UST Currently In Use: 0; UST Temp Close: 0; AST Currently In Use: 0; AST Temp Closed: 0 | 0 | 0 | 2 | 12479-113-012854 | HUGULEY OIL CO INC
16303 | Permanently Closed | 1992-05-01 06:00 | 1974-01-01 06:00 | 1992-05-01 06:00 | Petroleum | Unleaded gasoline | Unleaded gasoline |  | Steel | Steel |  | Painted or None | Steel |  | 1901-01-01 06:00 | [15 empty] | UST Currently In Use: 0; UST Temp Close: 0; AST Currently In Use: 0; AST Temp Closed: 0 | 0 | 0 | 2 | 12479-113-012854 | HUGULEY OIL CO INC
16304 | Permanently Closed | 1991-04-04 06:00 | 1968-01-01 06:00 | 1993-01-16 06:00 | Petroleum | Unleaded gasoline | Unleaded gasoline |  | Steel | Steel |  | Painted or None | Steel |  | 1901-01-01 06:00 | [15 empty] | UST Currently In Use: 0; UST Temp Close: 0; AST Currently In Use: 0; AST Temp Closed: 0 | 0 | 0 | 3 | 12481-097-000773 | HULL OIL CO
16305 | Permanently Closed | 1991-04-04 06:00 | 1968-01-01 06:00 | 1993-01-16 06:00 | Petroleum | Unleaded gasoline | Unleaded gasoline |  | Steel | Steel |  | Painted or None | Steel |  | 1901-01-01 06:00 | [15 empty] | UST Currently In Use: 0; UST Temp Close: 0; AST Currently In Use: 0; AST Temp Closed: 0 | 0 | 0 | 3 | 12481-097-000773 | HULL OIL CO
16306 | Permanently Closed | 1991-04-04 06:00 | 1972-01-01 06:00 | 1993-01-16 06:00 | Petroleum | Unleaded gasoline | Unleaded gasoline |  | Steel | Steel |  | Painted or None | Steel |  | 1901-01-01 06:00 | [15 empty] | UST Currently In Use: 0; UST Temp Close: 0; AST Currently In Use: 0; AST Temp Closed: 0 | 0 | 0 | 3 | 12481-097-000773 | HULL OIL CO
16307 | Permanently Closed | 1990-01-15 06:00 | 1974-01-01 06:00 | 1990-01-15 06:00 | Petroleum | On road diesel | On road diesel |  | Steel | Steel | Interior lined (not allowed as a standalone method of corrosion protection) |  | Steel |  | 1901-01-01 06:00 | [15 empty] | UST Currently In Use: 1; UST Temp Close: 0; AST Currently In Use: 0; AST Temp Closed: 0 | 1 | 0 | 1 | 12482-101-012551 | BAPTIST MEDICAL CENTER EAST
16308 | Permanently Closed | 1998-12-10 06:00 | 1974-01-01 06:00 | 1998-12-10 06:00 | Petroleum | Unleaded gasoline | Unleaded gasoline |  | Steel | Steel | Coated & cathodic protection (sti-P3) |  | Steel |  | 1901-01-01 06:00 | Field installed cathodic protection | [14 empty] | UST Currently In Use: 0; UST Temp Close: 0; AST Currently In Use: 0; AST Temp Closed: 0 | 0 | 0 | 2 | 12483-023-003734 | HUNT REFINING CO
16309 | Permanently Closed | 1998-12-10 06:00 | 1974-01-01 06:00 | 1998-12-10 06:00 | Petroleum | On road diesel | On road diesel |  | Steel | Steel | Coated & cathodic protection (sti-P3) |  | Steel |  | 1901-01-01 06:00 | Field installed cathodic protection | [14 empty] | UST Currently In Use: 0; UST Temp Close: 0; AST Currently In Use: 0; AST Temp Closed: 0 | 0 | 0 | 2 | 12483-023-003734 | HUNT REFINING CO
16310 | Permanently Closed | 1901-01-01 06:00 | 1965-01-01 06:00 |  | Petroleum | Used oil | Used oil |  | Steel | Steel |  | Painted or None | Steel |  | 1901-01-01 06:00 | [15 empty] | UST Currently In Use: 0; UST Temp Close: 0; AST Currently In Use: 0; AST Temp Closed: 0 | 0 | 0 | 5 | 22176-125-003732 | Circle K Stores, Inc.
16311 | Permanently Closed | 2019-09-13 06:00 | 1965-01-01 06:00 | 2019-09-13 06:00 | Petroleum | Unleaded gasoline | Unleaded gasoline | Retail | Steel | Steel | Field installed cathodic protection | Painted or None | Double Wall, Fiberglass reinforced plastic |  |  |  | Catchment Basin, Single walled catchment basin | Automatic shutoff device At 95% full | Automatic shutoff device At 95% full |  |  | Statistical Inventory Reconciliation (SIR) |  | Automatic flow restrictor (MLLD), Containment Sump | Containment Sump | Interstitial Monitoring within Secondary Containment |  | Continuous alarm system | Continuous alarm system |  | UST Currently In Use: 0; UST Temp Close: 0; AST Currently In Use: 0; AST Temp Closed: 0 | 0 | 0 | 5 | 22176-125-003732 | Circle K Stores, Inc.
16313 | Permanently Closed | 2019-09-13 06:00 | 1965-01-01 06:00 | 2019-09-13 06:00 | Petroleum | Premium gasoline | Premium gasoline | Retail | Steel | Steel | Field installed cathodic protection | Painted or None | Double Wall, Fiberglass reinforced plastic |  |  |  | Catchment Basin, Single walled catchment basin | Automatic shutoff device At 95% full | Automatic shutoff device At 95% full |  |  | Statistical Inventory Reconciliation (SIR) |  | Automatic flow restrictor (MLLD), Containment Sump | Containment Sump | Interstitial Monitoring within Secondary Containment |  | Continuous alarm system | Continuous alarm system |  | UST Currently In Use: 0; UST Temp Close: 0; AST Currently In Use: 0; AST Temp Closed: 0 | 0 | 0 | 5 | 22176-125-003732 | Circle K Stores, Inc.
16314 | Permanently Closed | 1901-01-01 06:00 | 1965-01-01 06:00 |  | Petroleum | Unleaded gasoline | Unleaded gasoline |  | Steel | Steel |  | Painted or None | Steel |  | 1901-01-01 06:00 |  |  | Automatic shutoff device At 95% full | Automatic shutoff device At 95% full | [11 empty] | UST Currently In Use: 0; UST Temp Close: 0; AST Currently In Use: 0; AST Temp Closed: 0 | 0 | 0 | 5 | 22176-125-003732 | Circle K Stores, Inc.
16315 | Permanently Closed | 2005-12-01 06:00 | 1965-01-01 06:00 | 2005-11-01 06:00 | Petroleum | Unleaded gasoline | Unleaded gasoline | Retail | Steel | Steel | Field installed cathodic protection | Painted or None | Steel |  | 1901-01-01 06:00 | Field installed cathodic protection | Catchment Basin, Single walled catchment basin | Automatic shutoff device At 95% full | Automatic shutoff device At 95% full |  |  | Statistical Inventory Reconciliation (SIR) | [5 empty] | Statistical inventory reconciliation (SIR) | Statistical inventory reconciliation (SIR) |  | UST Currently In Use: 0; UST Temp Close: 0; AST Currently In Use: 0; AST Temp Closed: 0 | 0 | 0 | 5 | 22176-125-003732 | Circle K Stores, Inc.
16316 | Permanently Closed | 2007-04-11 06:00 | 1964-01-01 06:00 | 2007-04-11 06:00 | Petroleum | On road diesel | On road diesel | Retail | Steel | Steel | Field installed cathodic protection, Interior lined (not allowed as a standalone method of corrosion protection) |  | Steel |  | 1901-01-01 06:00 | Field installed cathodic protection | Catchment Basin, Single walled catchment basin | Automatic shutoff device At 95% full | Automatic shutoff device At 95% full |  |  | Continuous Automatic Tank Gauge |  | Other, 03733 | Other |  |  | Annual line testing | Annual line testing |  | UST Currently In Use: 2; UST Temp Close: 0; AST Currently In Use: 0; AST Temp Closed: 0 | 2 | 0 | 6 | 23372-125-003733 | MIDSTATES PETROLEUM COMPANY
16317 | Permanently Closed | 2007-04-23 06:00 | 1964-01-01 06:00 | 2007-04-23 06:00 | Petroleum | Unleaded gasoline | Unleaded gasoline | Retail | Steel | Steel | Field installed cathodic protection, Interior lined (not allowed as a standalone method of corrosion protection) |  | Steel |  | 1901-01-01 06:00 | Field installed cathodic protection | Catchment Basin, Single walled catchment basin | Automatic shutoff device At 95% full | Automatic shutoff device At 95% full |  |  | Continuous Automatic Tank Gauge | [5 empty] | Annual line testing | Annual line testing |  | UST Currently In Use: 2; UST Temp Close: 0; AST Currently In Use: 0; AST Temp Closed: 0 | 2 | 0 | 6 | 23372-125-003733 | MIDSTATES PETROLEUM COMPANY
16318 | Permanently Closed | 2007-04-23 06:00 | 1964-01-01 06:00 | 2007-04-23 06:00 | Petroleum | Unleaded gasoline | Unleaded gasoline | Retail | Steel | Steel | Field installed cathodic protection, Interior lined (not allowed as a standalone method of corrosion protection) |  | Steel |  | 1901-01-01 06:00 | Field installed cathodic protection | Catchment Basin, Single walled catchment basin | Automatic shutoff device At 95% full | Automatic shutoff device At 95% full |  |  | Continuous Automatic Tank Gauge | [5 empty] | Annual line testing | Annual line testing |  | UST Currently In Use: 2; UST Temp Close: 0; AST Currently In Use: 0; AST Temp Closed: 0 | 2 | 0 | 6 | 23372-125-003733 | MIDSTATES PETROLEUM COMPANY
16319 | Permanently Closed | 2007-04-11 06:00 | 1964-01-01 06:00 | 2007-04-11 06:00 | Petroleum | Premium gasoline | Premium gasoline | Retail | Steel | Steel | Field installed cathodic protection, Interior lined (not allowed as a standalone method of corrosion protection) |  | Steel |  | 1901-01-01 06:00 | Field installed cathodic protection | Catchment Basin, Single walled catchment basin | Automatic shutoff device At 95% full | Automatic shutoff device At 95% full |  |  | Continuous Automatic Tank Gauge | [5 empty] | Annual line testing | Annual line testing |  | UST Currently In Use: 2; UST Temp Close: 0; AST Currently In Use: 0; AST Temp Closed: 0 | 2 | 0 | 6 | 23372-125-003733 | MIDSTATES PETROLEUM COMPANY
16320 | Permanently Closed | 2007-04-23 06:00 | 1964-01-01 06:00 | 2007-04-23 06:00 | Petroleum | Premium gasoline | Premium gasoline | Retail | Steel | Steel | Field installed cathodic protection, Interior lined (not allowed as a standalone method of corrosion protection) |  | Steel |  | 1901-01-01 06:00 | Field installed cathodic protection | Catchment Basin, Single walled catchment basin | Automatic shutoff device At 95% full | Automatic shutoff device At 95% full |  |  | Continuous Automatic Tank Gauge | [5 empty] | Annual line testing | Annual line testing |  | UST Currently In Use: 2; UST Temp Close: 0; AST Currently In Use: 0; AST Temp Closed: 0 | 2 | 0 | 6 | 23372-125-003733 | MIDSTATES PETROLEUM COMPANY
16321 | Permanently Closed | 1982-10-01 06:00 | 1964-01-01 06:00 |  | Petroleum | Used oil | Used oil |  | Steel | Steel |  | Painted or None | Steel |  | 1901-01-01 06:00 | [15 empty] | UST Currently In Use: 2; UST Temp Close: 0; AST Currently In Use: 0; AST Temp Closed: 0 | 2 | 0 | 6 | 23372-125-003733 | MIDSTATES PETROLEUM COMPANY
16322 | Permanently Closed | 1901-01-01 06:00 | 1966-01-01 06:00 | 1988-11-01 06:00 | Petroleum | On road diesel | On road diesel |  | Steel | Steel |  | Painted or None | Steel |  | 1901-01-01 06:00 | [15 empty] | UST Currently In Use: 0; UST Temp Close: 0; AST Currently In Use: 0; AST Temp Closed: 0 | 0 | 0 | 4 | 12483-125-003735 | HUNT REFINING CO
16323 | Permanently Closed | 1901-01-01 06:00 | 1964-01-01 06:00 | 1988-11-01 06:00 | Petroleum | Unleaded gasoline | Unleaded gasoline |  | Steel | Steel |  | Painted or None | Steel |  | 1901-01-01 06:00 | [15 empty] | UST Currently In Use: 0; UST Temp Close: 0; AST Currently In Use: 0; AST Temp Closed: 0 | 0 | 0 | 4 | 12483-125-003735 | HUNT REFINING CO
16324 | Permanently Closed | 1901-01-01 06:00 | 1964-01-01 06:00 | 1988-11-01 06:00 | Petroleum | Other, OTHER | Other |  | Steel | Steel |  | Painted or None | Steel |  | 1901-01-01 06:00 | [15 empty] | UST Currently In Use: 0; UST Temp Close: 0; AST Currently In Use: 0; AST Temp Closed: 0 | 0 | 0 | 4 | 12483-125-003735 | HUNT REFINING CO
16325 | Permanently Closed | 1901-01-01 06:00 | 1964-01-01 06:00 | 1988-11-01 06:00 | Petroleum | Other, OTHER | Other |  | Steel | Steel |  | Painted or None | Steel |  | 1901-01-01 06:00 | [15 empty] | UST Currently In Use: 0; UST Temp Close: 0; AST Currently In Use: 0; AST Temp Closed: 0 | 0 | 0 | 4 | 12483-125-003735 | HUNT REFINING CO
16326 | Permanently Closed | 1901-01-01 06:00 | 1967-01-01 06:00 | 1988-09-29 06:00 | Petroleum | Unleaded gasoline | Unleaded gasoline |  | Steel | Steel |  | Painted or None | Steel |  | 1901-01-01 06:00 | [15 empty] | UST Currently In Use: 0; UST Temp Close: 0; AST Currently In Use: 0; AST Temp Closed: 0 | 0 | 0 | 2 | 12483-127-003730 | HUNT REFINING CO
16327 | Permanently Closed | 1901-01-01 06:00 | 1967-01-01 06:00 | 1988-09-29 06:00 | Petroleum | Used oil | Used oil |  | Steel | Steel |  | Painted or None | Steel |  | 1901-01-01 06:00 | [15 empty] | UST Currently In Use: 0; UST Temp Close: 0; AST Currently In Use: 0; AST Temp Closed: 0 | 0 | 0 | 2 | 12483-127-003730 | HUNT REFINING CO
16328 | Permanently Closed | 1901-01-01 06:00 | 1966-01-01 06:00 | 1988-11-12 06:00 | Petroleum | Unleaded gasoline | Unleaded gasoline |  | Steel | Steel |  |  | Steel |  | 1901-01-01 06:00 | [15 empty] | UST Currently In Use: 0; UST Temp Close: 0; AST Currently In Use: 0; AST Temp Closed: 0 | 0 | 0 | 1 | 12484-121-001946 | HUNTER ENGINEERED PLASTICS INC
16329 | Cannot Locate or abandoned | 1991-04-19 06:00 | 1964-01-01 06:00 |  | Petroleum | Unleaded gasoline | Unleaded gasoline |  | Steel | Steel |  |  |  |  | 1901-01-01 06:00 | [15 empty] | UST Currently In Use: 0; UST Temp Close: 0; AST Currently In Use: 0; AST Temp Closed: 0 | 0 | 0 | 4 | 12485-089-007777 | HUNTSVILLE AVIATION CORP
16330 | Cannot Locate or abandoned | 1991-04-19 06:00 | 1964-01-01 06:00 |  | Petroleum | Used oil | Used oil |  | Steel | Steel |  |  |  |  | 1901-01-01 06:00 |  | Other, EXEMPT | Other, EXEMPT | Other | [11 empty] | UST Currently In Use: 0; UST Temp Close: 0; AST Currently In Use: 0; AST Temp Closed: 0 | 0 | 0 | 4 | 12485-089-007777 | HUNTSVILLE AVIATION CORP
16331 | Permanently Closed | 1993-03-11 06:00 | 1964-01-01 06:00 | 1993-03-11 06:00 | Petroleum | Kerosene | Kerosene |  | Steel | Steel |  | Painted or None | Steel |  | 1901-01-01 06:00 | [12 empty] | Annual line testing | Annual line testing |  | UST Currently In Use: 0; UST Temp Close: 0; AST Currently In Use: 0; AST Temp Closed: 0 | 0 | 0 | 4 | 12485-089-007777 | HUNTSVILLE AVIATION CORP
16332 | Permanently Closed | 1993-03-11 06:00 | 1964-01-01 06:00 | 1993-03-11 06:00 | Petroleum | Kerosene | Kerosene |  | Steel | Steel |  | Painted or None | Steel |  | 1901-01-01 06:00 | [12 empty] | Annual line testing | Annual line testing |  | UST Currently In Use: 0; UST Temp Close: 0; AST Currently In Use: 0; AST Temp Closed: 0 | 0 | 0 | 4 | 12485-089-007777 | HUNTSVILLE AVIATION CORP
16333 | Permanently Closed | 1993-03-11 06:00 | 1964-01-01 06:00 | 1993-03-11 06:00 | Petroleum | Unleaded gasoline | Unleaded gasoline |  | Steel | Steel |  | Painted or None | Steel |  | 1901-01-01 06:00 | [12 empty] | Annual line testing | Annual line testing |  | UST Currently In Use: 0; UST Temp Close: 0; AST Currently In Use: 0; AST Temp Closed: 0 | 0 | 0 | 4 | 12485-089-007777 | HUNTSVILLE AVIATION CORP
16334 | Permanently Closed | 1991-03-11 06:00 | 1964-01-01 06:00 | 1993-03-11 06:00 | Petroleum | Unleaded gasoline | Unleaded gasoline |  | Steel | Steel |  | Painted or None | Steel |  | 1901-01-01 06:00 | [12 empty] | Annual line testing | Annual line testing |  | UST Currently In Use: 0; UST Temp Close: 0; AST Currently In Use: 0; AST Temp Closed: 0 | 0 | 0 | 4 | 12485-089-007777 | HUNTSVILLE AVIATION CORP
16335 | Permanently Closed | 1996-01-01 06:00 | 1975-01-01 06:00 | 1997-03-25 06:00 | Petroleum | On road diesel | On road diesel | Local government | Steel | Steel |  | Painted or None | Steel |  | 1901-01-01 06:00 | [12 empty] | Annual line testing | Annual line testing |  | UST Currently In Use: 0; UST Temp Close: 0; AST Currently In Use: 0; AST Temp Closed: 0 | 0 | 0 | 5 | 12487-089-001434 | HUNTSVILLE CITY SCHOOLS
16336 | Permanently Closed | 1996-01-01 06:00 | 1975-01-01 06:00 | 1997-03-25 06:00 | Petroleum | Unleaded gasoline | Unleaded gasoline | Local government | Steel | Steel |  | Painted or None | Steel |  | 1901-01-01 06:00 | [12 empty] | Annual line testing | Annual line testing |  | UST Currently In Use: 0; UST Temp Close: 0; AST Currently In Use: 0; AST Temp Closed: 0 | 0 | 0 | 5 | 12487-089-001434 | HUNTSVILLE CITY SCHOOLS
16337 | Permanently Closed | 1996-01-01 06:00 | 1971-01-01 06:00 | 1997-03-25 06:00 | Petroleum | Unleaded gasoline | Unleaded gasoline | Local government | Steel | Steel |  | Painted or None | Steel |  | 1901-01-01 06:00 | [12 empty] | Annual line testing | Annual line testing |  | UST Currently In Use: 0; UST Temp Close: 0; AST Currently In Use: 0; AST Temp Closed: 0 | 0 | 0 | 5 | 12487-089-001434 | HUNTSVILLE CITY SCHOOLS
16338 | Permanently Closed | 1996-01-01 06:00 | 1971-01-01 06:00 | 1997-03-25 06:00 | Petroleum | Unleaded gasoline | Unleaded gasoline | Local government | Steel | Steel |  | Painted or None | Steel |  | 1901-01-01 06:00 | [12 empty] | Annual line testing | Annual line testing |  | UST Currently In Use: 0; UST Temp Close: 0; AST Currently In Use: 0; AST Temp Closed: 0 | 0 | 0 | 5 | 12487-089-001434 | HUNTSVILLE CITY SCHOOLS
16339 | Permanently Closed | 1996-01-01 06:00 | 1979-01-01 06:00 | 1997-03-25 06:00 | Petroleum | Unleaded gasoline | Unleaded gasoline | Local government | Steel | Steel | Coated & cathodic protection (sti-P3) |  | Steel |  | 1901-01-01 06:00 | [12 empty] | Annual line testing | Annual line testing |  | UST Currently In Use: 0; UST Temp Close: 0; AST Currently In Use: 0; AST Temp Closed: 0 | 0 | 0 | 5 | 12487-089-001434 | HUNTSVILLE CITY SCHOOLS
16340 | Permanently Closed | 1992-10-12 06:00 | 1974-01-01 06:00 | 1992-10-12 06:00 | Petroleum | On road diesel | On road diesel |  | Steel | Steel |  |  | Steel |  | 1901-01-01 06:00 | [15 empty] | UST Currently In Use: 0; UST Temp Close: 0; AST Currently In Use: 0; AST Temp Closed: 0 | 0 | 0 | 2 | 12488-089-006063 | HUNTSVILLE CONCRETE PIPE CO
16341 | Permanently Closed | 1992-10-12 06:00 | 1970-01-01 06:00 | 1992-10-12 06:00 | Petroleum | Kerosene | Kerosene |  | Steel | Steel |  |  | Steel |  | 1901-01-01 06:00 | [15 empty] | UST Currently In Use: 0; UST Temp Close: 0; AST Currently In Use: 0; AST Temp Closed: 0 | 0 | 0 | 2 | 12488-089-006063 | HUNTSVILLE CONCRETE PIPE CO
16342 | Permanently Closed | 1993-06-08 06:00 | 1972-01-01 06:00 | 1993-06-08 06:00 | Petroleum | Unleaded gasoline | Unleaded gasoline |  | Steel | Steel |  | Painted or None |  |  | 1901-01-01 06:00 | [15 empty] | UST Currently In Use: 0; UST Temp Close: 0; AST Currently In Use: 0; AST Temp Closed: 0 | 0 | 0 | 2 | 12489-089-001216 | HUNTSVILLE MADISON COUNTY AIRPORT AU
16343 | Permanently Closed | 1993-06-08 06:00 | 1972-01-01 06:00 | 1993-06-08 06:00 | Petroleum | On road diesel | On road diesel |  | Steel | Steel |  | Painted or None |  |  | 1901-01-01 06:00 | [15 empty] | UST Currently In Use: 0; UST Temp Close: 0; AST Currently In Use: 0; AST Temp Closed: 0 | 0 | 0 | 2 | 12489-089-001216 | HUNTSVILLE MADISON COUNTY AIRPORT AU
16344 | Permanently Closed | 1998-07-13 06:00 | 1978-01-01 06:00 | 1998-07-13 06:00 | Petroleum | Unleaded gasoline | Unleaded gasoline |  | Steel | Steel |  |  | Steel |  | 1901-01-01 06:00 | [12 empty] | Annual line testing | Annual line testing |  | UST Currently In Use: 0; UST Temp Close: 0; AST Currently In Use: 0; AST Temp Closed: 0 | 0 | 0 | 3 | 12490-089-007245 | HUNTSVILLE TIMES
16345 | Permanently Closed | 1998-07-13 06:00 | 1978-01-01 06:00 | 1998-07-13 06:00 | Petroleum | Unleaded gasoline | Unleaded gasoline |  | Steel | Steel |  |  | Steel |  | 1901-01-01 06:00 | [12 empty] | Annual line testing | Annual line testing |  | UST Currently In Use: 0; UST Temp Close: 0; AST Currently In Use: 0; AST Temp Closed: 0 | 0 | 0 | 3 | 12490-089-007245 | HUNTSVILLE TIMES
16346 | Permanently Closed | 1998-07-13 06:00 | 1978-01-01 06:00 | 1998-07-13 06:00 | Petroleum | Unleaded gasoline | Unleaded gasoline |  | Steel | Steel |  |  | Steel |  | 1901-01-01 06:00 | [15 empty] | UST Currently In Use: 0; UST Temp Close: 0; AST Currently In Use: 0; AST Temp Closed: 0 | 0 | 0 | 3 | 12490-089-007245 | HUNTSVILLE TIMES
16347 | Permanently Closed | 1998-12-18 06:00 | 1965-01-01 06:00 | 1999-03-16 06:00 | Petroleum | Unleaded gasoline | Unleaded gasoline | Local government | Steel | Steel | Coated & cathodic protection (sti-P3) |  |  |  | 1901-01-01 06:00 | Field installed cathodic protection | Catchment Basin, Single walled catchment basin | Flow Rest 90% Full | Flow Rest 90% Full |  |  | Automatic Tank Gauge, Other | [8 empty] | UST Currently In Use: 0; UST Temp Close: 0; AST Currently In Use: 0; AST Temp Closed: 0 | 0 | 0 | 3 | 12491-089-003337 | HUNTSVILLE UTILITIES
16348 | Permanently Closed | 1998-12-18 06:00 | 1965-01-01 06:00 | 1999-03-16 06:00 | Petroleum | Unleaded gasoline | Unleaded gasoline | Local government | Steel | Steel | Coated & cathodic protection (sti-P3) |  |  |  | 1901-01-01 06:00 | Field installed cathodic protection | Catchment Basin, Single walled catchment basin | Flow Rest 90% Full | Flow Rest 90% Full |  |  | Automatic Tank Gauge, Other | [8 empty] | UST Currently In Use: 0; UST Temp Close: 0; AST Currently In Use: 0; AST Temp Closed: 0 | 0 | 0 | 3 | 12491-089-003337 | HUNTSVILLE UTILITIES
16349 | Permanently Closed | 1998-12-18 06:00 | 1978-01-01 06:00 | 1999-03-16 06:00 | Petroleum | On road diesel | On road diesel | Local government | Steel | Steel | Coated & cathodic protection (sti-P3) |  | Steel |  | 1901-01-01 06:00 | Field installed cathodic protection | Catchment Basin, Single walled catchment basin | Flow Rest 90% Full | Flow Rest 90% Full |  |  | Automatic Tank Gauge, Other | [8 empty] | UST Currently In Use: 0; UST Temp Close: 0; AST Currently In Use: 0; AST Temp Closed: 0 | 0 | 0 | 3 | 12491-089-003337 | HUNTSVILLE UTILITIES
16350 | Permanently Closed | 1998-10-12 06:00 | 1980-01-01 06:00 | 1998-10-12 06:00 | Petroleum | On road diesel | On road diesel | Local government | Steel | Steel |  | Painted or None | Steel |  | 1901-01-01 06:00 | Field installed cathodic protection | Catchment Basin, Single walled catchment basin | Audible high level alarm At 90% full | Audible high level alarm At 90% full |  |  | Automatic Tank Gauge | [8 empty] | UST Currently In Use: 0; UST Temp Close: 0; AST Currently In Use: 0; AST Temp Closed: 0 | 0 | 0 | 3 | 12491-089-003338 | HUNTSVILLE UTILITIES
16351 | Permanently Closed | 1998-10-12 06:00 | 1980-01-01 06:00 | 1998-10-12 06:00 | Petroleum | Unleaded gasoline | Unleaded gasoline | Local Government, Retail | Steel | Steel |  | Painted or None | Steel |  | 1901-01-01 06:00 | Field installed cathodic protection | Catchment Basin, Single walled catchment basin | Automatic shutoff device At 95% full | Automatic shutoff device At 95% full |  |  | Automatic Tank Gauge | [8 empty] | UST Currently In Use: 0; UST Temp Close: 0; AST Currently In Use: 0; AST Temp Closed: 0 | 0 | 0 | 3 | 12491-089-003338 | HUNTSVILLE UTILITIES
16352 | Permanently Closed | 1993-05-10 06:00 | 1955-01-01 06:00 |  | Petroleum | On road diesel | On road diesel | Local government | Steel | Steel |  | Painted or None | Steel |  | 1901-01-01 06:00 | [15 empty] | UST Currently In Use: 0; UST Temp Close: 0; AST Currently In Use: 0; AST Temp Closed: 0 | 0 | 0 | 3 | 12491-089-003338 | HUNTSVILLE UTILITIES
16353 | Permanently Closed | 1993-03-10 06:00 | 1964-01-01 06:00 | 1993-03-10 06:00 | Petroleum | Kerosene | Kerosene |  | Steel | Steel |  | Painted or None | Steel |  | 1901-01-01 06:00 | [15 empty] | UST Currently In Use: 2; UST Temp Close: 0; AST Currently In Use: 7; AST Temp Closed: 0 | 2 | 0 | 9 | 12493-089-008607 | HUNTSVILLE MADISON COUNTY AIRPORT
16354 | Permanently Closed | 1993-03-10 06:00 | 1964-01-01 06:00 | 1993-03-10 06:00 | Petroleum | Kerosene | Kerosene |  | Steel | Steel |  | Painted or None | Steel |  | 1901-01-01 06:00 | [15 empty] | UST Currently In Use: 2; UST Temp Close: 0; AST Currently In Use: 7; AST Temp Closed: 0 | 2 | 0 | 9 | 12493-089-008607 | HUNTSVILLE MADISON COUNTY AIRPORT
16355 | Permanently Closed | 1993-03-10 06:00 | 1964-01-01 06:00 | 1993-03-10 06:00 | Petroleum | Unleaded gasoline | Unleaded gasoline |  | Steel | Steel |  | Painted or None | Steel |  | 1901-01-01 06:00 | [15 empty] | UST Currently In Use: 2; UST Temp Close: 0; AST Currently In Use: 7; AST Temp Closed: 0 | 2 | 0 | 9 | 12493-089-008607 | HUNTSVILLE MADISON COUNTY AIRPORT
16356 | Permanently Closed | 1994-05-02 06:00 | 1964-01-01 06:00 | 1994-05-02 06:00 | Petroleum | On road diesel | On road diesel | [7 empty] | 1901-01-01 06:00 | [12 empty] | Annual line testing | Annual line testing |  | UST Currently In Use: 2; UST Temp Close: 0; AST Currently In Use: 7; AST Temp Closed: 0 | 2 | 0 | 9 | 12493-089-008607 | HUNTSVILLE MADISON COUNTY AIRPORT
16357 | Permanently Closed | 1992-02-04 06:00 | 1968-01-01 06:00 | 1992-02-04 06:00 | Petroleum | On road diesel | On road diesel | [7 empty] | 1901-01-01 06:00 | [12 empty] | Annual line testing | Annual line testing |  | UST Currently In Use: 2; UST Temp Close: 0; AST Currently In Use: 7; AST Temp Closed: 0 | 2 | 0 | 9 | 12493-089-008607 | HUNTSVILLE MADISON COUNTY AIRPORT
16358 | Permanently Closed | 1994-05-02 06:00 | 1972-01-01 06:00 | 1994-05-02 06:00 | Petroleum | Unleaded gasoline | Unleaded gasoline | [7 empty] | 1901-01-01 06:00 | [12 empty] | Annual line testing | Annual line testing |  | UST Currently In Use: 2; UST Temp Close: 0; AST Currently In Use: 7; AST Temp Closed: 0 | 2 | 0 | 9 | 12493-089-008607 | HUNTSVILLE MADISON COUNTY AIRPORT
16359 | Permanently Closed | 1981-12-01 06:00 | 1964-01-01 06:00 | 1993-03-01 06:00 | Petroleum | Other, X | Other | [7 empty] | 1901-01-01 06:00 | [15 empty] | UST Currently In Use: 2; UST Temp Close: 0; AST Currently In Use: 7; AST Temp Closed: 0 | 2 | 0 | 9 | 12493-089-008607 | HUNTSVILLE MADISON COUNTY AIRPORT
16360 | Permanently Closed | 1981-12-01 06:00 | 1964-01-01 06:00 | 1993-03-01 06:00 | Petroleum | Other, X | Other | [7 empty] | 1901-01-01 06:00 | [15 empty] | UST Currently In Use: 2; UST Temp Close: 0; AST Currently In Use: 7; AST Temp Closed: 0 | 2 | 0 | 9 | 12493-089-008607 | HUNTSVILLE MADISON COUNTY AIRPORT
16361 | Permanently Closed | 1993-11-22 06:00 | 1965-01-01 06:00 | 1993-11-22 06:00 | Petroleum | On road diesel | On road diesel |  | Steel | Steel |  |  | Steel |  | 1901-01-01 06:00 | [15 empty] | UST Currently In Use: 0; UST Temp Close: 0; AST Currently In Use: 0; AST Temp Closed: 0 | 0 | 0 | 1 | 12493-089-008608 | HUNTSVILLE MADISON COUNTY AIRPORT
16362 | Permanently Closed | 1993-11-24 06:00 | 1964-01-01 06:00 | 1993-11-24 06:00 | Petroleum | Unleaded gasoline | Unleaded gasoline |  | Steel | Steel |  | Painted or None |  |  | 1901-01-01 06:00 | [15 empty] | UST Currently In Use: 0; UST Temp Close: 0; AST Currently In Use: 0; AST Temp Closed: 0 | 0 | 0 | 2 | 12493-089-008610 | HUNTSVILLE MADISON COUNTY AIRPORT
16363 | Permanently Closed | 1993-11-24 06:00 | 1964-01-01 06:00 | 1993-11-24 06:00 | Petroleum | Unleaded gasoline | Unleaded gasoline |  | Steel | Steel |  | Painted or None |  |  | 1901-01-01 06:00 | [15 empty] | UST Currently In Use: 0; UST Temp Close: 0; AST Currently In Use: 0; AST Temp Closed: 0 | 0 | 0 | 2 | 12493-089-008610 | HUNTSVILLE MADISON COUNTY AIRPORT
16364 | Permanently Closed | 1992-03-03 06:00 | 1972-01-01 06:00 | 1992-03-03 06:00 | Hazardous Substance |  |  |  | Steel | Steel |  | Painted or None |  |  | 1901-01-01 06:00 | Field installed cathodic protection | [14 empty] | UST Currently In Use: 0; UST Temp Close: 0; AST Currently In Use: 0; AST Temp Closed: 1 | 0 | 0 | 12 | 21031-089-010515 | INTERNATIONAL DIESEL OF ALABAMA LLC
16365 | Permanently Closed | 1992-03-03 06:00 | 1972-01-01 06:00 | 1992-03-03 06:00 | Hazardous Substance |  |  |  | Steel | Steel |  | Painted or None |  |  | 1901-01-01 06:00 | Field installed cathodic protection | [14 empty] | UST Currently In Use: 0; UST Temp Close: 0; AST Currently In Use: 0; AST Temp Closed: 1 | 0 | 0 | 12 | 21031-089-010515 | INTERNATIONAL DIESEL OF ALABAMA LLC
16366 | Permanently Closed | 1992-03-03 06:00 | 1972-01-01 06:00 | 1992-03-03 06:00 | Petroleum | Other, MOTOR OIL | Other |  | Steel | Steel |  | Painted or None |  |  | 1901-01-01 06:00 | Field installed cathodic protection | [14 empty] | UST Currently In Use: 0; UST Temp Close: 0; AST Currently In Use: 0; AST Temp Closed: 1 | 0 | 0 | 12 | 21031-089-010515 | INTERNATIONAL DIESEL OF ALABAMA LLC
16367 | Permanently Closed | 1992-03-03 06:00 | 1972-01-01 06:00 | 1992-03-03 06:00 | Petroleum | Other, GAS | Other |  | Fiberglass reinforced plastic | Fiberglass reinforced plastic |  |  |  |  | 1901-01-01 06:00 | Field installed cathodic protection | [14 empty] | UST Currently In Use: 0; UST Temp Close: 0; AST Currently In Use: 0; AST Temp Closed: 1 | 0 | 0 | 12 | 21031-089-010515 | INTERNATIONAL DIESEL OF ALABAMA LLC
16368 | Permanently Closed | 1992-03-03 06:00 | 1972-01-01 06:00 | 1992-03-03 06:00 | Petroleum | On road diesel | On road diesel |  | Fiberglass reinforced plastic | Fiberglass reinforced plastic |  |  |  |  | 1901-01-01 06:00 | Field installed cathodic protection | [14 empty] | UST Currently In Use: 0; UST Temp Close: 0; AST Currently In Use: 0; AST Temp Closed: 1 | 0 | 0 | 12 | 21031-089-010515 | INTERNATIONAL DIESEL OF ALABAMA LLC
16369 | Permanently Closed | 1990-12-11 06:00 | 1972-01-01 06:00 | 1990-12-11 06:00 | Petroleum | On road diesel | On road diesel |  | Steel | Steel |  | Painted or None |  |  | 1901-01-01 06:00 | Field installed cathodic protection | [14 empty] | UST Currently In Use: 0; UST Temp Close: 0; AST Currently In Use: 0; AST Temp Closed: 1 | 0 | 0 | 12 | 21031-089-010515 | INTERNATIONAL DIESEL OF ALABAMA LLC
16370 | Permanently Closed | 1990-12-11 06:00 | 1972-01-01 06:00 | 1990-12-11 06:00 | Petroleum | Used oil | Used oil |  | Steel | Steel |  | Painted or None |  |  | 1901-01-01 06:00 | Field installed cathodic protection | [14 empty] | UST Currently In Use: 0; UST Temp Close: 0; AST Currently In Use: 0; AST Temp Closed: 1 | 0 | 0 | 12 | 21031-089-010515 | INTERNATIONAL DIESEL OF ALABAMA LLC
16371 | Permanently Closed | 1993-05-03 06:00 | 1972-01-01 06:00 | 1993-05-03 06:00 | Hazardous Substance | [5 empty] | Interior lined (not allowed as a standalone method of corrosion protection) |  | Steel |  | 1901-01-01 06:00 | [15 empty] | UST Currently In Use: 0; UST Temp Close: 0; AST Currently In Use: 0; AST Temp Closed: 1 | 0 | 0 | 12 | 21031-089-010515 | INTERNATIONAL DIESEL OF ALABAMA LLC
16372 | Permanently Closed | 1993-05-03 06:00 | 1972-01-01 06:00 | 1993-05-03 06:00 | Hazardous Substance |  |  |  | Steel | Steel |  | Painted or None | Steel |  | 1901-01-01 06:00 | [15 empty] | UST Currently In Use: 0; UST Temp Close: 0; AST Currently In Use: 0; AST Temp Closed: 1 | 0 | 0 | 12 | 21031-089-010515 | INTERNATIONAL DIESEL OF ALABAMA LLC
16373 | Permanently Closed | 1993-05-03 06:00 | 1972-01-01 06:00 | 1993-05-03 06:00 | Hazardous Substance |  |  |  | Steel | Steel |  | Painted or None | Steel |  | 1901-01-01 06:00 | [15 empty] | UST Currently In Use: 0; UST Temp Close: 0; AST Currently In Use: 0; AST Temp Closed: 1 | 0 | 0 | 12 | 21031-089-010515 | INTERNATIONAL DIESEL OF ALABAMA LLC
16377 | Permanently Closed | 2010-03-03 06:00 | 1975-01-01 06:00 | 2010-03-03 06:00 | Petroleum | On road diesel | On road diesel | Local government | Steel | Steel | Field installed cathodic protection |  | Steel |  | 1901-01-01 06:00 | Field installed cathodic protection | Catchment Basin, Single walled catchment basin | Automatic shutoff device At 95% full | Automatic shutoff device At 95% full |  |  | Statistical Inventory Reconciliation (SIR) | [5 empty] | Annual line testing, Statistical inventory reconciliation (SIR) | Statistical inventory reconciliation (SIR) |  | UST Currently In Use: 1; UST Temp Close: 0; AST Currently In Use: 0; AST Temp Closed: 0 | 1 | 0 | 3 | 12495-089-007045 | HUNTSVILLE MADISON CO PORT AUTHORITY
16378 | Permanently Closed | 2010-03-03 06:00 | 1975-01-01 06:00 | 2010-03-03 06:00 | Petroleum | Unleaded gasoline | Unleaded gasoline | Local government | Steel | Steel | Field installed cathodic protection |  | Steel |  | 1901-01-01 06:00 | Field installed cathodic protection | Catchment Basin, Single walled catchment basin | Automatic shutoff device At 95% full | Automatic shutoff device At 95% full |  |  | Statistical Inventory Reconciliation (SIR) | [5 empty] | Annual line testing, Statistical inventory reconciliation (SIR) | Statistical inventory reconciliation (SIR) |  | UST Currently In Use: 1; UST Temp Close: 0; AST Currently In Use: 0; AST Temp Closed: 0 | 1 | 0 | 3 | 12495-089-007045 | HUNTSVILLE MADISON CO PORT AUTHORITY
16379 | Permanently Closed | 2010-03-03 06:00 | 1975-01-01 06:00 | 2010-03-03 06:00 | Petroleum | Unleaded gasoline | Unleaded gasoline | Local government | Steel | Steel | Field installed cathodic protection |  | Steel |  | 1901-01-01 06:00 | Field installed cathodic protection | Catchment Basin, Single walled catchment basin | Automatic shutoff device At 95% full | Automatic shutoff device At 95% full |  |  | Statistical Inventory Reconciliation (SIR) | [5 empty] | Annual line testing, Statistical inventory reconciliation (SIR) | Statistical inventory reconciliation (SIR) |  | UST Currently In Use: 1; UST Temp Close: 0; AST Currently In Use: 0; AST Temp Closed: 0 | 1 | 0 | 3 | 12495-089-007045 | HUNTSVILLE MADISON CO PORT AUTHORITY
16380 | Permanently Closed | 1901-01-01 06:00 | 1964-01-01 06:00 | 1988-12-20 06:00 | Petroleum | On road diesel | On road diesel |  | Steel | Steel |  |  |  |  | 1901-01-01 06:00 | [15 empty] | UST Currently In Use: 0; UST Temp Close: 0; AST Currently In Use: 4; AST Temp Closed: 0 | 0 | 0 | 1 | 12496-015-000246 | HURON VALLEY STEEL CORP
16381 | Cannot Locate or abandoned | 1992-09-01 06:00 | 1974-01-01 06:00 |  | Petroleum | Unleaded gasoline | Unleaded gasoline |  | Steel | Steel |  | Painted or None | Steel |  | 1901-01-01 06:00 | [15 empty] | UST Currently In Use: 0; UST Temp Close: 0; AST Currently In Use: 0; AST Temp Closed: 0 | 0 | 0 | 0 | 12497-029-000623 | LAURA HUTCHESON
16382 | Cannot Locate or abandoned | 1992-09-01 06:00 | 1974-01-01 06:00 |  | Petroleum | Unleaded gasoline | Unleaded gasoline |  | Steel | Steel |  | Painted or None | Steel |  | 1901-01-01 06:00 | [15 empty] | UST Currently In Use: 0; UST Temp Close: 0; AST Currently In Use: 0; AST Temp Closed: 0 | 0 | 0 | 0 | 12497-029-000623 | LAURA HUTCHESON
16383 | Retired | 1987-01-01 06:00 | 1979-01-01 06:00 |  | Petroleum | Unleaded gasoline | Unleaded gasoline |  | Steel | Steel |  | Painted or None | Steel |  | 1901-01-01 06:00 | [15 empty] | UST Currently In Use: 0; UST Temp Close: 0; AST Currently In Use: 0; AST Temp Closed: 0 | 0 | 0 | 0 | 12497-029-000623 | LAURA HUTCHESON
16384 | Retired | 1987-01-01 06:00 | 1974-01-01 06:00 |  | Petroleum | On road diesel | On road diesel |  | Steel | Steel |  | Painted or None | Steel |  | 1901-01-01 06:00 | [15 empty] | UST Currently In Use: 0; UST Temp Close: 0; AST Currently In Use: 0; AST Temp Closed: 0 | 0 | 0 | 0 | 12497-029-000623 | LAURA HUTCHESON
16385 | Retired | 1987-01-01 06:00 | 1974-01-01 06:00 |  | Petroleum | On road diesel | On road diesel |  | Steel | Steel |  | Painted or None | Steel |  | 1901-01-01 06:00 | [15 empty] | UST Currently In Use: 0; UST Temp Close: 0; AST Currently In Use: 0; AST Temp Closed: 0 | 0 | 0 | 0 | 12497-029-000623 | LAURA HUTCHESON
16386 | Retired | 1988-08-08 06:00 | 1981-01-01 06:00 |  | Petroleum | Unleaded gasoline | Unleaded gasoline | [5 empty] | Steel |  | 1901-01-01 06:00 | [15 empty] | UST Currently In Use: 0; UST Temp Close: 0; AST Currently In Use: 0; AST Temp Closed: 0 | 0 | 0 | 0 | 12498-097-000957 | HWY 45 PACKAGE STORE ( RALPH THOMAS)
16387 | Permanently Closed | 1982-12-01 06:00 | 1960-01-01 06:00 | 1987-05-20 06:00 | Petroleum | On road diesel | On road diesel |  | Steel | Steel |  | Painted or None | Steel |  | 1901-01-01 06:00 | [15 empty] | UST Currently In Use: 0; UST Temp Close: 0; AST Currently In Use: 0; AST Temp Closed: 0 | 0 | 0 | 2 | 12499-033-011815 | I U TERMINAL PROPERTIES
16388 | Permanently Closed | 1982-12-01 06:00 | 1960-01-01 06:00 | 1987-05-20 06:00 | Petroleum | Unleaded gasoline | Unleaded gasoline |  | Steel | Steel |  | Painted or None | Steel |  | 1901-01-01 06:00 | [15 empty] | UST Currently In Use: 0; UST Temp Close: 0; AST Currently In Use: 0; AST Temp Closed: 0 | 0 | 0 | 2 | 12499-033-011815 | I U TERMINAL PROPERTIES
16389 | Permanently Closed | 1901-01-01 06:00 | 1963-01-01 06:00 | 1988-01-01 06:00 | Petroleum | On road diesel | On road diesel |  | Steel | Steel |  |  |  |  | 1901-01-01 06:00 | [15 empty] | UST Currently In Use: 0; UST Temp Close: 0; AST Currently In Use: 0; AST Temp Closed: 0 | 0 | 0 | 2 | 12499-015-012023 | I U TERMINAL PROPERTIES
16390 | Permanently Closed | 1901-01-01 06:00 | 1963-01-01 06:00 | 1988-01-01 06:00 | Petroleum | Unleaded gasoline | Unleaded gasoline |  | Steel | Steel |  |  |  |  | 1901-01-01 06:00 | [15 empty] | UST Currently In Use: 0; UST Temp Close: 0; AST Currently In Use: 0; AST Temp Closed: 0 | 0 | 0 | 2 | 12499-015-012023 | I U TERMINAL PROPERTIES
16391 | Permanently Closed | 1992-11-03 06:00 | 1980-01-01 06:00 | 1992-11-03 06:00 | Petroleum | On road diesel | On road diesel |  | Fiberglass reinforced plastic | Fiberglass reinforced plastic |  |  | Other, COATED |  | 1901-01-01 06:00 | [15 empty] | UST Currently In Use: 0; UST Temp Close: 0; AST Currently In Use: 4; AST Temp Closed: 0 | 0 | 0 | 5 | 12501-097-000057 | HOLCIM INC
16392 | Permanently Closed | 1992-11-03 06:00 | 1980-01-01 06:00 | 1992-11-03 06:00 | Petroleum | Unleaded gasoline | Unleaded gasoline |  | Fiberglass reinforced plastic | Fiberglass reinforced plastic |  |  | Other, COATED |  | 1901-01-01 06:00 | [15 empty] | UST Currently In Use: 0; UST Temp Close: 0; AST Currently In Use: 4; AST Temp Closed: 0 | 0 | 0 | 5 | 12501-097-000057 | HOLCIM INC
16393 | Permanently Closed | 1993-12-10 06:00 | 1980-01-01 06:00 | 1993-12-10 06:00 | Petroleum | Other, HEA-2 | Other |  | Fiberglass reinforced plastic | Fiberglass reinforced plastic |  |  | Steel |  | 1901-01-01 06:00 | [15 empty] | UST Currently In Use: 0; UST Temp Close: 0; AST Currently In Use: 4; AST Temp Closed: 0 | 0 | 0 | 5 | 12501-097-000057 | HOLCIM INC
16394 | Permanently Closed | 1993-12-10 06:00 | 1980-01-01 06:00 | 1993-12-10 06:00 | Petroleum | Other, AIRALON | Other |  | Fiberglass reinforced plastic | Fiberglass reinforced plastic |  |  | Other, COATED |  | 1901-01-01 06:00 | [15 empty] | UST Currently In Use: 0; UST Temp Close: 0; AST Currently In Use: 4; AST Temp Closed: 0 | 0 | 0 | 5 | 12501-097-000057 | HOLCIM INC
16395 | Permanently Closed | 1991-12-11 06:00 | 1980-01-01 06:00 | 1991-12-11 06:00 | Petroleum | On road diesel | On road diesel |  | Fiberglass reinforced plastic | Fiberglass reinforced plastic |  |  | Other, COATED |  | 1901-01-01 06:00 | [15 empty] | UST Currently In Use: 0; UST Temp Close: 0; AST Currently In Use: 0; AST Temp Closed: 0 | 0 | 0 | 2 | 12501-099-000058 | HOLCIM INC
16396 | Permanently Closed | 1990-07-03 06:00 | 1964-01-01 06:00 | 1990-07-03 06:00 | Petroleum | Unleaded gasoline | Unleaded gasoline |  | Steel | Steel |  | Painted or None | Steel |  | 1901-01-01 06:00 | [15 empty] | UST Currently In Use: 2; UST Temp Close: 0; AST Currently In Use: 0; AST Temp Closed: 0 | 2 | 0 | 5 | 23806-073-002791 | ROYAL INVESTMENT GROUP LLC
16397 | Permanently Closed | 1990-07-03 06:00 | 1964-01-01 06:00 | 1990-07-03 06:00 | Petroleum | Unleaded gasoline | Unleaded gasoline |  | Steel | Steel |  | Painted or None | Steel |  | 1901-01-01 06:00 | [15 empty] | UST Currently In Use: 2; UST Temp Close: 0; AST Currently In Use: 0; AST Temp Closed: 0 | 2 | 0 | 5 | 23806-073-002791 | ROYAL INVESTMENT GROUP LLC
16398 | Permanently Closed | 1990-07-03 06:00 | 1964-01-01 06:00 | 1990-07-03 06:00 | Petroleum | Unleaded gasoline | Unleaded gasoline |  | Steel | Steel |  | Painted or None | Steel |  | 1901-01-01 06:00 | [15 empty] | UST Currently In Use: 2; UST Temp Close: 0; AST Currently In Use: 0; AST Temp Closed: 0 | 2 | 0 | 5 | 23806-073-002791 | ROYAL INVESTMENT GROUP LLC
16399 | Permanently Closed | 1990-07-03 06:00 | 1964-01-01 06:00 | 1990-07-03 06:00 | Petroleum | Unleaded gasoline | Unleaded gasoline |  | Steel | Steel |  | Painted or None | Steel |  | 1901-01-01 06:00 | [15 empty] | UST Currently In Use: 2; UST Temp Close: 0; AST Currently In Use: 0; AST Temp Closed: 0 | 2 | 0 | 5 | 23806-073-002791 | ROYAL INVESTMENT GROUP LLC
16400 | Permanently Closed | 1990-07-03 06:00 | 1964-01-01 06:00 | 1990-07-03 06:00 | Petroleum | Used oil | Used oil |  | Steel | Steel |  | Painted or None | Steel |  | 1901-01-01 06:00 | [15 empty] | UST Currently In Use: 2; UST Temp Close: 0; AST Currently In Use: 0; AST Temp Closed: 0 | 2 | 0 | 5 | 23806-073-002791 | ROYAL INVESTMENT GROUP LLC
16401 | Currently in Use |  | 1990-08-07 06:00 |  | Petroleum | Unleaded gasoline | Unleaded gasoline | Retail | Single Wall, Steel | Steel | Coated & cathodic protection (sti-P3) |  | Double Wall, Flexible, 2-PIECES |  |  | Other, FLXS ISOLA | Catchment Basin, Single walled catchment basin | Flow Rest 90% Full | Flow Rest 90% Full |  |  | Continuous Automatic Tank Gauge |  | Automatic flow restrictor (MLLD) | Automatic flow restrictor (MLLD) |  |  | Annual line testing | Annual line testing |  | UST Currently In Use: 2; UST Temp Close: 0; AST Currently In Use: 0; AST Temp Closed: 0 | 2 | 0 | 5 | 23806-073-002791 | ROYAL INVESTMENT GROUP LLC
16402 | Currently in Use |  | 1990-08-07 06:00 |  | Petroleum | Premium gasoline | Premium gasoline | Retail | Single Wall, Steel | Steel | Coated & cathodic protection (sti-P3) |  | Double Wall, Flexible, 2-PIECES |  |  | Other, FLXS ISOLA | Catchment Basin, Single walled catchment basin | Flow Rest 90% Full | Flow Rest 90% Full |  |  | Continuous Automatic Tank Gauge |  | Automatic flow restrictor (MLLD) | Automatic flow restrictor (MLLD) |  |  | Annual line testing | Annual line testing |  | UST Currently In Use: 2; UST Temp Close: 0; AST Currently In Use: 0; AST Temp Closed: 0 | 2 | 0 | 5 | 23806-073-002791 | ROYAL INVESTMENT GROUP LLC
16403 | Permanently Closed | 1991-10-22 06:00 | 1964-01-01 06:00 | 1991-10-22 06:00 | Petroleum | On road diesel | On road diesel |  | Steel | Steel |  |  |  |  | 1901-01-01 06:00 | [15 empty] | UST Currently In Use: 0; UST Temp Close: 0; AST Currently In Use: 0; AST Temp Closed: 0 | 0 | 0 | 3 | 12504-121-003566 | IMAGE YARNS INC
16404 | Permanently Closed | 1991-10-21 06:00 | 1969-01-01 06:00 | 1991-10-21 06:00 | Petroleum | On road diesel | On road diesel |  | Steel | Steel |  |  |  |  | 1901-01-01 06:00 | [15 empty] | UST Currently In Use: 0; UST Temp Close: 0; AST Currently In Use: 0; AST Temp Closed: 0 | 0 | 0 | 3 | 12504-121-003566 | IMAGE YARNS INC
16406 | Permanently Closed | 1991-10-21 06:00 | 1969-01-01 06:00 | 1991-10-21 06:00 | Petroleum | Kerosene | Kerosene |  | Steel | Steel |  |  |  |  | 1901-01-01 06:00 | [15 empty] | UST Currently In Use: 0; UST Temp Close: 0; AST Currently In Use: 0; AST Temp Closed: 0 | 0 | 0 | 3 | 12504-121-003566 | IMAGE YARNS INC
16407 | Permanently Closed | 2003-01-20 06:00 | 1987-01-01 06:00 | 2003-01-20 06:00 | Petroleum | On road diesel | On road diesel | Retail | Steel | Steel | Field installed cathodic protection |  | Steel |  | 1901-01-01 06:00 | Field installed cathodic protection | Catchment Basin, Single walled catchment basin | Automatic shutoff device At 95% full | Automatic shutoff device At 95% full |  |  | Statistical Inventory Reconciliation (SIR) | [8 empty] | UST Currently In Use: 0; UST Temp Close: 0; AST Currently In Use: 0; AST Temp Closed: 0 | 0 | 0 | 1 | 12505-053-011130 | J MAR TRUCKING INC
16408 | Permanently Closed | 1901-01-01 06:00 | 1970-01-01 06:00 | 1988-11-29 06:00 | Petroleum | Unleaded gasoline | Unleaded gasoline |  | Steel | Steel |  |  | Steel |  | 1901-01-01 06:00 | [15 empty] | UST Currently In Use: 0; UST Temp Close: 0; AST Currently In Use: 4; AST Temp Closed: 0 | 0 | 0 | 2 | 12506-077-002846 | IMC FERTILIZER INC
16409 | Permanently Closed | 1901-01-01 06:00 | 1980-01-01 06:00 | 1988-11-29 06:00 | Petroleum | Unleaded gasoline | Unleaded gasoline |  | Steel | Steel |  | Painted or None | Steel |  | 1901-01-01 06:00 | [15 empty] | UST Currently In Use: 0; UST Temp Close: 0; AST Currently In Use: 4; AST Temp Closed: 0 | 0 | 0 | 2 | 12506-077-002846 | IMC FERTILIZER INC
16410 | Permanently Closed | 1998-12-07 06:00 | 1977-01-01 06:00 | 1998-12-07 06:00 | Petroleum | Unleaded gasoline | Unleaded gasoline |  | Steel | Steel |  | Painted or None | Steel |  | 1901-01-01 06:00 | [15 empty] | UST Currently In Use: 0; UST Temp Close: 0; AST Currently In Use: 0; AST Temp Closed: 0 | 0 | 0 | 1 | 12507-077-004644 | IMPERIAL CASTING CO INC
16411 | Permanently Closed | 1988-12-01 06:00 | 1969-01-01 06:00 | 1988-12-01 06:00 | Petroleum | On road diesel | On road diesel |  | Steel | Steel |  |  | Steel |  | 1901-01-01 06:00 | [15 empty] | UST Currently In Use: 0; UST Temp Close: 0; AST Currently In Use: 1; AST Temp Closed: 0 | 0 | 0 | 3 | 12508-125-000939 | WASTE AWAY GROUP INCORPORATION
16412 | Permanently Closed | 1988-12-01 06:00 | 1969-01-01 06:00 | 1988-12-01 06:00 | Petroleum | Unleaded gasoline | Unleaded gasoline |  | Steel | Steel |  |  | Steel |  | 1901-01-01 06:00 | [15 empty] | UST Currently In Use: 0; UST Temp Close: 0; AST Currently In Use: 1; AST Temp Closed: 0 | 0 | 0 | 3 | 12508-125-000939 | WASTE AWAY GROUP INCORPORATION
16413 | Permanently Closed | 2011-01-19 06:00 | 1986-01-01 06:00 | 2011-02-08 06:00 | Petroleum | On road diesel | On road diesel | Industrial | Steel | Steel | Coated & cathodic protection (sti-P3) |  | Steel |  |  | Galvanic Cathodic | Catchment Basin, Single walled catchment basin | Flow Rest 90% Full | Flow Rest 90% Full |  |  | Statistical Inventory Reconciliation (SIR) | [5 empty] | Statistical inventory reconciliation (SIR) | Statistical inventory reconciliation (SIR) |  | UST Currently In Use: 0; UST Temp Close: 0; AST Currently In Use: 1; AST Temp Closed: 0 | 0 | 0 | 3 | 12508-125-000939 | WASTE AWAY GROUP INCORPORATION
16414 | Permanently Closed | 1980-06-01 06:00 | 1970-01-01 06:00 | 1989-05-23 06:00 | Petroleum | Other, OTHER | Other |  | Steel | Steel |  | Painted or None | Steel |  | 1901-01-01 06:00 | [15 empty] | UST Currently In Use: 0; UST Temp Close: 0; AST Currently In Use: 0; AST Temp Closed: 0 | 0 | 0 | 1 | 12509-097-001400 | INDEPENDENT ICE CO
16415 | Permanently Closed | 1990-11-15 06:00 | 1964-01-01 06:00 | 1990-11-15 06:00 | Petroleum | Unleaded gasoline | Unleaded gasoline |  | Steel | Steel |  |  | Steel |  | 1901-01-01 06:00 | [15 empty] | UST Currently In Use: 0; UST Temp Close: 0; AST Currently In Use: 0; AST Temp Closed: 0 | 0 | 0 | 2 | 12510-117-000479 | INDIAN SPRINGS SCHOOL
16416 | Permanently Closed | 1990-11-15 06:00 | 1964-01-01 06:00 | 1990-11-15 06:00 | Petroleum | Unleaded gasoline | Unleaded gasoline |  | Steel | Steel |  |  | Steel |  | 1901-01-01 06:00 | [15 empty] | UST Currently In Use: 0; UST Temp Close: 0; AST Currently In Use: 0; AST Temp Closed: 0 | 0 | 0 | 2 | 12510-117-000479 | INDIAN SPRINGS SCHOOL
16417 | Permanently Closed | 1901-01-01 06:00 | 1964-01-01 06:00 | 1988-12-07 06:00 | Hazardous Substance |  |  |  | Steel | Steel |  | Painted or None |  |  | 1901-01-01 06:00 | [15 empty] | UST Currently In Use: 0; UST Temp Close: 0; AST Currently In Use: 0; AST Temp Closed: 0 | 0 | 0 | 6 | 12511-073-000681 | INDURALL COATINGS INC
16418 | Permanently Closed | 1901-01-01 06:00 | 1964-01-01 06:00 | 1988-12-07 06:00 | Hazardous Substance |  |  |  | Steel | Steel |  | Painted or None |  |  | 1901-01-01 06:00 | [15 empty] | UST Currently In Use: 0; UST Temp Close: 0; AST Currently In Use: 0; AST Temp Closed: 0 | 0 | 0 | 6 | 12511-073-000681 | INDURALL COATINGS INC
16419 | Permanently Closed | 1901-01-01 06:00 | 1964-01-01 06:00 | 1988-12-07 06:00 | Hazardous Substance |  |  |  | Steel | Steel |  | Painted or None |  |  | 1901-01-01 06:00 | [15 empty] | UST Currently In Use: 0; UST Temp Close: 0; AST Currently In Use: 0; AST Temp Closed: 0 | 0 | 0 | 6 | 12511-073-000681 | INDURALL COATINGS INC
16420 | Permanently Closed | 1901-01-01 06:00 | 1964-01-01 06:00 | 1988-12-07 06:00 | Hazardous Substance |  |  |  | Steel | Steel |  | Painted or None |  |  | 1901-01-01 06:00 | [15 empty] | UST Currently In Use: 0; UST Temp Close: 0; AST Currently In Use: 0; AST Temp Closed: 0 | 0 | 0 | 6 | 12511-073-000681 | INDURALL COATINGS INC
16421 | Permanently Closed | 1901-01-01 06:00 | 1964-01-01 06:00 | 1988-12-07 06:00 | Hazardous Substance |  |  |  | Steel | Steel |  | Painted or None |  |  | 1901-01-01 06:00 | [15 empty] | UST Currently In Use: 0; UST Temp Close: 0; AST Currently In Use: 0; AST Temp Closed: 0 | 0 | 0 | 6 | 12511-073-000681 | INDURALL COATINGS INC
16422 | Permanently Closed | 1901-01-01 06:00 | 1964-01-01 06:00 | 1988-12-07 06:00 | Hazardous Substance |  |  |  | Steel | Steel |  | Painted or None |  |  | 1901-01-01 06:00 | [15 empty] | UST Currently In Use: 0; UST Temp Close: 0; AST Currently In Use: 0; AST Temp Closed: 0 | 0 | 0 | 6 | 12511-073-000681 | INDURALL COATINGS INC
16423 | Permanently Closed | 1972-11-01 06:00 | 1967-01-01 06:00 | 1990-12-07 06:00 | Petroleum | On road diesel | On road diesel |  | Steel | Steel |  |  | Steel |  | 1901-01-01 06:00 | [15 empty] | UST Currently In Use: 0; UST Temp Close: 0; AST Currently In Use: 0; AST Temp Closed: 0 | 0 | 0 | 2 | 12512-073-011001 | INDUSTRIAL CHEMICALS INC
16424 | Permanently Closed | 1981-01-01 06:00 | 1967-01-01 06:00 | 1990-12-07 06:00 | Petroleum | Unleaded gasoline | Unleaded gasoline |  | Steel | Steel |  |  | Steel |  | 1901-01-01 06:00 | [15 empty] | UST Currently In Use: 0; UST Temp Close: 0; AST Currently In Use: 0; AST Temp Closed: 0 | 0 | 0 | 2 | 12512-073-011001 | INDUSTRIAL CHEMICALS INC
16425 | Permanently Closed | 1983-11-01 06:00 | 1967-01-01 06:00 | 1990-12-07 06:00 | Petroleum | On road diesel | On road diesel |  | Steel | Steel |  |  | Steel |  | 1901-01-01 06:00 | [15 empty] | UST Currently In Use: 0; UST Temp Close: 0; AST Currently In Use: 0; AST Temp Closed: 0 | 0 | 0 | 2 | 12512-073-011002 | INDUSTRIAL CHEMICALS INC
16426 | Permanently Closed | 1983-11-01 06:00 | 1967-01-01 06:00 | 1990-12-07 06:00 | Petroleum | Unleaded gasoline | Unleaded gasoline |  | Steel | Steel |  |  | Steel |  | 1901-01-01 06:00 | [15 empty] | UST Currently In Use: 0; UST Temp Close: 0; AST Currently In Use: 0; AST Temp Closed: 0 | 0 | 0 | 2 | 12512-073-011002 | INDUSTRIAL CHEMICALS INC
16427 | Permanently Closed | 1984-01-01 06:00 | 1911-01-01 06:00 | 1989-01-18 06:00 | Petroleum | On road diesel | On road diesel | [7 empty] | 1901-01-01 06:00 | [15 empty] | UST Currently In Use: 0; UST Temp Close: 0; AST Currently In Use: 0; AST Temp Closed: 0 | 0 | 0 | 1 | 12512-097-011000 | INDUSTRIAL CHEMICALS INC
16428 | Permanently Closed | 1977-09-01 06:00 | 1947-01-01 06:00 | 1988-07-07 06:00 | Petroleum | Unleaded gasoline | Unleaded gasoline |  | Steel | Steel |  |  | Steel |  | 1901-01-01 06:00 | [15 empty] | UST Currently In Use: 0; UST Temp Close: 0; AST Currently In Use: 0; AST Temp Closed: 0 | 0 | 0 | 1 | 12512-101-010999 | INDUSTRIAL CHEMICALS INC
16429 | Permanently Closed | 1983-01-01 06:00 | 1969-01-01 06:00 |  | Petroleum | Unleaded gasoline | Unleaded gasoline |  | Steel | Steel |  | Painted or None | Other, X |  | 1901-01-01 06:00 | [15 empty] | UST Currently In Use: 0; UST Temp Close: 0; AST Currently In Use: 0; AST Temp Closed: 0 | 0 | 0 | 1 | 12513-073-003179 | INDUSTRIAL FABRICATORS INC
16430 | Permanently Closed | 1982-01-01 06:00 | 1974-01-01 06:00 | 1988-12-09 06:00 | Petroleum | Unleaded gasoline | Unleaded gasoline |  | Steel | Steel |  |  | Steel |  | 1901-01-01 06:00 | [15 empty] | UST Currently In Use: 0; UST Temp Close: 0; AST Currently In Use: 0; AST Temp Closed: 0 | 0 | 0 | 1 | 12514-097-001457 | INDUSTRIAL WELDING SUPPLIES INC
16431 | Permanently Closed | 1990-09-28 06:00 | 1971-01-01 06:00 | 1990-09-28 06:00 | Petroleum | Unleaded gasoline | Unleaded gasoline |  | Steel | Steel |  | Painted or None | Steel |  | 1901-01-01 06:00 | [15 empty] | UST Currently In Use: 2; UST Temp Close: 0; AST Currently In Use: 0; AST Temp Closed: 0 | 2 | 0 | 2 | 21566-021-008658 | KARL W SMITH
16432 | Permanently Closed | 1990-09-28 06:00 | 1971-01-01 06:00 | 1990-09-28 06:00 | Petroleum | Unleaded gasoline | Unleaded gasoline |  | Steel | Steel |  | Painted or None | Steel |  | 1901-01-01 06:00 | [15 empty] | UST Currently In Use: 2; UST Temp Close: 0; AST Currently In Use: 0; AST Temp Closed: 0 | 2 | 0 | 2 | 21566-021-008658 | KARL W SMITH
16433 | Permanently Closed | 1901-01-01 06:00 | 1972-01-01 06:00 | 1989-08-14 06:00 | Hazardous Substance |  |  |  | Fiberglass reinforced plastic | Fiberglass reinforced plastic |  |  | Steel |  | 1901-01-01 06:00 | [15 empty] | UST Currently In Use: 0; UST Temp Close: 0; AST Currently In Use: 0; AST Temp Closed: 0 | 0 | 0 | 1 | 12516-043-001665 | SUMMIT BUILDINGS
16434 | Permanently Closed | 1989-04-14 06:00 | 1977-01-01 06:00 | 1989-04-14 06:00 | Petroleum | Unleaded gasoline | Unleaded gasoline |  | Steel | Steel |  |  |  |  | 1901-01-01 06:00 | [15 empty] | UST Currently In Use: 0; UST Temp Close: 0; AST Currently In Use: 3; AST Temp Closed: 0 | 0 | 0 | 4 | 12517-089-009049 | INTERGRAPH CORP
16435 | Permanently Closed | 1989-04-14 06:00 | 1982-01-01 06:00 | 1989-04-14 06:00 | Petroleum | On road diesel | On road diesel |  | Steel | Steel | Interior lined (not allowed as a standalone method of corrosion protection) | Painted or None | Steel |  | 1901-01-01 06:00 | [6 empty] | Statistical Inventory Reconciliation (SIR) | [5 empty] | Statistical inventory reconciliation (SIR) | Statistical inventory reconciliation (SIR) |  | UST Currently In Use: 0; UST Temp Close: 0; AST Currently In Use: 3; AST Temp Closed: 0 | 0 | 0 | 4 | 12517-089-009049 | INTERGRAPH CORP
16436 | Permanently Closed | 2007-04-03 06:00 | 1982-01-01 06:00 | 2007-04-03 06:00 | Petroleum | Unleaded gasoline | Unleaded gasoline | Industrial | Fiberglass reinforced plastic | Fiberglass reinforced plastic |  |  | Fiberglass reinforced plastic |  | 1901-01-01 06:00 |  | Catchment Basin, Single walled catchment basin | Automatic shutoff device At 95% full | Automatic shutoff device At 95% full |  |  | Automatic Tank Gauge |  |  |  | Interstitial Monitoring within Secondary Containment |  |  |  |  | UST Currently In Use: 0; UST Temp Close: 0; AST Currently In Use: 3; AST Temp Closed: 0 | 0 | 0 | 4 | 12517-089-009049 | INTERGRAPH CORP
16437 | Permanently Closed | 1997-06-24 06:00 | 1982-01-01 06:00 | 1997-06-24 06:00 | Petroleum | Used oil | Used oil |  | Fiberglass reinforced plastic | Fiberglass reinforced plastic |  |  | Steel |  | 1901-01-01 06:00 | [6 empty] | Manual Tank Gauging (only tanks 1000 gal. or less and 48” or 64” in diameter) | [8 empty] | UST Currently In Use: 0; UST Temp Close: 0; AST Currently In Use: 3; AST Temp Closed: 0 | 0 | 0 | 4 | 12517-089-009049 | INTERGRAPH CORP
16438 | Permanently Closed | 1901-01-01 06:00 | 1980-01-01 06:00 | 1988-12-01 06:00 | Petroleum | On road diesel | On road diesel |  | Steel | Steel |  | Painted or None | Other, N/A |  | 1901-01-01 06:00 | [15 empty] | UST Currently In Use: 0; UST Temp Close: 0; AST Currently In Use: 0; AST Temp Closed: 0 | 0 | 0 | 1 | 12519-101-000324 | INTERNATIONAL MINERALS & CHEMICAL CO
16439 | Permanently Closed | 1901-01-01 06:00 | 1975-01-01 06:00 | 1988-10-27 06:00 | Petroleum | Unleaded gasoline | Unleaded gasoline |  | Steel | Steel |  | Painted or None | Steel |  | 1901-01-01 06:00 | [15 empty] | UST Currently In Use: 0; UST Temp Close: 0; AST Currently In Use: 2; AST Temp Closed: 0 | 0 | 0 | 2 | 12520-061-000377 | IMC FERTILIZER INC
16440 | Permanently Closed | 1901-01-01 06:00 | 1975-01-01 06:00 | 1988-10-27 06:00 | Petroleum | On road diesel | On road diesel |  | Steel | Steel |  | Painted or None | Steel |  | 1901-01-01 06:00 | [15 empty] | UST Currently In Use: 0; UST Temp Close: 0; AST Currently In Use: 2; AST Temp Closed: 0 | 0 | 0 | 2 | 12520-061-000377 | IMC FERTILIZER INC
16441 | Permanently Closed | 1901-01-01 06:00 | 1966-01-01 06:00 | 1988-10-01 06:00 | Petroleum | On road diesel | On road diesel |  | Steel | Steel |  | Painted or None | Steel |  | 1901-01-01 06:00 | [15 empty] | UST Currently In Use: 0; UST Temp Close: 0; AST Currently In Use: 0; AST Temp Closed: 0 | 0 | 0 | 1 | 12521-003-004872 | INTERNATIONAL PAPER CO
16442 | Permanently Closed | 1901-01-01 06:00 | 1977-01-01 06:00 | 1987-05-01 06:00 | Petroleum | Unleaded gasoline | Unleaded gasoline |  | Steel | Steel |  | Painted or None | Steel |  | 1901-01-01 06:00 | [15 empty] | UST Currently In Use: 0; UST Temp Close: 0; AST Currently In Use: 0; AST Temp Closed: 0 | 0 | 0 | 1 | 12521-003-011051 | INTERNATIONAL PAPER CO
16443 | Permanently Closed | 1901-01-01 06:00 | 1970-01-01 06:00 | 1988-10-01 06:00 | Petroleum | On road diesel | On road diesel |  | Steel | Steel |  | Painted or None | Steel |  | 1901-01-01 06:00 | [15 empty] | UST Currently In Use: 0; UST Temp Close: 0; AST Currently In Use: 0; AST Temp Closed: 0 | 0 | 0 | 2 | 12521-013-004874 | INTERNATIONAL PAPER CO
16444 | Permanently Closed | 1901-01-01 06:00 | 1968-01-01 06:00 | 1988-10-01 06:00 | Petroleum | On road diesel | On road diesel |  | Steel | Steel |  | Painted or None | Steel |  | 1901-01-01 06:00 | [15 empty] | UST Currently In Use: 0; UST Temp Close: 0; AST Currently In Use: 0; AST Temp Closed: 0 | 0 | 0 | 2 | 12521-013-004874 | INTERNATIONAL PAPER CO
16445 | Permanently Closed | 1901-01-01 06:00 | 1977-01-01 06:00 | 1987-05-01 06:00 | Petroleum | Unleaded gasoline | Unleaded gasoline |  | Steel | Steel |  | Painted or None | Steel |  | 1901-01-01 06:00 | [15 empty] | UST Currently In Use: 0; UST Temp Close: 0; AST Currently In Use: 0; AST Temp Closed: 0 | 0 | 0 | 2 | 12521-035-004871 | INTERNATIONAL PAPER CO
16446 | Permanently Closed | 1901-01-01 06:00 | 1977-01-01 06:00 | 1987-05-01 06:00 | Petroleum | Unleaded gasoline | Unleaded gasoline |  | Steel | Steel |  | Painted or None | Steel |  | 1901-01-01 06:00 | [15 empty] | UST Currently In Use: 0; UST Temp Close: 0; AST Currently In Use: 0; AST Temp Closed: 0 | 0 | 0 | 2 | 12521-035-004871 | INTERNATIONAL PAPER CO
16447 | Permanently Closed | 1901-01-01 06:00 | 1980-01-01 06:00 | 1988-10-01 06:00 | Petroleum | On road diesel | On road diesel |  | Steel | Steel |  | Painted or None | Steel |  | 1901-01-01 06:00 | [15 empty] | UST Currently In Use: 0; UST Temp Close: 0; AST Currently In Use: 0; AST Temp Closed: 0 | 0 | 0 | 1 | 12521-035-004873 | INTERNATIONAL PAPER CO
16448 | Permanently Closed | 1989-05-01 06:00 | 1963-01-01 06:00 | 1989-05-01 06:00 | Petroleum | Other, OTHER | Other |  | Steel | Steel |  | Painted or None | Steel |  | 1901-01-01 06:00 | [15 empty] | UST Currently In Use: 0; UST Temp Close: 0; AST Currently In Use: 1; AST Temp Closed: 0 | 0 | 0 | 4 | 12522-003-000734 | INTERNATIONAL PAPER CO
16449 | Permanently Closed | 1989-05-01 06:00 | 1973-01-01 06:00 | 1989-05-01 06:00 | Petroleum | Other, OTHER | Other |  | Steel | Steel |  | Painted or None | Steel |  | 1901-01-01 06:00 | [15 empty] | UST Currently In Use: 0; UST Temp Close: 0; AST Currently In Use: 1; AST Temp Closed: 0 | 0 | 0 | 4 | 12522-003-000734 | INTERNATIONAL PAPER CO
16450 | Permanently Closed | 1989-06-26 06:00 | 1969-01-01 06:00 | 1989-06-26 06:00 | Petroleum | On road diesel | On road diesel |  | Steel | Steel |  | Painted or None | Steel |  | 1901-01-01 06:00 | [15 empty] | UST Currently In Use: 0; UST Temp Close: 0; AST Currently In Use: 1; AST Temp Closed: 0 | 0 | 0 | 4 | 12522-003-000734 | INTERNATIONAL PAPER CO
16451 | Permanently Closed | 1989-05-01 06:00 | 1973-01-01 06:00 | 1989-05-01 06:00 | Petroleum | Other, OTHER | Other |  | Steel | Steel |  | Painted or None | Steel |  | 1901-01-01 06:00 | [15 empty] | UST Currently In Use: 0; UST Temp Close: 0; AST Currently In Use: 1; AST Temp Closed: 0 | 0 | 0 | 4 | 12522-003-000734 | INTERNATIONAL PAPER CO
16452 | Permanently Closed | 1988-12-16 06:00 | 1982-01-01 06:00 | 1988-12-16 06:00 | Petroleum | Unleaded gasoline | Unleaded gasoline |  | Steel | Steel |  | Painted or None | Steel |  | 1901-01-01 06:00 | [15 empty] | UST Currently In Use: 0; UST Temp Close: 0; AST Currently In Use: 0; AST Temp Closed: 0 | 0 | 0 | 5 | 12523-097-001828 | INTERNATIONAL PAPER CO
16453 | Permanently Closed | 1988-12-16 06:00 | 1982-01-01 06:00 | 1988-12-16 06:00 | Petroleum | Unleaded gasoline | Unleaded gasoline |  | Steel | Steel |  | Painted or None | Steel |  | 1901-01-01 06:00 | [15 empty] | UST Currently In Use: 0; UST Temp Close: 0; AST Currently In Use: 0; AST Temp Closed: 0 | 0 | 0 | 5 | 12523-097-001828 | INTERNATIONAL PAPER CO
16454 | Permanently Closed | 1988-12-16 06:00 | 1982-01-01 06:00 | 1988-12-16 06:00 | Petroleum | On road diesel | On road diesel |  | Steel | Steel |  | Painted or None | Steel |  | 1901-01-01 06:00 | [15 empty] | UST Currently In Use: 0; UST Temp Close: 0; AST Currently In Use: 0; AST Temp Closed: 0 | 0 | 0 | 5 | 12523-097-001828 | INTERNATIONAL PAPER CO
16455 | Permanently Closed | 1988-12-16 06:00 | 1972-01-01 06:00 | 1988-12-16 06:00 | Petroleum | On road diesel | On road diesel |  | Steel | Steel |  |  |  |  | 1901-01-01 06:00 | [15 empty] | UST Currently In Use: 0; UST Temp Close: 0; AST Currently In Use: 0; AST Temp Closed: 0 | 0 | 0 | 5 | 12523-097-001828 | INTERNATIONAL PAPER CO
16456 | Permanently Closed | 1988-12-16 06:00 | 1966-01-01 06:00 | 1988-12-16 06:00 | Petroleum | Other, LUBE OIL | Other |  | Steel | Steel |  |  |  |  | 1901-01-01 06:00 | [15 empty] | UST Currently In Use: 0; UST Temp Close: 0; AST Currently In Use: 0; AST Temp Closed: 0 | 0 | 0 | 5 | 12523-097-001828 | INTERNATIONAL PAPER CO
16457 | Permanently Closed | 1901-01-01 06:00 | 1974-01-01 06:00 | 1988-01-01 06:00 | Petroleum | On road diesel | On road diesel |  | Fiberglass reinforced plastic | Fiberglass reinforced plastic |  |  | Steel |  | 1901-01-01 06:00 | [15 empty] | UST Currently In Use: 0; UST Temp Close: 0; AST Currently In Use: 0; AST Temp Closed: 0 | 0 | 0 | 1 | 12524-097-000999 | INTERNATIONAL PAPER CO
16458 | Permanently Closed | 1998-01-01 06:00 | 1985-01-01 06:00 | 1998-07-09 06:00 | Petroleum | Kerosene | Kerosene |  | Fiberglass coated steel | Fiberglass coated steel | Interior lined (not allowed as a standalone method of corrosion protection) |  |  |  | 1901-01-01 06:00 | Field installed cathodic protection | [14 empty] | UST Currently In Use: 0; UST Temp Close: 0; AST Currently In Use: 0; AST Temp Closed: 0 | 0 | 0 | 3 | 12525-097-012577 | INTERNATIONAL PAPER CO
16459 | Permanently Closed | 1998-01-01 06:00 | 1985-01-01 06:00 | 1998-07-09 06:00 | Petroleum | Kerosene | Kerosene |  | Fiberglass coated steel | Fiberglass coated steel | Interior lined (not allowed as a standalone method of corrosion protection) |  |  |  | 1901-01-01 06:00 | Field installed cathodic protection | [14 empty] | UST Currently In Use: 0; UST Temp Close: 0; AST Currently In Use: 0; AST Temp Closed: 0 | 0 | 0 | 3 | 12525-097-012577 | INTERNATIONAL PAPER CO
16460 | Permanently Closed | 1901-01-01 06:00 | 1969-01-01 06:00 | 1989-02-08 06:00 | Petroleum | On road diesel | On road diesel |  | Steel | Steel |  | Painted or None | Steel |  | 1901-01-01 06:00 | [15 empty] | UST Currently In Use: 0; UST Temp Close: 0; AST Currently In Use: 0; AST Temp Closed: 0 | 0 | 0 | 2 | 12526-039-010148 | INTERNATIONAL PAPER CO
16461 | Permanently Closed | 1901-01-01 06:00 | 1969-01-01 06:00 | 1989-02-08 06:00 | Petroleum | On road diesel | On road diesel |  | Steel | Steel |  | Painted or None | Steel |  | 1901-01-01 06:00 | [15 empty] | UST Currently In Use: 0; UST Temp Close: 0; AST Currently In Use: 0; AST Temp Closed: 0 | 0 | 0 | 2 | 12526-039-010148 | INTERNATIONAL PAPER CO
16462 | Permanently Closed | 1991-03-26 06:00 | 1975-01-01 06:00 | 1991-03-26 06:00 | Petroleum | Unleaded gasoline | Unleaded gasoline |  | Steel | Steel |  | Painted or None | Steel |  | 1901-01-01 06:00 | [15 empty] | UST Currently In Use: 0; UST Temp Close: 0; AST Currently In Use: 0; AST Temp Closed: 0 | 0 | 0 | 3 | 12527-097-000426 | INTERNATIONAL SYSTEMS
16463 | Permanently Closed | 1991-03-26 06:00 | 1975-01-01 06:00 | 1991-03-26 06:00 | Petroleum | Unleaded gasoline | Unleaded gasoline |  | Steel | Steel |  | Painted or None | Steel |  | 1901-01-01 06:00 | [15 empty] | UST Currently In Use: 0; UST Temp Close: 0; AST Currently In Use: 0; AST Temp Closed: 0 | 0 | 0 | 3 | 12527-097-000426 | INTERNATIONAL SYSTEMS
16464 | Permanently Closed | 1991-03-26 06:00 | 1975-01-01 06:00 | 1991-03-26 06:00 | Petroleum | On road diesel | On road diesel |  | Steel | Steel |  | Painted or None | Steel |  | 1901-01-01 06:00 | [15 empty] | UST Currently In Use: 0; UST Temp Close: 0; AST Currently In Use: 0; AST Temp Closed: 0 | 0 | 0 | 3 | 12527-097-000426 | INTERNATIONAL SYSTEMS
16465 | Permanently Closed | 1901-01-01 06:00 | 1973-01-01 06:00 | 1988-12-29 06:00 | Petroleum | On road diesel | On road diesel |  | Steel | Steel |  |  | Steel |  | 1901-01-01 06:00 | [15 empty] | UST Currently In Use: 0; UST Temp Close: 0; AST Currently In Use: 0; AST Temp Closed: 0 | 0 | 0 | 1 | 12528-073-012351 | INTERSTATE BRANDS CORP
16466 | Retired | 1980-10-01 06:00 | 1964-01-01 06:00 |  | Petroleum | Unleaded gasoline | Unleaded gasoline | [7 empty] | 1901-01-01 06:00 | [15 empty] | UST Currently In Use: 0; UST Temp Close: 0; AST Currently In Use: 0; AST Temp Closed: 0 | 0 | 0 | 0 | 12529-121-003627 | FAIRMONT REALTY
16467 | Permanently Closed | 2017-01-26 06:00 | 1980-01-01 06:00 | 2017-01-26 06:00 | Petroleum | Mid-grade gasoline | Mid-grade gasoline | Retail | Steel | Steel | Field installed cathodic protection |  | Steel |  |  | Field installed cathodic protection | Catchment Basin, Single walled catchment basin | Automatic shutoff device At 95% full | Automatic shutoff device At 95% full |  |  | Continuous Automatic Tank Gauge |  | Automatic shutoff device (AELLD) | Automatic shutoff device (AELLD) | [5 empty] | UST Currently In Use: 0; UST Temp Close: 0; AST Currently In Use: 0; AST Temp Closed: 0 | 0 | 0 | 4 | 23868-051-004595 | SLIDELL OIL COMPANY, LLC
16468 | Permanently Closed | 2017-01-26 06:00 | 1980-01-01 06:00 | 2017-01-26 06:00 | Petroleum | Unleaded gasoline | Unleaded gasoline | Retail | Steel | Steel | Field installed cathodic protection |  | Steel |  |  | Field installed cathodic protection | Catchment Basin, Single walled catchment basin | Automatic shutoff device At 95% full | Automatic shutoff device At 95% full |  |  | Continuous Automatic Tank Gauge |  | Automatic shutoff device (AELLD) | Automatic shutoff device (AELLD) | [5 empty] | UST Currently In Use: 0; UST Temp Close: 0; AST Currently In Use: 0; AST Temp Closed: 0 | 0 | 0 | 4 | 23868-051-004595 | SLIDELL OIL COMPANY, LLC
16469 | Permanently Closed | 2017-01-26 06:00 | 1980-01-01 06:00 | 2017-01-26 06:00 | Petroleum | Premium gasoline | Premium gasoline | Retail | Steel | Steel | Field installed cathodic protection |  | Steel |  |  | Field installed cathodic protection | Catchment Basin, Single walled catchment basin | Automatic shutoff device At 95% full | Automatic shutoff device At 95% full |  |  | Continuous Automatic Tank Gauge |  | Automatic shutoff device (AELLD) | Automatic shutoff device (AELLD) | [5 empty] | UST Currently In Use: 0; UST Temp Close: 0; AST Currently In Use: 0; AST Temp Closed: 0 | 0 | 0 | 4 | 23868-051-004595 | SLIDELL OIL COMPANY, LLC
16470 | Permanently Closed | 2017-01-26 06:00 | 1980-01-01 06:00 | 2017-01-26 06:00 | Petroleum | On road diesel | On road diesel | Retail | Steel | Steel | Field installed cathodic protection |  | Steel |  |  | Field installed cathodic protection | Catchment Basin, Single walled catchment basin | Automatic shutoff device At 95% full | Automatic shutoff device At 95% full |  |  | Continuous Automatic Tank Gauge |  | Automatic shutoff device (AELLD) | Automatic shutoff device (AELLD) | [5 empty] | UST Currently In Use: 0; UST Temp Close: 0; AST Currently In Use: 0; AST Temp Closed: 0 | 0 | 0 | 4 | 23868-051-004595 | SLIDELL OIL COMPANY, LLC
16471 | Permanently Closed | 1989-10-30 06:00 | 1959-01-01 06:00 | 1989-10-30 06:00 | Petroleum | Unleaded gasoline | Unleaded gasoline |  | Steel | Steel |  | Painted or None | Steel |  | 1901-01-01 06:00 | [15 empty] | UST Currently In Use: 3; UST Temp Close: 0; AST Currently In Use: 0; AST Temp Closed: 0 | 3 | 0 | 5 | 24558-051-004596 | SAI MANTHAN
16472 | Permanently Closed | 1989-10-30 06:00 | 1959-01-01 06:00 | 1989-10-30 06:00 | Petroleum | Unleaded gasoline | Unleaded gasoline |  | Steel | Steel |  | Painted or None | Steel |  | 1901-01-01 06:00 | [15 empty] | UST Currently In Use: 3; UST Temp Close: 0; AST Currently In Use: 0; AST Temp Closed: 0 | 3 | 0 | 5 | 24558-051-004596 | SAI MANTHAN
16473 | Permanently Closed | 1989-10-30 06:00 | 1959-01-01 06:00 | 1989-10-30 06:00 | Petroleum | Unleaded gasoline | Unleaded gasoline |  | Steel | Steel |  | Painted or None | Steel |  | 1901-01-01 06:00 | [15 empty] | UST Currently In Use: 3; UST Temp Close: 0; AST Currently In Use: 0; AST Temp Closed: 0 | 3 | 0 | 5 | 24558-051-004596 | SAI MANTHAN
16474 | Permanently Closed | 1901-01-01 06:00 | 1959-01-01 06:00 | 1988-11-14 06:00 | Petroleum | Kerosene | Kerosene |  | Steel | Steel |  | Painted or None | Steel |  | 1901-01-01 06:00 | [15 empty] | UST Currently In Use: 3; UST Temp Close: 0; AST Currently In Use: 0; AST Temp Closed: 0 | 3 | 0 | 5 | 24558-051-004596 | SAI MANTHAN
16475 | Permanently Closed | 1901-01-01 06:00 | 1959-01-01 06:00 | 1988-11-14 06:00 | Petroleum | Used oil | Used oil |  | Steel | Steel |  | Painted or None | Steel |  | 1901-01-01 06:00 | [15 empty] | UST Currently In Use: 3; UST Temp Close: 0; AST Currently In Use: 0; AST Temp Closed: 0 | 3 | 0 | 5 | 24558-051-004596 | SAI MANTHAN
16476 | Currently in Use |  | 1989-11-02 06:00 |  | Petroleum | Premium gasoline | Premium gasoline | Retail | Steel | Steel | Coated & cathodic protection (sti-P3) |  | Fiberglass reinforced plastic |  |  |  | Catchment Basin, Single walled catchment basin | Automatic shutoff device At 95% full | Automatic shutoff device At 95% full |  |  | Continuous Automatic Tank Gauge |  | Automatic shutoff device (AELLD) | Automatic shutoff device (AELLD) | [5 empty] | UST Currently In Use: 3; UST Temp Close: 0; AST Currently In Use: 0; AST Temp Closed: 0 | 3 | 0 | 5 | 24558-051-004596 | SAI MANTHAN
16477 | Currently in Use |  | 1989-11-02 06:00 |  | Petroleum | Mid-grade gasoline | Mid-grade gasoline | Retail | Steel | Steel | Coated & cathodic protection (sti-P3) |  | Fiberglass reinforced plastic |  |  |  | Catchment Basin, Single walled catchment basin | Automatic shutoff device At 95% full | Automatic shutoff device At 95% full |  |  | Continuous Automatic Tank Gauge |  | Automatic shutoff device (AELLD) | Automatic shutoff device (AELLD) | [5 empty] | UST Currently In Use: 3; UST Temp Close: 0; AST Currently In Use: 0; AST Temp Closed: 0 | 3 | 0 | 5 | 24558-051-004596 | SAI MANTHAN
16478 | Currently in Use |  | 1989-11-02 06:00 |  | Petroleum | Unleaded gasoline | Unleaded gasoline | Retail | Steel | Steel | Coated & cathodic protection (sti-P3) |  | Fiberglass reinforced plastic |  |  |  | Catchment Basin, Single walled catchment basin | Automatic shutoff device At 95% full | Automatic shutoff device At 95% full |  |  | Continuous Automatic Tank Gauge |  | Automatic shutoff device (AELLD) | Automatic shutoff device (AELLD) | [5 empty] | UST Currently In Use: 3; UST Temp Close: 0; AST Currently In Use: 0; AST Temp Closed: 0 | 3 | 0 | 5 | 24558-051-004596 | SAI MANTHAN
16479 | Permanently Closed | 1901-01-01 06:00 | 1953-01-01 06:00 | 1987-11-11 06:00 | Petroleum | Unleaded gasoline | Unleaded gasoline |  | Steel | Steel |  | Painted or None | Steel |  | 1901-01-01 06:00 | [15 empty] | UST Currently In Use: 3; UST Temp Close: 0; AST Currently In Use: 0; AST Temp Closed: 0 | 3 | 0 | 5 | 23868-051-004599 | SLIDELL OIL COMPANY, LLC
16480 | Permanently Closed | 1901-01-01 06:00 | 1953-01-01 06:00 | 1987-11-11 06:00 | Petroleum | Unleaded gasoline | Unleaded gasoline |  | Steel | Steel |  | Painted or None | Steel |  | 1901-01-01 06:00 | [15 empty] | UST Currently In Use: 3; UST Temp Close: 0; AST Currently In Use: 0; AST Temp Closed: 0 | 3 | 0 | 5 | 23868-051-004599 | SLIDELL OIL COMPANY, LLC
16481 | Permanently Closed | 1901-01-01 06:00 | 1953-01-01 06:00 | 1987-11-11 06:00 | Petroleum | Unleaded gasoline | Unleaded gasoline |  | Steel | Steel |  | Painted or None | Steel |  | 1901-01-01 06:00 | [15 empty] | UST Currently In Use: 3; UST Temp Close: 0; AST Currently In Use: 0; AST Temp Closed: 0 | 3 | 0 | 5 | 23868-051-004599 | SLIDELL OIL COMPANY, LLC
16482 | Permanently Closed | 1901-01-01 06:00 | 1978-01-01 06:00 | 1987-11-11 06:00 | Petroleum | Unleaded gasoline | Unleaded gasoline |  | Steel | Steel |  | Painted or None | Steel |  | 1901-01-01 06:00 | [15 empty] | UST Currently In Use: 3; UST Temp Close: 0; AST Currently In Use: 0; AST Temp Closed: 0 | 3 | 0 | 5 | 23868-051-004599 | SLIDELL OIL COMPANY, LLC
16483 | Permanently Closed | 1901-01-01 06:00 | 1960-01-01 06:00 | 1987-11-11 06:00 | Petroleum | On road diesel | On road diesel |  | Steel | Steel |  | Painted or None | Steel |  | 1901-01-01 06:00 | [15 empty] | UST Currently In Use: 3; UST Temp Close: 0; AST Currently In Use: 0; AST Temp Closed: 0 | 3 | 0 | 5 | 23868-051-004599 | SLIDELL OIL COMPANY, LLC
16485 | Currently in Use |  | 1987-01-01 06:00 |  | Petroleum | Unleaded gasoline | Unleaded gasoline | Retail | Steel | Steel | Coated & cathodic protection (sti-P3) |  | Fiberglass reinforced plastic |  |  |  | Catchment Basin, Single walled catchment basin | Automatic shutoff device At 95% full | Automatic shutoff device At 95% full |  |  | Continuous Automatic Tank Gauge |  | Automatic shutoff device (AELLD), Containment Sump | Containment Sump | [5 empty] | UST Currently In Use: 3; UST Temp Close: 0; AST Currently In Use: 0; AST Temp Closed: 0 | 3 | 0 | 5 | 23868-051-004599 | SLIDELL OIL COMPANY, LLC
16486 | Currently in Use |  | 1987-01-01 06:00 |  | Petroleum | Premium gasoline | Premium gasoline | Retail | Steel | Steel | Coated & cathodic protection (sti-P3) |  | Fiberglass reinforced plastic |  |  |  | Catchment Basin, Single walled catchment basin | Automatic shutoff device At 95% full | Automatic shutoff device At 95% full |  |  | Continuous Automatic Tank Gauge |  | Automatic shutoff device (AELLD), Containment Sump | Containment Sump | [5 empty] | UST Currently In Use: 3; UST Temp Close: 0; AST Currently In Use: 0; AST Temp Closed: 0 | 3 | 0 | 5 | 23868-051-004599 | SLIDELL OIL COMPANY, LLC
16487 | Currently in Use |  | 1987-01-01 06:00 |  | Petroleum | On road diesel | On road diesel | Retail | Steel | Steel | Coated & cathodic protection (sti-P3) |  | Fiberglass reinforced plastic |  |  |  | Catchment Basin, Single walled catchment basin | Automatic shutoff device At 95% full | Automatic shutoff device At 95% full |  |  | Continuous Automatic Tank Gauge | [8 empty] | UST Currently In Use: 3; UST Temp Close: 0; AST Currently In Use: 0; AST Temp Closed: 0 | 3 | 0 | 5 | 23868-051-004599 | SLIDELL OIL COMPANY, LLC
16488 | Permanently Closed | 1989-07-01 06:00 | 1976-01-01 06:00 | 1989-07-01 06:00 | Petroleum | Unleaded gasoline | Unleaded gasoline |  | Steel | Steel |  | Painted or None | Steel |  | 1901-01-01 06:00 | [15 empty] | UST Currently In Use: 0; UST Temp Close: 0; AST Currently In Use: 0; AST Temp Closed: 0 | 0 | 0 | 1 | 12530-051-004604 | INTERSTATE OIL CO INC
16489 | Permanently Closed | 1901-01-01 06:00 | 1957-01-01 06:00 | 1988-12-21 06:00 | Petroleum | Unleaded gasoline | Unleaded gasoline |  | Steel | Steel |  | Painted or None | Steel |  | 1901-01-01 06:00 | [15 empty] | UST Currently In Use: 4; UST Temp Close: 0; AST Currently In Use: 0; AST Temp Closed: 0 | 4 | 0 | 7 | 25654-051-009511 | PATRIOT FUELING CNTR OF WETUMPKA LLC
16490 | Permanently Closed | 1901-01-01 06:00 | 1957-01-01 06:00 | 1988-12-21 06:00 | Petroleum | Unleaded gasoline | Unleaded gasoline |  | Steel | Steel |  | Painted or None | Steel |  | 1901-01-01 06:00 | [15 empty] | UST Currently In Use: 4; UST Temp Close: 0; AST Currently In Use: 0; AST Temp Closed: 0 | 4 | 0 | 7 | 25654-051-009511 | PATRIOT FUELING CNTR OF WETUMPKA LLC
16491 | Permanently Closed | 1990-06-13 06:00 | 1964-01-01 06:00 | 1990-06-13 06:00 | Petroleum | Unleaded gasoline | Unleaded gasoline |  | Steel | Steel |  | Painted or None | Steel |  | 1901-01-01 06:00 | [15 empty] | UST Currently In Use: 4; UST Temp Close: 0; AST Currently In Use: 0; AST Temp Closed: 0 | 4 | 0 | 7 | 25654-051-009511 | PATRIOT FUELING CNTR OF WETUMPKA LLC
16492 | Permanently Closed | 1990-06-13 06:00 | 1964-01-01 06:00 | 1990-06-13 06:00 | Petroleum | Unleaded gasoline | Unleaded gasoline |  | Steel | Steel |  | Painted or None | Steel |  | 1901-01-01 06:00 | [15 empty] | UST Currently In Use: 4; UST Temp Close: 0; AST Currently In Use: 0; AST Temp Closed: 0 | 4 | 0 | 7 | 25654-051-009511 | PATRIOT FUELING CNTR OF WETUMPKA LLC
16493 | Permanently Closed | 1990-06-13 06:00 | 1964-01-01 06:00 | 1990-06-13 06:00 | Petroleum | Unleaded gasoline | Unleaded gasoline |  | Steel | Steel |  | Painted or None | Steel |  | 1901-01-01 06:00 | [15 empty] | UST Currently In Use: 4; UST Temp Close: 0; AST Currently In Use: 0; AST Temp Closed: 0 | 4 | 0 | 7 | 25654-051-009511 | PATRIOT FUELING CNTR OF WETUMPKA LLC
16494 | Permanently Closed | 1990-06-13 06:00 | 1964-01-01 06:00 | 1990-06-13 06:00 | Petroleum | Used oil | Used oil |  | Steel | Steel |  | Painted or None | Steel |  | 1901-01-01 06:00 | [15 empty] | UST Currently In Use: 4; UST Temp Close: 0; AST Currently In Use: 0; AST Temp Closed: 0 | 4 | 0 | 7 | 25654-051-009511 | PATRIOT FUELING CNTR OF WETUMPKA LLC
16495 | Permanently Closed | 1990-06-15 06:00 | 1964-01-01 06:00 | 1990-06-15 06:00 | Petroleum | Kerosene | Kerosene |  | Steel | Steel |  | Painted or None | Steel |  | 1901-01-01 06:00 | [15 empty] | UST Currently In Use: 4; UST Temp Close: 0; AST Currently In Use: 0; AST Temp Closed: 0 | 4 | 0 | 7 | 25654-051-009511 | PATRIOT FUELING CNTR OF WETUMPKA LLC
16496 | Currently in Use |  | 1990-02-08 06:00 |  | Petroleum | Unleaded gasoline | Unleaded gasoline | Retail | Steel | Steel | Coated & cathodic protection (sti-P3) |  | Fiberglass reinforced plastic |  |  |  | Catchment Basin, Single walled catchment basin | Flow Rest 90% Full | Flow Rest 90% Full |  |  | Continuous Automatic Tank Gauge |  | Automatic shutoff device (AELLD) | Automatic shutoff device (AELLD) | [5 empty] | UST Currently In Use: 4; UST Temp Close: 0; AST Currently In Use: 0; AST Temp Closed: 0 | 4 | 0 | 7 | 25654-051-009511 | PATRIOT FUELING CNTR OF WETUMPKA LLC
16497 | Currently in Use |  | 1990-02-08 06:00 |  | Petroleum | Mid-grade gasoline | Mid-grade gasoline | Retail | Steel | Steel | Coated & cathodic protection (sti-P3) |  | Fiberglass reinforced plastic |  |  |  | Catchment Basin, Single walled catchment basin | Flow Rest 90% Full | Flow Rest 90% Full |  |  | Continuous Automatic Tank Gauge |  | Automatic shutoff device (AELLD) | Automatic shutoff device (AELLD) | [5 empty] | UST Currently In Use: 4; UST Temp Close: 0; AST Currently In Use: 0; AST Temp Closed: 0 | 4 | 0 | 7 | 25654-051-009511 | PATRIOT FUELING CNTR OF WETUMPKA LLC
16498 | Currently in Use |  | 1990-02-08 06:00 |  | Petroleum | Premium gasoline | Premium gasoline | Retail | Steel | Steel | Coated & cathodic protection (sti-P3) |  | Fiberglass reinforced plastic |  |  |  | Catchment Basin, Single walled catchment basin | Flow Rest 90% Full | Flow Rest 90% Full |  |  | Continuous Automatic Tank Gauge |  | Automatic shutoff device (AELLD) | Automatic shutoff device (AELLD) | [5 empty] | UST Currently In Use: 4; UST Temp Close: 0; AST Currently In Use: 0; AST Temp Closed: 0 | 4 | 0 | 7 | 25654-051-009511 | PATRIOT FUELING CNTR OF WETUMPKA LLC
16499 | Currently in Use |  | 1990-02-08 06:00 |  | Petroleum | On road diesel | On road diesel | Retail | Steel | Steel | Coated & cathodic protection (sti-P3) |  | Fiberglass reinforced plastic |  |  |  | Catchment Basin, Single walled catchment basin | Flow Rest 90% Full | Flow Rest 90% Full |  |  | Continuous Automatic Tank Gauge |  | Automatic shutoff device (AELLD) | Automatic shutoff device (AELLD) | [5 empty] | UST Currently In Use: 4; UST Temp Close: 0; AST Currently In Use: 0; AST Temp Closed: 0 | 4 | 0 | 7 | 25654-051-009511 | PATRIOT FUELING CNTR OF WETUMPKA LLC
16500 | Permanently Closed | 1990-04-23 06:00 | 1973-01-01 06:00 | 1990-04-23 06:00 | Petroleum | On road diesel | On road diesel |  | Steel | Steel |  |  | Steel |  | 1901-01-01 06:00 | [15 empty] | UST Currently In Use: 0; UST Temp Close: 0; AST Currently In Use: 0; AST Temp Closed: 0 | 0 | 0 | 3 | 12530-101-000109 | INTERSTATE OIL CO INC
16501 | Permanently Closed | 1990-04-01 06:00 | 1973-01-01 06:00 | 1990-04-23 06:00 | Petroleum | Other, NEW OIL | Other |  | Steel | Steel |  |  | Steel |  | 1901-01-01 06:00 | [15 empty] | UST Currently In Use: 0; UST Temp Close: 0; AST Currently In Use: 0; AST Temp Closed: 0 | 0 | 0 | 3 | 12530-101-000109 | INTERSTATE OIL CO INC
16502 | Permanently Closed | 1990-04-01 06:00 | 1973-01-01 06:00 | 1990-04-23 06:00 | Petroleum | Used oil | Used oil |  | Steel | Steel |  |  | Steel |  | 1901-01-01 06:00 | [15 empty] | UST Currently In Use: 0; UST Temp Close: 0; AST Currently In Use: 0; AST Temp Closed: 0 | 0 | 0 | 3 | 12530-101-000109 | INTERSTATE OIL CO INC
16503 | Currently in Use |  | 1981-01-01 06:00 |  | Petroleum | Unleaded gasoline | Unleaded gasoline | Retail | Fiberglass reinforced plastic | Fiberglass reinforced plastic |  |  | Fiberglass reinforced plastic |  | 1901-01-01 06:00 | None | Catchment Basin, Single walled catchment basin | Flow Rest 90% Full | Flow Rest 90% Full |  |  | Automatic Tank Gauge |  | Automatic shutoff device (AELLD) | Automatic shutoff device (AELLD) | [5 empty] | UST Currently In Use: 3; UST Temp Close: 0; AST Currently In Use: 0; AST Temp Closed: 0 | 3 | 0 | 0 | 25273-101-000821 | NEW GOLDEN LLC
16504 | Currently in Use |  | 1981-01-01 06:00 |  | Petroleum | Premium gasoline | Premium gasoline | Retail | Fiberglass reinforced plastic | Fiberglass reinforced plastic |  |  | Fiberglass reinforced plastic |  | 1901-01-01 06:00 | None | Catchment Basin, Single walled catchment basin | Flow Rest 90% Full | Flow Rest 90% Full |  |  | Automatic Tank Gauge |  | Automatic shutoff device (AELLD) | Automatic shutoff device (AELLD) | [5 empty] | UST Currently In Use: 3; UST Temp Close: 0; AST Currently In Use: 0; AST Temp Closed: 0 | 3 | 0 | 0 | 25273-101-000821 | NEW GOLDEN LLC
16505 | Currently in Use |  | 1981-01-01 06:00 |  | Petroleum | On road diesel | On road diesel | Retail | Fiberglass reinforced plastic | Fiberglass reinforced plastic |  |  | Fiberglass reinforced plastic |  | 1901-01-01 06:00 | None | Catchment Basin, Single walled catchment basin | Flow Rest 90% Full | Flow Rest 90% Full |  |  | Automatic Tank Gauge |  | Automatic shutoff device (AELLD) | Automatic shutoff device (AELLD) | [5 empty] | UST Currently In Use: 3; UST Temp Close: 0; AST Currently In Use: 0; AST Temp Closed: 0 | 3 | 0 | 0 | 25273-101-000821 | NEW GOLDEN LLC
16506 | Permanently Closed | 1987-05-01 06:00 | 1979-01-01 06:00 | 1987-07-01 06:00 | Petroleum | On road diesel | On road diesel |  | Steel | Steel |  | Painted or None | Steel |  | 1901-01-01 06:00 | [15 empty] | UST Currently In Use: 0; UST Temp Close: 0; AST Currently In Use: 0; AST Temp Closed: 0 | 0 | 0 | 1 | 12530-101-004400 | INTERSTATE OIL CO INC
16507 | Permanently Closed | 1988-12-01 06:00 | 1974-01-01 06:00 | 1988-12-01 06:00 | Petroleum | Unleaded gasoline | Unleaded gasoline |  | Steel | Steel |  | Painted or None | Steel |  | 1901-01-01 06:00 | [15 empty] | UST Currently In Use: 0; UST Temp Close: 0; AST Currently In Use: 0; AST Temp Closed: 0 | 0 | 0 | 1 | 12530-101-004401 | INTERSTATE OIL CO INC
16508 | Permanently Closed | 2011-01-01 06:00 | 1972-01-01 06:00 | 1993-01-01 06:00 | Petroleum | Unleaded gasoline | Unleaded gasoline |  | Steel | Steel |  | Painted or None | Steel |  | 1901-01-01 06:00 | [15 empty] | UST Currently In Use: 0; UST Temp Close: 0; AST Currently In Use: 0; AST Temp Closed: 0 | 0 | 0 | 4 | 12530-101-004590 | INTERSTATE OIL CO INC
16509 | Permanently Closed | 2011-01-01 06:00 | 1972-01-01 06:00 | 1993-01-01 06:00 | Petroleum | Unleaded gasoline | Unleaded gasoline |  | Steel | Steel |  | Painted or None | Steel |  | 1901-01-01 06:00 | [15 empty] | UST Currently In Use: 0; UST Temp Close: 0; AST Currently In Use: 0; AST Temp Closed: 0 | 0 | 0 | 4 | 12530-101-004590 | INTERSTATE OIL CO INC
16510 | Permanently Closed | 2011-01-01 06:00 | 1979-01-01 06:00 | 1993-01-01 06:00 | Petroleum | Unleaded gasoline | Unleaded gasoline |  | Steel | Steel |  | Painted or None | Steel |  | 1901-01-01 06:00 | [15 empty] | UST Currently In Use: 0; UST Temp Close: 0; AST Currently In Use: 0; AST Temp Closed: 0 | 0 | 0 | 4 | 12530-101-004590 | INTERSTATE OIL CO INC
16511 | Permanently Closed | 2011-01-01 06:00 | 1972-01-01 06:00 | 1993-01-01 06:00 | Petroleum | On road diesel | On road diesel |  | Steel | Steel |  | Painted or None | Steel |  | 1901-01-01 06:00 | [15 empty] | UST Currently In Use: 0; UST Temp Close: 0; AST Currently In Use: 0; AST Temp Closed: 0 | 0 | 0 | 4 | 12530-101-004590 | INTERSTATE OIL CO INC
16512 | Permanently Closed | 1901-01-01 06:00 | 1962-01-01 06:00 |  | Petroleum | Unleaded gasoline | Unleaded gasoline |  | Steel | Steel |  | Painted or None | Steel |  | 1901-01-01 06:00 | [15 empty] | UST Currently In Use: 0; UST Temp Close: 0; AST Currently In Use: 0; AST Temp Closed: 0 | 0 | 0 | 4 | 12530-101-004591 | INTERSTATE OIL CO INC
16513 | Permanently Closed | 1901-01-01 06:00 | 1962-01-01 06:00 |  | Petroleum | Unleaded gasoline | Unleaded gasoline |  | Steel | Steel |  | Painted or None | Steel |  | 1901-01-01 06:00 | [15 empty] | UST Currently In Use: 0; UST Temp Close: 0; AST Currently In Use: 0; AST Temp Closed: 0 | 0 | 0 | 4 | 12530-101-004591 | INTERSTATE OIL CO INC
16514 | Permanently Closed | 1901-01-01 06:00 | 1962-01-01 06:00 |  | Petroleum | Unleaded gasoline | Unleaded gasoline |  | Steel | Steel |  | Painted or None | Steel |  | 1901-01-01 06:00 | [15 empty] | UST Currently In Use: 0; UST Temp Close: 0; AST Currently In Use: 0; AST Temp Closed: 0 | 0 | 0 | 4 | 12530-101-004591 | INTERSTATE OIL CO INC
16515 | Permanently Closed | 1901-01-01 06:00 | 1962-01-01 06:00 |  | Petroleum | Kerosene | Kerosene |  | Steel | Steel |  | Painted or None | Steel |  | 1901-01-01 06:00 | [15 empty] | UST Currently In Use: 0; UST Temp Close: 0; AST Currently In Use: 0; AST Temp Closed: 0 | 0 | 0 | 4 | 12530-101-004591 | INTERSTATE OIL CO INC
16516 | Permanently Closed | 1994-06-06 06:00 | 1972-01-01 06:00 | 1994-06-14 06:00 | Petroleum | Unleaded gasoline | Unleaded gasoline | Retail | Steel | Steel |  | Painted or None | Steel |  | 1901-01-01 06:00 | [15 empty] | UST Currently In Use: 0; UST Temp Close: 0; AST Currently In Use: 0; AST Temp Closed: 0 | 0 | 0 | 6 | 12530-101-004592 | INTERSTATE OIL CO INC
16517 | Permanently Closed | 1994-06-06 06:00 | 1972-01-01 06:00 | 1994-06-14 06:00 | Petroleum | Unleaded gasoline | Unleaded gasoline | Retail | Steel | Steel |  | Painted or None | Steel |  | 1901-01-01 06:00 | [15 empty] | UST Currently In Use: 0; UST Temp Close: 0; AST Currently In Use: 0; AST Temp Closed: 0 | 0 | 0 | 6 | 12530-101-004592 | INTERSTATE OIL CO INC
16518 | Permanently Closed | 1994-06-06 06:00 | 1972-01-01 06:00 | 1994-06-14 06:00 | Petroleum | Unleaded gasoline | Unleaded gasoline | Retail | Steel | Steel |  | Painted or None | Steel |  | 1901-01-01 06:00 | [15 empty] | UST Currently In Use: 0; UST Temp Close: 0; AST Currently In Use: 0; AST Temp Closed: 0 | 0 | 0 | 6 | 12530-101-004592 | INTERSTATE OIL CO INC
16519 | Permanently Closed | 1994-06-06 06:00 | 1972-01-01 06:00 | 1994-06-14 06:00 | Petroleum | Unleaded gasoline | Unleaded gasoline | Retail | Steel | Steel |  | Painted or None | Steel |  | 1901-01-01 06:00 | [15 empty] | UST Currently In Use: 0; UST Temp Close: 0; AST Currently In Use: 0; AST Temp Closed: 0 | 0 | 0 | 6 | 12530-101-004592 | INTERSTATE OIL CO INC
16520 | Permanently Closed | 1994-06-06 06:00 | 1972-01-01 06:00 | 1994-06-14 06:00 | Petroleum | On road diesel | On road diesel | Retail | Steel | Steel |  | Painted or None | Steel |  | 1901-01-01 06:00 | [15 empty] | UST Currently In Use: 0; UST Temp Close: 0; AST Currently In Use: 0; AST Temp Closed: 0 | 0 | 0 | 6 | 12530-101-004592 | INTERSTATE OIL CO INC
16521 | Permanently Closed | 1994-06-06 06:00 | 1964-01-01 06:00 | 1994-06-14 06:00 | Petroleum | Used oil | Used oil |  | Steel | Steel |  | Painted or None | Steel |  | 1901-01-01 06:00 | [15 empty] | UST Currently In Use: 0; UST Temp Close: 0; AST Currently In Use: 0; AST Temp Closed: 0 | 0 | 0 | 6 | 12530-101-004592 | INTERSTATE OIL CO INC
16522 | Permanently Closed | 1989-10-01 06:00 | 1960-01-01 06:00 | 1989-10-04 06:00 | Petroleum | Unleaded gasoline | Unleaded gasoline |  | Steel | Steel |  | Painted or None | Steel |  | 1901-01-01 06:00 | [15 empty] | UST Currently In Use: 0; UST Temp Close: 0; AST Currently In Use: 0; AST Temp Closed: 0 | 0 | 0 | 3 | 12530-101-004593 | INTERSTATE OIL CO INC
16523 | Permanently Closed | 1989-10-01 06:00 | 1960-01-01 06:00 | 1989-10-04 06:00 | Petroleum | Unleaded gasoline | Unleaded gasoline |  | Steel | Steel |  | Painted or None | Steel |  | 1901-01-01 06:00 | [15 empty] | UST Currently In Use: 0; UST Temp Close: 0; AST Currently In Use: 0; AST Temp Closed: 0 | 0 | 0 | 3 | 12530-101-004593 | INTERSTATE OIL CO INC
16524 | Permanently Closed | 1989-10-01 06:00 | 1960-01-01 06:00 | 1989-10-04 06:00 | Petroleum | Unleaded gasoline | Unleaded gasoline |  | Steel | Steel |  | Painted or None | Steel |  | 1901-01-01 06:00 | [15 empty] | UST Currently In Use: 0; UST Temp Close: 0; AST Currently In Use: 0; AST Temp Closed: 0 | 0 | 0 | 3 | 12530-101-004593 | INTERSTATE OIL CO INC
16525 | Permanently Closed | 1990-01-01 06:00 | 1959-01-01 06:00 |  | Petroleum | Unleaded gasoline | Unleaded gasoline |  | Steel | Steel |  | Painted or None | Steel |  | 1901-01-01 06:00 | [15 empty] | UST Currently In Use: 0; UST Temp Close: 0; AST Currently In Use: 0; AST Temp Closed: 0 | 0 | 0 | 4 | 12530-101-004594 | INTERSTATE OIL CO INC
16526 | Permanently Closed | 1989-09-12 06:00 | 1959-01-01 06:00 |  | Petroleum | Unleaded gasoline | Unleaded gasoline |  | Steel | Steel |  | Painted or None | Steel |  | 1901-01-01 06:00 | [15 empty] | UST Currently In Use: 0; UST Temp Close: 0; AST Currently In Use: 0; AST Temp Closed: 0 | 0 | 0 | 4 | 12530-101-004594 | INTERSTATE OIL CO INC
16527 | Permanently Closed | 1989-09-01 06:00 | 1959-01-01 06:00 |  | Petroleum | Unleaded gasoline | Unleaded gasoline |  | Steel | Steel |  | Painted or None | Steel |  | 1901-01-01 06:00 | [15 empty] | UST Currently In Use: 0; UST Temp Close: 0; AST Currently In Use: 0; AST Temp Closed: 0 | 0 | 0 | 4 | 12530-101-004594 | INTERSTATE OIL CO INC
16528 | Permanently Closed | 1989-09-12 06:00 | 1959-01-01 06:00 |  | Petroleum | Unleaded gasoline | Unleaded gasoline |  | Steel | Steel |  | Painted or None | Steel |  | 1901-01-01 06:00 | [15 empty] | UST Currently In Use: 0; UST Temp Close: 0; AST Currently In Use: 0; AST Temp Closed: 0 | 0 | 0 | 4 | 12530-101-004594 | INTERSTATE OIL CO INC
16529 | Permanently Closed | 2010-05-11 06:00 | 1975-01-01 06:00 | 2010-05-11 06:00 | Petroleum | Unleaded gasoline | Unleaded gasoline | Retail | Steel | Steel | Field installed cathodic protection, Interior lined (not allowed as a standalone method of corrosion protection) |  | Steel |  |  | Field installed cathodic protection | Catchment Basin, Single walled catchment basin | Flow Rest 90% Full | Flow Rest 90% Full |  |  | Continuous Automatic Tank Gauge |  | Automatic shutoff device (AELLD) | Automatic shutoff device (AELLD) | [5 empty] | UST Currently In Use: 2; UST Temp Close: 0; AST Currently In Use: 0; AST Temp Closed: 0 | 2 | 0 | 5 | 24231-101-004597 | SAI AARYA INC
16530 | Permanently Closed | 2010-05-11 06:00 | 1975-01-01 06:00 | 2010-05-11 06:00 | Petroleum | Unleaded gasoline | Unleaded gasoline | Retail | Steel | Steel | Field installed cathodic protection, Interior lined (not allowed as a standalone method of corrosion protection) |  | Steel |  |  | Field installed cathodic protection | Catchment Basin, Single walled catchment basin | Flow Rest 90% Full | Flow Rest 90% Full |  |  | Continuous Automatic Tank Gauge |  | Automatic shutoff device (AELLD) | Automatic shutoff device (AELLD) | [5 empty] | UST Currently In Use: 2; UST Temp Close: 0; AST Currently In Use: 0; AST Temp Closed: 0 | 2 | 0 | 5 | 24231-101-004597 | SAI AARYA INC
16531 | Permanently Closed | 2010-05-11 06:00 | 1975-01-01 06:00 | 2010-05-11 06:00 | Petroleum | Unleaded gasoline | Unleaded gasoline | Retail | Steel | Steel | Field installed cathodic protection, Interior lined (not allowed as a standalone method of corrosion protection) |  | Steel |  |  | Field installed cathodic protection | Catchment Basin, Single walled catchment basin | Flow Rest 90% Full | Flow Rest 90% Full |  |  | Continuous Automatic Tank Gauge |  | Automatic shutoff device (AELLD) | Automatic shutoff device (AELLD) | [5 empty] | UST Currently In Use: 2; UST Temp Close: 0; AST Currently In Use: 0; AST Temp Closed: 0 | 2 | 0 | 5 | 24231-101-004597 | SAI AARYA INC
16532 | Permanently Closed | 2010-05-11 06:00 | 1966-01-01 06:00 | 2010-05-11 06:00 | Petroleum | On road diesel | On road diesel | Retail | Steel | Steel | Field installed cathodic protection, Interior lined (not allowed as a standalone method of corrosion protection) |  | Steel |  |  | Field installed cathodic protection | Catchment Basin, Single walled catchment basin | Flow Rest 90% Full | Flow Rest 90% Full |  |  | Continuous Automatic Tank Gauge |  | Automatic shutoff device (AELLD) | Automatic shutoff device (AELLD) | [5 empty] | UST Currently In Use: 2; UST Temp Close: 0; AST Currently In Use: 0; AST Temp Closed: 0 | 2 | 0 | 5 | 24231-101-004597 | SAI AARYA INC
16533 | Permanently Closed | 1994-10-11 06:00 | 1974-01-01 06:00 | 1994-10-17 06:00 | Petroleum | Unleaded gasoline | Unleaded gasoline | Retail | Steel | Steel |  | Painted or None | Steel |  | 1901-01-01 06:00 | [15 empty] | UST Currently In Use: 0; UST Temp Close: 0; AST Currently In Use: 0; AST Temp Closed: 0 | 0 | 0 | 2 | 12530-101-004598 | INTERSTATE OIL CO INC
16534 | Permanently Closed | 1994-10-11 06:00 | 1974-01-01 06:00 | 1994-10-17 06:00 | Petroleum | Unleaded gasoline | Unleaded gasoline | Retail | Steel | Steel |  | Painted or None | Steel |  | 1901-01-01 06:00 | [15 empty] | UST Currently In Use: 0; UST Temp Close: 0; AST Currently In Use: 0; AST Temp Closed: 0 | 0 | 0 | 2 | 12530-101-004598 | INTERSTATE OIL CO INC
16535 | Permanently Closed | 1901-01-01 06:00 | 1973-01-01 06:00 |  | Petroleum | Unleaded gasoline | Unleaded gasoline |  | Steel | Steel |  | Painted or None | Steel |  | 1901-01-01 06:00 | [15 empty] | UST Currently In Use: 0; UST Temp Close: 0; AST Currently In Use: 0; AST Temp Closed: 0 | 0 | 0 | 3 | 12530-101-004602 | INTERSTATE OIL CO INC
16536 | Permanently Closed | 1901-01-01 06:00 | 1963-01-01 06:00 |  | Petroleum | On road diesel | On road diesel |  | Steel | Steel |  | Painted or None | Steel |  | 1901-01-01 06:00 | [15 empty] | UST Currently In Use: 0; UST Temp Close: 0; AST Currently In Use: 0; AST Temp Closed: 0 | 0 | 0 | 3 | 12530-101-004602 | INTERSTATE OIL CO INC
16537 | Permanently Closed | 1901-01-01 06:00 | 1963-01-01 06:00 |  | Petroleum | On road diesel | On road diesel |  | Steel | Steel |  | Painted or None | Steel |  | 1901-01-01 06:00 | [15 empty] | UST Currently In Use: 0; UST Temp Close: 0; AST Currently In Use: 0; AST Temp Closed: 0 | 0 | 0 | 3 | 12530-101-004602 | INTERSTATE OIL CO INC
16538 | Permanently Closed | 1901-01-01 06:00 | 1957-01-01 06:00 |  | Petroleum | Unleaded gasoline | Unleaded gasoline |  | Steel | Steel |  | Painted or None | Steel |  | 1901-01-01 06:00 | [15 empty] | UST Currently In Use: 0; UST Temp Close: 0; AST Currently In Use: 0; AST Temp Closed: 0 | 0 | 0 | 1 | 12530-101-004603 | INTERSTATE OIL CO INC
16539 | Permanently Closed | 1901-01-01 06:00 | 1974-01-01 06:00 |  | Petroleum | Unleaded gasoline | Unleaded gasoline |  | Steel | Steel |  | Painted or None | Steel |  | 1901-01-01 06:00 | [15 empty] | UST Currently In Use: 0; UST Temp Close: 0; AST Currently In Use: 0; AST Temp Closed: 0 | 0 | 0 | 1 | 12530-101-004605 | INTERSTATE OIL CO INC
16540 | Permanently Closed | 1986-06-01 06:00 | 1978-01-01 06:00 | 1986-02-18 06:00 | Petroleum | Unleaded gasoline | Unleaded gasoline |  | Steel | Steel |  | Painted or None | Steel |  | 1901-01-01 06:00 | [15 empty] | UST Currently In Use: 0; UST Temp Close: 0; AST Currently In Use: 0; AST Temp Closed: 0 | 0 | 0 | 1 | 12530-101-004606 | INTERSTATE OIL CO INC
16541 | Permanently Closed | 1997-04-01 06:00 | 1979-01-01 06:00 | 1997-05-22 06:00 | Petroleum | Unleaded gasoline | Unleaded gasoline | Bulk facility | Fiberglass coated steel | Fiberglass coated steel |  |  | Steel |  | 1901-01-01 06:00 | [15 empty] | UST Currently In Use: 0; UST Temp Close: 0; AST Currently In Use: 0; AST Temp Closed: 0 | 0 | 0 | 1 | 12530-101-004607 | INTERSTATE OIL CO INC
16542 | Permanently Closed | 1988-12-01 06:00 | 1974-01-01 06:00 | 1988-12-01 06:00 | Petroleum | Unleaded gasoline | Unleaded gasoline |  | Steel | Steel |  | Painted or None | Steel |  | 1901-01-01 06:00 | [15 empty] | UST Currently In Use: 0; UST Temp Close: 0; AST Currently In Use: 0; AST Temp Closed: 0 | 0 | 0 | 1 | 12530-101-004608 | INTERSTATE OIL CO INC
16543 | Permanently Closed | 1988-12-01 06:00 | 1974-01-01 06:00 | 1988-12-01 06:00 | Petroleum | Unleaded gasoline | Unleaded gasoline |  | Steel | Steel |  | Painted or None | Steel |  | 1901-01-01 06:00 | [15 empty] | UST Currently In Use: 0; UST Temp Close: 0; AST Currently In Use: 0; AST Temp Closed: 0 | 0 | 0 | 2 | 12530-101-004609 | INTERSTATE OIL CO INC
16544 | Permanently Closed | 1990-12-01 06:00 | 1974-01-01 06:00 | 1988-12-01 06:00 | Petroleum | On road diesel | On road diesel |  | Steel | Steel |  | Painted or None | Steel |  | 1901-01-01 06:00 | [15 empty] | UST Currently In Use: 0; UST Temp Close: 0; AST Currently In Use: 0; AST Temp Closed: 0 | 0 | 0 | 2 | 12530-101-004609 | INTERSTATE OIL CO INC
16545 | Permanently Closed | 1997-04-01 06:00 | 1985-01-01 06:00 | 1997-05-22 06:00 | Petroleum | Unleaded gasoline | Unleaded gasoline | Industrial | Steel | Steel | Coated & cathodic protection (sti-P3) |  | Steel |  | 1901-01-01 06:00 | None | [14 empty] | UST Currently In Use: 0; UST Temp Close: 0; AST Currently In Use: 0; AST Temp Closed: 0 | 0 | 0 | 1 | 12530-101-004610 | INTERSTATE OIL CO INC
16546 | Permanently Closed | 1988-04-01 06:00 | 1962-01-01 06:00 | 1988-08-01 06:00 | Petroleum | Unleaded gasoline | Unleaded gasoline |  | Steel | Steel |  | Painted or None | Steel |  | 1901-01-01 06:00 | [15 empty] | UST Currently In Use: 0; UST Temp Close: 0; AST Currently In Use: 0; AST Temp Closed: 0 | 0 | 0 | 1 | 12530-101-004611 | INTERSTATE OIL CO INC
16547 | Permanently Closed | 1901-01-01 06:00 | 1968-01-01 06:00 |  | Petroleum | Unleaded gasoline | Unleaded gasoline |  | Steel | Steel |  | Painted or None | Steel |  | 1901-01-01 06:00 | [15 empty] | UST Currently In Use: 0; UST Temp Close: 0; AST Currently In Use: 0; AST Temp Closed: 0 | 0 | 0 | 1 | 12530-101-009509 | INTERSTATE OIL CO INC
16548 | Permanently Closed | 1901-01-01 06:00 | 1954-01-01 06:00 |  | Petroleum | Unleaded gasoline | Unleaded gasoline |  | Steel | Steel |  | Painted or None | Steel |  | 1901-01-01 06:00 | [15 empty] | UST Currently In Use: 0; UST Temp Close: 0; AST Currently In Use: 0; AST Temp Closed: 0 | 0 | 0 | 3 | 12530-101-009510 | INTERSTATE OIL CO INC
16549 | Permanently Closed | 1901-01-01 06:00 | 1954-01-01 06:00 |  | Petroleum | Unleaded gasoline | Unleaded gasoline |  | Steel | Steel |  | Painted or None | Steel |  | 1901-01-01 06:00 | [15 empty] | UST Currently In Use: 0; UST Temp Close: 0; AST Currently In Use: 0; AST Temp Closed: 0 | 0 | 0 | 3 | 12530-101-009510 | INTERSTATE OIL CO INC
16550 | Permanently Closed | 1901-01-01 06:00 | 1954-01-01 06:00 |  | Petroleum | Unleaded gasoline | Unleaded gasoline |  | Steel | Steel |  | Painted or None | Steel |  | 1901-01-01 06:00 | [15 empty] | UST Currently In Use: 0; UST Temp Close: 0; AST Currently In Use: 0; AST Temp Closed: 0 | 0 | 0 | 3 | 12530-101-009510 | INTERSTATE OIL CO INC
16551 | Currently in Use |  | 1988-01-01 06:00 |  | Petroleum | Unleaded gasoline | Unleaded gasoline | Retail | Steel | Steel | Coated & cathodic protection (sti-P3) |  | Fiberglass reinforced plastic |  |  |  | Catchment Basin, Single walled catchment basin | Flow Rest 90% Full | Flow Rest 90% Full |  |  | Continuous Automatic Tank Gauge |  | Automatic shutoff device (AELLD) | Automatic shutoff device (AELLD) |  |  | Automatic electronic line leak detector (AELLD) | Automatic electronic line leak detector (AELLD) |  | UST Currently In Use: 4; UST Temp Close: 0; AST Currently In Use: 0; AST Temp Closed: 0 | 4 | 0 | 0 | 24231-101-013178 | SAI AARYA INC
16552 | Currently in Use |  | 1988-01-01 06:00 |  | Petroleum | Unleaded gasoline | Unleaded gasoline | Retail | Steel | Steel | Coated & cathodic protection (sti-P3) |  | Fiberglass reinforced plastic |  |  |  | Catchment Basin, Single walled catchment basin | Flow Rest 90% Full | Flow Rest 90% Full |  |  | Continuous Automatic Tank Gauge |  | Automatic shutoff device (AELLD) | Automatic shutoff device (AELLD) |  |  | Automatic electronic line leak detector (AELLD) | Automatic electronic line leak detector (AELLD) |  | UST Currently In Use: 4; UST Temp Close: 0; AST Currently In Use: 0; AST Temp Closed: 0 | 4 | 0 | 0 | 24231-101-013178 | SAI AARYA INC
16553 | Currently in Use |  | 1988-01-01 06:00 |  | Petroleum | Unleaded gasoline | Unleaded gasoline | Retail | Steel | Steel | Coated & cathodic protection (sti-P3) |  | Fiberglass reinforced plastic |  |  |  | Catchment Basin, Single walled catchment basin | Flow Rest 90% Full | Flow Rest 90% Full |  |  | Continuous Automatic Tank Gauge |  | Automatic shutoff device (AELLD) | Automatic shutoff device (AELLD) |  |  | Automatic electronic line leak detector (AELLD) | Automatic electronic line leak detector (AELLD) |  | UST Currently In Use: 4; UST Temp Close: 0; AST Currently In Use: 0; AST Temp Closed: 0 | 4 | 0 | 0 | 24231-101-013178 | SAI AARYA INC
16554 | Currently in Use |  | 1988-01-01 06:00 |  | Petroleum | On road diesel | On road diesel | Retail | Steel | Steel | Coated & cathodic protection (sti-P3) |  | Fiberglass reinforced plastic |  |  |  | Catchment Basin, . | Flow Rest 90% Full | Flow Rest 90% Full |  |  | Continuous Automatic Tank Gauge |  | Automatic flow restrictor (MLLD) | Automatic flow restrictor (MLLD) |  |  | Annual line testing | Annual line testing |  | UST Currently In Use: 4; UST Temp Close: 0; AST Currently In Use: 0; AST Temp Closed: 0 | 4 | 0 | 0 | 24231-101-013178 | SAI AARYA INC
16555 | Permanently Closed | 1990-10-24 06:00 | 1974-01-01 06:00 | 1990-10-24 06:00 | Petroleum | Unleaded gasoline | Unleaded gasoline |  | Steel | Steel |  | Painted or None | Steel |  | 1901-01-01 06:00 | [15 empty] | UST Currently In Use: 0; UST Temp Close: 0; AST Currently In Use: 1; AST Temp Closed: 0 | 0 | 0 | 4 | 24062-017-007189 | KNOLOGY INC
16556 | Permanently Closed | 1990-10-24 06:00 | 1974-01-01 06:00 | 1990-10-24 06:00 | Petroleum | Unleaded gasoline | Unleaded gasoline |  | Steel | Steel |  | Painted or None | Steel |  | 1901-01-01 06:00 | [15 empty] | UST Currently In Use: 0; UST Temp Close: 0; AST Currently In Use: 1; AST Temp Closed: 0 | 0 | 0 | 4 | 24062-017-007189 | KNOLOGY INC
16557 | Permanently Closed | 1990-10-24 06:00 | 1974-01-01 06:00 | 1990-10-24 06:00 | Petroleum | Unleaded gasoline | Unleaded gasoline |  | Steel | Steel |  | Painted or None | Steel |  | 1901-01-01 06:00 | [15 empty] | UST Currently In Use: 0; UST Temp Close: 0; AST Currently In Use: 1; AST Temp Closed: 0 | 0 | 0 | 4 | 24062-017-007189 | KNOLOGY INC
16558 | Permanently Closed | 1999-09-10 06:00 | 1983-01-01 06:00 | 1999-09-10 06:00 | Petroleum | On road diesel | On road diesel |  | Steel | Steel |  | Painted or None | Steel |  | 1901-01-01 06:00 | [15 empty] | UST Currently In Use: 0; UST Temp Close: 0; AST Currently In Use: 0; AST Temp Closed: 0 | 0 | 0 | 3 | 12532-111-009315 | INTERSTATE NATIONAL LEASE INC
16559 | Permanently Closed | 1999-09-10 06:00 | 1983-01-01 06:00 | 1999-09-10 06:00 | Petroleum | Other, NEW OIL | Other |  | Steel | Steel |  | Painted or None | Steel |  | 1901-01-01 06:00 | [15 empty] | UST Currently In Use: 0; UST Temp Close: 0; AST Currently In Use: 0; AST Temp Closed: 0 | 0 | 0 | 3 | 12532-111-009315 | INTERSTATE NATIONAL LEASE INC
16560 | Permanently Closed | 1999-09-10 06:00 | 1983-01-01 06:00 | 1999-09-10 06:00 | Petroleum | Used oil | Used oil |  | Steel | Steel |  | Painted or None | Steel |  | 1901-01-01 06:00 |  | Other, EXEMPT | Other, EXEMPT | Other | [11 empty] | UST Currently In Use: 0; UST Temp Close: 0; AST Currently In Use: 0; AST Temp Closed: 0 | 0 | 0 | 3 | 12532-111-009315 | INTERSTATE NATIONAL LEASE INC
16561 | Cannot Locate or abandoned |  | 1982-01-01 06:00 |  | Petroleum | On road diesel | On road diesel |  | Steel | Steel | Other, TAR |  | Steel |  | 1901-01-01 06:00 | [15 empty] | UST Currently In Use: 0; UST Temp Close: 0; AST Currently In Use: 0; AST Temp Closed: 0 | 0 | 0 | 0 | 12533-065-002454 | IRA D MONTZ
16562 | Permanently Closed | 1988-10-01 06:00 | 1978-01-01 06:00 | 1988-10-01 06:00 | Petroleum | Unleaded gasoline | Unleaded gasoline |  | Steel | Steel |  | Painted or None | Steel |  | 1901-01-01 06:00 | [15 empty] | UST Currently In Use: 0; UST Temp Close: 0; AST Currently In Use: 0; AST Temp Closed: 0 | 0 | 0 | 3 | 12534-015-005143 | IRA PHILLIPS INC
16563 | Permanently Closed | 1988-10-01 06:00 | 1978-01-01 06:00 | 1988-10-01 06:00 | Petroleum | Unleaded gasoline | Unleaded gasoline |  | Steel | Steel |  | Painted or None | Steel |  | 1901-01-01 06:00 | [15 empty] | UST Currently In Use: 0; UST Temp Close: 0; AST Currently In Use: 0; AST Temp Closed: 0 | 0 | 0 | 3 | 12534-015-005143 | IRA PHILLIPS INC
16564 | Permanently Closed | 1988-10-01 06:00 | 1978-01-01 06:00 | 1988-10-01 06:00 | Petroleum | Unleaded gasoline | Unleaded gasoline |  | Steel | Steel |  | Painted or None | Steel |  | 1901-01-01 06:00 | [15 empty] | UST Currently In Use: 0; UST Temp Close: 0; AST Currently In Use: 0; AST Temp Closed: 0 | 0 | 0 | 3 | 12534-015-005143 | IRA PHILLIPS INC
16565 | Currently in Use |  | 1976-01-01 06:00 |  | Petroleum | Unleaded gasoline | Unleaded gasoline | Retail | Steel, 6K/6K | Steel | Field installed cathodic protection, Interior lined (not allowed as a standalone method of corrosion protection) |  | Double Wall, Flexible | OPW |  |  | Catchment Basin, Single walled catchment basin | Automatic shutoff device At 95% full | Automatic shutoff device At 95% full |  |  | Continuous Automatic Tank Gauge |  | Automatic shutoff device (AELLD), Containment Sump | Containment Sump | [5 empty] | UST Currently In Use: 3; UST Temp Close: 0; AST Currently In Use: 2; AST Temp Closed: 0 | 3 | 0 | 1 | 12534-015-005148 | IRA PHILLIPS INC
16567 | Currently in Use |  | 1985-01-01 06:00 |  | Petroleum | Premium gasoline | Premium gasoline | Retail | Steel | Steel | Field installed cathodic protection, Interior lined (not allowed as a standalone method of corrosion protection) |  | Double Wall, Flexible | APT |  |  | Catchment Basin, Single walled catchment basin | Automatic shutoff device At 95% full | Automatic shutoff device At 95% full |  |  | Continuous Automatic Tank Gauge |  | Automatic shutoff device (AELLD), Containment Sump | Containment Sump | [5 empty] | UST Currently In Use: 3; UST Temp Close: 0; AST Currently In Use: 2; AST Temp Closed: 0 | 3 | 0 | 1 | 12534-015-005148 | IRA PHILLIPS INC
16568 | Currently in Use |  | 1976-01-01 06:00 |  | Petroleum | On road diesel | On road diesel | Retail | Steel | Steel | Field installed cathodic protection, Interior lined (not allowed as a standalone method of corrosion protection) |  | Fiberglass reinforced plastic, Single Wall |  |  |  | Catchment Basin, Single walled catchment basin | Automatic shutoff device At 95% full | Automatic shutoff device At 95% full |  |  | Continuous Automatic Tank Gauge | [8 empty] | UST Currently In Use: 3; UST Temp Close: 0; AST Currently In Use: 2; AST Temp Closed: 0 | 3 | 0 | 1 | 12534-015-005148 | IRA PHILLIPS INC
16569 | Permanently Closed | 1989-11-16 06:00 | 1901-01-01 06:00 | 1989-11-16 06:00 | Petroleum | Premium gasoline | Premium gasoline | [5 empty] | Steel |  | 1901-01-01 06:00 | [15 empty] | UST Currently In Use: 3; UST Temp Close: 0; AST Currently In Use: 2; AST Temp Closed: 0 | 3 | 0 | 1 | 12534-015-005148 | IRA PHILLIPS INC
16570 | Permanently Closed | 1988-01-01 06:00 | 1975-01-01 06:00 | 1988-01-01 06:00 | Petroleum | On road diesel | On road diesel |  | Steel | Steel |  | Painted or None | Steel |  | 1901-01-01 06:00 | [15 empty] | UST Currently In Use: 0; UST Temp Close: 0; AST Currently In Use: 0; AST Temp Closed: 0 | 0 | 0 | 1 | 12534-015-009972 | IRA PHILLIPS INC
16571 | Permanently Closed | 1998-10-07 06:00 | 1979-01-01 06:00 | 1998-10-07 06:00 | Petroleum | Unleaded gasoline | Unleaded gasoline |  | Steel | Steel |  | Painted or None | Steel |  | 1901-01-01 06:00 | [12 empty] | Annual line testing | Annual line testing |  | UST Currently In Use: 3; UST Temp Close: 0; AST Currently In Use: 2; AST Temp Closed: 0 | 3 | 0 | 6 | 12534-019-005137 | IRA PHILLIPS INC
16572 | Permanently Closed | 1998-10-07 06:00 | 1980-01-01 06:00 | 1998-10-07 06:00 | Petroleum | Unleaded gasoline | Unleaded gasoline |  | Steel | Steel |  | Painted or None | Steel |  | 1901-01-01 06:00 | [12 empty] | Annual line testing | Annual line testing |  | UST Currently In Use: 3; UST Temp Close: 0; AST Currently In Use: 2; AST Temp Closed: 0 | 3 | 0 | 6 | 12534-019-005137 | IRA PHILLIPS INC
16573 | Permanently Closed | 1998-10-07 06:00 | 1980-01-01 06:00 | 1998-10-07 06:00 | Petroleum | Unleaded gasoline | Unleaded gasoline |  | Steel | Steel |  | Painted or None | Steel |  | 1901-01-01 06:00 | [12 empty] | Annual line testing | Annual line testing |  | UST Currently In Use: 3; UST Temp Close: 0; AST Currently In Use: 2; AST Temp Closed: 0 | 3 | 0 | 6 | 12534-019-005137 | IRA PHILLIPS INC
16574 | Permanently Closed | 1998-10-07 06:00 | 1979-01-01 06:00 | 1998-10-07 06:00 | Petroleum | On road diesel | On road diesel |  | Steel | Steel |  | Painted or None | Steel |  | 1901-01-01 06:00 | [12 empty] | Annual line testing | Annual line testing |  | UST Currently In Use: 3; UST Temp Close: 0; AST Currently In Use: 2; AST Temp Closed: 0 | 3 | 0 | 6 | 12534-019-005137 | IRA PHILLIPS INC
16575 | Permanently Closed | 1990-06-08 06:00 | 1978-01-01 06:00 | 1990-06-08 06:00 | Petroleum | Kerosene | Kerosene |  | Steel | Steel |  | Painted or None | Steel |  | 1901-01-01 06:00 | [15 empty] | UST Currently In Use: 3; UST Temp Close: 0; AST Currently In Use: 2; AST Temp Closed: 0 | 3 | 0 | 6 | 12534-019-005137 | IRA PHILLIPS INC
16576 | Permanently Closed | 1990-06-08 06:00 | 1984-01-01 06:00 | 1990-06-08 06:00 | Petroleum | Other, OTHER | Other |  | Steel | Steel |  | Painted or None | Steel |  | 1901-01-01 06:00 | [15 empty] | UST Currently In Use: 3; UST Temp Close: 0; AST Currently In Use: 2; AST Temp Closed: 0 | 3 | 0 | 6 | 12534-019-005137 | IRA PHILLIPS INC
16577 | Currently in Use |  | 1981-01-01 06:00 |  | Petroleum | Unleaded gasoline | Unleaded gasoline | Retail | Single Wall, Steel, MANIFOLDED | Steel | Field installed cathodic protection |  | Single Wall, Steel |  |  | Field installed cathodic protection | Catchment Basin, Single walled catchment basin | Automatic shutoff device At 95% full, Flow Rest 90% Full | Flow Rest 90% Full |  |  | Continuous Automatic Tank Gauge |  | Automatic flow restrictor (MLLD) | Automatic flow restrictor (MLLD) |  |  | Annual line testing | Annual line testing |  | UST Currently In Use: 3; UST Temp Close: 0; AST Currently In Use: 1; AST Temp Closed: 0 | 3 | 0 | 0 | 15420-019-005144 | MAPCO EXPRESS, LLC
16579 | Currently in Use |  | 1981-01-01 06:00 |  | Petroleum | Premium gasoline | Premium gasoline | Retail | Single Wall, Steel, MANIFOLDED | Steel | Field installed cathodic protection |  | Single Wall, Steel |  |  | Field installed cathodic protection | Catchment Basin, Single walled catchment basin | Automatic shutoff device At 95% full, Flow Rest 90% Full | Flow Rest 90% Full |  |  | Continuous Automatic Tank Gauge |  | Automatic flow restrictor (MLLD) | Automatic flow restrictor (MLLD) |  |  | Annual line testing | Annual line testing |  | UST Currently In Use: 3; UST Temp Close: 0; AST Currently In Use: 1; AST Temp Closed: 0 | 3 | 0 | 0 | 15420-019-005144 | MAPCO EXPRESS, LLC
16580 | Currently in Use |  | 1981-01-01 06:00 |  | Petroleum | On road diesel | On road diesel | Retail | Single Wall, Steel | Steel | Field installed cathodic protection |  | Single Wall, Steel |  |  | Field installed cathodic protection | Catchment Basin, Single walled catchment basin | Automatic shutoff device At 95% full, Flow Rest 90% Full | Flow Rest 90% Full |  |  | Continuous Automatic Tank Gauge | [8 empty] | UST Currently In Use: 3; UST Temp Close: 0; AST Currently In Use: 1; AST Temp Closed: 0 | 3 | 0 | 0 | 15420-019-005144 | MAPCO EXPRESS, LLC
16581 | Permanently Closed | 1990-07-10 06:00 | 1971-01-01 06:00 | 1990-07-10 06:00 | Petroleum | Unleaded gasoline | Unleaded gasoline |  | Steel | Steel |  | Painted or None | Steel |  | 1901-01-01 06:00 | [15 empty] | UST Currently In Use: 0; UST Temp Close: 0; AST Currently In Use: 0; AST Temp Closed: 0 | 0 | 0 | 5 | 12534-019-005145 | IRA PHILLIPS INC
16582 | Permanently Closed | 1990-07-10 06:00 | 1971-01-01 06:00 | 1990-07-10 06:00 | Petroleum | Unleaded gasoline | Unleaded gasoline |  | Steel | Steel |  | Painted or None | Steel |  | 1901-01-01 06:00 | [15 empty] | UST Currently In Use: 0; UST Temp Close: 0; AST Currently In Use: 0; AST Temp Closed: 0 | 0 | 0 | 5 | 12534-019-005145 | IRA PHILLIPS INC
16583 | Permanently Closed | 1990-07-10 06:00 | 1971-01-01 06:00 | 1990-07-10 06:00 | Petroleum | Unleaded gasoline | Unleaded gasoline |  | Steel | Steel |  | Painted or None | Steel |  | 1901-01-01 06:00 | [15 empty] | UST Currently In Use: 0; UST Temp Close: 0; AST Currently In Use: 0; AST Temp Closed: 0 | 0 | 0 | 5 | 12534-019-005145 | IRA PHILLIPS INC
16584 | Permanently Closed | 1990-07-10 06:00 | 1971-01-01 06:00 | 1990-07-10 06:00 | Petroleum | On road diesel | On road diesel |  | Steel | Steel |  | Painted or None | Steel |  | 1901-01-01 06:00 | [15 empty] | UST Currently In Use: 0; UST Temp Close: 0; AST Currently In Use: 0; AST Temp Closed: 0 | 0 | 0 | 5 | 12534-019-005145 | IRA PHILLIPS INC
16585 | Permanently Closed | 1990-07-10 06:00 | 1977-01-01 06:00 | 1990-07-10 06:00 | Petroleum | Used oil | Used oil |  | Steel | Steel |  | Painted or None | Steel |  | 1901-01-01 06:00 | [15 empty] | UST Currently In Use: 0; UST Temp Close: 0; AST Currently In Use: 0; AST Temp Closed: 0 | 0 | 0 | 5 | 12534-019-005145 | IRA PHILLIPS INC
16586 | Permanently Closed | 2012-09-12 06:00 | 1986-01-01 06:00 | 2020-07-21 06:00 | Petroleum | Premium gasoline | Premium gasoline | Retail | Steel | Steel | Field installed cathodic protection |  | Fiberglass reinforced plastic |  |  |  | Catchment Basin, Single walled catchment basin | Automatic shutoff device At 95% full | Automatic shutoff device At 95% full |  |  | Continuous Automatic Tank Gauge | [8 empty] | UST Currently In Use: 0; UST Temp Close: 0; AST Currently In Use: 1; AST Temp Closed: 0 | 0 | 0 | 4 | 12534-019-011419 | IRA PHILLIPS INC
16587 | Permanently Closed | 2012-09-12 06:00 | 1985-01-01 06:00 | 2020-07-21 06:00 | Petroleum | On road diesel | On road diesel | Retail | Steel, MANIFOLDED | Steel | Field installed cathodic protection |  | Fiberglass reinforced plastic |  |  |  | Catchment Basin, Single walled catchment basin | Automatic shutoff device At 95% full | Automatic shutoff device At 95% full |  |  | Continuous Automatic Tank Gauge | [8 empty] | UST Currently In Use: 0; UST Temp Close: 0; AST Currently In Use: 1; AST Temp Closed: 0 | 0 | 0 | 4 | 12534-019-011419 | IRA PHILLIPS INC
16589 | Permanently Closed | 2012-09-12 06:00 | 1983-01-01 06:00 | 2020-07-21 06:00 | Petroleum | Other, OFF RD DSL | Other | Retail | Steel | Steel | Coated & cathodic protection (sti-P3), Field installed cathodic protection |  | Fiberglass reinforced plastic |  |  |  | Catchment Basin, Single walled catchment basin | Automatic shutoff device At 95% full | Automatic shutoff device At 95% full |  |  | Continuous Automatic Tank Gauge | [8 empty] | UST Currently In Use: 0; UST Temp Close: 0; AST Currently In Use: 1; AST Temp Closed: 0 | 0 | 0 | 4 | 12534-019-011419 | IRA PHILLIPS INC
16591 | Permanently Closed | 1995-11-01 06:00 | 1981-01-01 06:00 | 1995-11-01 06:00 | Petroleum | Unleaded gasoline | Unleaded gasoline |  | Steel | Steel |  | Painted or None | Steel |  | 1901-01-01 06:00 |  | Catchment Basin, Single walled catchment basin | [10 empty] | Annual line testing | Annual line testing |  | UST Currently In Use: 0; UST Temp Close: 0; AST Currently In Use: 0; AST Temp Closed: 0 | 0 | 0 | 4 | 12534-019-013421 | IRA PHILLIPS INC
16592 | Permanently Closed | 1995-11-01 06:00 | 1981-01-01 06:00 | 1995-11-01 06:00 | Petroleum | Unleaded gasoline | Unleaded gasoline |  | Steel | Steel |  | Painted or None | Steel |  | 1901-01-01 06:00 |  | Catchment Basin, Single walled catchment basin | [10 empty] | Annual line testing | Annual line testing |  | UST Currently In Use: 0; UST Temp Close: 0; AST Currently In Use: 0; AST Temp Closed: 0 | 0 | 0 | 4 | 12534-019-013421 | IRA PHILLIPS INC
16593 | Permanently Closed | 1995-01-01 06:00 | 1981-01-01 06:00 | 1995-01-01 06:00 | Petroleum | Unleaded gasoline | Unleaded gasoline |  | Steel | Steel |  | Painted or None | Steel |  | 1901-01-01 06:00 |  | Catchment Basin, Single walled catchment basin | [10 empty] | Annual line testing | Annual line testing |  | UST Currently In Use: 0; UST Temp Close: 0; AST Currently In Use: 0; AST Temp Closed: 0 | 0 | 0 | 4 | 12534-019-013421 | IRA PHILLIPS INC
16594 | Permanently Closed | 1995-01-01 06:00 | 1981-01-01 06:00 | 1995-01-01 06:00 | Petroleum | On road diesel | On road diesel |  | Steel | Steel |  | Painted or None | Steel |  | 1901-01-01 06:00 |  | Catchment Basin, Single walled catchment basin | [10 empty] | Annual line testing | Annual line testing |  | UST Currently In Use: 0; UST Temp Close: 0; AST Currently In Use: 0; AST Temp Closed: 0 | 0 | 0 | 4 | 12534-019-013421 | IRA PHILLIPS INC
16595 | Permanently Closed | 1989-11-01 06:00 | 1981-01-01 06:00 | 1989-11-01 06:00 | Petroleum | Unleaded gasoline | Unleaded gasoline |  | Steel | Steel |  |  | Steel |  | 1901-01-01 06:00 | [15 empty] | UST Currently In Use: 0; UST Temp Close: 0; AST Currently In Use: 0; AST Temp Closed: 0 | 0 | 0 | 1 | 12534-019-013951 | IRA PHILLIPS INC
16596 | Permanently Closed | 1989-11-01 06:00 | 1981-01-01 06:00 | 1989-11-01 06:00 | Petroleum | Unleaded gasoline | Unleaded gasoline |  | Steel | Steel |  |  | Steel |  | 1901-01-01 06:00 | [15 empty] | UST Currently In Use: 0; UST Temp Close: 0; AST Currently In Use: 0; AST Temp Closed: 0 | 0 | 0 | 1 | 12534-019-013952 | IRA PHILLIPS INC
16597 | Permanently Closed | 1989-11-16 06:00 | 1981-01-01 06:00 | 1989-11-16 06:00 | Petroleum | Unleaded gasoline | Unleaded gasoline |  | Steel | Steel |  |  | Steel |  | 1901-01-01 06:00 | [15 empty] | UST Currently In Use: 0; UST Temp Close: 0; AST Currently In Use: 0; AST Temp Closed: 0 | 0 | 0 | 1 | 12534-019-013953 | IRA PHILLIPS INC
16598 | Permanently Closed | 1989-10-20 06:00 | 1981-01-01 06:00 | 1989-10-20 06:00 | Petroleum | Unleaded gasoline | Unleaded gasoline |  | Steel | Steel |  |  | Steel |  | 1901-01-01 06:00 | [15 empty] | UST Currently In Use: 0; UST Temp Close: 0; AST Currently In Use: 0; AST Temp Closed: 0 | 0 | 0 | 1 | 12534-019-013954 | IRA PHILLIPS INC
16599 | Permanently Closed | 1989-10-25 06:00 | 1962-01-01 06:00 | 1989-10-25 06:00 | Petroleum | Unleaded gasoline | Unleaded gasoline |  | Steel | Steel |  |  | Steel |  | 1901-01-01 06:00 | [15 empty] | UST Currently In Use: 0; UST Temp Close: 0; AST Currently In Use: 0; AST Temp Closed: 0 | 0 | 0 | 1 | 12534-055-001417 | IRA PHILLIPS INC
16600 | Permanently Closed | 1987-07-01 06:00 | 1982-01-01 06:00 | 1987-07-01 06:00 | Petroleum | Unleaded gasoline | Unleaded gasoline |  | Steel | Steel |  | Painted or None | Steel |  | 1901-01-01 06:00 | [15 empty] | UST Currently In Use: 0; UST Temp Close: 0; AST Currently In Use: 0; AST Temp Closed: 0 | 0 | 0 | 3 | 12534-055-005039 | IRA PHILLIPS INC
16601 | Permanently Closed | 1987-07-01 06:00 | 1982-01-01 06:00 | 1987-07-01 06:00 | Petroleum | Unleaded gasoline | Unleaded gasoline |  | Steel | Steel |  | Painted or None | Steel |  | 1901-01-01 06:00 | [15 empty] | UST Currently In Use: 0; UST Temp Close: 0; AST Currently In Use: 0; AST Temp Closed: 0 | 0 | 0 | 3 | 12534-055-005039 | IRA PHILLIPS INC
16602 | Permanently Closed | 1987-07-01 06:00 | 1981-01-01 06:00 | 1987-07-01 06:00 | Petroleum | Unleaded gasoline | Unleaded gasoline |  | Steel | Steel |  | Painted or None | Steel |  | 1901-01-01 06:00 | [15 empty] | UST Currently In Use: 0; UST Temp Close: 0; AST Currently In Use: 0; AST Temp Closed: 0 | 0 | 0 | 3 | 12534-055-005039 | IRA PHILLIPS INC
16603 | Permanently Closed | 1998-08-01 06:00 | 1979-01-01 06:00 | 1998-08-01 06:00 | Petroleum | Unleaded gasoline | Unleaded gasoline |  | Steel | Steel |  | Painted or None | Steel |  | 1901-01-01 06:00 | [12 empty] | Annual line testing | Annual line testing |  | UST Currently In Use: 0; UST Temp Close: 0; AST Currently In Use: 6; AST Temp Closed: 0 | 0 | 0 | 2 | 12534-055-005129 | IRA PHILLIPS INC
16604 | Permanently Closed | 1998-08-01 06:00 | 1979-01-01 06:00 | 1998-08-01 06:00 | Petroleum | Unleaded gasoline | Unleaded gasoline |  | Steel | Steel |  | Painted or None | Steel |  | 1901-01-01 06:00 | [12 empty] | Annual line testing | Annual line testing |  | UST Currently In Use: 0; UST Temp Close: 0; AST Currently In Use: 6; AST Temp Closed: 0 | 0 | 0 | 2 | 12534-055-005129 | IRA PHILLIPS INC
16605 | Permanently Closed | 1995-10-16 06:00 | 1982-01-01 06:00 | 1995-10-16 06:00 | Petroleum | On road diesel | On road diesel |  | Steel | Steel |  | Painted or None | Steel |  | 1901-01-01 06:00 | [6 empty] | Statistical Inventory Reconciliation (SIR) | [5 empty] | Annual line testing | Annual line testing |  | UST Currently In Use: 4; UST Temp Close: 0; AST Currently In Use: 0; AST Temp Closed: 0 | 4 | 0 | 3 | 12534-055-005130 | IRA PHILLIPS INC
16606 | Permanently Closed | 1995-10-16 06:00 | 1982-01-01 06:00 | 1995-10-16 06:00 | Petroleum | Unleaded gasoline | Unleaded gasoline |  | Steel | Steel |  | Painted or None | Steel |  | 1901-01-01 06:00 | [6 empty] | Statistical Inventory Reconciliation (SIR) | [5 empty] | Annual line testing | Annual line testing |  | UST Currently In Use: 4; UST Temp Close: 0; AST Currently In Use: 0; AST Temp Closed: 0 | 4 | 0 | 3 | 12534-055-005130 | IRA PHILLIPS INC
16607 | Permanently Closed | 1995-10-16 06:00 | 1982-01-01 06:00 | 1995-10-16 06:00 | Petroleum | Unleaded gasoline | Unleaded gasoline |  | Steel | Steel |  | Painted or None | Steel |  | 1901-01-01 06:00 | [6 empty] | Statistical Inventory Reconciliation (SIR) | [5 empty] | Annual line testing | Annual line testing |  | UST Currently In Use: 4; UST Temp Close: 0; AST Currently In Use: 0; AST Temp Closed: 0 | 4 | 0 | 3 | 12534-055-005130 | IRA PHILLIPS INC
16608 | Permanently Closed | 1989-08-10 06:00 | 1982-01-01 06:00 | 1989-08-10 06:00 | Petroleum | Unleaded gasoline | Unleaded gasoline |  | Steel | Steel |  | Painted or None | Steel |  | 1901-01-01 06:00 | [15 empty] | UST Currently In Use: 0; UST Temp Close: 0; AST Currently In Use: 0; AST Temp Closed: 0 | 0 | 0 | 4 | 12534-055-005132 | IRA PHILLIPS INC
16609 | Permanently Closed | 1989-08-10 06:00 | 1981-01-01 06:00 | 1989-08-10 06:00 | Petroleum | Unleaded gasoline | Unleaded gasoline |  | Steel | Steel |  | Painted or None | Steel |  | 1901-01-01 06:00 | [15 empty] | UST Currently In Use: 0; UST Temp Close: 0; AST Currently In Use: 0; AST Temp Closed: 0 | 0 | 0 | 4 | 12534-055-005132 | IRA PHILLIPS INC
16610 | Permanently Closed | 1989-08-10 06:00 | 1979-01-01 06:00 | 1989-08-10 06:00 | Petroleum | Unleaded gasoline | Unleaded gasoline |  | Steel | Steel |  | Painted or None | Steel |  | 1901-01-01 06:00 | [15 empty] | UST Currently In Use: 0; UST Temp Close: 0; AST Currently In Use: 0; AST Temp Closed: 0 | 0 | 0 | 4 | 12534-055-005132 | IRA PHILLIPS INC
16611 | Permanently Closed | 1989-08-10 06:00 | 1985-01-01 06:00 | 1989-08-10 06:00 | Petroleum | On road diesel | On road diesel |  | Steel | Steel |  |  | Steel |  | 1901-01-01 06:00 | [15 empty] | UST Currently In Use: 0; UST Temp Close: 0; AST Currently In Use: 0; AST Temp Closed: 0 | 0 | 0 | 4 | 12534-055-005132 | IRA PHILLIPS INC
16612 | Permanently Closed | 1991-12-13 06:00 | 1981-01-01 06:00 | 1991-12-13 06:00 | Petroleum | Unleaded gasoline | Unleaded gasoline |  | Steel | Steel |  | Painted or None | Steel |  | 1901-01-01 06:00 | [15 empty] | UST Currently In Use: 0; UST Temp Close: 0; AST Currently In Use: 0; AST Temp Closed: 0 | 0 | 0 | 4 | 12534-055-005133 | IRA PHILLIPS INC
16613 | Permanently Closed | 1991-12-13 06:00 | 1981-01-01 06:00 | 1991-12-13 06:00 | Petroleum | Unleaded gasoline | Unleaded gasoline |  | Steel | Steel |  | Painted or None | Steel |  | 1901-01-01 06:00 | [15 empty] | UST Currently In Use: 0; UST Temp Close: 0; AST Currently In Use: 0; AST Temp Closed: 0 | 0 | 0 | 4 | 12534-055-005133 | IRA PHILLIPS INC
16614 | Permanently Closed | 1991-12-13 06:00 | 1981-01-01 06:00 | 1991-12-13 06:00 | Petroleum | Unleaded gasoline | Unleaded gasoline |  | Steel | Steel |  | Painted or None | Steel |  | 1901-01-01 06:00 | [15 empty] | UST Currently In Use: 0; UST Temp Close: 0; AST Currently In Use: 0; AST Temp Closed: 0 | 0 | 0 | 4 | 12534-055-005133 | IRA PHILLIPS INC
16615 | Permanently Closed | 1991-12-13 06:00 | 1981-01-01 06:00 | 1991-12-13 06:00 | Petroleum | On road diesel | On road diesel |  | Steel | Steel |  | Painted or None | Steel |  | 1901-01-01 06:00 | [15 empty] | UST Currently In Use: 0; UST Temp Close: 0; AST Currently In Use: 0; AST Temp Closed: 0 | 0 | 0 | 4 | 12534-055-005133 | IRA PHILLIPS INC
16616 | Currently in Use |  | 1988-01-01 06:00 |  | Petroleum | Other, 100% | Other | Retail | Steel | Steel | Coated & cathodic protection (sti-P3) |  | Fiberglass reinforced plastic |  |  |  | Catchment Basin, Single walled catchment basin | Automatic shutoff device At 95% full | Automatic shutoff device At 95% full |  |  | Continuous Automatic Tank Gauge | [8 empty] | UST Currently In Use: 3; UST Temp Close: 0; AST Currently In Use: 0; AST Temp Closed: 0 | 3 | 0 | 1 | 12534-055-005135 | IRA PHILLIPS INC
16617 | Permanently Closed | 1997-09-08 06:00 | 1988-01-01 06:00 | 1997-09-08 06:00 | Petroleum | Premium gasoline | Premium gasoline | Retail | Steel | Steel | Coated & cathodic protection (sti-P3) |  | Fiberglass reinforced plastic |  |  |  | Catchment Basin, Single walled catchment basin | Automatic shutoff device At 95% full | Automatic shutoff device At 95% full | [8 empty] | Annual line testing | Annual line testing |  | UST Currently In Use: 3; UST Temp Close: 0; AST Currently In Use: 0; AST Temp Closed: 0 | 3 | 0 | 1 | 12534-055-005135 | IRA PHILLIPS INC
16618 | Currently in Use |  | 1988-01-01 06:00 |  | Petroleum | Premium gasoline | Premium gasoline | Retail | Steel | Steel | Coated & cathodic protection (sti-P3), Interior lined (not allowed as a standalone method of corrosion protection), HOLE REPAR |  | Fiberglass reinforced plastic |  |  |  | Catchment Basin, Single walled catchment basin | Automatic shutoff device At 95% full | Automatic shutoff device At 95% full |  |  | Continuous Automatic Tank Gauge | [8 empty] | UST Currently In Use: 3; UST Temp Close: 0; AST Currently In Use: 0; AST Temp Closed: 0 | 3 | 0 | 1 | 12534-055-005135 | IRA PHILLIPS INC
16619 | Permanently Closed | 1998-07-22 06:00 | 1973-01-01 06:00 | 1998-07-22 06:00 | Petroleum | Unleaded gasoline | Unleaded gasoline |  | Steel | Steel |  | Painted or None | Steel |  | 1901-01-01 06:00 | [12 empty] | Annual line testing | Annual line testing |  | UST Currently In Use: 0; UST Temp Close: 0; AST Currently In Use: 0; AST Temp Closed: 0 | 0 | 0 | 6 | 12534-055-005136 | IRA PHILLIPS INC
16620 | Permanently Closed | 1998-07-22 06:00 | 1976-01-01 06:00 | 1998-07-22 06:00 | Petroleum | Unleaded gasoline | Unleaded gasoline |  | Steel | Steel |  | Painted or None | Steel |  | 1901-01-01 06:00 | [12 empty] | Annual line testing | Annual line testing |  | UST Currently In Use: 0; UST Temp Close: 0; AST Currently In Use: 0; AST Temp Closed: 0 | 0 | 0 | 6 | 12534-055-005136 | IRA PHILLIPS INC
16621 | Permanently Closed | 1998-07-22 06:00 | 1981-01-01 06:00 | 1998-07-22 06:00 | Petroleum | Unleaded gasoline | Unleaded gasoline |  | Steel | Steel |  | Painted or None | Steel |  | 1901-01-01 06:00 | [12 empty] | Annual line testing | Annual line testing |  | UST Currently In Use: 0; UST Temp Close: 0; AST Currently In Use: 0; AST Temp Closed: 0 | 0 | 0 | 6 | 12534-055-005136 | IRA PHILLIPS INC
16622 | Permanently Closed | 1998-07-22 06:00 | 1973-01-01 06:00 | 1998-07-22 06:00 | Petroleum | On road diesel | On road diesel |  | Steel | Steel |  | Painted or None | Steel |  | 1901-01-01 06:00 | [12 empty] | Annual line testing | Annual line testing |  | UST Currently In Use: 0; UST Temp Close: 0; AST Currently In Use: 0; AST Temp Closed: 0 | 0 | 0 | 6 | 12534-055-005136 | IRA PHILLIPS INC
16623 | Permanently Closed | 1998-07-22 06:00 | 1973-01-01 06:00 | 1998-07-22 06:00 | Petroleum | Kerosene | Kerosene |  | Steel | Steel |  | Painted or None | Steel |  | 1901-01-01 06:00 | [12 empty] | Annual line testing | Annual line testing |  | UST Currently In Use: 0; UST Temp Close: 0; AST Currently In Use: 0; AST Temp Closed: 0 | 0 | 0 | 6 | 12534-055-005136 | IRA PHILLIPS INC
16624 | Permanently Closed | 1990-06-06 06:00 | 1979-01-01 06:00 | 1990-06-06 06:00 | Petroleum | Kerosene | Kerosene |  | Steel | Steel |  | Painted or None | Steel |  | 1901-01-01 06:00 | [15 empty] | UST Currently In Use: 0; UST Temp Close: 0; AST Currently In Use: 0; AST Temp Closed: 0 | 0 | 0 | 6 | 12534-055-005136 | IRA PHILLIPS INC
16625 | Permanently Closed | 1998-10-19 06:00 | 1980-01-01 06:00 | 1998-10-19 06:00 | Petroleum | Unleaded gasoline | Unleaded gasoline |  | Steel | Steel | Field installed cathodic protection | Painted or None | Steel |  | 1901-01-01 06:00 | Field installed cathodic protection | Catchment Basin, Single walled catchment basin | Flow Rest 90% Full | Flow Rest 90% Full | [8 empty] | Annual line testing | Annual line testing |  | UST Currently In Use: 3; UST Temp Close: 0; AST Currently In Use: 2; AST Temp Closed: 0 | 3 | 0 | 3 | 12534-055-005138 | IRA PHILLIPS INC
16626 | Permanently Closed | 1998-10-19 06:00 | 1980-01-01 06:00 | 1998-10-19 06:00 | Petroleum | Unleaded gasoline | Unleaded gasoline |  | Steel | Steel | Field installed cathodic protection | Painted or None | Steel |  | 1901-01-01 06:00 | Field installed cathodic protection | Catchment Basin, Single walled catchment basin | Flow Rest 90% Full | Flow Rest 90% Full | [8 empty] | Annual line testing | Annual line testing |  | UST Currently In Use: 3; UST Temp Close: 0; AST Currently In Use: 2; AST Temp Closed: 0 | 3 | 0 | 3 | 12534-055-005138 | IRA PHILLIPS INC
16627 | Permanently Closed | 1998-10-19 06:00 | 1980-01-01 06:00 | 1998-10-19 06:00 | Petroleum | Unleaded gasoline | Unleaded gasoline |  | Steel | Steel | Field installed cathodic protection | Painted or None | Steel |  | 1901-01-01 06:00 | Field installed cathodic protection | Catchment Basin, Single walled catchment basin | Flow Rest 90% Full | Flow Rest 90% Full | [8 empty] | Annual line testing | Annual line testing |  | UST Currently In Use: 3; UST Temp Close: 0; AST Currently In Use: 2; AST Temp Closed: 0 | 3 | 0 | 3 | 12534-055-005138 | IRA PHILLIPS INC
16628 | Permanently Closed | 1989-09-20 06:00 | 1977-01-01 06:00 | 1989-09-20 06:00 | Petroleum | Unleaded gasoline | Unleaded gasoline |  | Steel | Steel |  | Painted or None | Steel |  | 1901-01-01 06:00 | [15 empty] | UST Currently In Use: 0; UST Temp Close: 0; AST Currently In Use: 0; AST Temp Closed: 0 | 0 | 0 | 4 | 12534-055-005140 | IRA PHILLIPS INC
16629 | Permanently Closed | 1989-09-20 06:00 | 1977-01-01 06:00 | 1989-09-20 06:00 | Petroleum | Unleaded gasoline | Unleaded gasoline |  | Steel | Steel |  | Painted or None | Steel |  | 1901-01-01 06:00 | [15 empty] | UST Currently In Use: 0; UST Temp Close: 0; AST Currently In Use: 0; AST Temp Closed: 0 | 0 | 0 | 4 | 12534-055-005140 | IRA PHILLIPS INC
16630 | Permanently Closed | 1989-09-20 06:00 | 1982-01-01 06:00 | 1989-09-20 06:00 | Petroleum | Unleaded gasoline | Unleaded gasoline |  | Steel | Steel |  | Painted or None | Steel |  | 1901-01-01 06:00 | [15 empty] | UST Currently In Use: 0; UST Temp Close: 0; AST Currently In Use: 0; AST Temp Closed: 0 | 0 | 0 | 4 | 12534-055-005140 | IRA PHILLIPS INC
16631 | Permanently Closed | 1989-09-20 06:00 | 1977-01-01 06:00 | 1989-09-20 06:00 | Petroleum | Kerosene | Kerosene |  | Steel | Steel |  | Painted or None | Steel |  | 1901-01-01 06:00 | [15 empty] | UST Currently In Use: 0; UST Temp Close: 0; AST Currently In Use: 0; AST Temp Closed: 0 | 0 | 0 | 4 | 12534-055-005140 | IRA PHILLIPS INC
16632 | Permanently Closed | 1992-01-01 06:00 | 1978-01-01 06:00 | 1992-01-01 06:00 | Petroleum | Unleaded gasoline | Unleaded gasoline |  | Steel | Steel |  | Painted or None | Steel |  | 1901-01-01 06:00 | [15 empty] | UST Currently In Use: 0; UST Temp Close: 0; AST Currently In Use: 0; AST Temp Closed: 0 | 0 | 0 | 3 | 12534-055-005141 | IRA PHILLIPS INC
16633 | Permanently Closed | 1992-01-01 06:00 | 1978-01-01 06:00 | 1992-01-01 06:00 | Petroleum | Unleaded gasoline | Unleaded gasoline |  | Steel | Steel |  | Painted or None | Steel |  | 1901-01-01 06:00 | [15 empty] | UST Currently In Use: 0; UST Temp Close: 0; AST Currently In Use: 0; AST Temp Closed: 0 | 0 | 0 | 3 | 12534-055-005141 | IRA PHILLIPS INC
16634 | Permanently Closed | 1992-01-01 06:00 | 1978-01-01 06:00 | 1992-01-01 06:00 | Petroleum | Unleaded gasoline | Unleaded gasoline |  | Steel | Steel |  | Painted or None | Steel |  | 1901-01-01 06:00 | [15 empty] | UST Currently In Use: 0; UST Temp Close: 0; AST Currently In Use: 0; AST Temp Closed: 0 | 0 | 0 | 3 | 12534-055-005141 | IRA PHILLIPS INC
16635 | Permanently Closed | 1991-03-21 06:00 | 1980-01-01 06:00 | 1991-03-21 06:00 | Petroleum | Unleaded gasoline | Unleaded gasoline |  | Steel | Steel |  | Painted or None | Steel |  | 1901-01-01 06:00 | [15 empty] | UST Currently In Use: 0; UST Temp Close: 0; AST Currently In Use: 0; AST Temp Closed: 0 | 0 | 0 | 2 | 12534-055-005142 | IRA PHILLIPS INC
16636 | Permanently Closed | 1991-03-21 06:00 | 1980-01-01 06:00 | 1991-03-21 06:00 | Petroleum | Unleaded gasoline | Unleaded gasoline |  | Steel | Steel |  | Painted or None | Steel |  | 1901-01-01 06:00 | [15 empty] | UST Currently In Use: 0; UST Temp Close: 0; AST Currently In Use: 0; AST Temp Closed: 0 | 0 | 0 | 2 | 12534-055-005142 | IRA PHILLIPS INC
16637 | Permanently Closed | 1901-01-01 06:00 | 1975-01-01 06:00 | 1988-01-01 06:00 | Petroleum | Unleaded gasoline | Unleaded gasoline |  | Steel | Steel |  | Painted or None | Steel |  | 1901-01-01 06:00 | [15 empty] | UST Currently In Use: 0; UST Temp Close: 0; AST Currently In Use: 0; AST Temp Closed: 0 | 0 | 0 | 3 | 12534-055-005147 | IRA PHILLIPS INC
16638 | Permanently Closed | 1901-01-01 06:00 | 1975-01-01 06:00 | 1988-01-01 06:00 | Petroleum | Unleaded gasoline | Unleaded gasoline |  | Steel | Steel |  | Painted or None | Steel |  | 1901-01-01 06:00 | [15 empty] | UST Currently In Use: 0; UST Temp Close: 0; AST Currently In Use: 0; AST Temp Closed: 0 | 0 | 0 | 3 | 12534-055-005147 | IRA PHILLIPS INC
16639 | Permanently Closed | 1901-01-01 06:00 | 1975-01-01 06:00 | 1988-01-01 06:00 | Petroleum | Unleaded gasoline | Unleaded gasoline |  | Steel | Steel |  | Painted or None | Steel |  | 1901-01-01 06:00 | [15 empty] | UST Currently In Use: 0; UST Temp Close: 0; AST Currently In Use: 0; AST Temp Closed: 0 | 0 | 0 | 3 | 12534-055-005147 | IRA PHILLIPS INC
16640 | Permanently Closed | 1996-02-12 06:00 | 1971-01-01 06:00 | 1996-02-12 06:00 | Petroleum | Unleaded gasoline | Unleaded gasoline |  | Steel | Steel |  | Painted or None | Steel |  | 1901-01-01 06:00 | [12 empty] | Annual line testing | Annual line testing |  | UST Currently In Use: 0; UST Temp Close: 0; AST Currently In Use: 0; AST Temp Closed: 0 | 0 | 0 | 3 | 12534-055-005149 | IRA PHILLIPS INC
16641 | Permanently Closed | 1996-02-12 06:00 | 1971-01-01 06:00 | 1996-02-12 06:00 | Petroleum | Unleaded gasoline | Unleaded gasoline |  | Steel | Steel |  | Painted or None | Steel |  | 1901-01-01 06:00 | [12 empty] | Annual line testing | Annual line testing |  | UST Currently In Use: 0; UST Temp Close: 0; AST Currently In Use: 0; AST Temp Closed: 0 | 0 | 0 | 3 | 12534-055-005149 | IRA PHILLIPS INC
16642 | Permanently Closed | 1996-02-12 06:00 | 1971-01-01 06:00 | 1996-02-12 06:00 | Petroleum | Unleaded gasoline | Unleaded gasoline |  | Steel | Steel |  | Painted or None | Steel |  | 1901-01-01 06:00 | [12 empty] | Annual line testing | Annual line testing |  | UST Currently In Use: 0; UST Temp Close: 0; AST Currently In Use: 0; AST Temp Closed: 0 | 0 | 0 | 3 | 12534-055-005149 | IRA PHILLIPS INC
16643 | Permanently Closed | 1996-07-10 06:00 | 1978-01-01 06:00 | 1996-07-10 06:00 | Petroleum | Unleaded gasoline | Unleaded gasoline |  | Steel | Steel |  | Painted or None | Steel |  | 1901-01-01 06:00 | [12 empty] | Annual line testing | Annual line testing |  | UST Currently In Use: 0; UST Temp Close: 0; AST Currently In Use: 0; AST Temp Closed: 0 | 0 | 0 | 3 | 12534-015-005150 | IRA PHILLIPS INC
16644 | Permanently Closed | 1996-07-10 06:00 | 1982-01-01 06:00 | 1996-07-10 06:00 | Petroleum | Unleaded gasoline | Unleaded gasoline |  | Steel | Steel |  | Painted or None | Steel |  | 1901-01-01 06:00 | [12 empty] | Annual line testing | Annual line testing |  | UST Currently In Use: 0; UST Temp Close: 0; AST Currently In Use: 0; AST Temp Closed: 0 | 0 | 0 | 3 | 12534-015-005150 | IRA PHILLIPS INC
16645 | Permanently Closed | 1996-07-10 06:00 | 1978-01-01 06:00 | 1996-07-10 06:00 | Petroleum | Unleaded gasoline | Unleaded gasoline |  | Steel | Steel |  | Painted or None | Steel |  | 1901-01-01 06:00 | [12 empty] | Annual line testing | Annual line testing |  | UST Currently In Use: 0; UST Temp Close: 0; AST Currently In Use: 0; AST Temp Closed: 0 | 0 | 0 | 3 | 12534-015-005150 | IRA PHILLIPS INC
16646 | Permanently Closed | 1994-05-02 06:00 | 1977-01-01 06:00 | 1994-05-02 06:00 | Petroleum | Unleaded gasoline | Unleaded gasoline |  | Single Wall, Steel | Steel |  | Painted or None | Double Wall, Steel |  | 1901-01-01 06:00 |  | Catchment Basin, Single walled catchment basin | [10 empty] | Annual line testing | Annual line testing |  | UST Currently In Use: 3; UST Temp Close: 0; AST Currently In Use: 1; AST Temp Closed: 0 | 3 | 0 | 4 | 12534-055-005151 | IRA PHILLIPS INC
16647 | Permanently Closed | 1994-05-02 06:00 | 1977-01-01 06:00 | 1994-05-02 06:00 | Petroleum | Unleaded gasoline | Unleaded gasoline |  | Single Wall, Steel | Steel |  | Painted or None | Double Wall, Steel |  | 1901-01-01 06:00 | [8 empty] | Containment Sump | Containment Sump |  |  | Annual line testing | Annual line testing |  | UST Currently In Use: 3; UST Temp Close: 0; AST Currently In Use: 1; AST Temp Closed: 0 | 3 | 0 | 4 | 12534-055-005151 | IRA PHILLIPS INC
16648 | Permanently Closed | 1994-05-02 06:00 | 1977-01-01 06:00 | 1994-05-02 06:00 | Petroleum | Unleaded gasoline | Unleaded gasoline |  | Single Wall, Steel | Steel |  | Painted or None | Double Wall, Steel |  | 1901-01-01 06:00 | [12 empty] | Annual line testing | Annual line testing |  | UST Currently In Use: 3; UST Temp Close: 0; AST Currently In Use: 1; AST Temp Closed: 0 | 3 | 0 | 4 | 12534-055-005151 | IRA PHILLIPS INC
16649 | Permanently Closed | 1994-05-02 06:00 | 1982-01-01 06:00 | 1994-05-02 06:00 | Petroleum | On road diesel | On road diesel |  | Steel | Steel |  | Painted or None | Steel |  | 1901-01-01 06:00 | [12 empty] | Annual line testing | Annual line testing |  | UST Currently In Use: 3; UST Temp Close: 0; AST Currently In Use: 1; AST Temp Closed: 0 | 3 | 0 | 4 | 12534-055-005151 | IRA PHILLIPS INC
16650 | Permanently Closed | 2007-03-07 06:00 | 1983-01-01 06:00 | 2007-03-07 06:00 | Petroleum | Premium gasoline | Premium gasoline | Retail | Steel | Steel | Field installed cathodic protection |  | Fiberglass reinforced plastic |  | 1901-01-01 06:00 |  | Catchment Basin, Single walled catchment basin | Automatic shutoff device At 95% full | Automatic shutoff device At 95% full |  |  | Continuous Automatic Tank Gauge | [8 empty] | UST Currently In Use: 0; UST Temp Close: 0; AST Currently In Use: 0; AST Temp Closed: 0 | 0 | 0 | 3 | 12534-055-005152 | IRA PHILLIPS INC
16651 | Permanently Closed | 2007-03-07 06:00 | 1976-01-01 06:00 | 2007-03-07 06:00 | Petroleum | On road diesel | On road diesel | Retail | Steel, MANIFOLDED | Steel | Field installed cathodic protection |  | Fiberglass reinforced plastic |  | 1901-01-01 06:00 |  | Catchment Basin, Single walled catchment basin | Automatic shutoff device At 95% full | Automatic shutoff device At 95% full |  |  | Continuous Automatic Tank Gauge | [8 empty] | UST Currently In Use: 0; UST Temp Close: 0; AST Currently In Use: 0; AST Temp Closed: 0 | 0 | 0 | 3 | 12534-055-005152 | IRA PHILLIPS INC
16653 | Permanently Closed | 1993-09-22 06:00 | 1980-01-01 06:00 | 1993-09-22 06:00 | Petroleum | Unleaded gasoline | Unleaded gasoline |  | Steel | Steel |  | Painted or None | Steel |  | 1901-01-01 06:00 | [15 empty] | UST Currently In Use: 0; UST Temp Close: 0; AST Currently In Use: 0; AST Temp Closed: 0 | 0 | 0 | 4 | 12534-055-005153 | IRA PHILLIPS INC
16654 | Permanently Closed | 1993-09-22 06:00 | 1980-01-01 06:00 | 1993-09-22 06:00 | Petroleum | Unleaded gasoline | Unleaded gasoline |  | Steel | Steel |  | Painted or None | Steel |  | 1901-01-01 06:00 | [15 empty] | UST Currently In Use: 0; UST Temp Close: 0; AST Currently In Use: 0; AST Temp Closed: 0 | 0 | 0 | 4 | 12534-055-005153 | IRA PHILLIPS INC
16655 | Permanently Closed | 1993-09-22 06:00 | 1980-01-01 06:00 | 1993-09-22 06:00 | Petroleum | Unleaded gasoline | Unleaded gasoline |  | Steel | Steel |  | Painted or None | Steel |  | 1901-01-01 06:00 | [15 empty] | UST Currently In Use: 0; UST Temp Close: 0; AST Currently In Use: 0; AST Temp Closed: 0 | 0 | 0 | 4 | 12534-055-005153 | IRA PHILLIPS INC
16656 | Permanently Closed | 1993-09-22 06:00 | 1980-01-01 06:00 | 1993-09-22 06:00 | Petroleum | Unleaded gasoline | Unleaded gasoline |  | Steel | Steel |  | Painted or None | Steel |  | 1901-01-01 06:00 | [15 empty] | UST Currently In Use: 0; UST Temp Close: 0; AST Currently In Use: 0; AST Temp Closed: 0 | 0 | 0 | 4 | 12534-055-005153 | IRA PHILLIPS INC
16657 | Permanently Closed | 1989-09-07 06:00 | 1971-01-01 06:00 | 1989-09-07 06:00 | Petroleum | Unleaded gasoline | Unleaded gasoline |  | Steel | Steel |  | Painted or None | Steel |  | 1901-01-01 06:00 | [15 empty] | UST Currently In Use: 0; UST Temp Close: 0; AST Currently In Use: 0; AST Temp Closed: 0 | 0 | 0 | 4 | 12534-055-005154 | IRA PHILLIPS INC
16658 | Permanently Closed | 1989-09-07 06:00 | 1971-01-01 06:00 | 1989-09-07 06:00 | Petroleum | Unleaded gasoline | Unleaded gasoline |  | Steel | Steel |  | Painted or None | Steel |  | 1901-01-01 06:00 | [15 empty] | UST Currently In Use: 0; UST Temp Close: 0; AST Currently In Use: 0; AST Temp Closed: 0 | 0 | 0 | 4 | 12534-055-005154 | IRA PHILLIPS INC
16659 | Permanently Closed | 1989-09-07 06:00 | 1971-01-01 06:00 | 1989-09-07 06:00 | Petroleum | Unleaded gasoline | Unleaded gasoline |  | Steel | Steel |  | Painted or None | Steel |  | 1901-01-01 06:00 | [15 empty] | UST Currently In Use: 0; UST Temp Close: 0; AST Currently In Use: 0; AST Temp Closed: 0 | 0 | 0 | 4 | 12534-055-005154 | IRA PHILLIPS INC
16660 | Permanently Closed | 1989-09-07 06:00 | 1977-01-01 06:00 | 1989-09-07 06:00 | Petroleum | Used oil | Used oil |  | Steel | Steel |  |  | Steel |  | 1901-01-01 06:00 | [15 empty] | UST Currently In Use: 0; UST Temp Close: 0; AST Currently In Use: 0; AST Temp Closed: 0 | 0 | 0 | 4 | 12534-055-005154 | IRA PHILLIPS INC
16661 | Permanently Closed | 1993-09-27 06:00 | 1979-01-01 06:00 | 1994-10-29 06:00 | Petroleum | On road diesel | On road diesel |  | Steel | Steel |  | Painted or None | Steel |  | 1901-01-01 06:00 | [12 empty] | Annual line testing | Annual line testing |  | UST Currently In Use: 0; UST Temp Close: 0; AST Currently In Use: 0; AST Temp Closed: 0 | 0 | 0 | 4 | 12534-055-005155 | IRA PHILLIPS INC
16662 | Permanently Closed | 1993-09-27 06:00 | 1975-01-01 06:00 | 1994-10-29 06:00 | Petroleum | Unleaded gasoline | Unleaded gasoline |  | Steel | Steel |  | Painted or None | Steel |  | 1901-01-01 06:00 | [12 empty] | Annual line testing | Annual line testing |  | UST Currently In Use: 0; UST Temp Close: 0; AST Currently In Use: 0; AST Temp Closed: 0 | 0 | 0 | 4 | 12534-055-005155 | IRA PHILLIPS INC
16663 | Permanently Closed | 1990-06-06 06:00 | 1975-01-01 06:00 | 1990-06-06 06:00 | Petroleum | Unleaded gasoline | Unleaded gasoline |  | Steel | Steel |  | Painted or None | Steel |  | 1901-01-01 06:00 | [15 empty] | UST Currently In Use: 0; UST Temp Close: 0; AST Currently In Use: 0; AST Temp Closed: 0 | 0 | 0 | 4 | 12534-055-005155 | IRA PHILLIPS INC
16664 | Permanently Closed | 1992-10-29 06:00 | 1975-01-01 06:00 | 1992-10-29 06:00 | Petroleum | Unleaded gasoline | Unleaded gasoline |  | Steel | Steel |  | Painted or None | Steel |  | 1901-01-01 06:00 | [15 empty] | UST Currently In Use: 0; UST Temp Close: 0; AST Currently In Use: 0; AST Temp Closed: 0 | 0 | 0 | 4 | 12534-055-005155 | IRA PHILLIPS INC
16665 | Currently in Use |  | 1981-01-01 06:00 |  | Petroleum | Unleaded gasoline | Unleaded gasoline | Retail | Single Wall, Steel | Steel | Field installed cathodic protection, Interior lined (not allowed as a standalone method of corrosion protection) |  | Double Wall, Flexible | OPW |  |  | Catchment Basin, Single walled catchment basin | Automatic shutoff device At 95% full | Automatic shutoff device At 95% full |  |  | Continuous Automatic Tank Gauge |  | Automatic shutoff device (AELLD), Containment Sump | Containment Sump | [5 empty] | UST Currently In Use: 3; UST Temp Close: 0; AST Currently In Use: 0; AST Temp Closed: 0 | 3 | 0 | 4 | 12534-055-005156 | IRA PHILLIPS INC
16667 | Currently in Use |  | 1981-01-01 06:00 |  | Petroleum | Premium gasoline | Premium gasoline | Retail | Single Wall, Steel | Steel | Field installed cathodic protection, Interior lined (not allowed as a standalone method of corrosion protection) |  | Double Wall, Flexible | OPW |  |  | Catchment Basin, Single walled catchment basin | Automatic shutoff device At 95% full | Automatic shutoff device At 95% full |  |  | Continuous Automatic Tank Gauge |  | Automatic shutoff device (AELLD), Containment Sump | Containment Sump | [5 empty] | UST Currently In Use: 3; UST Temp Close: 0; AST Currently In Use: 0; AST Temp Closed: 0 | 3 | 0 | 4 | 12534-055-005156 | IRA PHILLIPS INC
16668 | Permanently Closed | 1992-08-11 06:00 | 1973-01-01 06:00 | 1992-08-11 06:00 | Petroleum | On road diesel | On road diesel |  | Steel | Steel |  | Painted or None | Steel |  | 1901-01-01 06:00 | [15 empty] | UST Currently In Use: 3; UST Temp Close: 0; AST Currently In Use: 0; AST Temp Closed: 0 | 3 | 0 | 4 | 12534-055-005156 | IRA PHILLIPS INC
16669 | Permanently Closed | 1992-08-11 06:00 | 1973-01-01 06:00 | 1992-08-11 06:00 | Petroleum | On road diesel | On road diesel |  | Steel | Steel |  | Painted or None | Steel |  | 1901-01-01 06:00 | [15 empty] | UST Currently In Use: 3; UST Temp Close: 0; AST Currently In Use: 0; AST Temp Closed: 0 | 3 | 0 | 4 | 12534-055-005156 | IRA PHILLIPS INC
16670 | Permanently Closed | 1992-08-11 06:00 | 1979-01-01 06:00 | 1992-08-11 06:00 | Petroleum | Kerosene | Kerosene |  | Steel | Steel |  |  | Steel |  | 1901-01-01 06:00 | [15 empty] | UST Currently In Use: 3; UST Temp Close: 0; AST Currently In Use: 0; AST Temp Closed: 0 | 3 | 0 | 4 | 12534-055-005156 | IRA PHILLIPS INC
16671 | Permanently Closed | 1989-10-15 06:00 | 1979-01-01 06:00 | 1989-10-15 06:00 | Petroleum | Used oil | Used oil |  | Steel | Steel |  |  | Steel |  | 1901-01-01 06:00 | [15 empty] | UST Currently In Use: 3; UST Temp Close: 0; AST Currently In Use: 0; AST Temp Closed: 0 | 3 | 0 | 4 | 12534-055-005156 | IRA PHILLIPS INC
16672 | Permanently Closed | 1901-01-01 06:00 | 1971-01-01 06:00 | 1988-01-01 06:00 | Petroleum | Unleaded gasoline | Unleaded gasoline |  | Steel | Steel |  | Painted or None | Steel |  | 1901-01-01 06:00 | [15 empty] | UST Currently In Use: 0; UST Temp Close: 0; AST Currently In Use: 0; AST Temp Closed: 0 | 0 | 0 | 3 | 12534-055-005157 | IRA PHILLIPS INC
16673 | Permanently Closed | 1901-01-01 06:00 | 1971-01-01 06:00 | 1988-01-01 06:00 | Petroleum | Unleaded gasoline | Unleaded gasoline |  | Steel | Steel |  | Painted or None | Steel |  | 1901-01-01 06:00 | [15 empty] | UST Currently In Use: 0; UST Temp Close: 0; AST Currently In Use: 0; AST Temp Closed: 0 | 0 | 0 | 3 | 12534-055-005157 | IRA PHILLIPS INC
16674 | Permanently Closed | 1901-01-01 06:00 | 1971-01-01 06:00 | 1988-01-01 06:00 | Petroleum | Unleaded gasoline | Unleaded gasoline |  | Steel | Steel |  | Painted or None | Steel |  | 1901-01-01 06:00 | [15 empty] | UST Currently In Use: 0; UST Temp Close: 0; AST Currently In Use: 0; AST Temp Closed: 0 | 0 | 0 | 3 | 12534-055-005157 | IRA PHILLIPS INC
16675 | Currently in Use |  | 1985-01-01 06:00 |  | Petroleum | On road diesel | On road diesel | Retail | Single Wall, Steel | Steel | Coated & cathodic protection (sti-P3) |  | Fiberglass reinforced plastic, Single Wall |  |  |  | Catchment Basin, Single walled catchment basin | Automatic shutoff device At 95% full | Automatic shutoff device At 95% full |  |  | Continuous Automatic Tank Gauge | [8 empty] | UST Currently In Use: 5; UST Temp Close: 0; AST Currently In Use: 0; AST Temp Closed: 1 | 5 | 0 | 0 | 12534-055-005158 | IRA PHILLIPS INC
16676 | Currently in Use |  | 1985-01-01 06:00 |  | Petroleum | Other, OFFROAD | Other | Retail | Single Wall, Steel | Steel | Coated & cathodic protection (sti-P3) |  | Fiberglass reinforced plastic, Single Wall |  |  |  | Catchment Basin, Single walled catchment basin | Automatic shutoff device At 95% full | Automatic shutoff device At 95% full |  |  | Continuous Automatic Tank Gauge | [8 empty] | UST Currently In Use: 5; UST Temp Close: 0; AST Currently In Use: 0; AST Temp Closed: 1 | 5 | 0 | 0 | 12534-055-005158 | IRA PHILLIPS INC
16677 | Currently in Use |  | 1985-01-01 06:00 |  | Petroleum | Premium gasoline | Premium gasoline | Retail | Single Wall, Steel | Steel | Coated & cathodic protection (sti-P3) |  | Fiberglass reinforced plastic, Single Wall |  |  |  | Catchment Basin, Single walled catchment basin | Automatic shutoff device At 95% full | Automatic shutoff device At 95% full |  |  | Continuous Automatic Tank Gauge | [8 empty] | UST Currently In Use: 5; UST Temp Close: 0; AST Currently In Use: 0; AST Temp Closed: 1 | 5 | 0 | 0 | 12534-055-005158 | IRA PHILLIPS INC
16678 | Currently in Use |  | 1986-01-01 06:00 |  | Petroleum | Kerosene | Kerosene | Retail | Steel | Steel | Coated & cathodic protection (sti-P3) |  | Fiberglass reinforced plastic, Single Wall |  |  |  | Catchment Basin, Single walled catchment basin | Automatic shutoff device At 95% full | Automatic shutoff device At 95% full |  |  | Continuous Automatic Tank Gauge | [8 empty] | UST Currently In Use: 5; UST Temp Close: 0; AST Currently In Use: 0; AST Temp Closed: 1 | 5 | 0 | 0 | 12534-055-005158 | IRA PHILLIPS INC
16679 | Permanently Closed | 1993-02-24 06:00 | 1969-01-01 06:00 | 1993-02-24 06:00 | Petroleum | Unleaded gasoline | Unleaded gasoline |  | Steel | Steel |  | Painted or None | Steel |  | 1901-01-01 06:00 | [15 empty] | UST Currently In Use: 0; UST Temp Close: 0; AST Currently In Use: 0; AST Temp Closed: 0 | 0 | 0 | 4 | 12534-055-005159 | IRA PHILLIPS INC
16680 | Permanently Closed | 1993-02-24 06:00 | 1969-01-01 06:00 | 1993-02-24 06:00 | Petroleum | Unleaded gasoline | Unleaded gasoline |  | Steel | Steel |  | Painted or None | Steel |  | 1901-01-01 06:00 | [15 empty] | UST Currently In Use: 0; UST Temp Close: 0; AST Currently In Use: 0; AST Temp Closed: 0 | 0 | 0 | 4 | 12534-055-005159 | IRA PHILLIPS INC
16681 | Permanently Closed | 1993-02-24 06:00 | 1969-01-01 06:00 | 1993-02-24 06:00 | Petroleum | Unleaded gasoline | Unleaded gasoline |  | Steel | Steel |  | Painted or None | Steel |  | 1901-01-01 06:00 | [15 empty] | UST Currently In Use: 0; UST Temp Close: 0; AST Currently In Use: 0; AST Temp Closed: 0 | 0 | 0 | 4 | 12534-055-005159 | IRA PHILLIPS INC
16682 | Permanently Closed | 1989-08-10 06:00 | 1975-01-01 06:00 | 1989-08-10 06:00 | Petroleum | Used oil | Used oil |  | Steel | Steel |  |  | Steel |  | 1901-01-01 06:00 | [15 empty] | UST Currently In Use: 0; UST Temp Close: 0; AST Currently In Use: 0; AST Temp Closed: 0 | 0 | 0 | 4 | 12534-055-005159 | IRA PHILLIPS INC
16683 | Permanently Closed | 1992-01-01 06:00 | 1980-01-01 06:00 | 1992-01-01 06:00 | Petroleum | Unleaded gasoline | Unleaded gasoline |  | Steel | Steel |  | Painted or None | Steel |  | 1901-01-01 06:00 | [15 empty] | UST Currently In Use: 3; UST Temp Close: 0; AST Currently In Use: 1; AST Temp Closed: 0 | 3 | 0 | 3 | 12534-055-005160 | IRA PHILLIPS INC
16684 | Permanently Closed | 1992-01-01 06:00 | 1980-01-01 06:00 | 1992-01-01 06:00 | Petroleum | Unleaded gasoline | Unleaded gasoline |  | Steel | Steel |  | Painted or None | Steel |  | 1901-01-01 06:00 | [15 empty] | UST Currently In Use: 3; UST Temp Close: 0; AST Currently In Use: 1; AST Temp Closed: 0 | 3 | 0 | 3 | 12534-055-005160 | IRA PHILLIPS INC
16685 | Permanently Closed | 1992-01-01 06:00 | 1980-01-01 06:00 | 1992-01-01 06:00 | Petroleum | Unleaded gasoline | Unleaded gasoline |  | Steel | Steel |  | Painted or None | Steel |  | 1901-01-01 06:00 | [15 empty] | UST Currently In Use: 3; UST Temp Close: 0; AST Currently In Use: 1; AST Temp Closed: 0 | 3 | 0 | 3 | 12534-055-005160 | IRA PHILLIPS INC
16686 | Permanently Closed | 1986-01-01 06:00 | 1975-01-01 06:00 | 1986-01-01 06:00 | Petroleum | Other, OTHER | Other |  | Steel | Steel |  | Painted or None | Steel |  | 1901-01-01 06:00 | [15 empty] | UST Currently In Use: 0; UST Temp Close: 0; AST Currently In Use: 0; AST Temp Closed: 0 | 0 | 0 | 3 | 12534-055-009973 | IRA PHILLIPS INC
16687 | Permanently Closed | 1986-01-01 06:00 | 1975-01-01 06:00 | 1986-01-01 06:00 | Petroleum | Other, OTHER | Other |  | Steel | Steel |  | Painted or None | Steel |  | 1901-01-01 06:00 | [15 empty] | UST Currently In Use: 0; UST Temp Close: 0; AST Currently In Use: 0; AST Temp Closed: 0 | 0 | 0 | 3 | 12534-055-009973 | IRA PHILLIPS INC
16688 | Permanently Closed | 1986-01-01 06:00 | 1975-01-01 06:00 | 1986-01-01 06:00 | Petroleum | Other, OTHER | Other |  | Steel | Steel |  | Painted or None | Steel |  | 1901-01-01 06:00 | [15 empty] | UST Currently In Use: 0; UST Temp Close: 0; AST Currently In Use: 0; AST Temp Closed: 0 | 0 | 0 | 3 | 12534-055-009973 | IRA PHILLIPS INC
16689 | Permanently Closed | 1996-01-01 06:00 | 1971-01-01 06:00 | 1996-01-01 06:00 | Petroleum | Unleaded gasoline | Unleaded gasoline |  | Steel | Steel |  | Painted or None | Steel |  | 1901-01-01 06:00 | [12 empty] | Annual line testing | Annual line testing |  | UST Currently In Use: 0; UST Temp Close: 0; AST Currently In Use: 0; AST Temp Closed: 0 | 0 | 0 | 4 | 12534-055-011416 | IRA PHILLIPS INC
16690 | Permanently Closed | 1996-01-01 06:00 | 1971-01-01 06:00 | 1996-01-01 06:00 | Petroleum | Unleaded gasoline | Unleaded gasoline |  | Steel | Steel |  | Painted or None | Steel |  | 1901-01-01 06:00 | [12 empty] | Annual line testing | Annual line testing |  | UST Currently In Use: 0; UST Temp Close: 0; AST Currently In Use: 0; AST Temp Closed: 0 | 0 | 0 | 4 | 12534-055-011416 | IRA PHILLIPS INC
16691 | Permanently Closed | 1996-01-01 06:00 | 1971-01-01 06:00 | 1996-01-01 06:00 | Petroleum | Unleaded gasoline | Unleaded gasoline |  | Steel | Steel |  | Painted or None | Steel |  | 1901-01-01 06:00 | [12 empty] | Annual line testing | Annual line testing |  | UST Currently In Use: 0; UST Temp Close: 0; AST Currently In Use: 0; AST Temp Closed: 0 | 0 | 0 | 4 | 12534-055-011416 | IRA PHILLIPS INC
16692 | Permanently Closed | 1996-01-01 06:00 | 1971-01-01 06:00 | 1996-01-01 06:00 | Petroleum | On road diesel | On road diesel |  | Steel | Steel |  | Painted or None | Steel |  | 1901-01-01 06:00 | [12 empty] | Annual line testing | Annual line testing |  | UST Currently In Use: 0; UST Temp Close: 0; AST Currently In Use: 0; AST Temp Closed: 0 | 0 | 0 | 4 | 12534-055-011416 | IRA PHILLIPS INC
16693 | Permanently Closed | 2005-06-16 06:00 | 1982-01-01 06:00 | 2005-11-30 06:00 | Petroleum | Premium gasoline | Premium gasoline | Retail | Steel | Steel | Field installed cathodic protection |  | Fiberglass reinforced plastic |  | 1901-01-01 06:00 | Field installed cathodic protection | Catchment Basin, Single walled catchment basin | Automatic shutoff device At 95% full | Automatic shutoff device At 95% full |  |  | Statistical Inventory Reconciliation (SIR) | [8 empty] | UST Currently In Use: 0; UST Temp Close: 0; AST Currently In Use: 0; AST Temp Closed: 0 | 0 | 0 | 4 | 12534-055-011420 | IRA PHILLIPS INC
16694 | Permanently Closed | 2005-06-16 06:00 | 1983-01-01 06:00 | 2005-11-30 06:00 | Petroleum | Unleaded gasoline | Unleaded gasoline | Retail | Steel | Steel | Field installed cathodic protection |  | Fiberglass reinforced plastic |  | 1901-01-01 06:00 | Field installed cathodic protection | Catchment Basin, Single walled catchment basin | Automatic shutoff device At 95% full | Automatic shutoff device At 95% full |  |  | Statistical Inventory Reconciliation (SIR) | [8 empty] | UST Currently In Use: 0; UST Temp Close: 0; AST Currently In Use: 0; AST Temp Closed: 0 | 0 | 0 | 4 | 12534-055-011420 | IRA PHILLIPS INC
16695 | Permanently Closed | 2005-06-16 06:00 | 1982-01-01 06:00 | 2005-11-30 06:00 | Petroleum | On road diesel | On road diesel | Retail | Steel | Steel | Field installed cathodic protection |  | Steel |  | 1901-01-01 06:00 | Field installed cathodic protection | Catchment Basin, Single walled catchment basin | Automatic shutoff device At 95% full | Automatic shutoff device At 95% full |  |  | Statistical Inventory Reconciliation (SIR) | [8 empty] | UST Currently In Use: 0; UST Temp Close: 0; AST Currently In Use: 0; AST Temp Closed: 0 | 0 | 0 | 4 | 12534-055-011420 | IRA PHILLIPS INC
16696 | Permanently Closed | 1998-06-01 06:00 | 1980-01-01 06:00 | 1998-12-10 06:00 | Petroleum | On road diesel | On road diesel |  | Steel | Steel |  | Painted or None | Steel |  | 1901-01-01 06:00 | [12 empty] | Annual line testing | Annual line testing |  | UST Currently In Use: 0; UST Temp Close: 0; AST Currently In Use: 0; AST Temp Closed: 0 | 0 | 0 | 4 | 12534-055-011420 | IRA PHILLIPS INC
16697 | Currently in Use |  | 1974-01-01 06:00 |  | Petroleum | Unleaded gasoline | Unleaded gasoline | Retail | Single Wall, Steel | Steel | Field installed cathodic protection, Interior lined (not allowed as a standalone method of corrosion protection) |  | Double Wall, Flexible | APT |  |  | Catchment Basin, Single walled catchment basin | Automatic shutoff device At 95% full | Automatic shutoff device At 95% full |  |  | Continuous Automatic Tank Gauge | Single walled submersible pump containment sump | Automatic shutoff device (AELLD), Containment Sump | Containment Sump | [5 empty] | UST Currently In Use: 4; UST Temp Close: 0; AST Currently In Use: 0; AST Temp Closed: 0 | 4 | 0 | 0 | 12534-055-013420 | IRA PHILLIPS INC
16698 | Currently in Use |  | 1974-01-01 06:00 |  | Petroleum | Premium gasoline | Premium gasoline |  | Single Wall, Steel | Steel | Field installed cathodic protection |  | Double Wall, Flexible | APT |  |  | Catchment Basin, Single walled catchment basin | Automatic shutoff device At 95% full | Automatic shutoff device At 95% full |  |  | Continuous Automatic Tank Gauge |  | Automatic shutoff device (AELLD), Containment Sump | Containment Sump | [5 empty] | UST Currently In Use: 4; UST Temp Close: 0; AST Currently In Use: 0; AST Temp Closed: 0 | 4 | 0 | 0 | 12534-055-013420 | IRA PHILLIPS INC
16699 | Currently in Use |  | 1974-01-01 06:00 |  | Petroleum | On road diesel | On road diesel | Retail | Single Wall, Steel | Steel | Field installed cathodic protection, Interior lined (not allowed as a standalone method of corrosion protection) |  | Double Wall, Flexible | APT |  |  | Catchment Basin, Single walled catchment basin | Automatic shutoff device At 95% full | Automatic shutoff device At 95% full |  |  | Continuous Automatic Tank Gauge |  | Automatic shutoff device (AELLD), Containment Sump | Containment Sump | [5 empty] | UST Currently In Use: 4; UST Temp Close: 0; AST Currently In Use: 0; AST Temp Closed: 0 | 4 | 0 | 0 | 12534-055-013420 | IRA PHILLIPS INC
16700 | Currently in Use |  | 1974-01-01 06:00 |  | Petroleum | Kerosene | Kerosene | Retail | Single Wall, Steel | Steel | Field installed cathodic protection, Interior lined (not allowed as a standalone method of corrosion protection) |  | Double Wall, Flexible | APT |  |  | Catchment Basin, Single walled catchment basin | Automatic shutoff device At 95% full | Automatic shutoff device At 95% full | [11 empty] | UST Currently In Use: 4; UST Temp Close: 0; AST Currently In Use: 0; AST Temp Closed: 0 | 4 | 0 | 0 | 12534-055-013420 | IRA PHILLIPS INC
16701 | Permanently Closed | 1990-06-28 06:00 | 1981-01-01 06:00 | 1990-06-28 06:00 | Petroleum | On road diesel | On road diesel |  | Steel | Steel |  |  | Steel |  | 1901-01-01 06:00 | [15 empty] | UST Currently In Use: 0; UST Temp Close: 0; AST Currently In Use: 0; AST Temp Closed: 0 | 0 | 0 | 1 | 12534-055-013791 | IRA PHILLIPS INC
16702 | Permanently Closed | 1989-10-02 06:00 | 1982-01-01 06:00 | 1989-10-02 06:00 | Petroleum | Unleaded gasoline | Unleaded gasoline |  | Steel | Steel |  |  | Steel |  | 1901-01-01 06:00 | [15 empty] | UST Currently In Use: 0; UST Temp Close: 0; AST Currently In Use: 0; AST Temp Closed: 0 | 0 | 0 | 2 | 12534-055-013792 | IRA PHILLIPS INC
16703 | Permanently Closed | 1989-10-02 06:00 | 1982-01-01 06:00 | 1989-10-02 06:00 | Petroleum | Unleaded gasoline | Unleaded gasoline |  | Steel | Steel |  |  | Steel |  | 1901-01-01 06:00 | [15 empty] | UST Currently In Use: 0; UST Temp Close: 0; AST Currently In Use: 0; AST Temp Closed: 0 | 0 | 0 | 2 | 12534-055-013792 | IRA PHILLIPS INC
16704 | Permanently Closed | 1989-09-21 06:00 | 1980-01-01 06:00 | 1989-09-21 06:00 | Petroleum | Unleaded gasoline | Unleaded gasoline |  | Steel | Steel |  |  | Steel |  | 1901-01-01 06:00 | [15 empty] | UST Currently In Use: 0; UST Temp Close: 0; AST Currently In Use: 0; AST Temp Closed: 0 | 0 | 0 | 2 | 12534-055-013793 | IRA PHILLIPS INC
16705 | Permanently Closed | 1989-09-20 06:00 | 1980-01-01 06:00 | 1989-09-20 06:00 | Petroleum | Unleaded gasoline | Unleaded gasoline |  | Steel | Steel |  |  | Steel |  | 1901-01-01 06:00 | [15 empty] | UST Currently In Use: 0; UST Temp Close: 0; AST Currently In Use: 0; AST Temp Closed: 0 | 0 | 0 | 2 | 12534-055-013793 | IRA PHILLIPS INC
16706 | Permanently Closed | 1989-09-07 06:00 | 1982-01-01 06:00 | 1989-09-07 06:00 | Petroleum | Unleaded gasoline | Unleaded gasoline |  | Steel | Steel |  |  | Steel |  | 1901-01-01 06:00 | [15 empty] | UST Currently In Use: 0; UST Temp Close: 0; AST Currently In Use: 0; AST Temp Closed: 0 | 0 | 0 | 1 | 12534-055-013794 | IRA PHILLIPS INC
16707 | Permanently Closed | 1989-09-07 06:00 | 1979-01-01 06:00 | 1989-09-07 06:00 | Petroleum | Unleaded gasoline | Unleaded gasoline |  | Steel | Steel |  |  | Steel |  | 1901-01-01 06:00 | [15 empty] | UST Currently In Use: 0; UST Temp Close: 0; AST Currently In Use: 0; AST Temp Closed: 0 | 0 | 0 | 1 | 12534-055-013796 | IRA PHILLIPS INC
16708 | Permanently Closed | 1989-10-25 06:00 | 1981-01-01 06:00 | 1989-10-25 06:00 | Petroleum | Unleaded gasoline | Unleaded gasoline |  | Steel | Steel |  |  | Steel |  | 1901-01-01 06:00 | [15 empty] | UST Currently In Use: 0; UST Temp Close: 0; AST Currently In Use: 0; AST Temp Closed: 0 | 0 | 0 | 1 | 12534-055-013950 | IRA PHILLIPS INC
16709 | Permanently Closed | 1989-11-16 06:00 | 1986-01-01 06:00 | 1989-11-16 06:00 | Petroleum | Unleaded gasoline | Unleaded gasoline |  | Steel | Steel |  |  | Steel |  | 1901-01-01 06:00 | [15 empty] | UST Currently In Use: 0; UST Temp Close: 0; AST Currently In Use: 0; AST Temp Closed: 0 | 0 | 0 | 1 | 12534-055-013955 | IRA PHILLIPS INC
16710 | Permanently Closed | 1989-08-10 06:00 | 1981-01-01 06:00 | 1989-08-10 06:00 | Petroleum | Unleaded gasoline | Unleaded gasoline |  | Steel | Steel |  |  | Steel |  | 1901-01-01 06:00 | [15 empty] | UST Currently In Use: 0; UST Temp Close: 0; AST Currently In Use: 0; AST Temp Closed: 0 | 0 | 0 | 1 | 12534-055-013956 | IRA PHILLIPS INC
16711 | Permanently Closed | 1989-07-12 06:00 | 1978-01-01 06:00 | 1989-07-12 06:00 | Petroleum | Unleaded gasoline | Unleaded gasoline |  | Steel | Steel |  |  | Steel |  | 1901-01-01 06:00 | [15 empty] | UST Currently In Use: 0; UST Temp Close: 0; AST Currently In Use: 0; AST Temp Closed: 0 | 0 | 0 | 1 | 12534-055-013957 | IRA PHILLIPS INC
16712 | Permanently Closed | 1990-04-27 06:00 | 1974-01-01 06:00 | 1990-04-27 06:00 | Petroleum | Unleaded gasoline | Unleaded gasoline |  | Steel | Steel |  |  | Steel |  | 1901-01-01 06:00 | [15 empty] | UST Currently In Use: 0; UST Temp Close: 0; AST Currently In Use: 0; AST Temp Closed: 0 | 0 | 0 | 1 | 12534-055-013959 | IRA PHILLIPS INC
16713 | Permanently Closed | 1990-06-06 06:00 | 1980-01-01 06:00 | 1990-06-06 06:00 | Petroleum | Unleaded gasoline | Unleaded gasoline |  | Steel | Steel |  |  | Steel |  | 1901-01-01 06:00 | [15 empty] | UST Currently In Use: 0; UST Temp Close: 0; AST Currently In Use: 0; AST Temp Closed: 0 | 0 | 0 | 2 | 12534-055-013960 | IRA PHILLIPS INC
16714 | Permanently Closed | 1992-01-27 06:00 | 1980-01-01 06:00 | 1992-01-27 06:00 | Petroleum | On road diesel | On road diesel |  | Steel | Steel |  |  | Steel |  | 1901-01-01 06:00 | [15 empty] | UST Currently In Use: 0; UST Temp Close: 0; AST Currently In Use: 0; AST Temp Closed: 0 | 0 | 0 | 2 | 12534-055-013960 | IRA PHILLIPS INC
16715 | Permanently Closed | 1989-07-12 06:00 | 1977-01-01 06:00 | 1989-07-12 06:00 | Petroleum | Unleaded gasoline | Unleaded gasoline |  | Steel | Steel |  |  | Steel |  | 1901-01-01 06:00 | [15 empty] | UST Currently In Use: 0; UST Temp Close: 0; AST Currently In Use: 0; AST Temp Closed: 0 | 0 | 0 | 1 | 12534-055-013961 | IRA PHILLIPS INC
16716 | Permanently Closed | 1989-08-10 06:00 | 1984-01-01 06:00 | 1989-08-10 06:00 | Petroleum | Unleaded gasoline | Unleaded gasoline |  | Steel | Steel |  |  | Steel |  | 1901-01-01 06:00 | [15 empty] | UST Currently In Use: 0; UST Temp Close: 0; AST Currently In Use: 0; AST Temp Closed: 0 | 0 | 0 | 3 | 12534-055-013962 | IRA PHILLIPS INC
16717 | Permanently Closed | 1989-08-10 06:00 | 1984-01-01 06:00 | 1989-08-10 06:00 | Petroleum | Unleaded gasoline | Unleaded gasoline |  | Steel | Steel |  |  | Steel |  | 1901-01-01 06:00 | [15 empty] | UST Currently In Use: 0; UST Temp Close: 0; AST Currently In Use: 0; AST Temp Closed: 0 | 0 | 0 | 3 | 12534-055-013962 | IRA PHILLIPS INC
16718 | Permanently Closed | 1989-08-10 06:00 | 1984-01-01 06:00 | 1989-08-10 06:00 | Petroleum | On road diesel | On road diesel |  | Steel | Steel |  |  | Steel |  | 1901-01-01 06:00 | [15 empty] | UST Currently In Use: 0; UST Temp Close: 0; AST Currently In Use: 0; AST Temp Closed: 0 | 0 | 0 | 3 | 12534-055-013962 | IRA PHILLIPS INC
16720 | Permanently Closed | 1989-10-03 06:00 | 1982-01-01 06:00 | 1989-10-03 06:00 | Petroleum | Unleaded gasoline | Unleaded gasoline |  | Steel | Steel |  |  | Steel |  | 1901-01-01 06:00 | [15 empty] | UST Currently In Use: 0; UST Temp Close: 0; AST Currently In Use: 0; AST Temp Closed: 0 | 0 | 0 | 1 | 12534-055-013964 | IRA PHILLIPS INC
16721 | Permanently Closed | 1901-01-01 06:00 | 1977-01-01 06:00 | 2011-11-11 06:00 | Petroleum | Unleaded gasoline | Unleaded gasoline |  | Steel | Steel |  | Painted or None | Steel |  | 1901-01-01 06:00 | [15 empty] | UST Currently In Use: 0; UST Temp Close: 0; AST Currently In Use: 0; AST Temp Closed: 0 | 0 | 0 | 2 | 12534-115-005062 | IRA PHILLIPS INC
16722 | Permanently Closed | 1901-01-01 06:00 | 1977-01-01 06:00 | 2011-11-11 06:00 | Petroleum | Unleaded gasoline | Unleaded gasoline |  | Steel | Steel |  | Painted or None | Steel |  | 1901-01-01 06:00 | [15 empty] | UST Currently In Use: 0; UST Temp Close: 0; AST Currently In Use: 0; AST Temp Closed: 0 | 0 | 0 | 2 | 12534-115-005062 | IRA PHILLIPS INC
16723 | Permanently Closed | 1901-01-01 06:00 | 1971-01-01 06:00 | 1989-01-04 06:00 | Petroleum | On road diesel | On road diesel |  | Steel | Steel |  | Painted or None | Steel |  | 1901-01-01 06:00 | [15 empty] | UST Currently In Use: 0; UST Temp Close: 0; AST Currently In Use: 0; AST Temp Closed: 0 | 0 | 0 | 1 | 12534-115-009971 | IRA PHILLIPS INC
16724 | Permanently Closed | 1993-08-02 06:00 | 1980-01-01 06:00 | 1993-08-02 06:00 | Petroleum | Unleaded gasoline | Unleaded gasoline |  | Steel | Steel |  | Painted or None | Steel |  | 1901-01-01 06:00 | [15 empty] | UST Currently In Use: 0; UST Temp Close: 0; AST Currently In Use: 0; AST Temp Closed: 0 | 0 | 0 | 5 | 12534-115-011414 | IRA PHILLIPS INC
16725 | Permanently Closed | 1993-08-02 06:00 | 1980-01-01 06:00 | 1993-08-02 06:00 | Petroleum | Unleaded gasoline | Unleaded gasoline |  | Steel | Steel |  | Painted or None | Steel |  | 1901-01-01 06:00 | [15 empty] | UST Currently In Use: 0; UST Temp Close: 0; AST Currently In Use: 0; AST Temp Closed: 0 | 0 | 0 | 5 | 12534-115-011414 | IRA PHILLIPS INC
16726 | Permanently Closed | 1993-08-02 06:00 | 1980-01-01 06:00 | 1993-08-02 06:00 | Petroleum | Unleaded gasoline | Unleaded gasoline |  | Steel | Steel |  | Painted or None | Steel |  | 1901-01-01 06:00 | [15 empty] | UST Currently In Use: 0; UST Temp Close: 0; AST Currently In Use: 0; AST Temp Closed: 0 | 0 | 0 | 5 | 12534-115-011414 | IRA PHILLIPS INC
16727 | Permanently Closed | 1993-08-02 06:00 | 1986-01-01 06:00 | 1993-08-02 06:00 | Petroleum | On road diesel | On road diesel |  | Steel | Steel |  |  | Steel |  | 1901-01-01 06:00 | [15 empty] | UST Currently In Use: 0; UST Temp Close: 0; AST Currently In Use: 0; AST Temp Closed: 0 | 0 | 0 | 5 | 12534-115-011414 | IRA PHILLIPS INC
16728 | Permanently Closed | 1993-08-02 06:00 | 1986-01-01 06:00 | 1993-08-02 06:00 | Petroleum | On road diesel | On road diesel |  | Steel | Steel |  |  | Steel |  | 1901-01-01 06:00 | [15 empty] | UST Currently In Use: 0; UST Temp Close: 0; AST Currently In Use: 0; AST Temp Closed: 0 | 0 | 0 | 5 | 12534-115-011414 | IRA PHILLIPS INC
16729 | Currently in Use |  | 1982-01-01 06:00 |  | Petroleum | Premium gasoline | Premium gasoline | Retail | Single Wall, Steel | Steel | Field installed cathodic protection, Interior lined (not allowed as a standalone method of corrosion protection) |  | Fiberglass reinforced plastic, Single Wall |  |  |  | Catchment Basin, Single walled catchment basin | Automatic shutoff device At 95% full | Automatic shutoff device At 95% full |  |  | Continuous Automatic Tank Gauge | [8 empty] | UST Currently In Use: 4; UST Temp Close: 0; AST Currently In Use: 1; AST Temp Closed: 0 | 4 | 0 | 0 | 12534-115-011417 | IRA PHILLIPS INC
16730 | Currently in Use |  | 1979-01-01 06:00 |  | Petroleum | Premium gasoline | Premium gasoline | Retail | Single Wall, Steel | Steel | Field installed cathodic protection, Interior lined (not allowed as a standalone method of corrosion protection) |  | Double Wall, Flexible | APT |  |  | Catchment Basin, Single walled catchment basin | Automatic shutoff device At 95% full | Automatic shutoff device At 95% full |  |  | Continuous Automatic Tank Gauge |  | Automatic shutoff device (AELLD) | Automatic shutoff device (AELLD) | [5 empty] | UST Currently In Use: 4; UST Temp Close: 0; AST Currently In Use: 1; AST Temp Closed: 0 | 4 | 0 | 0 | 12534-115-011417 | IRA PHILLIPS INC
16731 | Currently in Use |  | 1979-01-01 06:00 |  | Petroleum | Unleaded gasoline | Unleaded gasoline | Retail | Single Wall, Steel, 6K/8K | Steel | Field installed cathodic protection, Interior lined (not allowed as a standalone method of corrosion protection) |  | Double Wall, Flexible | APT |  |  | Catchment Basin, Single walled catchment basin | Automatic shutoff device At 95% full | Automatic shutoff device At 95% full |  |  | Continuous Automatic Tank Gauge |  | Automatic shutoff device (AELLD) | Automatic shutoff device (AELLD) | [5 empty] | UST Currently In Use: 4; UST Temp Close: 0; AST Currently In Use: 1; AST Temp Closed: 0 | 4 | 0 | 0 | 12534-115-011417 | IRA PHILLIPS INC
16733 | Currently in Use |  | 1979-01-01 06:00 |  | Petroleum | On road diesel | On road diesel | Retail | Single Wall, Steel, 6K/8K | Steel | Coated & cathodic protection (sti-P3), Field installed cathodic protection, Interior lined (not allowed as a standalone method of corrosion protection) |  | Fiberglass reinforced plastic, Single Wall |  |  |  | Catchment Basin, Single walled catchment basin | Automatic shutoff device At 95% full | Automatic shutoff device At 95% full |  |  | Continuous Automatic Tank Gauge | [8 empty] | UST Currently In Use: 4; UST Temp Close: 0; AST Currently In Use: 1; AST Temp Closed: 0 | 4 | 0 | 0 | 12534-115-011417 | IRA PHILLIPS INC
16734 | Permanently Closed | 1996-02-13 06:00 | 1979-01-01 06:00 | 1996-02-13 06:00 | Petroleum | Unleaded gasoline | Unleaded gasoline |  | Steel | Steel |  | Painted or None | Steel |  | 1901-01-01 06:00 | [12 empty] | Annual line testing | Annual line testing |  | UST Currently In Use: 0; UST Temp Close: 0; AST Currently In Use: 0; AST Temp Closed: 0 | 0 | 0 | 4 | 12534-115-011418 | IRA PHILLIPS INC
16735 | Permanently Closed | 1996-02-13 06:00 | 1979-01-01 06:00 | 1996-02-13 06:00 | Petroleum | Unleaded gasoline | Unleaded gasoline |  | Steel | Steel |  | Painted or None | Steel |  | 1901-01-01 06:00 | [12 empty] | Annual line testing | Annual line testing |  | UST Currently In Use: 0; UST Temp Close: 0; AST Currently In Use: 0; AST Temp Closed: 0 | 0 | 0 | 4 | 12534-115-011418 | IRA PHILLIPS INC
16736 | Permanently Closed | 1996-02-13 06:00 | 1979-01-01 06:00 | 1996-02-13 06:00 | Petroleum | Unleaded gasoline | Unleaded gasoline |  | Steel | Steel |  | Painted or None | Steel |  | 1901-01-01 06:00 | [12 empty] | Annual line testing | Annual line testing |  | UST Currently In Use: 0; UST Temp Close: 0; AST Currently In Use: 0; AST Temp Closed: 0 | 0 | 0 | 4 | 12534-115-011418 | IRA PHILLIPS INC
16737 | Permanently Closed | 1996-02-13 06:00 | 1979-01-01 06:00 | 1996-02-13 06:00 | Petroleum | On road diesel | On road diesel |  | Steel | Steel |  | Painted or None | Steel |  | 1901-01-01 06:00 | [12 empty] | Annual line testing | Annual line testing |  | UST Currently In Use: 0; UST Temp Close: 0; AST Currently In Use: 0; AST Temp Closed: 0 | 0 | 0 | 4 | 12534-115-011418 | IRA PHILLIPS INC
16738 | Currently in Use |  | 1984-06-16 06:00 |  | Petroleum | Mid-grade gasoline | Mid-grade gasoline | Retail | Single Wall, Steel | Steel | Coated & cathodic protection (sti-P3), Field installed cathodic protection |  | Single Wall, Steel |  |  | Field installed cathodic protection | Catchment Basin, Single walled catchment basin | Audible high level alarm At 90% full, Automatic shutoff device At 95% full | Automatic shutoff device At 95% full |  |  | Continuous Automatic Tank Gauge | [8 empty] | UST Currently In Use: 4; UST Temp Close: 0; AST Currently In Use: 0; AST Temp Closed: 0 | 4 | 0 | 1 | 12536-095-002607 | DELWYN POWELL
16739 | Currently in Use |  | 1984-06-16 06:00 |  | Petroleum | Unleaded gasoline | Unleaded gasoline | Retail | Single Wall, Steel | Steel | Coated & cathodic protection (sti-P3), Field installed cathodic protection |  | Single Wall, Steel |  |  | Field installed cathodic protection | Catchment Basin, Single walled catchment basin | Audible high level alarm At 90% full, Automatic shutoff device At 95% full | Automatic shutoff device At 95% full |  |  | Continuous Automatic Tank Gauge | [8 empty] | UST Currently In Use: 4; UST Temp Close: 0; AST Currently In Use: 0; AST Temp Closed: 0 | 4 | 0 | 1 | 12536-095-002607 | DELWYN POWELL
16740 | Currently in Use |  | 1984-06-16 06:00 |  | Petroleum | On road diesel | On road diesel | Retail | Single Wall, Steel | Steel | Coated & cathodic protection (sti-P3), Field installed cathodic protection |  | Single Wall, Steel |  |  | Field installed cathodic protection | Catchment Basin, Single walled catchment basin | Audible high level alarm At 90% full, Automatic shutoff device At 95% full | Automatic shutoff device At 95% full |  |  | Continuous Automatic Tank Gauge | [8 empty] | UST Currently In Use: 4; UST Temp Close: 0; AST Currently In Use: 0; AST Temp Closed: 0 | 4 | 0 | 1 | 12536-095-002607 | DELWYN POWELL
16741 | Currently in Use |  | 1984-06-16 06:00 |  | Petroleum | Premium gasoline | Premium gasoline | Retail | Single Wall, Steel | Steel | Coated & cathodic protection (sti-P3), Field installed cathodic protection |  | Single Wall, Steel |  |  | Field installed cathodic protection | Catchment Basin, Single walled catchment basin | Audible high level alarm At 90% full, Automatic shutoff device At 95% full | Automatic shutoff device At 95% full |  |  | Continuous Automatic Tank Gauge | [8 empty] | UST Currently In Use: 4; UST Temp Close: 0; AST Currently In Use: 0; AST Temp Closed: 0 | 4 | 0 | 1 | 12536-095-002607 | DELWYN POWELL
16742 | Permanently Closed | 1998-05-01 06:00 | 1980-01-01 06:00 | 1999-11-23 06:00 | Petroleum | Kerosene | Kerosene |  | Steel | Steel |  | Painted or None | Steel |  | 1901-01-01 06:00 | [15 empty] | UST Currently In Use: 4; UST Temp Close: 0; AST Currently In Use: 0; AST Temp Closed: 0 | 4 | 0 | 1 | 12536-095-002607 | DELWYN POWELL
16743 | Permanently Closed | 1901-01-01 06:00 | 1982-01-01 06:00 | 1987-12-31 06:00 | Petroleum | Unleaded gasoline | Unleaded gasoline |  | Fiberglass reinforced plastic | Fiberglass reinforced plastic |  |  | Steel |  | 1901-01-01 06:00 | [15 empty] | UST Currently In Use: 0; UST Temp Close: 0; AST Currently In Use: 0; AST Temp Closed: 0 | 0 | 0 | 4 | 12537-073-012791 | IRECO INC
16744 | Permanently Closed | 1901-01-01 06:00 | 1964-01-01 06:00 | 1987-10-28 06:00 | Petroleum | Unleaded gasoline | Unleaded gasoline |  | Steel | Steel |  | Painted or None | Steel |  | 1901-01-01 06:00 | [15 empty] | UST Currently In Use: 0; UST Temp Close: 0; AST Currently In Use: 0; AST Temp Closed: 0 | 0 | 0 | 4 | 12537-073-012791 | IRECO INC
16745 | Permanently Closed | 1901-01-01 06:00 | 1982-01-01 06:00 | 1987-12-31 06:00 | Petroleum | Unleaded gasoline | Unleaded gasoline |  | Fiberglass reinforced plastic | Fiberglass reinforced plastic |  |  | Steel |  | 1901-01-01 06:00 | [15 empty] | UST Currently In Use: 0; UST Temp Close: 0; AST Currently In Use: 0; AST Temp Closed: 0 | 0 | 0 | 4 | 12537-073-012791 | IRECO INC
16746 | Permanently Closed | 1901-01-01 06:00 | 1974-01-01 06:00 | 1987-10-27 06:00 | Petroleum | On road diesel | On road diesel |  | Steel | Steel |  | Painted or None | Steel |  | 1901-01-01 06:00 | [15 empty] | UST Currently In Use: 0; UST Temp Close: 0; AST Currently In Use: 0; AST Temp Closed: 0 | 0 | 0 | 4 | 12537-073-012791 | IRECO INC
16747 | Retired | 1983-09-01 06:00 | 1968-01-01 06:00 |  | Petroleum | Other, OTHER | Other |  | Steel | Steel |  | Painted or None | Steel |  | 1901-01-01 06:00 | [15 empty] | UST Currently In Use: 0; UST Temp Close: 0; AST Currently In Use: 0; AST Temp Closed: 0 | 0 | 0 | 0 | 12538-039-009218 | IRMA BASS
16748 | Retired | 1983-09-01 06:00 | 1968-01-01 06:00 |  | Petroleum | Other, OTHER | Other |  | Steel | Steel |  | Painted or None | Steel |  | 1901-01-01 06:00 | [15 empty] | UST Currently In Use: 0; UST Temp Close: 0; AST Currently In Use: 0; AST Temp Closed: 0 | 0 | 0 | 0 | 12538-039-009218 | IRMA BASS
16749 | Retired | 1983-09-01 06:00 | 1973-01-01 06:00 |  | Petroleum | Other, OTHER | Other |  | Steel | Steel |  | Painted or None | Steel |  | 1901-01-01 06:00 | [15 empty] | UST Currently In Use: 0; UST Temp Close: 0; AST Currently In Use: 0; AST Temp Closed: 0 | 0 | 0 | 0 | 12538-039-009218 | IRMA BASS
16750 | Cannot Locate or abandoned | 1990-01-01 06:00 | 1984-01-01 06:00 |  | Petroleum | Unleaded gasoline | Unleaded gasoline |  | Steel | Steel |  | Painted or None | Steel |  | 1901-01-01 06:00 | [15 empty] | UST Currently In Use: 0; UST Temp Close: 0; AST Currently In Use: 0; AST Temp Closed: 0 | 0 | 0 | 0 | 12539-081-012853 | ISAAC THOMAS
16751 | Currently in Use |  | 1990-03-01 06:00 |  | Petroleum | Unleaded gasoline | Unleaded gasoline | Retail | Steel | Steel | Coated & cathodic protection (sti-P3) |  | Fiberglass reinforced plastic |  | 1901-01-01 06:00 |  | Catchment Basin, Single walled catchment basin | Automatic shutoff device At 95% full, Flow Rest 90% Full | Flow Rest 90% Full |  |  | Continuous Automatic Tank Gauge | [8 empty] | UST Currently In Use: 2; UST Temp Close: 1; AST Currently In Use: 1; AST Temp Closed: 0 | 2 | 1 | 1 | 25641-055-006025 | TAMMY AND LONNIE K CHAPMAN
16752 | Currently in Use |  | 1990-03-01 06:00 |  | Petroleum | On road diesel | On road diesel | Retail | Steel, 2K-M/4K-P | Steel | Coated & cathodic protection (sti-P3), 6K/4K COMP |  | Fiberglass reinforced plastic |  | 1901-01-01 06:00 |  | Catchment Basin, Single walled catchment basin | Automatic shutoff device At 95% full, Flow Rest 90% Full | Flow Rest 90% Full |  |  | Continuous Automatic Tank Gauge | [8 empty] | UST Currently In Use: 2; UST Temp Close: 1; AST Currently In Use: 1; AST Temp Closed: 0 | 2 | 1 | 1 | 25641-055-006025 | TAMMY AND LONNIE K CHAPMAN
16753 | Permanently Closed | 1979-11-01 06:00 | 1901-01-01 06:00 |  | Petroleum | Other, OTHER | Other |  | Steel | Steel |  |  | Steel |  | 1901-01-01 06:00 | [6 empty] | Statistical Inventory Reconciliation (SIR) | [8 empty] | UST Currently In Use: 2; UST Temp Close: 1; AST Currently In Use: 1; AST Temp Closed: 0 | 2 | 1 | 1 | 25641-055-006025 | TAMMY AND LONNIE K CHAPMAN
16754 | Temporary Closed | 2011-07-31 06:00 | 1976-01-01 06:00 |  | Petroleum | On road diesel | On road diesel | Retail | Steel | Steel | Field installed cathodic protection, Interior lined (not allowed as a standalone method of corrosion protection) |  | Flexible |  |  |  | Catchment Basin, Single walled catchment basin | Flow Rest 90% Full | Flow Rest 90% Full |  |  | Continuous Automatic Tank Gauge | [8 empty] | UST Currently In Use: 2; UST Temp Close: 1; AST Currently In Use: 1; AST Temp Closed: 0 | 2 | 1 | 1 | 25641-055-006025 | TAMMY AND LONNIE K CHAPMAN
16755 | Retired | 1988-12-22 06:00 | 1980-01-01 06:00 |  | Petroleum | On road diesel | On road diesel |  | Steel | Steel |  | Painted or None | Other, RUBBR COAT |  | 1901-01-01 06:00 | [15 empty] | UST Currently In Use: 0; UST Temp Close: 0; AST Currently In Use: 0; AST Temp Closed: 0 | 0 | 0 | 0 | 12544-089-001613 | J & J CORRUGATED BOX
16756 | Permanently Closed | 1901-01-01 06:00 | 1978-01-01 06:00 | 1989-09-01 06:00 | Petroleum | On road diesel | On road diesel |  | Steel | Steel |  | Painted or None | Steel |  | 1901-01-01 06:00 | [15 empty] | UST Currently In Use: 0; UST Temp Close: 0; AST Currently In Use: 0; AST Temp Closed: 0 | 0 | 0 | 1 | 12545-073-011033 | J & J HAULING INC
16757 | Permanently Closed | 1997-07-01 06:00 | 1973-01-01 06:00 | 1997-07-31 06:00 | Petroleum | Unleaded gasoline | Unleaded gasoline | Retail | Steel | Steel | Interior lined (not allowed as a standalone method of corrosion protection) | Painted or None | Steel |  | 1901-01-01 06:00 |  | Catchment Basin, Single walled catchment basin | Automatic shutoff device At 95% full | Automatic shutoff device At 95% full | [11 empty] | UST Currently In Use: 4; UST Temp Close: 0; AST Currently In Use: 0; AST Temp Closed: 0 | 4 | 0 | 2 | 13284-077-007612 | H.L. MARTIN DISTRIBUTING CO.
16758 | Permanently Closed | 1997-07-01 06:00 | 1973-01-01 06:00 | 1997-07-31 06:00 | Petroleum | Unleaded gasoline | Unleaded gasoline | Retail | Steel | Steel | Interior lined (not allowed as a standalone method of corrosion protection) | Painted or None | Steel |  | 1901-01-01 06:00 |  | Catchment Basin, Single walled catchment basin | Automatic shutoff device At 95% full | Automatic shutoff device At 95% full | [11 empty] | UST Currently In Use: 4; UST Temp Close: 0; AST Currently In Use: 0; AST Temp Closed: 0 | 4 | 0 | 2 | 13284-077-007612 | H.L. MARTIN DISTRIBUTING CO.
16759 | Temporary Closed | 1901-01-01 06:00 | 1985-01-01 06:00 |  | Petroleum | Kerosene | Kerosene | Retail | Single Wall, Steel | Steel | Coated & cathodic protection (sti-P3) |  | Fiberglass reinforced plastic, Single Wall |  |  |  | Catchment Basin, Single walled catchment basin | Flow Rest 90% Full | Flow Rest 90% Full |  |  | Statistical Inventory Reconciliation (SIR) | Direct Bury submersible pump | [7 empty] | UST Currently In Use: 4; UST Temp Close: 2; AST Currently In Use: 0; AST Temp Closed: 0 | 4 | 2 | 0 | 25663-079-013773 | ADAY YAFAI
16760 | Currently in Use |  | 1985-01-01 06:00 |  | Petroleum | On road diesel | On road diesel | Retail | Single Wall, Steel | Steel | Coated & cathodic protection (sti-P3) |  | Fiberglass reinforced plastic, Single Wall |  |  |  | Catchment Basin, Single walled catchment basin | Automatic shutoff device At 95% full, Flow Rest 90% Full | Flow Rest 90% Full |  |  | Statistical Inventory Reconciliation (SIR) | Direct Bury submersible pump | [7 empty] | UST Currently In Use: 4; UST Temp Close: 2; AST Currently In Use: 0; AST Temp Closed: 0 | 4 | 2 | 0 | 25663-079-013773 | ADAY YAFAI
16761 | Permanently Closed | 1901-01-01 06:00 | 1976-01-01 06:00 | 1988-12-01 06:00 | Petroleum | Unleaded gasoline | Unleaded gasoline |  | Steel | Steel |  | Painted or None | Steel |  | 1901-01-01 06:00 | [15 empty] | UST Currently In Use: 0; UST Temp Close: 0; AST Currently In Use: 0; AST Temp Closed: 0 | 0 | 0 | 2 | 12546-079-007584 | J AND J OIL COMPANY, INC.
16762 | Permanently Closed | 1901-01-01 06:00 | 1976-01-01 06:00 | 1988-12-01 06:00 | Petroleum | Unleaded gasoline | Unleaded gasoline |  | Steel | Steel |  | Painted or None | Steel |  | 1901-01-01 06:00 | [15 empty] | UST Currently In Use: 0; UST Temp Close: 0; AST Currently In Use: 0; AST Temp Closed: 0 | 0 | 0 | 2 | 12546-079-007584 | J AND J OIL COMPANY, INC.
16763 | Permanently Closed | 1993-01-01 06:00 | 1974-01-01 06:00 | 1993-04-22 06:00 | Petroleum | Unleaded gasoline | Unleaded gasoline |  | Steel | Steel |  | Painted or None | Steel |  | 1901-01-01 06:00 | [15 empty] | UST Currently In Use: 0; UST Temp Close: 0; AST Currently In Use: 0; AST Temp Closed: 0 | 0 | 0 | 3 | 12546-079-007592 | J AND J OIL COMPANY, INC.
16764 | Permanently Closed | 1993-01-01 06:00 | 1974-01-01 06:00 | 1993-04-22 06:00 | Petroleum | Unleaded gasoline | Unleaded gasoline |  | Steel | Steel |  | Painted or None | Steel |  | 1901-01-01 06:00 | [15 empty] | UST Currently In Use: 0; UST Temp Close: 0; AST Currently In Use: 0; AST Temp Closed: 0 | 0 | 0 | 3 | 12546-079-007592 | J AND J OIL COMPANY, INC.
16765 | Permanently Closed | 1993-01-01 06:00 | 1974-01-01 06:00 | 1993-04-22 06:00 | Petroleum | Unleaded gasoline | Unleaded gasoline |  | Steel | Steel |  | Painted or None | Steel |  | 1901-01-01 06:00 | [15 empty] | UST Currently In Use: 0; UST Temp Close: 0; AST Currently In Use: 0; AST Temp Closed: 0 | 0 | 0 | 3 | 12546-079-007592 | J AND J OIL COMPANY, INC.
16766 | Permanently Closed | 1901-01-01 06:00 | 1978-01-01 06:00 | 1987-12-01 06:00 | Petroleum | Unleaded gasoline | Unleaded gasoline |  | Steel | Steel |  | Painted or None | Steel |  | 1901-01-01 06:00 | [15 empty] | UST Currently In Use: 0; UST Temp Close: 0; AST Currently In Use: 0; AST Temp Closed: 0 | 0 | 0 | 2 | 12546-079-007593 | J AND J OIL COMPANY, INC.
16767 | Permanently Closed | 1901-01-01 06:00 | 1978-01-01 06:00 | 1987-12-01 06:00 | Petroleum | Unleaded gasoline | Unleaded gasoline |  | Steel | Steel |  | Painted or None | Steel |  | 1901-01-01 06:00 | [15 empty] | UST Currently In Use: 0; UST Temp Close: 0; AST Currently In Use: 0; AST Temp Closed: 0 | 0 | 0 | 2 | 12546-079-007593 | J AND J OIL COMPANY, INC.
16768 | Permanently Closed | 1990-06-07 06:00 | 1981-01-01 06:00 | 1990-06-07 06:00 | Petroleum | Unleaded gasoline | Unleaded gasoline |  | Steel | Steel |  | Painted or None | Steel |  | 1901-01-01 06:00 | [15 empty] | UST Currently In Use: 0; UST Temp Close: 0; AST Currently In Use: 0; AST Temp Closed: 0 | 0 | 0 | 2 | 12546-079-007596 | J AND J OIL COMPANY, INC.
16769 | Permanently Closed | 1990-06-07 06:00 | 1981-01-01 06:00 | 1990-06-07 06:00 | Petroleum | Unleaded gasoline | Unleaded gasoline |  | Steel | Steel |  | Painted or None | Steel |  | 1901-01-01 06:00 | [15 empty] | UST Currently In Use: 0; UST Temp Close: 0; AST Currently In Use: 0; AST Temp Closed: 0 | 0 | 0 | 2 | 12546-079-007596 | J AND J OIL COMPANY, INC.
16770 | Currently in Use |  | 1980-01-01 06:00 |  | Petroleum | Premium gasoline | Premium gasoline | Retail | Single Wall, Steel | Steel | Field installed cathodic protection, Interior lined (not allowed as a standalone method of corrosion protection) |  | Single Wall, Steel |  |  | Field installed cathodic protection | Catchment Basin, Single walled catchment basin | Automatic shutoff device At 95% full | Automatic shutoff device At 95% full |  |  | Continuous Automatic Tank Gauge |  | Automatic flow restrictor (MLLD) | Automatic flow restrictor (MLLD) |  |  | Annual line testing | Annual line testing |  | UST Currently In Use: 6; UST Temp Close: 0; AST Currently In Use: 0; AST Temp Closed: 0 | 6 | 0 | 0 | 13284-079-007600 | H.L. MARTIN DISTRIBUTING CO.
16771 | Currently in Use |  | 1980-01-01 06:00 |  | Petroleum | Unleaded gasoline | Unleaded gasoline | Retail | Single Wall, Steel | Steel | Field installed cathodic protection, Interior lined (not allowed as a standalone method of corrosion protection) |  | Single Wall, Steel |  |  | Field installed cathodic protection | Catchment Basin, Single walled catchment basin | Automatic shutoff device At 95% full | Automatic shutoff device At 95% full |  |  | Continuous Automatic Tank Gauge |  | Automatic flow restrictor (MLLD) | Automatic flow restrictor (MLLD) |  |  | Annual line testing | Annual line testing |  | UST Currently In Use: 6; UST Temp Close: 0; AST Currently In Use: 0; AST Temp Closed: 0 | 6 | 0 | 0 | 13284-079-007600 | H.L. MARTIN DISTRIBUTING CO.
16772 | Currently in Use |  | 1980-01-01 06:00 |  | Petroleum | On road diesel | On road diesel | Retail | Single Wall, Steel | Steel | Field installed cathodic protection, Interior lined (not allowed as a standalone method of corrosion protection) |  | Single Wall, Steel |  |  | Field installed cathodic protection | Catchment Basin, Single walled catchment basin | Automatic shutoff device At 95% full | Automatic shutoff device At 95% full |  |  | Continuous Automatic Tank Gauge |  | Automatic flow restrictor (MLLD) | Automatic flow restrictor (MLLD) |  |  | Annual line testing | Annual line testing |  | UST Currently In Use: 6; UST Temp Close: 0; AST Currently In Use: 0; AST Temp Closed: 0 | 6 | 0 | 0 | 13284-079-007600 | H.L. MARTIN DISTRIBUTING CO.
16773 | Currently in Use |  | 1980-01-01 06:00 |  | Petroleum | On road diesel | On road diesel | Retail | Single Wall, Steel | Steel | Field installed cathodic protection, Interior lined (not allowed as a standalone method of corrosion protection) |  | Single Wall, Steel |  |  | Field installed cathodic protection | Catchment Basin, Single walled catchment basin | Automatic shutoff device At 95% full | Automatic shutoff device At 95% full |  |  | Continuous Automatic Tank Gauge |  | Automatic flow restrictor (MLLD) | Automatic flow restrictor (MLLD) |  |  | Annual line testing | Annual line testing |  | UST Currently In Use: 6; UST Temp Close: 0; AST Currently In Use: 0; AST Temp Closed: 0 | 6 | 0 | 0 | 13284-079-007600 | H.L. MARTIN DISTRIBUTING CO.
16774 | Currently in Use |  | 1988-01-01 06:00 |  | Petroleum | Mid-grade gasoline | Mid-grade gasoline | Retail | Single Wall, Steel | Steel | Coated & cathodic protection (sti-P3), Field installed cathodic protection |  | Single Wall, Steel |  |  | Field installed cathodic protection | Catchment Basin, Single walled catchment basin | Automatic shutoff device At 95% full | Automatic shutoff device At 95% full |  |  | Continuous Automatic Tank Gauge |  | Automatic flow restrictor (MLLD) | Automatic flow restrictor (MLLD) |  |  | Annual line testing | Annual line testing |  | UST Currently In Use: 6; UST Temp Close: 0; AST Currently In Use: 0; AST Temp Closed: 0 | 6 | 0 | 0 | 13284-079-007600 | H.L. MARTIN DISTRIBUTING CO.
16775 | Currently in Use |  | 1988-01-01 06:00 |  | Petroleum | Mid-grade gasoline | Mid-grade gasoline | Retail | Single Wall, Steel | Steel | Coated & cathodic protection (sti-P3), Field installed cathodic protection |  | Fiberglass reinforced plastic, Single Wall |  |  |  | Catchment Basin, Single walled catchment basin | Automatic shutoff device At 95% full | Automatic shutoff device At 95% full |  |  | Continuous Automatic Tank Gauge |  | Automatic flow restrictor (MLLD) | Automatic flow restrictor (MLLD) |  |  | Annual line testing, Other, SLAVE TO 5 | Other |  | UST Currently In Use: 6; UST Temp Close: 0; AST Currently In Use: 0; AST Temp Closed: 0 | 6 | 0 | 0 | 13284-079-007600 | H.L. MARTIN DISTRIBUTING CO.
16776 | Permanently Closed | 1988-12-01 06:00 | 1976-01-01 06:00 | 1988-12-01 06:00 | Petroleum | Unleaded gasoline | Unleaded gasoline |  | Steel | Steel |  | Painted or None | Steel |  | 1901-01-01 06:00 | [15 empty] | UST Currently In Use: 0; UST Temp Close: 0; AST Currently In Use: 0; AST Temp Closed: 0 | 0 | 0 | 2 | 12546-079-007601 | J AND J OIL COMPANY, INC.
16777 | Permanently Closed | 1988-12-01 06:00 | 1976-01-01 06:00 | 1988-12-01 06:00 | Petroleum | Unleaded gasoline | Unleaded gasoline |  | Steel | Steel |  | Painted or None | Steel |  | 1901-01-01 06:00 | [15 empty] | UST Currently In Use: 0; UST Temp Close: 0; AST Currently In Use: 0; AST Temp Closed: 0 | 0 | 0 | 2 | 12546-079-007601 | J AND J OIL COMPANY, INC.
16778 | Permanently Closed | 1901-01-01 06:00 | 1976-01-01 06:00 | 1988-12-01 06:00 | Petroleum | Unleaded gasoline | Unleaded gasoline |  | Steel | Steel |  | Painted or None | Steel |  | 1901-01-01 06:00 | [15 empty] | UST Currently In Use: 0; UST Temp Close: 0; AST Currently In Use: 0; AST Temp Closed: 0 | 0 | 0 | 2 | 12546-079-007602 | J AND J OIL COMPANY, INC.
16779 | Permanently Closed | 1901-01-01 06:00 | 1976-01-01 06:00 | 1989-01-15 06:00 | Petroleum | Unleaded gasoline | Unleaded gasoline |  | Steel | Steel |  | Painted or None | Steel |  | 1901-01-01 06:00 | [15 empty] | UST Currently In Use: 0; UST Temp Close: 0; AST Currently In Use: 0; AST Temp Closed: 0 | 0 | 0 | 2 | 12546-079-007602 | J AND J OIL COMPANY, INC.
16780 | Permanently Closed | 1901-01-01 06:00 | 1982-01-01 06:00 | 1988-03-01 06:00 | Petroleum | Unleaded gasoline | Unleaded gasoline |  | Steel | Steel |  | Painted or None | Steel |  | 1901-01-01 06:00 | [15 empty] | UST Currently In Use: 0; UST Temp Close: 0; AST Currently In Use: 0; AST Temp Closed: 0 | 0 | 0 | 2 | 12546-079-007603 | J AND J OIL COMPANY, INC.
16781 | Permanently Closed | 1901-01-01 06:00 | 1982-01-01 06:00 | 1988-03-01 06:00 | Petroleum | Unleaded gasoline | Unleaded gasoline |  | Steel | Steel |  | Painted or None | Steel |  | 1901-01-01 06:00 | [15 empty] | UST Currently In Use: 0; UST Temp Close: 0; AST Currently In Use: 0; AST Temp Closed: 0 | 0 | 0 | 2 | 12546-079-007603 | J AND J OIL COMPANY, INC.
16782 | Permanently Closed | 1901-01-01 06:00 | 1982-01-01 06:00 | 1988-11-10 06:00 | Petroleum | Unleaded gasoline | Unleaded gasoline |  | Steel | Steel |  | Painted or None | Steel |  | 1901-01-01 06:00 | [15 empty] | UST Currently In Use: 0; UST Temp Close: 0; AST Currently In Use: 0; AST Temp Closed: 0 | 0 | 0 | 4 | 12546-079-007607 | J AND J OIL COMPANY, INC.
16783 | Permanently Closed | 1901-01-01 06:00 | 1979-01-01 06:00 | 1988-11-10 06:00 | Petroleum | Unleaded gasoline | Unleaded gasoline |  | Steel | Steel |  | Painted or None | Steel |  | 1901-01-01 06:00 | [15 empty] | UST Currently In Use: 0; UST Temp Close: 0; AST Currently In Use: 0; AST Temp Closed: 0 | 0 | 0 | 4 | 12546-079-007607 | J AND J OIL COMPANY, INC.
16784 | Permanently Closed | 1901-01-01 06:00 | 1979-01-01 06:00 | 1988-11-10 06:00 | Petroleum | Unleaded gasoline | Unleaded gasoline |  | Steel | Steel |  | Painted or None | Steel |  | 1901-01-01 06:00 | [15 empty] | UST Currently In Use: 0; UST Temp Close: 0; AST Currently In Use: 0; AST Temp Closed: 0 | 0 | 0 | 4 | 12546-079-007607 | J AND J OIL COMPANY, INC.
16785 | Permanently Closed | 1988-03-01 06:00 | 1978-01-01 06:00 | 1988-03-01 06:00 | Petroleum | Other, EMPTY | Other |  | Steel | Steel |  | Painted or None | Fiberglass reinforced plastic |  | 1901-01-01 06:00 | [15 empty] | UST Currently In Use: 0; UST Temp Close: 0; AST Currently In Use: 0; AST Temp Closed: 0 | 0 | 0 | 4 | 12546-079-007607 | J AND J OIL COMPANY, INC.
16786 | Permanently Closed | 1901-01-01 06:00 | 1972-01-01 06:00 | 1988-02-01 06:00 | Petroleum | Unleaded gasoline | Unleaded gasoline |  | Steel | Steel |  | Painted or None | Steel |  | 1901-01-01 06:00 | [15 empty] | UST Currently In Use: 0; UST Temp Close: 0; AST Currently In Use: 0; AST Temp Closed: 0 | 0 | 0 | 4 | 12546-079-011255 | J AND J OIL COMPANY, INC.
16787 | Permanently Closed | 1901-01-01 06:00 | 1972-01-01 06:00 | 1988-02-01 06:00 | Petroleum | Unleaded gasoline | Unleaded gasoline |  | Steel | Steel |  | Painted or None | Steel |  | 1901-01-01 06:00 | [15 empty] | UST Currently In Use: 0; UST Temp Close: 0; AST Currently In Use: 0; AST Temp Closed: 0 | 0 | 0 | 4 | 12546-079-011255 | J AND J OIL COMPANY, INC.
16788 | Permanently Closed | 1901-01-01 06:00 | 1977-01-01 06:00 | 1988-02-01 06:00 | Petroleum | Unleaded gasoline | Unleaded gasoline |  | Steel | Steel |  | Painted or None | Steel |  | 1901-01-01 06:00 | [15 empty] | UST Currently In Use: 0; UST Temp Close: 0; AST Currently In Use: 0; AST Temp Closed: 0 | 0 | 0 | 4 | 12546-079-011255 | J AND J OIL COMPANY, INC.
16789 | Permanently Closed | 1901-01-01 06:00 | 1901-01-01 06:00 | 1988-02-01 06:00 | Petroleum | Kerosene | Kerosene |  | Steel | Steel |  | Painted or None | Steel |  | 1901-01-01 06:00 | [15 empty] | UST Currently In Use: 0; UST Temp Close: 0; AST Currently In Use: 0; AST Temp Closed: 0 | 0 | 0 | 4 | 12546-079-011255 | J AND J OIL COMPANY, INC.
16790 | Permanently Closed | 1901-01-01 06:00 | 1968-01-01 06:00 | 1986-06-01 06:00 | Petroleum | Unleaded gasoline | Unleaded gasoline |  | Steel | Steel |  | Painted or None | Steel |  | 1901-01-01 06:00 | [15 empty] | UST Currently In Use: 4; UST Temp Close: 0; AST Currently In Use: 0; AST Temp Closed: 0 | 4 | 0 | 2 | 13284-083-007611 | H.L. MARTIN DISTRIBUTING CO.
16791 | Permanently Closed | 1901-01-01 06:00 | 1968-01-01 06:00 | 1986-06-01 06:00 | Petroleum | Unleaded gasoline | Unleaded gasoline |  | Steel | Steel |  | Painted or None | Steel |  | 1901-01-01 06:00 | [15 empty] | UST Currently In Use: 4; UST Temp Close: 0; AST Currently In Use: 0; AST Temp Closed: 0 | 4 | 0 | 2 | 13284-083-007611 | H.L. MARTIN DISTRIBUTING CO.
16792 | Currently in Use |  | 1982-01-01 06:00 |  | Petroleum | Kerosene | Kerosene | Retail | Steel | Steel | Field installed cathodic protection, Interior lined (not allowed as a standalone method of corrosion protection) |  | Flexible |  |  |  | Catchment Basin, Single walled catchment basin | Flow Rest 90% Full | Flow Rest 90% Full |  |  | Continuous Automatic Tank Gauge | [8 empty] | UST Currently In Use: 4; UST Temp Close: 0; AST Currently In Use: 0; AST Temp Closed: 0 | 4 | 0 | 2 | 13284-083-007611 | H.L. MARTIN DISTRIBUTING CO.
16793 | Currently in Use |  | 1988-09-26 06:00 |  | Petroleum | On road diesel | On road diesel | Retail | Steel | Steel | Coated & cathodic protection (sti-P3), Field installed cathodic protection |  | Flexible |  |  |  | Catchment Basin, Single walled catchment basin | Flow Rest 90% Full | Flow Rest 90% Full |  |  | Continuous Automatic Tank Gauge |  | Automatic flow restrictor (MLLD) | Automatic flow restrictor (MLLD) | Interstitial Monitoring within Secondary Containment |  | Annual line testing | Annual line testing |  | UST Currently In Use: 4; UST Temp Close: 0; AST Currently In Use: 0; AST Temp Closed: 0 | 4 | 0 | 2 | 13284-083-007611 | H.L. MARTIN DISTRIBUTING CO.
16794 | Currently in Use |  | 1988-09-26 06:00 |  | Petroleum | Unleaded gasoline | Unleaded gasoline | Retail | Steel | Steel | Field installed cathodic protection |  | Flexible |  |  |  | Catchment Basin, Single walled catchment basin | Flow Rest 90% Full | Flow Rest 90% Full |  |  | Continuous Automatic Tank Gauge |  | Automatic flow restrictor (MLLD) | Automatic flow restrictor (MLLD) | Interstitial Monitoring within Secondary Containment |  | Annual line testing | Annual line testing |  | UST Currently In Use: 4; UST Temp Close: 0; AST Currently In Use: 0; AST Temp Closed: 0 | 4 | 0 | 2 | 13284-083-007611 | H.L. MARTIN DISTRIBUTING CO.
16795 | Currently in Use |  | 1988-09-26 06:00 |  | Petroleum | Premium gasoline | Premium gasoline | Retail | Steel | Steel | Coated & cathodic protection (sti-P3), Field installed cathodic protection |  | Flexible |  |  |  | Catchment Basin, Single walled catchment basin | Flow Rest 90% Full | Flow Rest 90% Full |  |  | Continuous Automatic Tank Gauge |  | Automatic flow restrictor (MLLD) | Automatic flow restrictor (MLLD) | Interstitial Monitoring within Secondary Containment |  | Annual line testing | Annual line testing |  | UST Currently In Use: 4; UST Temp Close: 0; AST Currently In Use: 0; AST Temp Closed: 0 | 4 | 0 | 2 | 13284-083-007611 | H.L. MARTIN DISTRIBUTING CO.
16796 | Currently in Use |  | 1972-01-01 06:00 |  | Petroleum | Unleaded gasoline | Unleaded gasoline | Retail | Steel | Steel | Field installed cathodic protection, Interior lined (not allowed as a standalone method of corrosion protection) |  | Double Wall, Flexible |  |  |  | Catchment Basin, Single walled catchment basin | Automatic shutoff device At 95% full | Automatic shutoff device At 95% full |  |  | Continuous Automatic Tank Gauge |  | Automatic flow restrictor (MLLD), Containment Sump | Containment Sump | Interstitial Monitoring within Secondary Containment | SENSOR TO ATG | Annual line testing | Annual line testing |  | UST Currently In Use: 3; UST Temp Close: 0; AST Currently In Use: 0; AST Temp Closed: 0 | 3 | 0 | 0 | 13284-083-007613 | H.L. MARTIN DISTRIBUTING CO.
16797 | Currently in Use |  | 1972-01-01 06:00 |  | Petroleum | On road diesel | On road diesel | Retail | Steel | Steel | Field installed cathodic protection, Interior lined (not allowed as a standalone method of corrosion protection) |  | Double Wall, Flexible |  |  |  | Catchment Basin, Single walled catchment basin | Automatic shutoff device At 95% full | Automatic shutoff device At 95% full |  |  | Continuous Automatic Tank Gauge |  | Automatic flow restrictor (MLLD), Containment Sump | Containment Sump | Interstitial Monitoring within Secondary Containment | SENSOR TO ATG | Annual line testing | Annual line testing |  | UST Currently In Use: 3; UST Temp Close: 0; AST Currently In Use: 0; AST Temp Closed: 0 | 3 | 0 | 0 | 13284-083-007613 | H.L. MARTIN DISTRIBUTING CO.
16798 | Currently in Use |  | 1988-01-01 06:00 |  | Petroleum | Unleaded gasoline | Unleaded gasoline | Retail | Steel | Steel | Coated & cathodic protection (sti-P3), Field installed cathodic protection |  | Double Wall, Flexible |  |  |  | Catchment Basin, Single walled catchment basin | Automatic shutoff device At 95% full | Automatic shutoff device At 95% full |  |  | Continuous Automatic Tank Gauge |  | Automatic flow restrictor (MLLD), Containment Sump | Containment Sump | Interstitial Monitoring within Secondary Containment | SENSOR TO ATG | Annual line testing | Annual line testing |  | UST Currently In Use: 3; UST Temp Close: 0; AST Currently In Use: 0; AST Temp Closed: 0 | 3 | 0 | 0 | 13284-083-007613 | H.L. MARTIN DISTRIBUTING CO.
16799 | Permanently Closed | 1993-05-20 06:00 | 1978-01-01 06:00 | 1993-05-20 06:00 | Petroleum | Unleaded gasoline | Unleaded gasoline |  | Steel | Steel |  | Painted or None | Steel |  | 1901-01-01 06:00 | [15 empty] | UST Currently In Use: 0; UST Temp Close: 0; AST Currently In Use: 0; AST Temp Closed: 0 | 0 | 0 | 2 | 12546-083-007614 | J AND J OIL COMPANY, INC.
16800 | Permanently Closed | 1993-05-20 06:00 | 1978-01-01 06:00 | 1993-05-20 06:00 | Petroleum | Unleaded gasoline | Unleaded gasoline |  | Steel | Steel |  | Painted or None | Steel |  | 1901-01-01 06:00 | [15 empty] | UST Currently In Use: 0; UST Temp Close: 0; AST Currently In Use: 0; AST Temp Closed: 0 | 0 | 0 | 2 | 12546-083-007614 | J AND J OIL COMPANY, INC.
16801 | Permanently Closed | 1991-03-13 06:00 | 1974-01-01 06:00 | 1991-03-13 06:00 | Petroleum | Unleaded gasoline | Unleaded gasoline |  | Steel | Steel |  | Painted or None | Steel |  | 1901-01-01 06:00 | [15 empty] | UST Currently In Use: 3; UST Temp Close: 0; AST Currently In Use: 0; AST Temp Closed: 0 | 3 | 0 | 4 | 13284-083-007615 | H.L. MARTIN DISTRIBUTING CO.
16802 | Permanently Closed | 1991-03-13 06:00 | 1974-01-01 06:00 | 1991-03-13 06:00 | Petroleum | Unleaded gasoline | Unleaded gasoline |  | Steel | Steel |  | Painted or None | Steel |  | 1901-01-01 06:00 | [15 empty] | UST Currently In Use: 3; UST Temp Close: 0; AST Currently In Use: 0; AST Temp Closed: 0 | 3 | 0 | 4 | 13284-083-007615 | H.L. MARTIN DISTRIBUTING CO.
16803 | Permanently Closed | 1991-03-13 06:00 | 1974-01-01 06:00 | 1991-03-13 06:00 | Petroleum | Unleaded gasoline | Unleaded gasoline |  | Steel | Steel |  | Painted or None | Steel |  | 1901-01-01 06:00 | [15 empty] | UST Currently In Use: 3; UST Temp Close: 0; AST Currently In Use: 0; AST Temp Closed: 0 | 3 | 0 | 4 | 13284-083-007615 | H.L. MARTIN DISTRIBUTING CO.
16804 | Permanently Closed | 1991-03-13 06:00 | 1982-01-01 06:00 | 1991-03-13 06:00 | Petroleum | On road diesel | On road diesel |  | Steel | Steel |  | Painted or None | Steel |  | 1901-01-01 06:00 | [15 empty] | UST Currently In Use: 3; UST Temp Close: 0; AST Currently In Use: 0; AST Temp Closed: 0 | 3 | 0 | 4 | 13284-083-007615 | H.L. MARTIN DISTRIBUTING CO.
16805 | Permanently Closed | 1988-12-01 06:00 | 1967-01-01 06:00 | 1988-12-01 06:00 | Petroleum | Unleaded gasoline | Unleaded gasoline |  | Steel | Steel |  | Painted or None | Steel |  | 1901-01-01 06:00 | [15 empty] | UST Currently In Use: 0; UST Temp Close: 0; AST Currently In Use: 0; AST Temp Closed: 0 | 0 | 0 | 4 | 12546-083-007616 | J AND J OIL COMPANY, INC.
16806 | Permanently Closed | 1988-12-01 06:00 | 1967-01-01 06:00 | 1988-12-01 06:00 | Petroleum | Unleaded gasoline | Unleaded gasoline |  | Steel | Steel |  | Painted or None | Steel |  | 1901-01-01 06:00 | [15 empty] | UST Currently In Use: 0; UST Temp Close: 0; AST Currently In Use: 0; AST Temp Closed: 0 | 0 | 0 | 4 | 12546-083-007616 | J AND J OIL COMPANY, INC.
16807 | Permanently Closed | 1988-12-01 06:00 | 1967-01-01 06:00 | 1988-12-01 06:00 | Petroleum | Unleaded gasoline | Unleaded gasoline |  | Steel | Steel |  | Painted or None | Steel |  | 1901-01-01 06:00 | [15 empty] | UST Currently In Use: 0; UST Temp Close: 0; AST Currently In Use: 0; AST Temp Closed: 0 | 0 | 0 | 4 | 12546-083-007616 | J AND J OIL COMPANY, INC.
16808 | Permanently Closed | 1988-12-01 06:00 | 1980-01-01 06:00 | 1988-12-01 06:00 | Petroleum | On road diesel | On road diesel |  | Steel | Steel |  | Painted or None | Steel |  | 1901-01-01 06:00 | [15 empty] | UST Currently In Use: 0; UST Temp Close: 0; AST Currently In Use: 0; AST Temp Closed: 0 | 0 | 0 | 4 | 12546-083-007616 | J AND J OIL COMPANY, INC.
16809 | Permanently Closed | 1901-01-01 06:00 | 1976-01-01 06:00 | 1988-12-01 06:00 | Petroleum | Unleaded gasoline | Unleaded gasoline |  | Steel | Steel |  | Painted or None | Steel |  | 1901-01-01 06:00 | [15 empty] | UST Currently In Use: 0; UST Temp Close: 0; AST Currently In Use: 0; AST Temp Closed: 0 | 0 | 0 | 2 | 12546-083-007617 | J AND J OIL COMPANY, INC.
16810 | Permanently Closed | 1901-01-01 06:00 | 1976-01-01 06:00 | 1988-12-01 06:00 | Petroleum | Unleaded gasoline | Unleaded gasoline |  | Steel | Steel |  | Painted or None | Steel |  | 1901-01-01 06:00 | [15 empty] | UST Currently In Use: 0; UST Temp Close: 0; AST Currently In Use: 0; AST Temp Closed: 0 | 0 | 0 | 2 | 12546-083-007617 | J AND J OIL COMPANY, INC.
16811 | Permanently Closed | 2012-06-06 06:00 | 1983-01-01 06:00 | 2012-06-06 06:00 | Petroleum | Unleaded gasoline | Unleaded gasoline | Retail | Steel | Steel | Field installed cathodic protection, Interior lined (not allowed as a standalone method of corrosion protection) |  | Steel |  |  | Field installed cathodic protection | Catchment Basin, Single walled catchment basin | Automatic shutoff device At 95% full | Automatic shutoff device At 95% full |  |  | Continuous Automatic Tank Gauge |  | Automatic flow restrictor (MLLD) | Automatic flow restrictor (MLLD) |  |  | Annual line testing | Annual line testing |  | UST Currently In Use: 0; UST Temp Close: 0; AST Currently In Use: 0; AST Temp Closed: 0 | 0 | 0 | 3 | 12546-083-007618 | J AND J OIL COMPANY, INC.
16812 | Permanently Closed | 2012-06-06 06:00 | 1983-01-01 06:00 | 2012-06-06 06:00 | Petroleum | Premium gasoline | Premium gasoline | Retail | Steel | Steel | Field installed cathodic protection, Interior lined (not allowed as a standalone method of corrosion protection) |  | Steel |  |  | Field installed cathodic protection | Catchment Basin, Single walled catchment basin | Automatic shutoff device At 95% full | Automatic shutoff device At 95% full |  |  | Continuous Automatic Tank Gauge |  | Automatic flow restrictor (MLLD) | Automatic flow restrictor (MLLD) |  |  | Annual line testing | Annual line testing |  | UST Currently In Use: 0; UST Temp Close: 0; AST Currently In Use: 0; AST Temp Closed: 0 | 0 | 0 | 3 | 12546-083-007618 | J AND J OIL COMPANY, INC.
16813 | Permanently Closed | 2012-06-06 06:00 | 1983-01-01 06:00 | 2012-06-06 06:00 | Petroleum | On road diesel | On road diesel | Retail | Steel | Steel | Field installed cathodic protection, Interior lined (not allowed as a standalone method of corrosion protection) |  | Steel |  |  | Field installed cathodic protection | Catchment Basin, Single walled catchment basin | Automatic shutoff device At 95% full | Automatic shutoff device At 95% full |  |  | Continuous Automatic Tank Gauge |  | Automatic flow restrictor (MLLD) | Automatic flow restrictor (MLLD) |  |  | Annual line testing | Annual line testing |  | UST Currently In Use: 0; UST Temp Close: 0; AST Currently In Use: 0; AST Temp Closed: 0 | 0 | 0 | 3 | 12546-083-007618 | J AND J OIL COMPANY, INC.
16814 | Permanently Closed | 1901-01-01 06:00 | 1975-01-01 06:00 | 1988-11-17 06:00 | Petroleum | Unleaded gasoline | Unleaded gasoline |  | Steel | Steel |  | Painted or None | Steel |  | 1901-01-01 06:00 | [15 empty] | UST Currently In Use: 0; UST Temp Close: 0; AST Currently In Use: 0; AST Temp Closed: 0 | 0 | 0 | 3 | 12546-083-007619 | J AND J OIL COMPANY, INC.
16815 | Permanently Closed | 1901-01-01 06:00 | 1975-01-01 06:00 | 1988-11-17 06:00 | Petroleum | Unleaded gasoline | Unleaded gasoline |  | Steel | Steel |  | Painted or None | Steel |  | 1901-01-01 06:00 | [15 empty] | UST Currently In Use: 0; UST Temp Close: 0; AST Currently In Use: 0; AST Temp Closed: 0 | 0 | 0 | 3 | 12546-083-007619 | J AND J OIL COMPANY, INC.
16816 | Permanently Closed | 1901-01-01 06:00 | 1975-01-01 06:00 | 1988-11-17 06:00 | Petroleum | Unleaded gasoline | Unleaded gasoline |  | Steel | Steel |  | Painted or None | Steel |  | 1901-01-01 06:00 | [15 empty] | UST Currently In Use: 0; UST Temp Close: 0; AST Currently In Use: 0; AST Temp Closed: 0 | 0 | 0 | 3 | 12546-083-007619 | J AND J OIL COMPANY, INC.
16817 | Permanently Closed | 1994-10-31 06:00 | 1972-01-01 06:00 | 1994-11-02 06:00 | Petroleum | Unleaded gasoline | Unleaded gasoline |  | Steel | Steel |  | Painted or None | Steel |  | 1901-01-01 06:00 | [12 empty] | Annual line testing | Annual line testing |  | UST Currently In Use: 0; UST Temp Close: 0; AST Currently In Use: 0; AST Temp Closed: 0 | 0 | 0 | 4 | 12546-083-007620 | J AND J OIL COMPANY, INC.
16818 | Permanently Closed | 1994-10-31 06:00 | 1972-01-01 06:00 | 1994-11-02 06:00 | Petroleum | Unleaded gasoline | Unleaded gasoline |  | Steel | Steel |  | Painted or None | Steel |  | 1901-01-01 06:00 | [12 empty] | Annual line testing | Annual line testing |  | UST Currently In Use: 0; UST Temp Close: 0; AST Currently In Use: 0; AST Temp Closed: 0 | 0 | 0 | 4 | 12546-083-007620 | J AND J OIL COMPANY, INC.
16819 | Permanently Closed | 1994-10-31 06:00 | 1974-01-01 06:00 | 1994-11-02 06:00 | Petroleum | On road diesel | On road diesel |  | Steel | Steel |  | Painted or None | Steel |  | 1901-01-01 06:00 | [12 empty] | Annual line testing | Annual line testing |  | UST Currently In Use: 0; UST Temp Close: 0; AST Currently In Use: 0; AST Temp Closed: 0 | 0 | 0 | 4 | 12546-083-007620 | J AND J OIL COMPANY, INC.
16820 | Permanently Closed | 1994-10-31 06:00 | 1983-01-01 06:00 | 1994-11-02 06:00 | Petroleum | Unleaded gasoline | Unleaded gasoline |  | Steel | Steel |  | Painted or None | Steel |  | 1901-01-01 06:00 | [12 empty] | Annual line testing | Annual line testing |  | UST Currently In Use: 0; UST Temp Close: 0; AST Currently In Use: 0; AST Temp Closed: 0 | 0 | 0 | 4 | 12546-083-007620 | J AND J OIL COMPANY, INC.
16821 | Currently in Use |  | 1982-01-01 06:00 |  | Petroleum | Kerosene | Kerosene | Bulk facility | Steel | Steel | Field installed cathodic protection |  | Steel |  |  | Field installed cathodic protection | Catchment Basin, Single walled catchment basin | Automatic shutoff device At 95% full | Automatic shutoff device At 95% full |  |  | Continuous Automatic Tank Gauge |  | Automatic flow restrictor (MLLD) | Automatic flow restrictor (MLLD) |  |  | Other, ABOVE GROU | Other |  | UST Currently In Use: 1; UST Temp Close: 0; AST Currently In Use: 5; AST Temp Closed: 0 | 1 | 0 | 0 | 13284-083-007621 | H.L. MARTIN DISTRIBUTING CO.
16822 | Permanently Closed | 1994-01-28 06:00 | 1981-01-01 06:00 | 1994-12-22 06:00 | Petroleum | Unleaded gasoline | Unleaded gasoline |  | Steel | Steel |  | Painted or None | Steel |  | 1901-01-01 06:00 | [15 empty] | UST Currently In Use: 0; UST Temp Close: 0; AST Currently In Use: 0; AST Temp Closed: 0 | 0 | 0 | 3 | 12546-083-011256 | J AND J OIL COMPANY, INC.
16823 | Permanently Closed | 1994-01-28 06:00 | 1976-01-01 06:00 | 1994-12-22 06:00 | Petroleum | Unleaded gasoline | Unleaded gasoline |  | Steel | Steel |  | Painted or None | Steel |  | 1901-01-01 06:00 | [15 empty] | UST Currently In Use: 0; UST Temp Close: 0; AST Currently In Use: 0; AST Temp Closed: 0 | 0 | 0 | 3 | 12546-083-011256 | J AND J OIL COMPANY, INC.
16824 | Permanently Closed | 1994-01-28 06:00 | 1982-01-01 06:00 | 1994-12-22 06:00 | Petroleum | Kerosene | Kerosene |  | Steel | Steel |  | Painted or None | Steel |  | 1901-01-01 06:00 | [15 empty] | UST Currently In Use: 0; UST Temp Close: 0; AST Currently In Use: 0; AST Temp Closed: 0 | 0 | 0 | 3 | 12546-083-011256 | J AND J OIL COMPANY, INC.
16825 | Permanently Closed | 1901-01-01 06:00 | 1967-01-01 06:00 | 1988-12-07 06:00 | Petroleum | Unleaded gasoline | Unleaded gasoline |  | Steel | Steel |  | Painted or None | Steel |  | 1901-01-01 06:00 | [15 empty] | UST Currently In Use: 0; UST Temp Close: 0; AST Currently In Use: 0; AST Temp Closed: 0 | 0 | 0 | 2 | 12546-083-011258 | J AND J OIL COMPANY, INC.
16826 | Permanently Closed | 1901-01-01 06:00 | 1967-01-01 06:00 | 1988-12-07 06:00 | Petroleum | Unleaded gasoline | Unleaded gasoline |  | Steel | Steel |  | Painted or None | Steel |  | 1901-01-01 06:00 | [15 empty] | UST Currently In Use: 0; UST Temp Close: 0; AST Currently In Use: 0; AST Temp Closed: 0 | 0 | 0 | 2 | 12546-083-011258 | J AND J OIL COMPANY, INC.
16827 | Permanently Closed | 1901-01-01 06:00 | 1975-01-01 06:00 | 1988-12-01 06:00 | Petroleum | Unleaded gasoline | Unleaded gasoline |  | Steel | Steel |  | Painted or None | Steel |  | 1901-01-01 06:00 | [15 empty] | UST Currently In Use: 0; UST Temp Close: 0; AST Currently In Use: 0; AST Temp Closed: 0 | 0 | 0 | 2 | 12546-083-011259 | J AND J OIL COMPANY, INC.
16828 | Permanently Closed | 1901-01-01 06:00 | 1975-01-01 06:00 | 1988-12-01 06:00 | Petroleum | Unleaded gasoline | Unleaded gasoline |  | Steel | Steel |  | Painted or None | Steel |  | 1901-01-01 06:00 | [15 empty] | UST Currently In Use: 0; UST Temp Close: 0; AST Currently In Use: 0; AST Temp Closed: 0 | 0 | 0 | 2 | 12546-083-011259 | J AND J OIL COMPANY, INC.
16829 | Cannot Locate or abandoned | 2007-01-19 06:00 | 1985-01-01 06:00 |  | Petroleum | Unleaded gasoline | Unleaded gasoline | Retail | Steel | Steel | Coated & cathodic protection (sti-P3) |  | Fiberglass reinforced plastic |  | 1901-01-01 06:00 |  | Catchment Basin, Single walled catchment basin | Automatic shutoff device At 95% full | Automatic shutoff device At 95% full | [11 empty] | UST Currently In Use: 0; UST Temp Close: 0; AST Currently In Use: 0; AST Temp Closed: 0 | 0 | 0 | 0 | 19139-083-012631 | JOHNNY POSEY
16830 | Cannot Locate or abandoned | 2007-01-19 06:00 | 1985-01-01 06:00 |  | Petroleum | Mid-grade gasoline | Mid-grade gasoline | Retail | Steel | Steel | Coated & cathodic protection (sti-P3) |  | Fiberglass reinforced plastic |  | 1901-01-01 06:00 |  | Catchment Basin, Single walled catchment basin | Automatic shutoff device At 95% full | Automatic shutoff device At 95% full | [11 empty] | UST Currently In Use: 0; UST Temp Close: 0; AST Currently In Use: 0; AST Temp Closed: 0 | 0 | 0 | 0 | 19139-083-012631 | JOHNNY POSEY
16831 | Cannot Locate or abandoned | 2007-01-19 06:00 | 1985-01-01 06:00 |  | Petroleum | Premium gasoline | Premium gasoline | Retail | Steel | Steel | Coated & cathodic protection (sti-P3) |  | Fiberglass reinforced plastic |  | 1901-01-01 06:00 |  | Catchment Basin, Single walled catchment basin | Automatic shutoff device At 95% full | Automatic shutoff device At 95% full | [11 empty] | UST Currently In Use: 0; UST Temp Close: 0; AST Currently In Use: 0; AST Temp Closed: 0 | 0 | 0 | 0 | 19139-083-012631 | JOHNNY POSEY
16832 | Cannot Locate or abandoned | 2007-01-19 06:00 | 1985-01-01 06:00 |  | Petroleum | On road diesel | On road diesel | Retail | Steel | Steel | Coated & cathodic protection (sti-P3) |  | Fiberglass reinforced plastic |  | 1901-01-01 06:00 |  | Catchment Basin, Single walled catchment basin | Automatic shutoff device At 95% full | Automatic shutoff device At 95% full | [11 empty] | UST Currently In Use: 0; UST Temp Close: 0; AST Currently In Use: 0; AST Temp Closed: 0 | 0 | 0 | 0 | 19139-083-012631 | JOHNNY POSEY
16833 | Currently in Use |  | 1990-07-31 06:00 |  | Petroleum | Unleaded gasoline | Unleaded gasoline | Retail | Steel | Steel | Coated & cathodic protection (sti-P3) |  | Fiberglass reinforced plastic |  |  | None | Catchment Basin, Single walled catchment basin | Flow Rest 90% Full | Flow Rest 90% Full |  |  | Continuous Automatic Tank Gauge |  | Automatic flow restrictor (MLLD) | Automatic flow restrictor (MLLD) |  |  | Annual line testing | Annual line testing |  | UST Currently In Use: 3; UST Temp Close: 0; AST Currently In Use: 0; AST Temp Closed: 0 | 3 | 0 | 0 | 13284-083-015323 | H.L. MARTIN DISTRIBUTING CO.
16834 | Currently in Use |  | 1990-07-31 06:00 |  | Petroleum | Premium gasoline | Premium gasoline | Retail | Steel | Steel | Coated & cathodic protection (sti-P3) |  | Fiberglass reinforced plastic |  |  | None | Catchment Basin, Single walled catchment basin | Flow Rest 90% Full | Flow Rest 90% Full |  |  | Continuous Automatic Tank Gauge |  | Automatic flow restrictor (MLLD) | Automatic flow restrictor (MLLD) |  |  | Annual line testing | Annual line testing |  | UST Currently In Use: 3; UST Temp Close: 0; AST Currently In Use: 0; AST Temp Closed: 0 | 3 | 0 | 0 | 13284-083-015323 | H.L. MARTIN DISTRIBUTING CO.
16835 | Currently in Use |  | 1990-07-31 06:00 |  | Petroleum | Kerosene | Kerosene | Retail | Steel | Steel | Coated & cathodic protection (sti-P3) |  | Fiberglass reinforced plastic |  |  | None | Catchment Basin, Single walled catchment basin | Automatic shutoff device At 95% full | Automatic shutoff device At 95% full |  |  | Continuous Automatic Tank Gauge | [8 empty] | UST Currently In Use: 3; UST Temp Close: 0; AST Currently In Use: 0; AST Temp Closed: 0 | 3 | 0 | 0 | 13284-083-015323 | H.L. MARTIN DISTRIBUTING CO.
16836 | Temporary Closed | 2021-03-11 06:00 | 1986-07-01 06:00 |  | Petroleum | Unleaded gasoline | Unleaded gasoline | Retail | Single Wall, Steel | Steel | Coated & cathodic protection (sti-P3) |  | Fiberglass reinforced plastic, Single Wall |  |  |  | Catchment Basin, Single walled catchment basin | Automatic shutoff device At 95% full | Automatic shutoff device At 95% full |  |  | Continuous Automatic Tank Gauge |  | Automatic flow restrictor (MLLD) | Automatic flow restrictor (MLLD) |  |  | Annual line testing | Annual line testing |  | UST Currently In Use: 0; UST Temp Close: 4; AST Currently In Use: 0; AST Temp Closed: 0 | 0 | 4 | 0 | 13284-089-008601 | H.L. MARTIN DISTRIBUTING CO.
16837 | Temporary Closed | 2021-03-11 06:00 | 1986-07-01 06:00 |  | Petroleum | Mid-grade gasoline | Mid-grade gasoline | Retail | Single Wall, Steel | Steel | Coated & cathodic protection (sti-P3) |  | Fiberglass reinforced plastic, Single Wall |  |  |  | Catchment Basin, Single walled catchment basin | Automatic shutoff device At 95% full | Automatic shutoff device At 95% full |  |  | Continuous Automatic Tank Gauge |  | Automatic flow restrictor (MLLD) | Automatic flow restrictor (MLLD) |  |  | Annual line testing | Annual line testing |  | UST Currently In Use: 0; UST Temp Close: 4; AST Currently In Use: 0; AST Temp Closed: 0 | 0 | 4 | 0 | 13284-089-008601 | H.L. MARTIN DISTRIBUTING CO.
16838 | Temporary Closed | 2021-03-11 06:00 | 1986-07-01 06:00 |  | Petroleum | Premium gasoline | Premium gasoline | Retail | Single Wall, Steel | Steel | Coated & cathodic protection (sti-P3) |  | Fiberglass reinforced plastic, Single Wall |  |  |  | Catchment Basin, Single walled catchment basin | Automatic shutoff device At 95% full | Automatic shutoff device At 95% full |  |  | Continuous Automatic Tank Gauge |  | Automatic flow restrictor (MLLD) | Automatic flow restrictor (MLLD) |  |  | Annual line testing | Annual line testing |  | UST Currently In Use: 0; UST Temp Close: 4; AST Currently In Use: 0; AST Temp Closed: 0 | 0 | 4 | 0 | 13284-089-008601 | H.L. MARTIN DISTRIBUTING CO.
16839 | Temporary Closed | 2021-03-11 06:00 | 1986-07-01 06:00 |  | Petroleum | On road diesel | On road diesel | Retail | Single Wall, Steel | Steel | Coated & cathodic protection (sti-P3) |  | Fiberglass reinforced plastic, Single Wall |  |  |  | Catchment Basin, Single walled catchment basin | Automatic shutoff device At 95% full | Automatic shutoff device At 95% full |  |  | Continuous Automatic Tank Gauge |  | Automatic flow restrictor (MLLD) | Automatic flow restrictor (MLLD) |  |  | Annual line testing | Annual line testing |  | UST Currently In Use: 0; UST Temp Close: 4; AST Currently In Use: 0; AST Temp Closed: 0 | 0 | 4 | 0 | 13284-089-008601 | H.L. MARTIN DISTRIBUTING CO.
16840 | Permanently Closed | 1901-01-01 06:00 | 1975-01-01 06:00 | 1988-12-19 06:00 | Petroleum | Unleaded gasoline | Unleaded gasoline |  | Steel | Steel |  | Painted or None | Steel |  | 1901-01-01 06:00 | [15 empty] | UST Currently In Use: 0; UST Temp Close: 0; AST Currently In Use: 0; AST Temp Closed: 0 | 0 | 0 | 1 | 12546-103-000827 | J AND J OIL COMPANY, INC.
16841 | Currently in Use |  | 1976-01-01 06:00 |  | Petroleum | Unleaded gasoline | Unleaded gasoline | Retail | Single Wall, Steel | Steel | Field installed cathodic protection, Interior lined (not allowed as a standalone method of corrosion protection) |  | Double Wall, Flexible |  |  |  | Catchment Basin, Single walled catchment basin | Automatic shutoff device At 95% full | Automatic shutoff device At 95% full |  |  | Continuous Automatic Tank Gauge | Single walled submersible pump containment sump | Automatic shutoff device (AELLD), Containment Sump | Containment Sump | [5 empty] | UST Currently In Use: 2; UST Temp Close: 0; AST Currently In Use: 0; AST Temp Closed: 0 | 2 | 0 | 0 | 13284-103-000933 | H.L. MARTIN DISTRIBUTING CO.
16842 | Currently in Use |  | 1976-01-01 06:00 |  | Petroleum | Premium gasoline | Premium gasoline | Retail | Single Wall, Steel | Steel | Field installed cathodic protection, Interior lined (not allowed as a standalone method of corrosion protection) |  | Double Wall, Flexible |  |  |  | Catchment Basin, Single walled catchment basin | Automatic shutoff device At 95% full | Automatic shutoff device At 95% full |  |  | Continuous Automatic Tank Gauge | Single walled submersible pump containment sump | Automatic shutoff device (AELLD), Containment Sump | Containment Sump | [5 empty] | UST Currently In Use: 2; UST Temp Close: 0; AST Currently In Use: 0; AST Temp Closed: 0 | 2 | 0 | 0 | 13284-103-000933 | H.L. MARTIN DISTRIBUTING CO.
16843 | Permanently Closed | 1992-01-20 06:00 | 1972-01-01 06:00 | 1992-01-20 06:00 | Petroleum | Unleaded gasoline | Unleaded gasoline |  | Steel | Steel |  | Painted or None | Steel |  | 1901-01-01 06:00 | [6 empty] | Statistical Inventory Reconciliation (SIR) | [8 empty] | UST Currently In Use: 0; UST Temp Close: 0; AST Currently In Use: 0; AST Temp Closed: 0 | 0 | 0 | 3 | 12546-103-007578 | J AND J OIL COMPANY, INC.
16844 | Permanently Closed | 1992-01-20 06:00 | 1972-01-01 06:00 | 1992-01-20 06:00 | Petroleum | Unleaded gasoline | Unleaded gasoline |  | Steel | Steel |  | Painted or None | Steel |  | 1901-01-01 06:00 | [6 empty] | Statistical Inventory Reconciliation (SIR) | [8 empty] | UST Currently In Use: 0; UST Temp Close: 0; AST Currently In Use: 0; AST Temp Closed: 0 | 0 | 0 | 3 | 12546-103-007578 | J AND J OIL COMPANY, INC.
16845 | Permanently Closed | 1992-01-20 06:00 | 1972-01-01 06:00 | 1992-01-20 06:00 | Petroleum | Unleaded gasoline | Unleaded gasoline |  | Steel | Steel |  | Painted or None | Steel |  | 1901-01-01 06:00 | [6 empty] | Statistical Inventory Reconciliation (SIR) | [8 empty] | UST Currently In Use: 0; UST Temp Close: 0; AST Currently In Use: 0; AST Temp Closed: 0 | 0 | 0 | 3 | 12546-103-007578 | J AND J OIL COMPANY, INC.
16846 | Permanently Closed | 1901-01-01 06:00 | 1971-01-01 06:00 | 1988-12-19 06:00 | Petroleum | Unleaded gasoline | Unleaded gasoline |  | Steel | Steel |  | Painted or None | Steel |  | 1901-01-01 06:00 | [15 empty] | UST Currently In Use: 0; UST Temp Close: 0; AST Currently In Use: 0; AST Temp Closed: 0 | 0 | 0 | 7 | 12546-103-007579 | J AND J OIL COMPANY, INC.
16847 | Permanently Closed | 1901-01-01 06:00 | 1971-01-01 06:00 | 1988-12-19 06:00 | Petroleum | Unleaded gasoline | Unleaded gasoline |  | Steel | Steel |  | Painted or None | Steel |  | 1901-01-01 06:00 | [15 empty] | UST Currently In Use: 0; UST Temp Close: 0; AST Currently In Use: 0; AST Temp Closed: 0 | 0 | 0 | 7 | 12546-103-007579 | J AND J OIL COMPANY, INC.
16848 | Permanently Closed | 1901-01-01 06:00 | 1971-01-01 06:00 | 1988-12-19 06:00 | Petroleum | Unleaded gasoline | Unleaded gasoline |  | Steel | Steel |  | Painted or None | Steel |  | 1901-01-01 06:00 | [15 empty] | UST Currently In Use: 0; UST Temp Close: 0; AST Currently In Use: 0; AST Temp Closed: 0 | 0 | 0 | 7 | 12546-103-007579 | J AND J OIL COMPANY, INC.
16849 | Permanently Closed | 1901-01-01 06:00 | 1971-01-01 06:00 | 1988-12-19 06:00 | Petroleum | Unleaded gasoline | Unleaded gasoline |  | Steel | Steel |  | Painted or None | Steel |  | 1901-01-01 06:00 | [15 empty] | UST Currently In Use: 0; UST Temp Close: 0; AST Currently In Use: 0; AST Temp Closed: 0 | 0 | 0 | 7 | 12546-103-007579 | J AND J OIL COMPANY, INC.
16850 | Permanently Closed | 1901-01-01 06:00 | 1971-01-01 06:00 | 1988-12-19 06:00 | Petroleum | Kerosene | Kerosene |  | Steel | Steel |  | Painted or None | Steel |  | 1901-01-01 06:00 | [15 empty] | UST Currently In Use: 0; UST Temp Close: 0; AST Currently In Use: 0; AST Temp Closed: 0 | 0 | 0 | 7 | 12546-103-007579 | J AND J OIL COMPANY, INC.
16851 | Permanently Closed | 1901-01-01 06:00 | 1971-01-01 06:00 | 1988-12-19 06:00 | Petroleum | On road diesel | On road diesel |  | Steel | Steel |  | Painted or None | Steel |  | 1901-01-01 06:00 | [15 empty] | UST Currently In Use: 0; UST Temp Close: 0; AST Currently In Use: 0; AST Temp Closed: 0 | 0 | 0 | 7 | 12546-103-007579 | J AND J OIL COMPANY, INC.
16852 | Permanently Closed | 1901-01-01 06:00 | 1983-01-01 06:00 | 1988-12-19 06:00 | Petroleum | Unleaded gasoline | Unleaded gasoline |  | Steel | Steel | Coated & cathodic protection (sti-P3) |  | Steel |  | 1901-01-01 06:00 | [15 empty] | UST Currently In Use: 0; UST Temp Close: 0; AST Currently In Use: 0; AST Temp Closed: 0 | 0 | 0 | 7 | 12546-103-007579 | J AND J OIL COMPANY, INC.
16853 | Permanently Closed | 1901-01-01 06:00 | 1973-01-01 06:00 | 1988-12-19 06:00 | Petroleum | On road diesel | On road diesel |  | Steel | Steel |  | Painted or None | Steel |  | 1901-01-01 06:00 | [15 empty] | UST Currently In Use: 0; UST Temp Close: 0; AST Currently In Use: 0; AST Temp Closed: 0 | 0 | 0 | 1 | 12546-103-007580 | J AND J OIL COMPANY, INC.
16854 | Permanently Closed | 1994-04-22 06:00 | 1973-01-01 06:00 | 1994-04-22 06:00 | Petroleum | Unleaded gasoline | Unleaded gasoline |  | Steel | Steel |  | Painted or None | Steel |  | 1901-01-01 06:00 | [15 empty] | UST Currently In Use: 0; UST Temp Close: 0; AST Currently In Use: 0; AST Temp Closed: 0 | 0 | 0 | 2 | 12546-103-007581 | J AND J OIL COMPANY, INC.
16855 | Permanently Closed | 1994-04-22 06:00 | 1973-01-01 06:00 | 1994-04-22 06:00 | Petroleum | Unleaded gasoline | Unleaded gasoline |  | Steel | Steel |  | Painted or None | Steel |  | 1901-01-01 06:00 | [15 empty] | UST Currently In Use: 0; UST Temp Close: 0; AST Currently In Use: 0; AST Temp Closed: 0 | 0 | 0 | 2 | 12546-103-007581 | J AND J OIL COMPANY, INC.
16856 | Permanently Closed | 2004-06-29 06:00 | 1980-01-01 06:00 | 2005-08-10 06:00 | Petroleum | Unleaded gasoline | Unleaded gasoline | Retail | Steel | Steel | Field installed cathodic protection, Interior lined (not allowed as a standalone method of corrosion protection) |  | Steel |  | 1901-01-01 06:00 | Field installed cathodic protection | Catchment Basin, Single walled catchment basin | Automatic shutoff device At 95% full | Automatic shutoff device At 95% full |  |  | Continuous Automatic Tank Gauge | [8 empty] | UST Currently In Use: 0; UST Temp Close: 0; AST Currently In Use: 0; AST Temp Closed: 0 | 0 | 0 | 3 | 12546-103-007583 | J AND J OIL COMPANY, INC.
16857 | Permanently Closed | 2004-06-29 06:00 | 1980-01-01 06:00 | 2005-08-10 06:00 | Petroleum | Mid-grade gasoline | Mid-grade gasoline | Retail | Steel | Steel | Field installed cathodic protection, Interior lined (not allowed as a standalone method of corrosion protection) |  | Steel |  | 1901-01-01 06:00 | Field installed cathodic protection | Catchment Basin, Single walled catchment basin | Automatic shutoff device At 95% full | Automatic shutoff device At 95% full |  |  | Continuous Automatic Tank Gauge | [8 empty] | UST Currently In Use: 0; UST Temp Close: 0; AST Currently In Use: 0; AST Temp Closed: 0 | 0 | 0 | 3 | 12546-103-007583 | J AND J OIL COMPANY, INC.
16858 | Permanently Closed | 2004-06-29 06:00 | 1980-01-01 06:00 | 2005-08-10 06:00 | Petroleum | Premium gasoline | Premium gasoline | Retail | Steel | Steel | Field installed cathodic protection, Interior lined (not allowed as a standalone method of corrosion protection) |  | Steel |  | 1901-01-01 06:00 | Field installed cathodic protection | Catchment Basin, Single walled catchment basin | Automatic shutoff device At 95% full | Automatic shutoff device At 95% full |  |  | Continuous Automatic Tank Gauge | [8 empty] | UST Currently In Use: 0; UST Temp Close: 0; AST Currently In Use: 0; AST Temp Closed: 0 | 0 | 0 | 3 | 12546-103-007583 | J AND J OIL COMPANY, INC.
16859 | Permanently Closed | 1991-12-20 06:00 | 1969-01-01 06:00 | 1991-12-20 06:00 | Petroleum | Unleaded gasoline | Unleaded gasoline |  | Steel | Steel |  | Painted or None | Steel |  | 1901-01-01 06:00 | [15 empty] | UST Currently In Use: 0; UST Temp Close: 0; AST Currently In Use: 0; AST Temp Closed: 0 | 0 | 0 | 3 | 12546-103-007585 | J AND J OIL COMPANY, INC.
16860 | Permanently Closed | 1991-12-20 06:00 | 1969-01-01 06:00 | 1991-12-20 06:00 | Petroleum | Unleaded gasoline | Unleaded gasoline |  | Steel | Steel |  | Painted or None | Steel |  | 1901-01-01 06:00 | [15 empty] | UST Currently In Use: 0; UST Temp Close: 0; AST Currently In Use: 0; AST Temp Closed: 0 | 0 | 0 | 3 | 12546-103-007585 | J AND J OIL COMPANY, INC.
16861 | Permanently Closed | 1994-08-18 06:00 | 1976-01-01 06:00 | 1993-08-18 06:00 | Petroleum | On road diesel | On road diesel |  | Steel | Steel |  | Painted or None | Steel |  | 1901-01-01 06:00 | [15 empty] | UST Currently In Use: 0; UST Temp Close: 0; AST Currently In Use: 0; AST Temp Closed: 0 | 0 | 0 | 3 | 12546-103-007585 | J AND J OIL COMPANY, INC.
16862 | Permanently Closed | 1988-12-01 06:00 | 1982-01-01 06:00 | 1988-12-01 06:00 | Petroleum | Unleaded gasoline | Unleaded gasoline |  | Steel | Steel |  | Painted or None | Steel |  | 1901-01-01 06:00 | [15 empty] | UST Currently In Use: 0; UST Temp Close: 0; AST Currently In Use: 0; AST Temp Closed: 0 | 0 | 0 | 11 | 12546-103-007586 | J AND J OIL COMPANY, INC.
16863 | Permanently Closed | 1988-12-01 06:00 | 1982-01-01 06:00 | 1988-12-01 06:00 | Petroleum | Unleaded gasoline | Unleaded gasoline |  | Steel | Steel |  | Painted or None | Steel |  | 1901-01-01 06:00 | [15 empty] | UST Currently In Use: 0; UST Temp Close: 0; AST Currently In Use: 0; AST Temp Closed: 0 | 0 | 0 | 11 | 12546-103-007586 | J AND J OIL COMPANY, INC.
16864 | Permanently Closed | 1988-12-01 06:00 | 1982-01-01 06:00 | 1988-12-01 06:00 | Petroleum | Unleaded gasoline | Unleaded gasoline |  | Steel | Steel |  | Painted or None | Steel |  | 1901-01-01 06:00 | [15 empty] | UST Currently In Use: 0; UST Temp Close: 0; AST Currently In Use: 0; AST Temp Closed: 0 | 0 | 0 | 11 | 12546-103-007586 | J AND J OIL COMPANY, INC.
16865 | Permanently Closed | 1988-12-01 06:00 | 1978-01-01 06:00 | 1988-12-01 06:00 | Petroleum | Unleaded gasoline | Unleaded gasoline |  | Steel | Steel |  | Painted or None | Steel |  | 1901-01-01 06:00 | [15 empty] | UST Currently In Use: 0; UST Temp Close: 0; AST Currently In Use: 0; AST Temp Closed: 0 | 0 | 0 | 11 | 12546-103-007586 | J AND J OIL COMPANY, INC.
16866 | Permanently Closed | 1988-12-01 06:00 | 1978-01-01 06:00 | 1988-12-01 06:00 | Petroleum | On road diesel | On road diesel |  | Steel | Steel |  | Painted or None | Steel |  | 1901-01-01 06:00 | [15 empty] | UST Currently In Use: 0; UST Temp Close: 0; AST Currently In Use: 0; AST Temp Closed: 0 | 0 | 0 | 11 | 12546-103-007586 | J AND J OIL COMPANY, INC.
16867 | Permanently Closed | 1988-12-01 06:00 | 1985-01-01 06:00 | 1988-12-01 06:00 | Petroleum | Unleaded gasoline | Unleaded gasoline |  | Steel | Steel |  | Painted or None | Steel |  | 1901-01-01 06:00 | [15 empty] | UST Currently In Use: 0; UST Temp Close: 0; AST Currently In Use: 0; AST Temp Closed: 0 | 0 | 0 | 11 | 12546-103-007586 | J AND J OIL COMPANY, INC.
16868 | Permanently Closed | 1988-12-01 06:00 | 1985-01-01 06:00 | 1988-12-01 06:00 | Petroleum | Unleaded gasoline | Unleaded gasoline |  | Steel | Steel |  | Painted or None | Steel |  | 1901-01-01 06:00 | [15 empty] | UST Currently In Use: 0; UST Temp Close: 0; AST Currently In Use: 0; AST Temp Closed: 0 | 0 | 0 | 11 | 12546-103-007586 | J AND J OIL COMPANY, INC.
16869 | Permanently Closed | 1998-12-01 06:00 | 1986-01-01 06:00 | 2000-03-17 06:00 | Petroleum | On road diesel | On road diesel | Retail | Steel | Steel | Coated & cathodic protection (sti-P3) |  | Steel |  | 1901-01-01 06:00 |  | Catchment Basin, Single walled catchment basin | Automatic shutoff device At 95% full | Automatic shutoff device At 95% full | [11 empty] | UST Currently In Use: 0; UST Temp Close: 0; AST Currently In Use: 0; AST Temp Closed: 0 | 0 | 0 | 11 | 12546-103-007586 | J AND J OIL COMPANY, INC.
16870 | Permanently Closed | 1998-12-01 06:00 | 1988-01-01 06:00 | 2004-06-29 06:00 | Petroleum | Unleaded gasoline | Unleaded gasoline | Retail | Fiberglass reinforced plastic | Fiberglass reinforced plastic |  |  | Fiberglass reinforced plastic |  | 1901-01-01 06:00 | None | Catchment Basin, Single walled catchment basin | Automatic shutoff device At 95% full | Automatic shutoff device At 95% full | [8 empty] | Annual line testing | Annual line testing |  | UST Currently In Use: 0; UST Temp Close: 0; AST Currently In Use: 0; AST Temp Closed: 0 | 0 | 0 | 11 | 12546-103-007586 | J AND J OIL COMPANY, INC.
16871 | Permanently Closed | 1998-12-01 06:00 | 1988-01-01 06:00 | 2004-06-29 06:00 | Petroleum | Mid-grade gasoline | Mid-grade gasoline | Retail | Fiberglass reinforced plastic | Fiberglass reinforced plastic |  |  | Fiberglass reinforced plastic |  | 1901-01-01 06:00 | None | Catchment Basin, Single walled catchment basin | Automatic shutoff device At 95% full | Automatic shutoff device At 95% full | [8 empty] | Annual line testing | Annual line testing |  | UST Currently In Use: 0; UST Temp Close: 0; AST Currently In Use: 0; AST Temp Closed: 0 | 0 | 0 | 11 | 12546-103-007586 | J AND J OIL COMPANY, INC.
16872 | Permanently Closed | 1998-12-01 06:00 | 1988-01-01 06:00 | 2004-06-29 06:00 | Petroleum | Premium gasoline | Premium gasoline | Retail | Fiberglass reinforced plastic | Fiberglass reinforced plastic |  |  | Fiberglass reinforced plastic |  | 1901-01-01 06:00 | None | Catchment Basin, Single walled catchment basin | Automatic shutoff device At 95% full | Automatic shutoff device At 95% full | [8 empty] | Annual line testing | Annual line testing |  | UST Currently In Use: 0; UST Temp Close: 0; AST Currently In Use: 0; AST Temp Closed: 0 | 0 | 0 | 11 | 12546-103-007586 | J AND J OIL COMPANY, INC.
16873 | Temporary Closed | 2005-11-01 06:00 | 1980-01-01 06:00 |  | Petroleum | Mid-grade gasoline | Mid-grade gasoline | Retail | Single Wall, Steel | Steel | Field installed cathodic protection, Interior lined (not allowed as a standalone method of corrosion protection) |  | Double Wall, Fiberglass reinforced plastic |  |  |  | Catchment Basin, Single walled catchment basin | Automatic shutoff device At 95% full | Automatic shutoff device At 95% full |  |  | Continuous Automatic Tank Gauge |  | Automatic flow restrictor (MLLD), Containment Sump | Containment Sump |  |  | Annual line testing | Annual line testing |  | UST Currently In Use: 4; UST Temp Close: 1; AST Currently In Use: 0; AST Temp Closed: 0 | 4 | 1 | 0 | 13284-103-007587 | H.L. MARTIN DISTRIBUTING CO.
16874 | Currently in Use |  | 1980-01-01 06:00 |  | Petroleum | Off road diesel | Off road diesel | Retail | Single Wall, Steel | Steel | Field installed cathodic protection, Interior lined (not allowed as a standalone method of corrosion protection) |  | Double Wall, Fiberglass reinforced plastic |  |  |  | Catchment Basin, Single walled catchment basin | Automatic shutoff device At 95% full | Automatic shutoff device At 95% full |  |  | Continuous Automatic Tank Gauge | [8 empty] | UST Currently In Use: 4; UST Temp Close: 1; AST Currently In Use: 0; AST Temp Closed: 0 | 4 | 1 | 0 | 13284-103-007587 | H.L. MARTIN DISTRIBUTING CO.
16875 | Currently in Use |  | 1980-01-01 06:00 |  | Petroleum | Premium gasoline | Premium gasoline | Retail | Single Wall, Steel | Steel | Field installed cathodic protection, Interior lined (not allowed as a standalone method of corrosion protection) |  | Double Wall, Fiberglass reinforced plastic |  |  |  | Catchment Basin, Single walled catchment basin | Automatic shutoff device At 95% full | Automatic shutoff device At 95% full |  |  | Continuous Automatic Tank Gauge |  | Automatic flow restrictor (MLLD), Containment Sump | Containment Sump |  |  | Annual line testing | Annual line testing |  | UST Currently In Use: 4; UST Temp Close: 1; AST Currently In Use: 0; AST Temp Closed: 0 | 4 | 1 | 0 | 13284-103-007587 | H.L. MARTIN DISTRIBUTING CO.
16876 | Currently in Use |  | 1986-01-01 06:00 |  | Petroleum | Unleaded gasoline | Unleaded gasoline | Retail | Single Wall, Steel | Steel | Coated & cathodic protection (sti-P3), Field installed cathodic protection |  | Double Wall, Fiberglass reinforced plastic |  |  |  | Catchment Basin, Single walled catchment basin | Automatic shutoff device At 95% full | Automatic shutoff device At 95% full |  |  | Continuous Automatic Tank Gauge |  | Automatic flow restrictor (MLLD), Containment Sump | Containment Sump |  |  | Annual line testing | Annual line testing |  | UST Currently In Use: 4; UST Temp Close: 1; AST Currently In Use: 0; AST Temp Closed: 0 | 4 | 1 | 0 | 13284-103-007587 | H.L. MARTIN DISTRIBUTING CO.
16877 | Permanently Closed | 1999-03-30 06:00 | 1970-01-01 06:00 | 1999-03-30 06:00 | Petroleum | Unleaded gasoline | Unleaded gasoline |  | Steel | Steel |  | Painted or None | Steel |  | 1901-01-01 06:00 | [15 empty] | UST Currently In Use: 0; UST Temp Close: 0; AST Currently In Use: 0; AST Temp Closed: 0 | 0 | 0 | 3 | 19133-103-007588 | BLAIR GROCERY
16878 | Permanently Closed | 1999-03-30 06:00 | 1970-01-01 06:00 | 1999-03-30 06:00 | Petroleum | Unleaded gasoline | Unleaded gasoline |  | Steel | Steel |  | Painted or None | Steel |  | 1901-01-01 06:00 | [15 empty] | UST Currently In Use: 0; UST Temp Close: 0; AST Currently In Use: 0; AST Temp Closed: 0 | 0 | 0 | 3 | 19133-103-007588 | BLAIR GROCERY
16879 | Permanently Closed | 1999-03-30 06:00 | 1981-01-01 06:00 | 1999-03-30 06:00 | Petroleum | Unleaded gasoline | Unleaded gasoline |  | Steel | Steel |  | Painted or None | Steel |  | 1901-01-01 06:00 | [15 empty] | UST Currently In Use: 0; UST Temp Close: 0; AST Currently In Use: 0; AST Temp Closed: 0 | 0 | 0 | 3 | 19133-103-007588 | BLAIR GROCERY
16880 | Permanently Closed | 2018-02-28 06:00 | 1976-01-01 06:00 | 2018-02-28 06:00 | Petroleum | Unleaded gasoline | Unleaded gasoline | Retail | Single Wall, Steel | Steel | Field installed cathodic protection, Interior lined (not allowed as a standalone method of corrosion protection) |  | Double Wall, Flexible |  |  |  | Catchment Basin, Single walled catchment basin | Automatic shutoff device At 95% full, Flow Rest 90% Full | Flow Rest 90% Full |  |  | Continuous Automatic Tank Gauge |  | Automatic shutoff device (AELLD), Containment Sump | Containment Sump | [5 empty] | UST Currently In Use: 0; UST Temp Close: 0; AST Currently In Use: 0; AST Temp Closed: 0 | 0 | 0 | 5 | 12546-103-007589 | J AND J OIL COMPANY, INC.
16882 | Permanently Closed | 2018-02-28 06:00 | 1976-01-01 06:00 | 2018-02-28 06:00 | Petroleum | Premium gasoline | Premium gasoline | Retail | Single Wall, Steel | Steel | Field installed cathodic protection, Interior lined (not allowed as a standalone method of corrosion protection) |  | Double Wall, Flexible |  |  |  | Catchment Basin, Single walled catchment basin | Automatic shutoff device At 95% full, Flow Rest 90% Full | Flow Rest 90% Full |  |  | Continuous Automatic Tank Gauge |  | Automatic shutoff device (AELLD), Containment Sump | Containment Sump | [5 empty] | UST Currently In Use: 0; UST Temp Close: 0; AST Currently In Use: 0; AST Temp Closed: 0 | 0 | 0 | 5 | 12546-103-007589 | J AND J OIL COMPANY, INC.
16883 | Permanently Closed | 2018-02-28 06:00 | 1987-01-01 06:00 | 2018-02-28 06:00 | Petroleum | On road diesel | On road diesel | Retail | Single Wall, Steel | Steel | Coated & cathodic protection (sti-P3), Field installed cathodic protection |  | Double Wall, Flexible |  |  |  | Catchment Basin, Single walled catchment basin | Automatic shutoff device At 95% full, Flow Rest 90% Full | Flow Rest 90% Full |  |  | Continuous Automatic Tank Gauge |  | Automatic shutoff device (AELLD), Containment Sump | Containment Sump | [5 empty] | UST Currently In Use: 0; UST Temp Close: 0; AST Currently In Use: 0; AST Temp Closed: 0 | 0 | 0 | 5 | 12546-103-007589 | J AND J OIL COMPANY, INC.
16884 | Permanently Closed | 2018-02-28 06:00 | 1988-01-01 06:00 | 2018-02-28 06:00 | Petroleum | Other, 100% | Other | Retail | Single Wall, Steel | Steel | Coated & cathodic protection (sti-P3), Field installed cathodic protection |  | Double Wall, Flexible |  |  |  | Catchment Basin, Single walled catchment basin | Automatic shutoff device At 95% full, Flow Rest 90% Full | Flow Rest 90% Full |  |  | Continuous Automatic Tank Gauge | [8 empty] | UST Currently In Use: 0; UST Temp Close: 0; AST Currently In Use: 0; AST Temp Closed: 0 | 0 | 0 | 5 | 12546-103-007589 | J AND J OIL COMPANY, INC.
16885 | Currently in Use |  | 1972-01-01 06:00 |  | Petroleum | On road diesel | On road diesel | Retail | Single Wall, Steel | Steel | Field installed cathodic protection, Interior lined (not allowed as a standalone method of corrosion protection) |  | Single Wall, Steel |  |  | Field installed cathodic protection | Catchment Basin, Single walled catchment basin | Automatic shutoff device At 95% full | Automatic shutoff device At 95% full |  |  | Continuous Automatic Tank Gauge | [8 empty] | UST Currently In Use: 4; UST Temp Close: 0; AST Currently In Use: 0; AST Temp Closed: 0 | 4 | 0 | 0 | 13284-103-007590 | H.L. MARTIN DISTRIBUTING CO.
16886 | Currently in Use |  | 1972-01-01 06:00 |  | Petroleum | Premium gasoline | Premium gasoline | Retail | Single Wall, Steel | Steel | Field installed cathodic protection, Interior lined (not allowed as a standalone method of corrosion protection) |  | Single Wall, Steel |  |  | Field installed cathodic protection | Catchment Basin, Single walled catchment basin | Automatic shutoff device At 95% full | Automatic shutoff device At 95% full |  |  | Continuous Automatic Tank Gauge | [8 empty] | UST Currently In Use: 4; UST Temp Close: 0; AST Currently In Use: 0; AST Temp Closed: 0 | 4 | 0 | 0 | 13284-103-007590 | H.L. MARTIN DISTRIBUTING CO.
16887 | Currently in Use |  | 1978-01-01 06:00 |  | Petroleum | Unleaded gasoline | Unleaded gasoline | Retail | Single Wall, Steel | Steel | Field installed cathodic protection, Interior lined (not allowed as a standalone method of corrosion protection) |  | Single Wall, Steel |  |  | Field installed cathodic protection | Catchment Basin, Single walled catchment basin | Automatic shutoff device At 95% full | Automatic shutoff device At 95% full |  |  | Continuous Automatic Tank Gauge | [8 empty] | UST Currently In Use: 4; UST Temp Close: 0; AST Currently In Use: 0; AST Temp Closed: 0 | 4 | 0 | 0 | 13284-103-007590 | H.L. MARTIN DISTRIBUTING CO.
16888 | Currently in Use |  | 1986-01-01 06:00 |  | Petroleum | Unleaded gasoline | Unleaded gasoline | Retail | Single Wall, Steel | Steel | Coated & cathodic protection (sti-P3), Field installed cathodic protection |  | Single Wall, Steel |  |  | Field installed cathodic protection | Catchment Basin, Single walled catchment basin | Automatic shutoff device At 95% full | Automatic shutoff device At 95% full |  |  | Continuous Automatic Tank Gauge | [8 empty] | UST Currently In Use: 4; UST Temp Close: 0; AST Currently In Use: 0; AST Temp Closed: 0 | 4 | 0 | 0 | 13284-103-007590 | H.L. MARTIN DISTRIBUTING CO.
16889 | Permanently Closed | 1901-01-01 06:00 | 1972-01-01 06:00 | 1988-11-14 06:00 | Petroleum | Unleaded gasoline | Unleaded gasoline |  | Steel | Steel |  | Painted or None | Steel |  | 1901-01-01 06:00 | [15 empty] | UST Currently In Use: 0; UST Temp Close: 0; AST Currently In Use: 0; AST Temp Closed: 0 | 0 | 0 | 2 | 12546-103-007594 | J AND J OIL COMPANY, INC.
16890 | Permanently Closed | 1901-01-01 06:00 | 1972-01-01 06:00 | 1988-11-14 06:00 | Petroleum | Unleaded gasoline | Unleaded gasoline |  | Steel | Steel |  | Painted or None | Steel |  | 1901-01-01 06:00 | [15 empty] | UST Currently In Use: 0; UST Temp Close: 0; AST Currently In Use: 0; AST Temp Closed: 0 | 0 | 0 | 2 | 12546-103-007594 | J AND J OIL COMPANY, INC.
16891 | Permanently Closed | 1901-01-01 06:00 | 1979-01-01 06:00 | 1988-12-19 06:00 | Petroleum | Unleaded gasoline | Unleaded gasoline |  | Steel | Steel |  | Painted or None | Steel |  | 1901-01-01 06:00 | [15 empty] | UST Currently In Use: 0; UST Temp Close: 0; AST Currently In Use: 0; AST Temp Closed: 0 | 0 | 0 | 1 | 12546-103-007595 | J AND J OIL COMPANY, INC.
16892 | Currently in Use |  | 1983-01-01 06:00 |  | Petroleum | Premium gasoline | Premium gasoline | Retail | Single Wall, Steel | Steel | Coated & cathodic protection (sti-P3), Field installed cathodic protection |  | Single Wall, Steel |  |  | Field installed cathodic protection | Catchment Basin, Single walled catchment basin | Automatic shutoff device At 95% full | Automatic shutoff device At 95% full |  |  | Continuous Automatic Tank Gauge | Direct Bury submersible pump | Automatic flow restrictor (MLLD) | Automatic flow restrictor (MLLD) |  |  | Annual line testing | Annual line testing |  | UST Currently In Use: 3; UST Temp Close: 0; AST Currently In Use: 0; AST Temp Closed: 0 | 3 | 0 | 0 | 25175-103-007597 | MOBIL, INC.
16893 | Currently in Use |  | 1983-01-01 06:00 |  | Petroleum | Unleaded gasoline | Unleaded gasoline | Retail | Single Wall, Steel | Steel | Coated & cathodic protection (sti-P3), Field installed cathodic protection |  | Single Wall, Steel |  |  | Field installed cathodic protection | Catchment Basin, Single walled catchment basin | Automatic shutoff device At 95% full | Automatic shutoff device At 95% full |  |  | Continuous Automatic Tank Gauge | Direct Bury submersible pump | Automatic flow restrictor (MLLD) | Automatic flow restrictor (MLLD) |  |  | Annual line testing | Annual line testing |  | UST Currently In Use: 3; UST Temp Close: 0; AST Currently In Use: 0; AST Temp Closed: 0 | 3 | 0 | 0 | 25175-103-007597 | MOBIL, INC.
16894 | Currently in Use |  | 1983-01-01 06:00 |  | Petroleum | On road diesel | On road diesel | Retail | Single Wall, Steel | Steel | Coated & cathodic protection (sti-P3), Field installed cathodic protection |  | Single Wall, Steel |  |  | Field installed cathodic protection | Catchment Basin, Single walled catchment basin | Automatic shutoff device At 95% full | Automatic shutoff device At 95% full |  |  | Continuous Automatic Tank Gauge | Direct Bury submersible pump | Automatic flow restrictor (MLLD) | Automatic flow restrictor (MLLD) |  |  | Annual line testing | Annual line testing |  | UST Currently In Use: 3; UST Temp Close: 0; AST Currently In Use: 0; AST Temp Closed: 0 | 3 | 0 | 0 | 25175-103-007597 | MOBIL, INC.
16895 | Permanently Closed | 1901-01-01 06:00 | 1981-01-01 06:00 | 1988-11-07 06:00 | Petroleum | Unleaded gasoline | Unleaded gasoline |  | Steel | Steel |  | Painted or None | Steel |  | 1901-01-01 06:00 | [15 empty] | UST Currently In Use: 0; UST Temp Close: 0; AST Currently In Use: 0; AST Temp Closed: 0 | 0 | 0 | 2 | 12546-103-007598 | J AND J OIL COMPANY, INC.
16896 | Permanently Closed | 1901-01-01 06:00 | 1981-01-01 06:00 | 1988-11-07 06:00 | Petroleum | Unleaded gasoline | Unleaded gasoline |  | Steel | Steel |  | Painted or None | Steel |  | 1901-01-01 06:00 | [15 empty] | UST Currently In Use: 0; UST Temp Close: 0; AST Currently In Use: 0; AST Temp Closed: 0 | 0 | 0 | 2 | 12546-103-007598 | J AND J OIL COMPANY, INC.
16897 | Permanently Closed | 1901-01-01 06:00 | 1977-01-01 06:00 | 1988-11-08 06:00 | Petroleum | Unleaded gasoline | Unleaded gasoline |  | Steel | Steel |  | Painted or None | Steel |  | 1901-01-01 06:00 | [15 empty] | UST Currently In Use: 0; UST Temp Close: 0; AST Currently In Use: 0; AST Temp Closed: 0 | 0 | 0 | 2 | 12546-103-007606 | J AND J OIL COMPANY, INC.
16898 | Permanently Closed | 1901-01-01 06:00 | 1977-01-01 06:00 | 1988-11-08 06:00 | Petroleum | On road diesel | On road diesel |  | Steel | Steel |  | Painted or None | Steel |  | 1901-01-01 06:00 | [15 empty] | UST Currently In Use: 0; UST Temp Close: 0; AST Currently In Use: 0; AST Temp Closed: 0 | 0 | 0 | 2 | 12546-103-007606 | J AND J OIL COMPANY, INC.
16899 | Permanently Closed | 1901-01-01 06:00 | 1982-01-01 06:00 | 1988-11-07 06:00 | Petroleum | Unleaded gasoline | Unleaded gasoline |  | Steel | Steel |  | Painted or None | Steel |  | 1901-01-01 06:00 | [15 empty] | UST Currently In Use: 0; UST Temp Close: 0; AST Currently In Use: 0; AST Temp Closed: 0 | 0 | 0 | 2 | 12546-103-007608 | J AND J OIL COMPANY, INC.
16900 | Permanently Closed | 1901-01-01 06:00 | 1982-01-01 06:00 | 1988-11-07 06:00 | Petroleum | Unleaded gasoline | Unleaded gasoline |  | Steel | Steel |  | Painted or None | Steel |  | 1901-01-01 06:00 | [15 empty] | UST Currently In Use: 0; UST Temp Close: 0; AST Currently In Use: 0; AST Temp Closed: 0 | 0 | 0 | 2 | 12546-103-007608 | J AND J OIL COMPANY, INC.
16901 | Permanently Closed | 1901-01-01 06:00 | 1972-01-01 06:00 | 1988-12-19 06:00 | Petroleum | Unleaded gasoline | Unleaded gasoline |  | Steel | Steel |  | Painted or None | Steel |  | 1901-01-01 06:00 | [15 empty] | UST Currently In Use: 0; UST Temp Close: 0; AST Currently In Use: 0; AST Temp Closed: 0 | 0 | 0 | 3 | 12546-103-007609 | J AND J OIL COMPANY, INC.
16902 | Permanently Closed | 1901-01-01 06:00 | 1972-01-01 06:00 | 1988-12-19 06:00 | Petroleum | Unleaded gasoline | Unleaded gasoline |  | Steel | Steel |  | Painted or None | Steel |  | 1901-01-01 06:00 | [15 empty] | UST Currently In Use: 0; UST Temp Close: 0; AST Currently In Use: 0; AST Temp Closed: 0 | 0 | 0 | 3 | 12546-103-007609 | J AND J OIL COMPANY, INC.
16903 | Permanently Closed | 1901-01-01 06:00 | 1972-01-01 06:00 | 1988-12-19 06:00 | Petroleum | Unleaded gasoline | Unleaded gasoline |  | Steel | Steel |  | Painted or None | Steel |  | 1901-01-01 06:00 | [15 empty] | UST Currently In Use: 0; UST Temp Close: 0; AST Currently In Use: 0; AST Temp Closed: 0 | 0 | 0 | 3 | 12546-103-007609 | J AND J OIL COMPANY, INC.
16904 | Permanently Closed | 1994-03-08 06:00 | 1981-01-01 06:00 | 1994-03-08 06:00 | Petroleum | Unleaded gasoline | Unleaded gasoline |  | Steel | Steel |  | Painted or None | Steel |  | 1901-01-01 06:00 | [12 empty] | Annual line testing | Annual line testing |  | UST Currently In Use: 0; UST Temp Close: 0; AST Currently In Use: 0; AST Temp Closed: 0 | 0 | 0 | 3 | 12546-103-007610 | J AND J OIL COMPANY, INC.
16905 | Permanently Closed | 1994-03-08 06:00 | 1974-01-01 06:00 | 1994-03-08 06:00 | Petroleum | Unleaded gasoline | Unleaded gasoline |  | Steel | Steel |  | Painted or None | Steel |  | 1901-01-01 06:00 | [12 empty] | Annual line testing | Annual line testing |  | UST Currently In Use: 0; UST Temp Close: 0; AST Currently In Use: 0; AST Temp Closed: 0 | 0 | 0 | 3 | 12546-103-007610 | J AND J OIL COMPANY, INC.
16906 | Permanently Closed | 1994-03-08 06:00 | 1974-01-01 06:00 | 1994-03-08 06:00 | Petroleum | Unleaded gasoline | Unleaded gasoline |  | Steel | Steel |  | Painted or None | Steel |  | 1901-01-01 06:00 | [12 empty] | Annual line testing | Annual line testing |  | UST Currently In Use: 0; UST Temp Close: 0; AST Currently In Use: 0; AST Temp Closed: 0 | 0 | 0 | 3 | 12546-103-007610 | J AND J OIL COMPANY, INC.
16907 | Permanently Closed | 1992-04-15 06:00 | 1972-01-01 06:00 | 1992-04-15 06:00 | Petroleum | Unleaded gasoline | Unleaded gasoline |  | Steel | Steel |  | Painted or None | Steel |  | 1901-01-01 06:00 | [15 empty] | UST Currently In Use: 0; UST Temp Close: 0; AST Currently In Use: 0; AST Temp Closed: 0 | 0 | 0 | 2 | 12546-103-011257 | J AND J OIL COMPANY, INC.
16908 | Permanently Closed | 1992-04-20 06:00 | 1972-01-01 06:00 | 1992-04-20 06:00 | Petroleum | Unleaded gasoline | Unleaded gasoline |  | Steel | Steel |  | Painted or None | Steel |  | 1901-01-01 06:00 | [15 empty] | UST Currently In Use: 0; UST Temp Close: 0; AST Currently In Use: 0; AST Temp Closed: 0 | 0 | 0 | 2 | 12546-103-011257 | J AND J OIL COMPANY, INC.
16909 | Permanently Closed | 1993-12-19 06:00 | 1969-01-01 06:00 | 1995-12-19 06:00 | Petroleum | On road diesel | On road diesel |  | Steel | Steel |  |  | Steel |  | 1901-01-01 06:00 | [12 empty] | Annual line testing | Annual line testing |  | UST Currently In Use: 0; UST Temp Close: 0; AST Currently In Use: 0; AST Temp Closed: 0 | 0 | 0 | 3 | 12547-003-002522 | FLOYD HARRIS
16910 | Permanently Closed | 1993-12-19 06:00 | 1969-01-01 06:00 | 1995-12-19 06:00 | Petroleum | On road diesel | On road diesel |  | Steel | Steel |  |  | Steel |  | 1901-01-01 06:00 | [12 empty] | Annual line testing | Annual line testing |  | UST Currently In Use: 0; UST Temp Close: 0; AST Currently In Use: 0; AST Temp Closed: 0 | 0 | 0 | 3 | 12547-003-002522 | FLOYD HARRIS
16911 | Permanently Closed | 1993-12-19 06:00 | 1969-01-01 06:00 | 1995-12-19 06:00 | Petroleum | On road diesel | On road diesel |  | Steel | Steel |  |  | Steel |  | 1901-01-01 06:00 | [12 empty] | Annual line testing | Annual line testing |  | UST Currently In Use: 0; UST Temp Close: 0; AST Currently In Use: 0; AST Temp Closed: 0 | 0 | 0 | 3 | 12547-003-002522 | FLOYD HARRIS
16912 | Permanently Closed | 1995-02-06 06:00 | 1983-01-01 06:00 | 1995-02-06 06:00 | Petroleum | Used oil | Used oil |  | Steel | Steel |  | Painted or None | Steel |  | 1901-01-01 06:00 | [15 empty] | UST Currently In Use: 0; UST Temp Close: 0; AST Currently In Use: 0; AST Temp Closed: 0 | 0 | 0 | 1 | 12548-047-006707 | J & L ASSOCIATES
16913 | Permanently Closed | 1998-04-10 06:00 | 1979-01-01 06:00 |  | Petroleum | Other, TRANSFLUID | Other |  | Steel | Steel |  |  | Steel |  | 1901-01-01 06:00 | [15 empty] | UST Currently In Use: 0; UST Temp Close: 0; AST Currently In Use: 0; AST Temp Closed: 0 | 0 | 0 | 2 | 12549-073-007338 | J AND M CO INC
16914 | Permanently Closed | 1998-04-10 06:00 | 1979-01-01 06:00 |  | Petroleum | Used oil | Used oil |  | Steel | Steel |  |  | Steel |  | 1901-01-01 06:00 |  | Other, EXEMPT | Other, EXEMPT | Other | [11 empty] | UST Currently In Use: 0; UST Temp Close: 0; AST Currently In Use: 0; AST Temp Closed: 0 | 0 | 0 | 2 | 12549-073-007338 | J AND M CO INC
16915 | Permanently Closed | 1993-12-30 06:00 | 1981-01-01 06:00 | 1993-12-30 06:00 | Petroleum | On road diesel | On road diesel |  | Fiberglass coated steel | Fiberglass coated steel |  |  | Steel |  | 1901-01-01 06:00 | [15 empty] | UST Currently In Use: 0; UST Temp Close: 0; AST Currently In Use: 0; AST Temp Closed: 0 | 0 | 0 | 1 | 12550-097-009264 | J & O TRUCKING INC
16919 | Permanently Closed | 1993-11-18 06:00 | 1971-01-01 06:00 | 1994-12-21 06:00 | Petroleum | Unleaded gasoline | Unleaded gasoline |  | Steel | Steel |  | Painted or None | Steel |  | 1901-01-01 06:00 | [15 empty] | UST Currently In Use: 0; UST Temp Close: 0; AST Currently In Use: 0; AST Temp Closed: 6 | 0 | 0 | 5 | 12551-047-008382 | J A LAMBERT
16920 | Permanently Closed | 1993-11-18 06:00 | 1971-01-01 06:00 | 1994-12-21 06:00 | Petroleum | Unleaded gasoline | Unleaded gasoline |  | Steel | Steel |  | Painted or None | Steel |  | 1901-01-01 06:00 | [15 empty] | UST Currently In Use: 0; UST Temp Close: 0; AST Currently In Use: 0; AST Temp Closed: 6 | 0 | 0 | 5 | 12551-047-008382 | J A LAMBERT
16921 | Permanently Closed | 1993-11-18 06:00 | 1971-01-01 06:00 | 1994-12-21 06:00 | Petroleum | Unleaded gasoline | Unleaded gasoline |  | Steel | Steel |  | Painted or None | Steel |  | 1901-01-01 06:00 | [15 empty] | UST Currently In Use: 0; UST Temp Close: 0; AST Currently In Use: 0; AST Temp Closed: 6 | 0 | 0 | 5 | 12551-047-008382 | J A LAMBERT
16922 | Permanently Closed | 1993-11-18 06:00 | 1971-01-01 06:00 | 1994-12-21 06:00 | Petroleum | On road diesel | On road diesel |  | Steel | Steel |  | Painted or None | Steel |  | 1901-01-01 06:00 | [15 empty] | UST Currently In Use: 0; UST Temp Close: 0; AST Currently In Use: 0; AST Temp Closed: 6 | 0 | 0 | 5 | 12551-047-008382 | J A LAMBERT
16923 | Permanently Closed | 1993-11-18 06:00 | 1971-01-01 06:00 | 1994-12-21 06:00 | Petroleum | Used oil | Used oil |  | Steel | Steel |  | Painted or None | Steel |  | 1901-01-01 06:00 | [15 empty] | UST Currently In Use: 0; UST Temp Close: 0; AST Currently In Use: 0; AST Temp Closed: 6 | 0 | 0 | 5 | 12551-047-008382 | J A LAMBERT
16924 | Temporary Closed | 2017-01-30 06:00 | 1973-01-01 06:00 |  | Petroleum | On road diesel | On road diesel | Retail | Single Wall, Steel | Steel | Field installed cathodic protection |  | Fiberglass reinforced plastic, Single Wall |  |  |  | Catchment Basin, Single walled catchment basin | Flow Rest 90% Full | Flow Rest 90% Full |  |  | Continuous Automatic Tank Gauge | [8 empty] | UST Currently In Use: 4; UST Temp Close: 1; AST Currently In Use: 0; AST Temp Closed: 0 | 4 | 1 | 0 | 25265-009-016718 | LGWS/CROSS AMERICA PARTNERS
16925 | Currently in Use |  | 1973-01-01 06:00 |  | Petroleum | On road diesel | On road diesel | Retail | Single Wall, Steel | Steel | Field installed cathodic protection |  | Fiberglass reinforced plastic, Single Wall |  |  |  | Catchment Basin, Single walled catchment basin | Flow Rest 90% Full | Flow Rest 90% Full |  |  | Continuous Automatic Tank Gauge | [8 empty] | UST Currently In Use: 4; UST Temp Close: 1; AST Currently In Use: 0; AST Temp Closed: 0 | 4 | 1 | 0 | 25265-009-016718 | LGWS/CROSS AMERICA PARTNERS
16926 | Currently in Use |  | 1978-01-01 06:00 |  | Petroleum | Mid-grade gasoline | Mid-grade gasoline | Retail | Single Wall, Steel | Steel | Field installed cathodic protection |  | Double Wall, Fiberglass reinforced plastic |  |  |  | Catchment Basin, Single walled catchment basin | Flow Rest 90% Full | Flow Rest 90% Full |  |  | Continuous Automatic Tank Gauge |  | Automatic flow restrictor (MLLD), Containment Sump | Containment Sump | Interstitial Monitoring within Secondary Containment | SENSOR TO ATG | Continuous alarm system | Continuous alarm system |  | UST Currently In Use: 4; UST Temp Close: 1; AST Currently In Use: 0; AST Temp Closed: 0 | 4 | 1 | 0 | 25265-009-016718 | LGWS/CROSS AMERICA PARTNERS
16927 | Permanently Closed | 1997-10-01 06:00 | 1982-01-01 06:00 | 1998-03-30 06:00 | Petroleum | Unleaded gasoline | Unleaded gasoline |  | Steel | Steel |  | Painted or None | Steel |  | 1901-01-01 06:00 | [12 empty] | Annual line testing | Annual line testing |  | UST Currently In Use: 0; UST Temp Close: 0; AST Currently In Use: 0; AST Temp Closed: 0 | 0 | 0 | 3 | 12553-043-008134 | CLARA THOMPSON
16928 | Permanently Closed | 1997-10-01 06:00 | 1981-01-01 06:00 | 1998-03-30 06:00 | Petroleum | Unleaded gasoline | Unleaded gasoline |  | Steel | Steel |  | Painted or None | Steel |  | 1901-01-01 06:00 | [12 empty] | Annual line testing | Annual line testing |  | UST Currently In Use: 0; UST Temp Close: 0; AST Currently In Use: 0; AST Temp Closed: 0 | 0 | 0 | 3 | 12553-043-008134 | CLARA THOMPSON
16929 | Permanently Closed | 1997-10-01 06:00 | 1987-01-01 06:00 | 1998-03-30 06:00 | Petroleum | Unleaded gasoline | Unleaded gasoline |  | Steel | Steel |  | Painted or None | Steel |  | 1901-01-01 06:00 | [12 empty] | Annual line testing | Annual line testing |  | UST Currently In Use: 0; UST Temp Close: 0; AST Currently In Use: 0; AST Temp Closed: 0 | 0 | 0 | 3 | 12553-043-008134 | CLARA THOMPSON
16930 | Permanently Closed | 1991-10-24 06:00 | 1954-01-01 06:00 | 1991-10-24 06:00 | Petroleum | On road diesel | On road diesel |  | Fiberglass coated steel | Fiberglass coated steel |  |  | Steel |  | 1901-01-01 06:00 | [12 empty] | Annual line testing | Annual line testing |  | UST Currently In Use: 4; UST Temp Close: 0; AST Currently In Use: 2; AST Temp Closed: 0 | 4 | 0 | 7 | 12554-041-008156 | J BRYCE SMITH OIL CO INC
16931 | Permanently Closed | 1991-10-24 06:00 | 1954-01-01 06:00 | 1991-10-24 06:00 | Petroleum | Unleaded gasoline | Unleaded gasoline |  | Fiberglass coated steel | Fiberglass coated steel |  |  | Steel |  | 1901-01-01 06:00 | [12 empty] | Annual line testing | Annual line testing |  | UST Currently In Use: 4; UST Temp Close: 0; AST Currently In Use: 2; AST Temp Closed: 0 | 4 | 0 | 7 | 12554-041-008156 | J BRYCE SMITH OIL CO INC
16932 | Permanently Closed | 1991-10-24 06:00 | 1954-01-01 06:00 | 1991-10-24 06:00 | Petroleum | Unleaded gasoline | Unleaded gasoline |  | Fiberglass coated steel | Fiberglass coated steel |  |  | Steel |  | 1901-01-01 06:00 | [15 empty] | UST Currently In Use: 4; UST Temp Close: 0; AST Currently In Use: 2; AST Temp Closed: 0 | 4 | 0 | 7 | 12554-041-008156 | J BRYCE SMITH OIL CO INC
16933 | Permanently Closed | 1991-10-24 06:00 | 1954-01-01 06:00 | 1991-10-24 06:00 | Petroleum | Unleaded gasoline | Unleaded gasoline |  | Fiberglass coated steel | Fiberglass coated steel |  |  | Steel |  | 1901-01-01 06:00 | [15 empty] | UST Currently In Use: 4; UST Temp Close: 0; AST Currently In Use: 2; AST Temp Closed: 0 | 4 | 0 | 7 | 12554-041-008156 | J BRYCE SMITH OIL CO INC
16934 | Permanently Closed | 1991-10-24 06:00 | 1954-01-01 06:00 | 1991-10-24 06:00 | Petroleum | On road diesel | On road diesel |  | Fiberglass coated steel | Fiberglass coated steel |  |  | Steel |  | 1901-01-01 06:00 | [15 empty] | UST Currently In Use: 4; UST Temp Close: 0; AST Currently In Use: 2; AST Temp Closed: 0 | 4 | 0 | 7 | 12554-041-008156 | J BRYCE SMITH OIL CO INC
16935 | Permanently Closed | 1991-10-24 06:00 | 1954-01-01 06:00 | 1991-10-24 06:00 | Petroleum | On road diesel | On road diesel |  | Fiberglass coated steel | Fiberglass coated steel |  |  | Steel |  | 1901-01-01 06:00 | [15 empty] | UST Currently In Use: 4; UST Temp Close: 0; AST Currently In Use: 2; AST Temp Closed: 0 | 4 | 0 | 7 | 12554-041-008156 | J BRYCE SMITH OIL CO INC
16936 | Permanently Closed | 1992-07-08 06:00 | 1981-01-01 06:00 | 1992-07-08 06:00 | Petroleum | Unleaded gasoline | Unleaded gasoline |  | Fiberglass coated steel | Fiberglass coated steel |  |  | Steel |  | 1901-01-01 06:00 | [15 empty] | UST Currently In Use: 0; UST Temp Close: 0; AST Currently In Use: 0; AST Temp Closed: 0 | 0 | 0 | 2 | 12554-041-008157 | J BRYCE SMITH OIL CO INC
16937 | Permanently Closed | 1992-07-08 06:00 | 1978-01-01 06:00 | 1992-07-08 06:00 | Petroleum | Unleaded gasoline | Unleaded gasoline |  | Fiberglass coated steel | Fiberglass coated steel |  |  | Steel |  | 1901-01-01 06:00 | [15 empty] | UST Currently In Use: 0; UST Temp Close: 0; AST Currently In Use: 0; AST Temp Closed: 0 | 0 | 0 | 2 | 12554-041-008157 | J BRYCE SMITH OIL CO INC
16938 | Permanently Closed | 1985-12-01 06:00 | 1973-01-01 06:00 | 1988-08-01 06:00 | Petroleum | On road diesel | On road diesel |  | Fiberglass coated steel | Fiberglass coated steel |  |  | Steel |  | 1901-01-01 06:00 | [15 empty] | UST Currently In Use: 0; UST Temp Close: 0; AST Currently In Use: 0; AST Temp Closed: 0 | 0 | 0 | 2 | 12554-041-008158 | J BRYCE SMITH OIL CO INC
16939 | Permanently Closed | 1985-12-01 06:00 | 1973-01-01 06:00 | 1988-08-01 06:00 | Petroleum | On road diesel | On road diesel |  | Fiberglass coated steel | Fiberglass coated steel |  |  | Steel |  | 1901-01-01 06:00 | [15 empty] | UST Currently In Use: 0; UST Temp Close: 0; AST Currently In Use: 0; AST Temp Closed: 0 | 0 | 0 | 2 | 12554-041-008158 | J BRYCE SMITH OIL CO INC
16940 | Permanently Closed | 1988-11-28 06:00 | 1980-01-01 06:00 | 1988-11-28 06:00 | Petroleum | On road diesel | On road diesel |  | Fiberglass coated steel | Fiberglass coated steel |  |  | Steel |  | 1901-01-01 06:00 | [15 empty] | UST Currently In Use: 0; UST Temp Close: 0; AST Currently In Use: 0; AST Temp Closed: 0 | 0 | 0 | 1 | 12554-041-008159 | J BRYCE SMITH OIL CO INC
16941 | Permanently Closed | 1989-08-01 06:00 | 1946-01-01 06:00 | 1989-08-19 06:00 | Petroleum | Unleaded gasoline | Unleaded gasoline | [5 empty] | Steel |  | 1901-01-01 06:00 | [15 empty] | UST Currently In Use: 0; UST Temp Close: 0; AST Currently In Use: 0; AST Temp Closed: 0 | 0 | 0 | 2 | 12555-017-007832 | J C ADAMS JR
16942 | Permanently Closed | 1989-08-01 06:00 | 1946-01-01 06:00 | 1989-08-19 06:00 | Petroleum | Unleaded gasoline | Unleaded gasoline | [5 empty] | Steel |  | 1901-01-01 06:00 | [15 empty] | UST Currently In Use: 0; UST Temp Close: 0; AST Currently In Use: 0; AST Temp Closed: 0 | 0 | 0 | 2 | 12555-017-007832 | J C ADAMS JR
16943 | Permanently Closed | 1998-12-21 06:00 | 1969-01-01 06:00 | 1998-12-21 06:00 | Petroleum | Unleaded gasoline | Unleaded gasoline | Bulk facility | Steel | Steel |  | Painted or None | Steel |  | 1901-01-01 06:00 | [15 empty] | UST Currently In Use: 0; UST Temp Close: 0; AST Currently In Use: 3; AST Temp Closed: 0 | 0 | 0 | 3 | 20996-013-006758 | C&H DEVELOPMENT
16944 | Permanently Closed | 1998-12-21 06:00 | 1969-01-01 06:00 | 1998-12-21 06:00 | Petroleum | Unleaded gasoline | Unleaded gasoline | Retail | Steel | Steel |  | Painted or None | Steel |  | 1901-01-01 06:00 | [15 empty] | UST Currently In Use: 0; UST Temp Close: 0; AST Currently In Use: 3; AST Temp Closed: 0 | 0 | 0 | 3 | 20996-013-006758 | C&H DEVELOPMENT
16945 | Permanently Closed | 1998-12-21 06:00 | 1969-01-01 06:00 | 1998-12-21 06:00 | Petroleum | Unleaded gasoline | Unleaded gasoline | Retail | Steel | Steel |  | Painted or None | Steel |  | 1901-01-01 06:00 | [15 empty] | UST Currently In Use: 0; UST Temp Close: 0; AST Currently In Use: 3; AST Temp Closed: 0 | 0 | 0 | 3 | 20996-013-006758 | C&H DEVELOPMENT
16946 | Permanently Closed | 1993-03-01 06:00 | 1971-01-01 06:00 |  | Petroleum | Unleaded gasoline | Unleaded gasoline | Retail | Steel | Steel |  | Painted or None | Steel |  | 1901-01-01 06:00 | [15 empty] | UST Currently In Use: 0; UST Temp Close: 0; AST Currently In Use: 0; AST Temp Closed: 0 | 0 | 0 | 5 | 12556-039-006759 | XYZ REALTY
16947 | Permanently Closed | 1993-03-01 06:00 | 1971-01-01 06:00 |  | Petroleum | Unleaded gasoline | Unleaded gasoline | Retail | Steel | Steel |  | Painted or None | Steel |  | 1901-01-01 06:00 | [15 empty] | UST Currently In Use: 0; UST Temp Close: 0; AST Currently In Use: 0; AST Temp Closed: 0 | 0 | 0 | 5 | 12556-039-006759 | XYZ REALTY
16948 | Permanently Closed | 1993-03-01 06:00 | 1971-01-01 06:00 |  | Petroleum | Unleaded gasoline | Unleaded gasoline | Retail | Steel | Steel |  | Painted or None | Steel |  | 1901-01-01 06:00 | [15 empty] | UST Currently In Use: 0; UST Temp Close: 0; AST Currently In Use: 0; AST Temp Closed: 0 | 0 | 0 | 5 | 12556-039-006759 | XYZ REALTY
16949 | Permanently Closed | 1993-03-01 06:00 | 1971-01-01 06:00 |  | Petroleum | Unleaded gasoline | Unleaded gasoline | Retail | Steel | Steel |  | Painted or None | Steel |  | 1901-01-01 06:00 | [15 empty] | UST Currently In Use: 0; UST Temp Close: 0; AST Currently In Use: 0; AST Temp Closed: 0 | 0 | 0 | 5 | 12556-039-006759 | XYZ REALTY
16950 | Permanently Closed | 1993-03-01 06:00 | 1971-01-01 06:00 |  | Petroleum | Kerosene | Kerosene | Retail | Steel | Steel |  | Painted or None | Steel |  | 1901-01-01 06:00 | [15 empty] | UST Currently In Use: 0; UST Temp Close: 0; AST Currently In Use: 0; AST Temp Closed: 0 | 0 | 0 | 5 | 12556-039-006759 | XYZ REALTY
16951 | Permanently Closed | 1990-12-12 06:00 | 1901-01-01 06:00 | 1990-12-12 06:00 | Petroleum | Unleaded gasoline | Unleaded gasoline |  | Steel | Steel |  | Painted or None | Steel |  | 1901-01-01 06:00 | [15 empty] | UST Currently In Use: 0; UST Temp Close: 0; AST Currently In Use: 0; AST Temp Closed: 0 | 0 | 0 | 5 | 12556-039-012671 | XYZ REALTY
16952 | Permanently Closed | 1990-12-12 06:00 | 1901-01-01 06:00 | 1990-12-12 06:00 | Petroleum | Unleaded gasoline | Unleaded gasoline |  | Steel | Steel |  | Painted or None | Steel |  | 1901-01-01 06:00 | [15 empty] | UST Currently In Use: 0; UST Temp Close: 0; AST Currently In Use: 0; AST Temp Closed: 0 | 0 | 0 | 5 | 12556-039-012671 | XYZ REALTY
16953 | Permanently Closed | 1990-12-12 06:00 | 1901-01-01 06:00 | 1990-12-12 06:00 | Petroleum | Unleaded gasoline | Unleaded gasoline |  | Steel | Steel |  | Painted or None | Steel |  | 1901-01-01 06:00 | [15 empty] | UST Currently In Use: 0; UST Temp Close: 0; AST Currently In Use: 0; AST Temp Closed: 0 | 0 | 0 | 5 | 12556-039-012671 | XYZ REALTY
16954 | Permanently Closed | 1990-12-12 06:00 | 1985-01-01 06:00 | 1990-12-12 06:00 | Petroleum | On road diesel | On road diesel |  | Steel | Steel |  | Painted or None | Steel |  | 1901-01-01 06:00 | [15 empty] | UST Currently In Use: 0; UST Temp Close: 0; AST Currently In Use: 0; AST Temp Closed: 0 | 0 | 0 | 5 | 12556-039-012671 | XYZ REALTY
16955 | Permanently Closed | 1990-12-12 06:00 | 1985-01-01 06:00 | 1990-12-12 06:00 | Petroleum | On road diesel | On road diesel |  | Steel | Steel |  | Painted or None | Steel |  | 1901-01-01 06:00 | [15 empty] | UST Currently In Use: 0; UST Temp Close: 0; AST Currently In Use: 0; AST Temp Closed: 0 | 0 | 0 | 5 | 12556-039-012671 | XYZ REALTY
16956 | Permanently Closed | 1990-10-29 06:00 | 1964-01-01 06:00 | 1990-10-29 06:00 | Petroleum | Unleaded gasoline | Unleaded gasoline |  | Steel | Steel |  | Painted or None | Steel |  | 1901-01-01 06:00 | [15 empty] | UST Currently In Use: 0; UST Temp Close: 0; AST Currently In Use: 0; AST Temp Closed: 0 | 0 | 0 | 1 | 12557-077-002255 | J C HAMM & SONS INC
16957 | Temporary Closed | 2007-08-01 06:00 | 1987-12-01 06:00 |  | Petroleum | Unleaded gasoline | Unleaded gasoline | Retail | Steel | Steel | Coated & cathodic protection (sti-P3), Field installed cathodic protection |  | Steel |  | 1901-01-01 06:00 | Field installed cathodic protection | Catchment Basin, Single walled catchment basin | Automatic shutoff device At 95% full | Automatic shutoff device At 95% full |  |  | Statistical Inventory Reconciliation (SIR) |  | Automatic flow restrictor (MLLD) | Automatic flow restrictor (MLLD) |  |  | Statistical inventory reconciliation (SIR) | Statistical inventory reconciliation (SIR) |  | UST Currently In Use: 0; UST Temp Close: 4; AST Currently In Use: 0; AST Temp Closed: 0 | 0 | 4 | 0 | 12558-115-003287 | J.C. HENSON
16958 | Temporary Closed | 2007-08-01 06:00 | 1987-12-01 06:00 |  | Petroleum | Mid-grade gasoline | Mid-grade gasoline | Retail | Steel | Steel | Coated & cathodic protection (sti-P3), Field installed cathodic protection |  | Steel |  | 1901-01-01 06:00 | Field installed cathodic protection | Catchment Basin, Single walled catchment basin | Automatic shutoff device At 95% full | Automatic shutoff device At 95% full |  |  | Statistical Inventory Reconciliation (SIR) |  | Automatic flow restrictor (MLLD) | Automatic flow restrictor (MLLD) |  |  | Statistical inventory reconciliation (SIR) | Statistical inventory reconciliation (SIR) |  | UST Currently In Use: 0; UST Temp Close: 4; AST Currently In Use: 0; AST Temp Closed: 0 | 0 | 4 | 0 | 12558-115-003287 | J.C. HENSON
16959 | Temporary Closed | 2007-08-01 06:00 | 1988-01-01 06:00 |  | Petroleum | On road diesel | On road diesel | Retail | Steel | Steel | Coated & cathodic protection (sti-P3), Field installed cathodic protection |  | Steel |  | 1901-01-01 06:00 | Field installed cathodic protection | Catchment Basin, Single walled catchment basin | Automatic shutoff device At 95% full | Automatic shutoff device At 95% full |  |  | Statistical Inventory Reconciliation (SIR) |  | Automatic flow restrictor (MLLD) | Automatic flow restrictor (MLLD) |  |  | Statistical inventory reconciliation (SIR) | Statistical inventory reconciliation (SIR) |  | UST Currently In Use: 0; UST Temp Close: 4; AST Currently In Use: 0; AST Temp Closed: 0 | 0 | 4 | 0 | 12558-115-003287 | J.C. HENSON
16960 | Temporary Closed | 2007-08-01 06:00 | 1987-12-01 06:00 |  | Petroleum | Premium gasoline | Premium gasoline | Retail | Steel | Steel | Coated & cathodic protection (sti-P3), Field installed cathodic protection |  | Steel |  | 1901-01-01 06:00 | Field installed cathodic protection | Catchment Basin, Single walled catchment basin | Automatic shutoff device At 95% full | Automatic shutoff device At 95% full |  |  | Statistical Inventory Reconciliation (SIR) |  | Automatic flow restrictor (MLLD) | Automatic flow restrictor (MLLD) |  |  | Statistical inventory reconciliation (SIR) | Statistical inventory reconciliation (SIR) |  | UST Currently In Use: 0; UST Temp Close: 4; AST Currently In Use: 0; AST Temp Closed: 0 | 0 | 4 | 0 | 12558-115-003287 | J.C. HENSON
16961 | Permanently Closed | 1988-03-01 06:00 | 1963-01-01 06:00 | 1988-03-01 06:00 | Petroleum | Unleaded gasoline | Unleaded gasoline |  | Steel | Steel |  | Painted or None | Steel |  | 1901-01-01 06:00 | [15 empty] | UST Currently In Use: 0; UST Temp Close: 0; AST Currently In Use: 0; AST Temp Closed: 0 | 0 | 0 | 4 | 24859-101-004987 | HARVEY L JONES C/O NAOMI BARNES
16962 | Permanently Closed | 1988-03-01 06:00 | 1963-01-01 06:00 | 1988-03-01 06:00 | Petroleum | Unleaded gasoline | Unleaded gasoline |  | Steel | Steel |  | Painted or None | Steel |  | 1901-01-01 06:00 | [15 empty] | UST Currently In Use: 0; UST Temp Close: 0; AST Currently In Use: 0; AST Temp Closed: 0 | 0 | 0 | 4 | 24859-101-004987 | HARVEY L JONES C/O NAOMI BARNES
16963 | Permanently Closed | 1988-03-01 06:00 | 1963-01-01 06:00 | 1988-03-01 06:00 | Petroleum | Unleaded gasoline | Unleaded gasoline |  | Steel | Steel |  | Painted or None | Steel |  | 1901-01-01 06:00 | [15 empty] | UST Currently In Use: 0; UST Temp Close: 0; AST Currently In Use: 0; AST Temp Closed: 0 | 0 | 0 | 4 | 24859-101-004987 | HARVEY L JONES C/O NAOMI BARNES
16964 | Permanently Closed | 1988-03-01 06:00 | 1963-01-01 06:00 | 1988-03-01 06:00 | Petroleum | Unleaded gasoline | Unleaded gasoline |  | Steel | Steel |  | Painted or None | Steel |  | 1901-01-01 06:00 | [15 empty] | UST Currently In Use: 0; UST Temp Close: 0; AST Currently In Use: 0; AST Temp Closed: 0 | 0 | 0 | 4 | 24859-101-004987 | HARVEY L JONES C/O NAOMI BARNES
16965 | Cannot Locate or abandoned | 2008-02-27 06:00 | 1986-01-01 06:00 |  | Petroleum | Unleaded gasoline | Unleaded gasoline | Retail | Steel | Steel | Coated & cathodic protection (sti-P3) |  | Fiberglass reinforced plastic |  |  | Other, FLXS ISOLA | Catchment Basin, Single walled catchment basin | Flow Rest 90% Full | Flow Rest 90% Full |  |  | Automatic Tank Gauge | [8 empty] | UST Currently In Use: 0; UST Temp Close: 0; AST Currently In Use: 0; AST Temp Closed: 0 | 0 | 0 | 4 | 24859-101-004987 | HARVEY L JONES C/O NAOMI BARNES
16966 | Cannot Locate or abandoned | 2008-02-27 06:00 | 1986-01-01 06:00 |  | Petroleum | Mid-grade gasoline | Mid-grade gasoline | Retail | Steel | Steel | Coated & cathodic protection (sti-P3) |  | Fiberglass reinforced plastic |  |  | Other, FLXS ISOLA | Catchment Basin, Single walled catchment basin | Flow Rest 90% Full | Flow Rest 90% Full |  |  | Automatic Tank Gauge | [8 empty] | UST Currently In Use: 0; UST Temp Close: 0; AST Currently In Use: 0; AST Temp Closed: 0 | 0 | 0 | 4 | 24859-101-004987 | HARVEY L JONES C/O NAOMI BARNES
16967 | Cannot Locate or abandoned | 2008-02-27 06:00 | 1986-01-01 06:00 |  | Petroleum | Mid-grade gasoline | Mid-grade gasoline | Retail | Steel | Steel | Coated & cathodic protection (sti-P3) |  | Fiberglass reinforced plastic |  |  | Other, FLXS ISOLA | Catchment Basin, Single walled catchment basin | Flow Rest 90% Full | Flow Rest 90% Full |  |  | Automatic Tank Gauge | [8 empty] | UST Currently In Use: 0; UST Temp Close: 0; AST Currently In Use: 0; AST Temp Closed: 0 | 0 | 0 | 4 | 24859-101-004987 | HARVEY L JONES C/O NAOMI BARNES
16968 | Permanently Closed | 1901-01-01 06:00 | 1969-01-01 06:00 | 1986-03-01 06:00 | Petroleum | Used oil | Used oil |  | Steel | Steel |  |  | Steel |  | 1901-01-01 06:00 | [15 empty] | UST Currently In Use: 0; UST Temp Close: 0; AST Currently In Use: 0; AST Temp Closed: 0 | 0 | 0 | 1 | 12560-073-013177 | J C PENNEY CO INC
16969 | Permanently Closed | 1991-07-02 06:00 | 1968-01-01 06:00 | 1991-07-02 06:00 | Petroleum | Used oil | Used oil |  | Steel | Steel |  | Painted or None | Steel |  | 1901-01-01 06:00 | [15 empty] | UST Currently In Use: 0; UST Temp Close: 0; AST Currently In Use: 0; AST Temp Closed: 0 | 0 | 0 | 3 | 12561-015-013004 | J C PENNEY CO INC
16970 | Permanently Closed | 1983-06-01 06:00 | 1968-01-01 06:00 | 1991-07-01 06:00 | Petroleum | Unleaded gasoline | Unleaded gasoline |  | Steel | Steel |  | Painted or None | Steel |  | 1901-01-01 06:00 | [15 empty] | UST Currently In Use: 0; UST Temp Close: 0; AST Currently In Use: 0; AST Temp Closed: 0 | 0 | 0 | 3 | 12561-015-013004 | J C PENNEY CO INC
16971 | Permanently Closed | 1983-06-01 06:00 | 1968-01-01 06:00 | 1991-07-01 06:00 | Petroleum | Unleaded gasoline | Unleaded gasoline |  | Steel | Steel |  | Painted or None | Steel |  | 1901-01-01 06:00 | [15 empty] | UST Currently In Use: 0; UST Temp Close: 0; AST Currently In Use: 0; AST Temp Closed: 0 | 0 | 0 | 3 | 12561-015-013004 | J C PENNEY CO INC
16972 | Permanently Closed | 1991-07-17 06:00 | 1972-01-01 06:00 | 1991-07-17 06:00 | Petroleum | Used oil | Used oil |  | Steel | Steel |  | Painted or None | Steel |  | 1901-01-01 06:00 | [15 empty] | UST Currently In Use: 0; UST Temp Close: 0; AST Currently In Use: 0; AST Temp Closed: 0 | 0 | 0 | 4 | 12561-069-013003 | J C PENNEY CO INC
16973 | Permanently Closed | 1983-06-01 06:00 | 1972-01-01 06:00 | 1991-07-16 06:00 | Petroleum | Unleaded gasoline | Unleaded gasoline |  | Fiberglass reinforced plastic | Fiberglass reinforced plastic |  |  |  |  | 1901-01-01 06:00 | [15 empty] | UST Currently In Use: 0; UST Temp Close: 0; AST Currently In Use: 0; AST Temp Closed: 0 | 0 | 0 | 4 | 12561-069-013003 | J C PENNEY CO INC
16974 | Permanently Closed | 1983-06-01 06:00 | 1972-01-01 06:00 | 1991-07-16 06:00 | Petroleum | Unleaded gasoline | Unleaded gasoline |  | Fiberglass reinforced plastic | Fiberglass reinforced plastic |  |  |  |  | 1901-01-01 06:00 | [15 empty] | UST Currently In Use: 0; UST Temp Close: 0; AST Currently In Use: 0; AST Temp Closed: 0 | 0 | 0 | 4 | 12561-069-013003 | J C PENNEY CO INC
16975 | Permanently Closed | 1983-06-01 06:00 | 1972-01-01 06:00 | 1991-07-16 06:00 | Petroleum | Unleaded gasoline | Unleaded gasoline |  | Fiberglass reinforced plastic | Fiberglass reinforced plastic |  |  |  |  | 1901-01-01 06:00 | [15 empty] | UST Currently In Use: 0; UST Temp Close: 0; AST Currently In Use: 0; AST Temp Closed: 0 | 0 | 0 | 4 | 12561-069-013003 | J C PENNEY CO INC
16977 | Permanently Closed | 1992-11-04 06:00 | 1972-01-01 06:00 | 1992-11-04 06:00 | Petroleum | Used oil | Used oil |  | Steel | Steel |  | Painted or None | Steel |  | 1901-01-01 06:00 | [15 empty] | UST Currently In Use: 0; UST Temp Close: 0; AST Currently In Use: 0; AST Temp Closed: 0 | 0 | 0 | 1 | 12561-097-013045 | J C PENNEY CO INC
16978 | Permanently Closed | 1983-07-01 06:00 | 1968-01-01 06:00 | 1983-07-30 06:00 | Petroleum | Used oil | Used oil |  | Steel | Steel |  | Painted or None | Steel |  | 1901-01-01 06:00 | [15 empty] | UST Currently In Use: 0; UST Temp Close: 0; AST Currently In Use: 0; AST Temp Closed: 0 | 0 | 0 | 1 | 12561-101-013032 | J C PENNEY CO INC
16979 | Permanently Closed | 1982-08-01 06:00 | 1966-01-01 06:00 | 1988-11-01 06:00 | Petroleum | Unleaded gasoline | Unleaded gasoline | [7 empty] | 1901-01-01 06:00 | [15 empty] | UST Currently In Use: 0; UST Temp Close: 0; AST Currently In Use: 0; AST Temp Closed: 0 | 0 | 0 | 2 | 12562-101-009356 | J C PENNEY CO INC
16980 | Permanently Closed | 1982-08-01 06:00 | 1966-01-01 06:00 | 1988-11-01 06:00 | Petroleum | Unleaded gasoline | Unleaded gasoline | [7 empty] | 1901-01-01 06:00 | [15 empty] | UST Currently In Use: 0; UST Temp Close: 0; AST Currently In Use: 0; AST Temp Closed: 0 | 0 | 0 | 2 | 12562-101-009356 | J C PENNEY CO INC
16981 | Permanently Closed | 1983-02-01 06:00 | 1978-01-01 06:00 | 1993-11-19 06:00 | Petroleum | Used oil | Used oil |  | Steel | Steel | Coated & cathodic protection (sti-P3) |  | Steel |  | 1901-01-01 06:00 | [15 empty] | UST Currently In Use: 0; UST Temp Close: 0; AST Currently In Use: 0; AST Temp Closed: 0 | 0 | 0 | 2 | 12563-125-002574 | J C PENNEY PROPERTIES INC
16982 | Permanently Closed | 1993-11-20 06:00 | 1978-01-01 06:00 | 1993-11-19 06:00 | Petroleum | On road diesel | On road diesel |  | Steel | Steel | Coated & cathodic protection (sti-P3) |  | Steel |  | 1901-01-01 06:00 | [15 empty] | UST Currently In Use: 0; UST Temp Close: 0; AST Currently In Use: 0; AST Temp Closed: 0 | 0 | 0 | 2 | 12563-125-002574 | J C PENNEY PROPERTIES INC
16983 | Permanently Closed | 1993-12-06 06:00 | 1983-01-01 06:00 | 1993-12-07 06:00 | Petroleum | On road diesel | On road diesel |  | Steel | Steel |  |  | Steel |  | 1901-01-01 06:00 | [15 empty] | UST Currently In Use: 0; UST Temp Close: 0; AST Currently In Use: 1; AST Temp Closed: 0 | 0 | 0 | 1 | 12564-073-003185 | J C PENNEY PROPERTIES INC
16984 | Retired | 1988-12-01 06:00 | 1964-01-01 06:00 |  | Petroleum | Unleaded gasoline | Unleaded gasoline |  | Steel | Steel |  | Painted or None | Steel |  | 1901-01-01 06:00 | [15 empty] | UST Currently In Use: 0; UST Temp Close: 0; AST Currently In Use: 0; AST Temp Closed: 0 | 0 | 0 | 0 | 12566-063-006770 | J C POOLE JR
16985 | Retired | 1988-12-01 06:00 | 1964-01-01 06:00 |  | Petroleum | Unleaded gasoline | Unleaded gasoline |  | Steel | Steel |  | Painted or None | Steel |  | 1901-01-01 06:00 | [15 empty] | UST Currently In Use: 0; UST Temp Close: 0; AST Currently In Use: 0; AST Temp Closed: 0 | 0 | 0 | 0 | 12566-063-006770 | J C POOLE JR
16986 | Retired | 1988-12-01 06:00 | 1964-01-01 06:00 |  | Petroleum | On road diesel | On road diesel |  | Steel | Steel |  | Painted or None | Steel |  | 1901-01-01 06:00 | [15 empty] | UST Currently In Use: 0; UST Temp Close: 0; AST Currently In Use: 0; AST Temp Closed: 0 | 0 | 0 | 0 | 12566-063-006770 | J C POOLE JR
16987 | Retired | 1988-12-01 06:00 | 1964-01-01 06:00 |  | Petroleum | On road diesel | On road diesel |  | Steel | Steel |  | Painted or None | Steel |  | 1901-01-01 06:00 | [15 empty] | UST Currently In Use: 0; UST Temp Close: 0; AST Currently In Use: 0; AST Temp Closed: 0 | 0 | 0 | 0 | 12566-063-006770 | J C POOLE JR
16988 | Permanently Closed | 1998-10-02 06:00 | 1978-01-01 06:00 | 2001-12-31 06:00 | Petroleum | On road diesel | On road diesel |  | Steel | Steel |  | Painted or None | Steel |  | 1901-01-01 06:00 | [15 empty] | UST Currently In Use: 0; UST Temp Close: 0; AST Currently In Use: 0; AST Temp Closed: 0 | 0 | 0 | 2 | 12566-063-006771 | J C POOLE JR
16989 | Permanently Closed | 1998-10-02 06:00 | 1978-01-01 06:00 | 2001-12-31 06:00 | Petroleum | On road diesel | On road diesel |  | Steel | Steel |  | Painted or None | Steel |  | 1901-01-01 06:00 | [15 empty] | UST Currently In Use: 0; UST Temp Close: 0; AST Currently In Use: 0; AST Temp Closed: 0 | 0 | 0 | 2 | 12566-063-006771 | J C POOLE JR
16990 | Permanently Closed | 1997-12-08 06:00 | 1964-01-01 06:00 | 1997-12-08 06:00 | Petroleum | On road diesel | On road diesel |  | Steel | Steel |  | Painted or None | Steel |  | 1901-01-01 06:00 | [15 empty] | UST Currently In Use: 0; UST Temp Close: 0; AST Currently In Use: 0; AST Temp Closed: 0 | 0 | 0 | 2 | 17025-125-009643 | SUPREME BEVERAGE COMPANY
16991 | Permanently Closed | 1997-12-08 06:00 | 1979-01-01 06:00 | 1997-12-08 06:00 | Petroleum | Unleaded gasoline | Unleaded gasoline |  | Steel | Steel |  | Painted or None | Steel |  | 1901-01-01 06:00 | [15 empty] | UST Currently In Use: 0; UST Temp Close: 0; AST Currently In Use: 0; AST Temp Closed: 0 | 0 | 0 | 2 | 17025-125-009643 | SUPREME BEVERAGE COMPANY
16992 | Permanently Closed | 1990-01-01 06:00 | 1981-01-01 06:00 | 1990-01-01 06:00 | Petroleum | On road diesel | On road diesel |  | Steel | Steel |  |  |  |  | 1901-01-01 06:00 | [15 empty] | UST Currently In Use: 0; UST Temp Close: 0; AST Currently In Use: 0; AST Temp Closed: 0 | 0 | 0 | 5 | 12568-097-004166 | J COPELAND
16993 | Permanently Closed | 1990-01-01 06:00 | 1981-01-01 06:00 | 1990-01-01 06:00 | Petroleum | Kerosene | Kerosene |  | Steel | Steel |  |  |  |  | 1901-01-01 06:00 | [15 empty] | UST Currently In Use: 0; UST Temp Close: 0; AST Currently In Use: 0; AST Temp Closed: 0 | 0 | 0 | 5 | 12568-097-004166 | J COPELAND
16994 | Permanently Closed | 1990-01-01 06:00 | 1981-01-01 06:00 | 1990-01-01 06:00 | Petroleum | Kerosene | Kerosene |  | Steel | Steel |  |  |  |  | 1901-01-01 06:00 | [15 empty] | UST Currently In Use: 0; UST Temp Close: 0; AST Currently In Use: 0; AST Temp Closed: 0 | 0 | 0 | 5 | 12568-097-004166 | J COPELAND
16995 | Permanently Closed | 1990-01-01 06:00 | 1981-01-01 06:00 | 1990-01-01 06:00 | Petroleum | Kerosene | Kerosene |  | Steel | Steel |  |  |  |  | 1901-01-01 06:00 | [15 empty] | UST Currently In Use: 0; UST Temp Close: 0; AST Currently In Use: 0; AST Temp Closed: 0 | 0 | 0 | 5 | 12568-097-004166 | J COPELAND
16996 | Permanently Closed | 1990-01-01 06:00 | 1981-01-01 06:00 | 1990-01-01 06:00 | Petroleum | Kerosene | Kerosene |  | Steel | Steel |  |  |  |  | 1901-01-01 06:00 | [15 empty] | UST Currently In Use: 0; UST Temp Close: 0; AST Currently In Use: 0; AST Temp Closed: 0 | 0 | 0 | 5 | 12568-097-004166 | J COPELAND
16997 | Permanently Closed | 1989-09-25 06:00 | 1981-01-01 06:00 | 1989-09-25 06:00 | Petroleum | Unleaded gasoline | Unleaded gasoline |  | Fiberglass coated steel | Fiberglass coated steel |  |  | Steel |  | 1901-01-01 06:00 | [15 empty] | UST Currently In Use: 0; UST Temp Close: 0; AST Currently In Use: 0; AST Temp Closed: 0 | 0 | 0 | 4 | 12569-071-008132 | J.D. GIBBS DISTRIBUTING CO INC
16998 | Permanently Closed | 1989-09-25 06:00 | 1981-01-01 06:00 | 1989-09-25 06:00 | Petroleum | Unleaded gasoline | Unleaded gasoline |  | Fiberglass coated steel | Fiberglass coated steel |  |  | Steel |  | 1901-01-01 06:00 | [15 empty] | UST Currently In Use: 0; UST Temp Close: 0; AST Currently In Use: 0; AST Temp Closed: 0 | 0 | 0 | 4 | 12569-071-008132 | J.D. GIBBS DISTRIBUTING CO INC
16999 | Permanently Closed | 1989-09-25 06:00 | 1981-01-01 06:00 | 1989-09-25 06:00 | Petroleum | On road diesel | On road diesel |  | Fiberglass coated steel | Fiberglass coated steel |  |  | Steel |  | 1901-01-01 06:00 | [15 empty] | UST Currently In Use: 0; UST Temp Close: 0; AST Currently In Use: 0; AST Temp Closed: 0 | 0 | 0 | 4 | 12569-071-008132 | J.D. GIBBS DISTRIBUTING CO INC
17000 | Permanently Closed | 1989-09-25 06:00 | 1988-01-01 06:00 | 1989-09-25 06:00 | Petroleum | Unleaded gasoline | Unleaded gasoline |  | Fiberglass reinforced plastic | Fiberglass reinforced plastic |  |  | Fiberglass reinforced plastic |  | 1901-01-01 06:00 | Field installed cathodic protection | [14 empty] | UST Currently In Use: 0; UST Temp Close: 0; AST Currently In Use: 0; AST Temp Closed: 0 | 0 | 0 | 4 | 12569-071-008132 | J.D. GIBBS DISTRIBUTING CO INC
17001 | Cannot Locate or abandoned | 2001-12-05 06:00 | 1990-01-01 06:00 |  | Petroleum | Unleaded gasoline | Unleaded gasoline |  | Steel | Steel | Coated & cathodic protection (sti-P3) |  | Fiberglass reinforced plastic |  | 1901-01-01 06:00 |  | Catchment Basin, Single walled catchment basin | Flow Rest 90% Full | Flow Rest 90% Full | [11 empty] | UST Currently In Use: 0; UST Temp Close: 0; AST Currently In Use: 0; AST Temp Closed: 0 | 0 | 0 | 4 | 12569-071-008132 | J.D. GIBBS DISTRIBUTING CO INC
17002 | Cannot Locate or abandoned | 2001-12-05 06:00 | 1990-01-01 06:00 |  | Petroleum | Unleaded gasoline | Unleaded gasoline |  | Steel | Steel | Coated & cathodic protection (sti-P3) |  | Fiberglass reinforced plastic |  | 1901-01-01 06:00 |  | Catchment Basin, Single walled catchment basin | Flow Rest 90% Full | Flow Rest 90% Full | [11 empty] | UST Currently In Use: 0; UST Temp Close: 0; AST Currently In Use: 0; AST Temp Closed: 0 | 0 | 0 | 4 | 12569-071-008132 | J.D. GIBBS DISTRIBUTING CO INC
17003 | Cannot Locate or abandoned | 2001-12-05 06:00 | 1990-01-01 06:00 |  | Petroleum | Unleaded gasoline | Unleaded gasoline |  | Steel | Steel | Coated & cathodic protection (sti-P3) |  | Fiberglass reinforced plastic |  | 1901-01-01 06:00 |  | Catchment Basin, Single walled catchment basin | Flow Rest 90% Full | Flow Rest 90% Full | [11 empty] | UST Currently In Use: 0; UST Temp Close: 0; AST Currently In Use: 0; AST Temp Closed: 0 | 0 | 0 | 4 | 12569-071-008132 | J.D. GIBBS DISTRIBUTING CO INC
17004 | Cannot Locate or abandoned | 2001-12-05 06:00 | 1990-01-01 06:00 |  | Petroleum | On road diesel | On road diesel |  | Steel | Steel | Coated & cathodic protection (sti-P3) |  | Fiberglass reinforced plastic |  | 1901-01-01 06:00 |  | Catchment Basin, Single walled catchment basin | Flow Rest 90% Full | Flow Rest 90% Full | [11 empty] | UST Currently In Use: 0; UST Temp Close: 0; AST Currently In Use: 0; AST Temp Closed: 0 | 0 | 0 | 4 | 12569-071-008132 | J.D. GIBBS DISTRIBUTING CO INC
17005 | Permanently Closed | 1997-08-25 06:00 | 1988-01-01 06:00 | 1997-08-25 06:00 | Petroleum | Unleaded gasoline | Unleaded gasoline |  | Fiberglass coated steel | Fiberglass coated steel |  |  | Fiberglass reinforced plastic |  | 1901-01-01 06:00 | Field installed cathodic protection | Catchment Basin, Single walled catchment basin | [13 empty] | UST Currently In Use: 0; UST Temp Close: 0; AST Currently In Use: 0; AST Temp Closed: 0 | 0 | 0 | 3 | 12569-083-014716 | J.D. GIBBS DISTRIBUTING CO INC
17006 | Permanently Closed | 1997-08-25 06:00 | 1988-01-01 06:00 | 1997-08-25 06:00 | Petroleum | Unleaded gasoline | Unleaded gasoline |  | Fiberglass coated steel | Fiberglass coated steel |  |  | Fiberglass reinforced plastic |  | 1901-01-01 06:00 | Field installed cathodic protection | Catchment Basin, Single walled catchment basin | [13 empty] | UST Currently In Use: 0; UST Temp Close: 0; AST Currently In Use: 0; AST Temp Closed: 0 | 0 | 0 | 3 | 12569-083-014716 | J.D. GIBBS DISTRIBUTING CO INC
17007 | Permanently Closed | 1997-08-25 06:00 | 1988-01-01 06:00 | 1997-08-25 06:00 | Petroleum | On road diesel | On road diesel |  | Fiberglass coated steel | Fiberglass coated steel |  |  | Fiberglass reinforced plastic |  | 1901-01-01 06:00 | Field installed cathodic protection | Catchment Basin, Single walled catchment basin | [13 empty] | UST Currently In Use: 0; UST Temp Close: 0; AST Currently In Use: 0; AST Temp Closed: 0 | 0 | 0 | 3 | 12569-083-014716 | J.D. GIBBS DISTRIBUTING CO INC
17008 |  | 2001-12-05 06:00 | 1988-01-01 06:00 |  | Petroleum | Unleaded gasoline | Unleaded gasoline |  | Steel | Steel | Coated & cathodic protection (sti-P3) |  | Fiberglass reinforced plastic |  | 1901-01-01 06:00 |  |  | Flow Rest 90% Full | Flow Rest 90% Full | [11 empty] | UST Currently In Use: 0; UST Temp Close: 0; AST Currently In Use: 0; AST Temp Closed: 0 | 0 | 0 | 0 | 12569-083-014717 | J.D. GIBBS DISTRIBUTING CO INC
17009 |  | 2001-12-05 06:00 | 1988-01-01 06:00 |  | Petroleum | Premium gasoline | Premium gasoline | Retail | Steel | Steel | Coated & cathodic protection (sti-P3) |  | Fiberglass reinforced plastic |  | 1901-01-01 06:00 |  |  | Flow Rest 90% Full | Flow Rest 90% Full | [11 empty] | UST Currently In Use: 0; UST Temp Close: 0; AST Currently In Use: 0; AST Temp Closed: 0 | 0 | 0 | 0 | 12569-083-014717 | J.D. GIBBS DISTRIBUTING CO INC
17010 |  | 2001-12-05 06:00 | 1988-01-01 06:00 |  | Petroleum | On road diesel | On road diesel | Retail | Steel | Steel | Coated & cathodic protection (sti-P3) |  | Fiberglass reinforced plastic |  | 1901-01-01 06:00 |  |  | Flow Rest 90% Full | Flow Rest 90% Full | [11 empty] | UST Currently In Use: 0; UST Temp Close: 0; AST Currently In Use: 0; AST Temp Closed: 0 | 0 | 0 | 0 | 12569-083-014717 | J.D. GIBBS DISTRIBUTING CO INC
17011 | Permanently Closed | 1997-04-01 06:00 | 1985-01-01 06:00 | 1997-10-07 06:00 | Petroleum | Unleaded gasoline | Unleaded gasoline |  | Steel | Steel | Coated & cathodic protection (sti-P3) |  | Steel |  | 1901-01-01 06:00 | [15 empty] | UST Currently In Use: 0; UST Temp Close: 0; AST Currently In Use: 0; AST Temp Closed: 0 | 0 | 0 | 2 | 12569-089-000169 | J.D. GIBBS DISTRIBUTING CO INC
17012 | Permanently Closed | 1997-04-01 06:00 | 1985-01-01 06:00 | 1997-10-07 06:00 | Petroleum | Unleaded gasoline | Unleaded gasoline |  | Steel | Steel | Coated & cathodic protection (sti-P3) |  | Steel |  | 1901-01-01 06:00 | [15 empty] | UST Currently In Use: 0; UST Temp Close: 0; AST Currently In Use: 0; AST Temp Closed: 0 | 0 | 0 | 2 | 12569-089-000169 | J.D. GIBBS DISTRIBUTING CO INC
17013 | Permanently Closed | 2006-12-05 06:00 | 1985-01-01 06:00 |  | Petroleum | Unleaded gasoline | Unleaded gasoline | Retail | Steel | Steel | Coated & cathodic protection (sti-P3) |  | Fiberglass reinforced plastic |  | 1901-01-01 06:00 |  | Catchment Basin, Single walled catchment basin | Automatic shutoff device At 95% full | Automatic shutoff device At 95% full | [11 empty] | UST Currently In Use: 0; UST Temp Close: 1; AST Currently In Use: 0; AST Temp Closed: 0 | 0 | 1 | 3 | 18152-089-003616 | ABDOL HOSSEIN SALEHINASAB
17014 | Permanently Closed | 2006-12-05 06:00 | 1985-01-01 06:00 |  | Petroleum | Premium gasoline | Premium gasoline | Retail | Steel | Steel | Coated & cathodic protection (sti-P3) |  | Fiberglass reinforced plastic |  | 1901-01-01 06:00 |  | Catchment Basin, Single walled catchment basin | Automatic shutoff device At 95% full | Automatic shutoff device At 95% full | [11 empty] | UST Currently In Use: 0; UST Temp Close: 1; AST Currently In Use: 0; AST Temp Closed: 0 | 0 | 1 | 3 | 18152-089-003616 | ABDOL HOSSEIN SALEHINASAB
17015 | Permanently Closed | 2006-12-05 06:00 | 1985-01-01 06:00 |  | Petroleum | On road diesel | On road diesel | Retail | Steel | Steel | Coated & cathodic protection (sti-P3) |  | Fiberglass reinforced plastic |  | 1901-01-01 06:00 |  | Catchment Basin, Single walled catchment basin | Automatic shutoff device At 95% full | Automatic shutoff device At 95% full | [11 empty] | UST Currently In Use: 0; UST Temp Close: 1; AST Currently In Use: 0; AST Temp Closed: 0 | 0 | 1 | 3 | 18152-089-003616 | ABDOL HOSSEIN SALEHINASAB
17016 | Permanently Closed | 1995-12-11 06:00 | 1982-01-01 06:00 | 1995-12-11 06:00 | Petroleum | Unleaded gasoline | Unleaded gasoline |  | Steel | Steel | Coated & cathodic protection (sti-P3) |  | Steel |  | 1901-01-01 06:00 | [15 empty] | UST Currently In Use: 0; UST Temp Close: 1; AST Currently In Use: 0; AST Temp Closed: 0 | 0 | 1 | 2 | 24069-089-008130 | SYBIL G. COLE
17017 | Permanently Closed | 1995-12-11 06:00 | 1982-01-01 06:00 | 1995-12-11 06:00 | Petroleum | Unleaded gasoline | Unleaded gasoline |  | Steel | Steel | Coated & cathodic protection (sti-P3) |  | Steel |  | 1901-01-01 06:00 | [15 empty] | UST Currently In Use: 0; UST Temp Close: 1; AST Currently In Use: 0; AST Temp Closed: 0 | 0 | 1 | 2 | 24069-089-008130 | SYBIL G. COLE
17018 | Cannot Locate or abandoned | 1999-01-04 06:00 | 1978-01-01 06:00 |  | Petroleum | Unleaded gasoline | Unleaded gasoline |  | Steel | Steel |  |  | Steel |  | 1901-01-01 06:00 | [15 empty] | UST Currently In Use: 0; UST Temp Close: 0; AST Currently In Use: 0; AST Temp Closed: 0 | 0 | 0 | 0 | 12569-089-008131 | J.D. GIBBS DISTRIBUTING CO INC
17019 | Cannot Locate or abandoned | 1999-01-04 06:00 | 1978-01-01 06:00 |  | Petroleum | Unleaded gasoline | Unleaded gasoline |  | Steel | Steel |  |  | Steel |  | 1901-01-01 06:00 | [15 empty] | UST Currently In Use: 0; UST Temp Close: 0; AST Currently In Use: 0; AST Temp Closed: 0 | 0 | 0 | 0 | 12569-089-008131 | J.D. GIBBS DISTRIBUTING CO INC
17020 | Cannot Locate or abandoned | 1999-01-04 06:00 | 1978-01-01 06:00 |  | Petroleum | On road diesel | On road diesel |  | Steel | Steel |  |  | Steel |  | 1901-01-01 06:00 | [15 empty] | UST Currently In Use: 0; UST Temp Close: 0; AST Currently In Use: 0; AST Temp Closed: 0 | 0 | 0 | 0 | 12569-089-008131 | J.D. GIBBS DISTRIBUTING CO INC
17021 | Permanently Closed | 1901-01-01 06:00 | 1982-01-01 06:00 | 1988-08-10 06:00 | Petroleum | On road diesel | On road diesel |  | Steel | Steel |  | Painted or None | Steel |  | 1901-01-01 06:00 | [15 empty] | UST Currently In Use: 0; UST Temp Close: 0; AST Currently In Use: 0; AST Temp Closed: 0 | 0 | 0 | 2 | 12569-089-008133 | J.D. GIBBS DISTRIBUTING CO INC
17022 | Permanently Closed | 1901-01-01 06:00 | 1982-01-01 06:00 | 1988-08-10 06:00 | Petroleum | Kerosene | Kerosene |  | Steel | Steel |  | Painted or None | Steel |  | 1901-01-01 06:00 | [15 empty] | UST Currently In Use: 0; UST Temp Close: 0; AST Currently In Use: 0; AST Temp Closed: 0 | 0 | 0 | 2 | 12569-089-008133 | J.D. GIBBS DISTRIBUTING CO INC
17023 | Permanently Closed | 1996-12-22 06:00 | 1986-01-01 06:00 | 1999-01-27 06:00 | Petroleum | Unleaded gasoline | Unleaded gasoline |  | Steel | Steel | Coated & cathodic protection (sti-P3) |  | Fiberglass reinforced plastic |  | 1901-01-01 06:00 | [15 empty] | UST Currently In Use: 0; UST Temp Close: 0; AST Currently In Use: 0; AST Temp Closed: 0 | 0 | 0 | 2 | 22898-089-014178 | MARK & LYNDA REECE
17024 | Permanently Closed | 1996-12-22 06:00 | 1986-01-01 06:00 | 1999-01-27 06:00 | Petroleum | Unleaded gasoline | Unleaded gasoline |  | Steel | Steel | Coated & cathodic protection (sti-P3) |  | Fiberglass reinforced plastic |  | 1901-01-01 06:00 | [15 empty] | UST Currently In Use: 0; UST Temp Close: 0; AST Currently In Use: 0; AST Temp Closed: 0 | 0 | 0 | 2 | 22898-089-014178 | MARK & LYNDA REECE
17025 | Permanently Closed | 1998-11-18 06:00 | 1987-01-01 06:00 | 1998-11-18 06:00 | Petroleum | Unleaded gasoline | Unleaded gasoline |  | Steel | Steel | Coated & cathodic protection (sti-P3) |  |  |  | 1901-01-01 06:00 | Field installed cathodic protection | [14 empty] | UST Currently In Use: 0; UST Temp Close: 0; AST Currently In Use: 0; AST Temp Closed: 0 | 0 | 0 | 2 | 12569-089-014742 | J.D. GIBBS DISTRIBUTING CO INC
17026 | Permanently Closed | 1998-11-18 06:00 | 1987-01-01 06:00 | 1998-11-18 06:00 | Petroleum | Unleaded gasoline | Unleaded gasoline |  | Steel | Steel | Coated & cathodic protection (sti-P3) |  |  |  | 1901-01-01 06:00 | Field installed cathodic protection | [14 empty] | UST Currently In Use: 0; UST Temp Close: 0; AST Currently In Use: 0; AST Temp Closed: 0 | 0 | 0 | 2 | 12569-089-014742 | J.D. GIBBS DISTRIBUTING CO INC
17027 |  | 1999-05-10 06:00 | 1985-01-01 06:00 |  | Petroleum | Unleaded gasoline | Unleaded gasoline |  | Steel | Steel | Coated & cathodic protection (sti-P3) |  | Steel |  | 1901-01-01 06:00 | [15 empty] | UST Currently In Use: 0; UST Temp Close: 0; AST Currently In Use: 0; AST Temp Closed: 0 | 0 | 0 | 0 | 12569-103-007806 | J.D. GIBBS DISTRIBUTING CO INC
17028 |  | 1999-05-10 06:00 | 1985-01-01 06:00 |  | Petroleum | Unleaded gasoline | Unleaded gasoline |  | Steel | Steel | Coated & cathodic protection (sti-P3) |  | Steel |  | 1901-01-01 06:00 | [15 empty] | UST Currently In Use: 0; UST Temp Close: 0; AST Currently In Use: 0; AST Temp Closed: 0 | 0 | 0 | 0 | 12569-103-007806 | J.D. GIBBS DISTRIBUTING CO INC
17029 | Permanently Closed | 1992-11-13 06:00 | 1975-01-01 06:00 | 1992-11-13 06:00 | Petroleum | Used oil | Used oil |  | Steel | Steel |  |  |  |  | 1901-01-01 06:00 | [15 empty] | UST Currently In Use: 0; UST Temp Close: 0; AST Currently In Use: 0; AST Temp Closed: 0 | 0 | 0 | 1 | 12571-101-012838 | J D PHELPHS & M B PHELPS
17030 | Permanently Closed | 1991-09-09 06:00 | 1978-01-01 06:00 | 1991-09-09 06:00 | Petroleum | Unleaded gasoline | Unleaded gasoline |  | Steel | Steel |  | Painted or None | Steel |  | 1901-01-01 06:00 | [15 empty] | UST Currently In Use: 0; UST Temp Close: 0; AST Currently In Use: 0; AST Temp Closed: 0 | 0 | 0 | 2 | 12572-039-004619 | LLOYD & MARY CARTER
17031 | Permanently Closed | 1991-09-09 06:00 | 1976-01-01 06:00 | 1991-09-09 06:00 | Petroleum | Unleaded gasoline | Unleaded gasoline |  | Steel | Steel |  | Painted or None |  |  | 1901-01-01 06:00 | Field installed cathodic protection | [14 empty] | UST Currently In Use: 0; UST Temp Close: 0; AST Currently In Use: 0; AST Temp Closed: 0 | 0 | 0 | 2 | 12572-039-004619 | LLOYD & MARY CARTER
17032 | Permanently Closed | 1991-12-19 06:00 | 1961-01-01 06:00 | 1991-12-19 06:00 | Petroleum | Unleaded gasoline | Unleaded gasoline |  | Steel | Steel |  | Painted or None | Steel |  | 1901-01-01 06:00 | [15 empty] | UST Currently In Use: 0; UST Temp Close: 0; AST Currently In Use: 0; AST Temp Closed: 0 | 0 | 0 | 4 | 12573-041-011093 | J D SMYTH DISTRIBUTOR
17033 | Permanently Closed | 1991-12-19 06:00 | 1961-01-01 06:00 | 1991-12-19 06:00 | Petroleum | Unleaded gasoline | Unleaded gasoline |  | Steel | Steel |  | Painted or None | Steel |  | 1901-01-01 06:00 | [15 empty] | UST Currently In Use: 0; UST Temp Close: 0; AST Currently In Use: 0; AST Temp Closed: 0 | 0 | 0 | 4 | 12573-041-011093 | J D SMYTH DISTRIBUTOR
17034 | Permanently Closed | 1901-01-01 06:00 | 1961-01-01 06:00 |  | Petroleum | Unleaded gasoline | Unleaded gasoline |  | Steel | Steel |  | Painted or None | Steel |  | 1901-01-01 06:00 | [15 empty] | UST Currently In Use: 0; UST Temp Close: 0; AST Currently In Use: 0; AST Temp Closed: 0 | 0 | 0 | 4 | 12573-041-011093 | J D SMYTH DISTRIBUTOR
17035 | Permanently Closed | 1901-01-01 06:00 | 1961-01-01 06:00 |  | Petroleum | On road diesel | On road diesel |  | Steel | Steel |  | Painted or None | Steel |  | 1901-01-01 06:00 | [15 empty] | UST Currently In Use: 0; UST Temp Close: 0; AST Currently In Use: 0; AST Temp Closed: 0 | 0 | 0 | 4 | 12573-041-011093 | J D SMYTH DISTRIBUTOR
17036 | Permanently Closed | 1901-01-01 06:00 | 1960-01-01 06:00 |  | Petroleum | Unleaded gasoline | Unleaded gasoline |  | Steel | Steel |  | Painted or None | Steel |  | 1901-01-01 06:00 | [15 empty] | UST Currently In Use: 0; UST Temp Close: 0; AST Currently In Use: 0; AST Temp Closed: 0 | 0 | 0 | 1 | 12573-041-011094 | J D SMYTH DISTRIBUTOR
17037 | Permanently Closed | 1990-11-21 06:00 | 1901-01-01 06:00 | 1990-11-21 06:00 | Petroleum | Unleaded gasoline | Unleaded gasoline |  | Steel | Steel |  | Painted or None | Steel |  | 1901-01-01 06:00 | [15 empty] | UST Currently In Use: 0; UST Temp Close: 0; AST Currently In Use: 0; AST Temp Closed: 0 | 0 | 0 | 3 | 12573-041-011095 | J D SMYTH DISTRIBUTOR
17038 | Permanently Closed | 1990-11-21 06:00 | 1901-01-01 06:00 | 1990-11-21 06:00 | Petroleum | Unleaded gasoline | Unleaded gasoline |  | Steel | Steel |  | Painted or None | Steel |  | 1901-01-01 06:00 | [15 empty] | UST Currently In Use: 0; UST Temp Close: 0; AST Currently In Use: 0; AST Temp Closed: 0 | 0 | 0 | 3 | 12573-041-011095 | J D SMYTH DISTRIBUTOR
17039 | Permanently Closed | 1990-11-21 06:00 | 1901-01-01 06:00 | 1990-11-21 06:00 | Petroleum | Unleaded gasoline | Unleaded gasoline |  | Steel | Steel |  | Painted or None | Steel |  | 1901-01-01 06:00 | [15 empty] | UST Currently In Use: 0; UST Temp Close: 0; AST Currently In Use: 0; AST Temp Closed: 0 | 0 | 0 | 3 | 12573-041-011095 | J D SMYTH DISTRIBUTOR
17040 | Permanently Closed | 1990-11-22 06:00 | 1901-01-01 06:00 | 1990-11-22 06:00 | Petroleum | Unleaded gasoline | Unleaded gasoline |  | Steel | Steel |  | Painted or None | Steel |  | 1901-01-01 06:00 | [15 empty] | UST Currently In Use: 0; UST Temp Close: 0; AST Currently In Use: 0; AST Temp Closed: 0 | 0 | 0 | 1 | 12573-041-011097 | J D SMYTH DISTRIBUTOR
17041 | Permanently Closed | 1990-11-28 06:00 | 1901-01-01 06:00 | 1990-11-28 06:00 | Petroleum | Unleaded gasoline | Unleaded gasoline |  | Steel | Steel |  | Painted or None | Steel |  | 1901-01-01 06:00 | [15 empty] | UST Currently In Use: 0; UST Temp Close: 0; AST Currently In Use: 0; AST Temp Closed: 0 | 0 | 0 | 7 | 12573-041-011378 | J D SMYTH DISTRIBUTOR
17042 | Permanently Closed | 1990-11-28 06:00 | 1901-01-01 06:00 | 1990-11-28 06:00 | Petroleum | Unleaded gasoline | Unleaded gasoline |  | Steel | Steel |  | Painted or None | Steel |  | 1901-01-01 06:00 | [15 empty] | UST Currently In Use: 0; UST Temp Close: 0; AST Currently In Use: 0; AST Temp Closed: 0 | 0 | 0 | 7 | 12573-041-011378 | J D SMYTH DISTRIBUTOR
17043 | Permanently Closed | 1990-11-28 06:00 | 1901-01-01 06:00 | 1990-11-28 06:00 | Petroleum | Unleaded gasoline | Unleaded gasoline |  | Steel | Steel |  | Painted or None | Steel |  | 1901-01-01 06:00 | [15 empty] | UST Currently In Use: 0; UST Temp Close: 0; AST Currently In Use: 0; AST Temp Closed: 0 | 0 | 0 | 7 | 12573-041-011378 | J D SMYTH DISTRIBUTOR
17044 | Permanently Closed | 1990-11-28 06:00 | 1969-01-01 06:00 | 1990-11-28 06:00 | Petroleum | On road diesel | On road diesel |  | Steel | Steel |  | Painted or None | Steel |  | 1901-01-01 06:00 | [15 empty] | UST Currently In Use: 0; UST Temp Close: 0; AST Currently In Use: 0; AST Temp Closed: 0 | 0 | 0 | 7 | 12573-041-011378 | J D SMYTH DISTRIBUTOR
17045 | Permanently Closed | 1990-11-28 06:00 | 1969-01-01 06:00 | 1990-11-28 06:00 | Petroleum | Unleaded gasoline | Unleaded gasoline |  | Steel | Steel |  | Painted or None | Steel |  | 1901-01-01 06:00 | [15 empty] | UST Currently In Use: 0; UST Temp Close: 0; AST Currently In Use: 0; AST Temp Closed: 0 | 0 | 0 | 7 | 12573-041-011378 | J D SMYTH DISTRIBUTOR
17046 | Permanently Closed | 1901-01-01 06:00 | 1901-01-01 06:00 |  | Petroleum | Unleaded gasoline | Unleaded gasoline |  | Steel | Steel |  | Painted or None | Steel |  | 1901-01-01 06:00 | [15 empty] | UST Currently In Use: 0; UST Temp Close: 0; AST Currently In Use: 0; AST Temp Closed: 0 | 0 | 0 | 7 | 12573-041-011378 | J D SMYTH DISTRIBUTOR
17047 | Permanently Closed | 1901-01-01 06:00 | 1901-01-01 06:00 |  | Petroleum | Unleaded gasoline | Unleaded gasoline |  | Steel | Steel |  | Painted or None | Steel |  | 1901-01-01 06:00 | [15 empty] | UST Currently In Use: 0; UST Temp Close: 0; AST Currently In Use: 0; AST Temp Closed: 0 | 0 | 0 | 7 | 12573-041-011378 | J D SMYTH DISTRIBUTOR
17048 | Permanently Closed | 1998-12-19 06:00 | 1975-01-01 06:00 | 1998-08-18 06:00 | Petroleum | Unleaded gasoline | Unleaded gasoline |  | Steel | Steel |  | Painted or None | Steel |  | 1901-01-01 06:00 | [12 empty] | Annual line testing | Annual line testing |  | UST Currently In Use: 0; UST Temp Close: 0; AST Currently In Use: 0; AST Temp Closed: 0 | 0 | 0 | 3 | 17633-041-011379 | GRADY STEPHENS GROCERY
17049 | Permanently Closed | 1992-09-14 06:00 | 1975-01-01 06:00 | 1992-09-14 06:00 | Petroleum | Unleaded gasoline | Unleaded gasoline |  | Steel | Steel |  | Painted or None | Steel |  | 1901-01-01 06:00 | [15 empty] | UST Currently In Use: 0; UST Temp Close: 0; AST Currently In Use: 0; AST Temp Closed: 0 | 0 | 0 | 3 | 17633-041-011379 | GRADY STEPHENS GROCERY
17050 | Permanently Closed | 1992-09-14 06:00 | 1979-01-01 06:00 | 1992-09-14 06:00 | Petroleum | On road diesel | On road diesel |  | Steel | Steel |  | Painted or None | Steel |  | 1901-01-01 06:00 | [15 empty] | UST Currently In Use: 0; UST Temp Close: 0; AST Currently In Use: 0; AST Temp Closed: 0 | 0 | 0 | 3 | 17633-041-011379 | GRADY STEPHENS GROCERY
17051 | Permanently Closed | 1995-07-01 06:00 | 1976-01-01 06:00 |  | Petroleum | Unleaded gasoline | Unleaded gasoline | Retail | Steel | Steel |  | Painted or None | Steel |  | 1901-01-01 06:00 | [12 empty] | Annual line testing | Annual line testing |  | UST Currently In Use: 0; UST Temp Close: 0; AST Currently In Use: 0; AST Temp Closed: 0 | 0 | 0 | 2 | 19708-041-011380 | TULA MAE SKIPPER
17052 | Permanently Closed | 1995-07-01 06:00 | 1976-01-01 06:00 |  | Petroleum | Unleaded gasoline | Unleaded gasoline | Retail | Steel | Steel |  | Painted or None | Steel |  | 1901-01-01 06:00 | [15 empty] | UST Currently In Use: 0; UST Temp Close: 0; AST Currently In Use: 0; AST Temp Closed: 0 | 0 | 0 | 2 | 19708-041-011380 | TULA MAE SKIPPER
17055 | Permanently Closed | 1991-09-05 06:00 | 1970-01-01 06:00 | 1991-09-05 06:00 | Petroleum | Unleaded gasoline | Unleaded gasoline |  | Steel | Steel |  | Painted or None | Steel |  | 1901-01-01 06:00 | [15 empty] | UST Currently In Use: 0; UST Temp Close: 0; AST Currently In Use: 0; AST Temp Closed: 0 | 0 | 0 | 3 | 12575-095-007818 | J DAVID LONG
17056 | Permanently Closed | 1991-09-05 06:00 | 1970-01-01 06:00 | 1991-09-05 06:00 | Petroleum | Unleaded gasoline | Unleaded gasoline |  | Steel | Steel |  | Painted or None | Steel |  | 1901-01-01 06:00 | [15 empty] | UST Currently In Use: 0; UST Temp Close: 0; AST Currently In Use: 0; AST Temp Closed: 0 | 0 | 0 | 3 | 12575-095-007818 | J DAVID LONG
17057 | Permanently Closed | 1991-09-05 06:00 | 1970-01-01 06:00 | 1991-09-05 06:00 | Petroleum | Unleaded gasoline | Unleaded gasoline |  | Steel | Steel |  | Painted or None | Steel |  | 1901-01-01 06:00 | [15 empty] | UST Currently In Use: 0; UST Temp Close: 0; AST Currently In Use: 0; AST Temp Closed: 0 | 0 | 0 | 3 | 12575-095-007818 | J DAVID LONG
17058 | Permanently Closed | 1901-01-01 06:00 | 1972-01-01 06:00 | 1993-12-20 06:00 | Petroleum | Used oil | Used oil | [7 empty] | 1901-01-01 06:00 | [15 empty] | UST Currently In Use: 0; UST Temp Close: 0; AST Currently In Use: 0; AST Temp Closed: 0 | 0 | 0 | 1 | 12576-083-009651 | J E BEASLEY JR
17059 | Permanently Closed | 1989-04-01 06:00 | 1969-01-01 06:00 |  | Petroleum | Unleaded gasoline | Unleaded gasoline |  | Steel | Steel |  |  |  |  | 1901-01-01 06:00 | [15 empty] | UST Currently In Use: 0; UST Temp Close: 0; AST Currently In Use: 0; AST Temp Closed: 0 | 0 | 0 | 2 | 12577-077-006067 | J E BIRDWELL
17060 | Permanently Closed | 1989-04-01 06:00 | 1969-01-01 06:00 |  | Petroleum | Unleaded gasoline | Unleaded gasoline |  | Steel | Steel |  |  |  |  | 1901-01-01 06:00 | [15 empty] | UST Currently In Use: 0; UST Temp Close: 0; AST Currently In Use: 0; AST Temp Closed: 0 | 0 | 0 | 2 | 12577-077-006067 | J E BIRDWELL
17061 | Permanently Closed | 1991-01-30 06:00 | 1969-01-01 06:00 | 1991-01-30 06:00 | Petroleum | Unleaded gasoline | Unleaded gasoline |  | Steel | Steel |  |  |  |  | 1901-01-01 06:00 | [15 empty] | UST Currently In Use: 0; UST Temp Close: 0; AST Currently In Use: 0; AST Temp Closed: 0 | 0 | 0 | 3 | 12577-077-006068 | J E BIRDWELL
17062 | Permanently Closed | 1989-10-01 06:00 | 1969-01-01 06:00 |  | Petroleum | Unleaded gasoline | Unleaded gasoline |  | Steel | Steel |  |  |  |  | 1901-01-01 06:00 | [15 empty] | UST Currently In Use: 0; UST Temp Close: 0; AST Currently In Use: 0; AST Temp Closed: 0 | 0 | 0 | 3 | 12577-077-006068 | J E BIRDWELL
17063 | Permanently Closed | 1991-01-30 06:00 | 1976-01-01 06:00 | 1991-01-30 06:00 | Petroleum | Unleaded gasoline | Unleaded gasoline |  | Steel | Steel |  |  |  |  | 1901-01-01 06:00 | [15 empty] | UST Currently In Use: 0; UST Temp Close: 0; AST Currently In Use: 0; AST Temp Closed: 0 | 0 | 0 | 3 | 12577-077-006068 | J E BIRDWELL
17064 | Permanently Closed | 1990-11-21 06:00 | 1978-01-01 06:00 | 1990-11-21 06:00 | Petroleum | Unleaded gasoline | Unleaded gasoline |  | Steel | Steel |  | Painted or None | Steel |  | 1901-01-01 06:00 | [15 empty] | UST Currently In Use: 3; UST Temp Close: 0; AST Currently In Use: 0; AST Temp Closed: 0 | 3 | 0 | 2 | 24225-003-007833 | S & M CROSSROADS, LLC
17065 | Permanently Closed | 1990-11-21 06:00 | 1978-01-01 06:00 | 1990-11-21 06:00 | Petroleum | Unleaded gasoline | Unleaded gasoline |  | Steel | Steel |  | Painted or None | Steel |  | 1901-01-01 06:00 | [15 empty] | UST Currently In Use: 3; UST Temp Close: 0; AST Currently In Use: 0; AST Temp Closed: 0 | 3 | 0 | 2 | 24225-003-007833 | S & M CROSSROADS, LLC
17066 | Currently in Use |  | 1995-12-01 06:00 |  | Petroleum | Unleaded gasoline | Unleaded gasoline | Retail | Steel | Steel | Coated & cathodic protection (sti-P3) |  | Fiberglass reinforced plastic |  |  |  | Catchment Basin, Single walled catchment basin | Automatic shutoff device At 95% full | Automatic shutoff device At 95% full |  |  | Continuous Automatic Tank Gauge |  | Automatic shutoff device (AELLD) | Automatic shutoff device (AELLD) |  |  | Annual line testing | Annual line testing |  | UST Currently In Use: 3; UST Temp Close: 0; AST Currently In Use: 0; AST Temp Closed: 0 | 3 | 0 | 2 | 24225-003-007833 | S & M CROSSROADS, LLC
17067 | Currently in Use |  | 1995-12-01 06:00 |  | Petroleum | On road diesel | On road diesel | Retail | Steel | Steel | Coated & cathodic protection (sti-P3) |  | Fiberglass reinforced plastic |  |  |  | Catchment Basin, Single walled catchment basin | Automatic shutoff device At 95% full | Automatic shutoff device At 95% full |  |  | Continuous Automatic Tank Gauge |  | Automatic flow restrictor (MLLD) | Automatic flow restrictor (MLLD) |  |  | Annual line testing | Annual line testing |  | UST Currently In Use: 3; UST Temp Close: 0; AST Currently In Use: 0; AST Temp Closed: 0 | 3 | 0 | 2 | 24225-003-007833 | S & M CROSSROADS, LLC
17068 | Permanently Closed | 1994-08-10 06:00 | 1986-01-01 06:00 | 1994-08-10 06:00 | Petroleum | Unleaded gasoline | Unleaded gasoline |  | Steel | Steel | Coated & cathodic protection (sti-P3) |  | Steel |  | 1901-01-01 06:00 | [12 empty] | Annual line testing | Annual line testing |  | UST Currently In Use: 0; UST Temp Close: 0; AST Currently In Use: 0; AST Temp Closed: 0 | 0 | 0 | 3 | 12578-003-007880 | J E BROUGHTON BROUGHTON SELF SERVE
17069 | Permanently Closed | 1994-08-10 06:00 | 1986-01-01 06:00 | 1994-08-10 06:00 | Petroleum | Unleaded gasoline | Unleaded gasoline |  | Steel | Steel | Coated & cathodic protection (sti-P3) |  | Steel |  | 1901-01-01 06:00 | [12 empty] | Annual line testing | Annual line testing |  | UST Currently In Use: 0; UST Temp Close: 0; AST Currently In Use: 0; AST Temp Closed: 0 | 0 | 0 | 3 | 12578-003-007880 | J E BROUGHTON BROUGHTON SELF SERVE
17070 | Permanently Closed | 1994-08-10 06:00 | 1986-01-01 06:00 | 1994-08-10 06:00 | Petroleum | Unleaded gasoline | Unleaded gasoline |  | Steel | Steel | Coated & cathodic protection (sti-P3) |  | Steel |  | 1901-01-01 06:00 | [12 empty] | Annual line testing | Annual line testing |  | UST Currently In Use: 0; UST Temp Close: 0; AST Currently In Use: 0; AST Temp Closed: 0 | 0 | 0 | 3 | 12578-003-007880 | J E BROUGHTON BROUGHTON SELF SERVE
17071 | Temporary Closed | 2016-03-14 06:00 | 1983-02-10 06:00 |  | Petroleum | Unleaded gasoline | Unleaded gasoline | Retail | Single Wall, Steel | Steel | Field installed cathodic protection |  | Fiberglass reinforced plastic, Single Wall |  |  |  | Catchment Basin, Single walled catchment basin | Flow Rest 90% Full | Flow Rest 90% Full |  |  | Statistical Inventory Reconciliation (SIR) | [8 empty] | UST Currently In Use: 0; UST Temp Close: 3; AST Currently In Use: 0; AST Temp Closed: 0 | 0 | 3 | 1 | 22590-015-001461 | SOON HONG
17072 | Temporary Closed | 2016-03-14 06:00 | 1983-02-10 06:00 |  | Petroleum | Unleaded gasoline | Unleaded gasoline | Retail | Single Wall, Steel | Steel | Field installed cathodic protection |  | Fiberglass reinforced plastic, Single Wall |  |  |  | Catchment Basin, Single walled catchment basin | Flow Rest 90% Full | Flow Rest 90% Full |  |  | Statistical Inventory Reconciliation (SIR) | [8 empty] | UST Currently In Use: 0; UST Temp Close: 3; AST Currently In Use: 0; AST Temp Closed: 0 | 0 | 3 | 1 | 22590-015-001461 | SOON HONG
17073 | Temporary Closed | 2016-03-14 06:00 | 1983-02-10 06:00 |  | Petroleum | Mid-grade gasoline | Mid-grade gasoline | Retail | Single Wall, Steel | Steel | Field installed cathodic protection |  | Fiberglass reinforced plastic, Single Wall |  |  |  | Catchment Basin, Single walled catchment basin | Flow Rest 90% Full | Flow Rest 90% Full |  |  | Statistical Inventory Reconciliation (SIR) | [8 empty] | UST Currently In Use: 0; UST Temp Close: 3; AST Currently In Use: 0; AST Temp Closed: 0 | 0 | 3 | 1 | 22590-015-001461 | SOON HONG
17074 | Permanently Closed | 1901-01-01 06:00 | 1977-01-01 06:00 |  | Petroleum | Used oil | Used oil |  | Steel | Steel |  | Painted or None | Steel |  | 1901-01-01 06:00 | [15 empty] | UST Currently In Use: 0; UST Temp Close: 3; AST Currently In Use: 0; AST Temp Closed: 0 | 0 | 3 | 1 | 22590-015-001461 | SOON HONG
17075 | Permanently Closed | 1994-02-01 06:00 | 1981-01-01 06:00 | 1994-02-18 06:00 | Petroleum | Unleaded gasoline | Unleaded gasoline |  | Steel | Steel |  | Painted or None | Steel |  | 1901-01-01 06:00 | [15 empty] | UST Currently In Use: 0; UST Temp Close: 0; AST Currently In Use: 1; AST Temp Closed: 0 | 0 | 0 | 1 | 12580-119-003584 | J E REW & CO
17076 | Permanently Closed | 1901-01-01 06:00 | 1959-01-01 06:00 | 1989-03-31 06:00 | Petroleum | Unleaded gasoline | Unleaded gasoline |  | Steel | Steel |  | Painted or None | Steel |  | 1901-01-01 06:00 | [15 empty] | UST Currently In Use: 0; UST Temp Close: 0; AST Currently In Use: 0; AST Temp Closed: 0 | 0 | 0 | 2 | 12581-099-010219 | INA E DAILEY
17077 | Permanently Closed | 1901-01-01 06:00 | 1959-01-01 06:00 | 1989-03-31 06:00 | Petroleum | Unleaded gasoline | Unleaded gasoline |  | Steel | Steel |  | Painted or None | Steel |  | 1901-01-01 06:00 | [15 empty] | UST Currently In Use: 0; UST Temp Close: 0; AST Currently In Use: 0; AST Temp Closed: 0 | 0 | 0 | 2 | 12581-099-010219 | INA E DAILEY
17078 | Retired | 1985-09-01 06:00 | 1964-01-01 06:00 |  | Petroleum | Unleaded gasoline | Unleaded gasoline | State/federal government | Steel | Steel |  |  | Steel |  | 1901-01-01 06:00 | [15 empty] | UST Currently In Use: 0; UST Temp Close: 0; AST Currently In Use: 0; AST Temp Closed: 0 | 0 | 0 | 0 | 12582-089-010330 | J F DRAKE STATE TECHNICAL COLLEGE
17079 | Permanently Closed | 1996-12-10 06:00 | 1972-01-01 06:00 | 1997-01-03 06:00 | Petroleum | Unleaded gasoline | Unleaded gasoline | Retail | Steel | Steel |  | Painted or None | Steel |  | 1901-01-01 06:00 | [12 empty] | Annual line testing | Annual line testing |  | UST Currently In Use: 5; UST Temp Close: 0; AST Currently In Use: 0; AST Temp Closed: 0 | 5 | 0 | 4 | 12409-069-011979 | Tim Shirley
17080 | Permanently Closed | 1996-12-10 06:00 | 1972-01-01 06:00 | 1997-01-03 06:00 | Petroleum | Unleaded gasoline | Unleaded gasoline | Retail | Steel | Steel |  | Painted or None | Steel |  | 1901-01-01 06:00 | [12 empty] | Annual line testing | Annual line testing |  | UST Currently In Use: 5; UST Temp Close: 0; AST Currently In Use: 0; AST Temp Closed: 0 | 5 | 0 | 4 | 12409-069-011979 | Tim Shirley
17081 | Permanently Closed | 2022-11-03 06:00 | 1972-01-01 06:00 | 2022-11-03 06:00 | Petroleum | On road diesel | On road diesel |  | Steel | Steel | Field installed cathodic protection |  | Fiberglass reinforced plastic |  |  |  | Catchment Basin, Single walled catchment basin | Automatic shutoff device At 95% full | Automatic shutoff device At 95% full |  |  | Automatic Tank Gauge |  | Automatic flow restrictor (MLLD) | Automatic flow restrictor (MLLD) | [5 empty] | UST Currently In Use: 5; UST Temp Close: 0; AST Currently In Use: 0; AST Temp Closed: 0 | 5 | 0 | 4 | 12409-069-011979 | Tim Shirley
17082 | Currently in Use |  | 1976-01-01 06:00 |  | Petroleum | On road diesel | On road diesel | Retail | Steel | Steel | Field installed cathodic protection |  | Fiberglass reinforced plastic |  |  |  | Catchment Basin, Single walled catchment basin | Automatic shutoff device At 95% full | Automatic shutoff device At 95% full |  |  | Automatic Tank Gauge |  | Automatic flow restrictor (MLLD) | Automatic flow restrictor (MLLD) | [5 empty] | UST Currently In Use: 5; UST Temp Close: 0; AST Currently In Use: 0; AST Temp Closed: 0 | 5 | 0 | 4 | 12409-069-011979 | Tim Shirley
17083 | Currently in Use |  | 1976-01-01 06:00 |  | Petroleum | On road diesel | On road diesel | Retail | Steel | Steel | Field installed cathodic protection |  | Fiberglass reinforced plastic |  |  |  | Catchment Basin, Single walled catchment basin |  |  |  |  | Automatic Tank Gauge |  | Automatic flow restrictor (MLLD) | Automatic flow restrictor (MLLD) | [5 empty] | UST Currently In Use: 5; UST Temp Close: 0; AST Currently In Use: 0; AST Temp Closed: 0 | 5 | 0 | 4 | 12409-069-011979 | Tim Shirley
17084 | Permanently Closed | 1993-07-17 06:00 | 1976-01-01 06:00 | 1993-07-17 06:00 | Petroleum | Unleaded gasoline | Unleaded gasoline |  | Steel | Steel |  | Painted or None | Steel |  | 1901-01-01 06:00 | [15 empty] | UST Currently In Use: 5; UST Temp Close: 0; AST Currently In Use: 0; AST Temp Closed: 0 | 5 | 0 | 4 | 12409-069-011979 | Tim Shirley
17085 | Retired | 1975-01-01 06:00 | 1901-01-01 06:00 |  | Petroleum | Other, OTHER | Other | [5 empty] | Steel |  | 1901-01-01 06:00 | [15 empty] | UST Currently In Use: 5; UST Temp Close: 0; AST Currently In Use: 0; AST Temp Closed: 0 | 5 | 0 | 4 | 12409-069-011979 | Tim Shirley
17086 | Retired | 1975-01-01 06:00 | 1901-01-01 06:00 |  | Petroleum | Other, OTHER | Other | [5 empty] | Steel |  | 1901-01-01 06:00 | [15 empty] | UST Currently In Use: 5; UST Temp Close: 0; AST Currently In Use: 0; AST Temp Closed: 0 | 5 | 0 | 4 | 12409-069-011979 | Tim Shirley
17087 | Permanently Closed | 1993-11-14 06:00 | 1980-01-01 06:00 | 1995-11-14 06:00 | Petroleum | On road diesel | On road diesel |  | Steel | Steel |  | Painted or None | Steel |  | 1901-01-01 06:00 | [15 empty] | UST Currently In Use: 0; UST Temp Close: 0; AST Currently In Use: 0; AST Temp Closed: 0 | 0 | 0 | 1 | 12584-055-011816 | J F STEPHENS
17088 | Permanently Closed | 1990-01-01 06:00 | 1971-01-01 06:00 | 1990-01-01 06:00 | Petroleum | Unleaded gasoline | Unleaded gasoline |  | Steel | Steel |  | Painted or None | Steel |  | 1901-01-01 06:00 | [15 empty] | UST Currently In Use: 0; UST Temp Close: 0; AST Currently In Use: 0; AST Temp Closed: 0 | 0 | 0 | 3 | 12585-101-010120 | J G SCAIFE
17089 | Permanently Closed | 1990-01-01 06:00 | 1971-01-01 06:00 | 1990-01-01 06:00 | Petroleum | Unleaded gasoline | Unleaded gasoline |  | Steel | Steel |  | Painted or None | Steel |  | 1901-01-01 06:00 | [15 empty] | UST Currently In Use: 0; UST Temp Close: 0; AST Currently In Use: 0; AST Temp Closed: 0 | 0 | 0 | 3 | 12585-101-010120 | J G SCAIFE
17090 | Permanently Closed | 1986-05-08 06:00 | 1986-01-01 06:00 | 1986-05-08 06:00 | Petroleum | On road diesel | On road diesel |  | Steel | Steel |  | Painted or None | Steel |  | 1901-01-01 06:00 | [15 empty] | UST Currently In Use: 0; UST Temp Close: 0; AST Currently In Use: 0; AST Temp Closed: 0 | 0 | 0 | 3 | 12585-101-010120 | J G SCAIFE
17091 | Currently in Use |  | 1964-01-01 06:00 |  | Petroleum | Mid-grade gasoline | Mid-grade gasoline | Retail | Fiberglass reinforced plastic | Fiberglass reinforced plastic |  |  | Fiberglass reinforced plastic |  | 1901-01-01 06:00 |  | Catchment Basin, Single walled catchment basin | Automatic shutoff device At 95% full, Flow Rest 90% Full | Flow Rest 90% Full |  |  | Statistical Inventory Reconciliation (SIR) | [8 empty] | UST Currently In Use: 4; UST Temp Close: 0; AST Currently In Use: 0; AST Temp Closed: 0 | 4 | 0 | 0 | 24440-087-004152 | SA&J GROUP LLC
17092 | Currently in Use |  | 1964-01-01 06:00 |  | Petroleum | Premium gasoline | Premium gasoline | Retail | Fiberglass reinforced plastic | Fiberglass reinforced plastic |  |  | Fiberglass reinforced plastic |  | 1901-01-01 06:00 |  | Catchment Basin, Single walled catchment basin | Automatic shutoff device At 95% full, Flow Rest 90% Full | Flow Rest 90% Full |  |  | Statistical Inventory Reconciliation (SIR) | [8 empty] | UST Currently In Use: 4; UST Temp Close: 0; AST Currently In Use: 0; AST Temp Closed: 0 | 4 | 0 | 0 | 24440-087-004152 | SA&J GROUP LLC
17093 | Currently in Use |  | 1964-01-01 06:00 |  | Petroleum | Kerosene | Kerosene | Retail | Fiberglass reinforced plastic | Fiberglass reinforced plastic |  |  | Fiberglass reinforced plastic |  | 1901-01-01 06:00 |  | Catchment Basin, Single walled catchment basin | Automatic shutoff device At 95% full, Flow Rest 90% Full | Flow Rest 90% Full |  |  | Statistical Inventory Reconciliation (SIR) | [8 empty] | UST Currently In Use: 4; UST Temp Close: 0; AST Currently In Use: 0; AST Temp Closed: 0 | 4 | 0 | 0 | 24440-087-004152 | SA&J GROUP LLC
17094 | Currently in Use |  | 1974-01-01 06:00 |  | Petroleum | Unleaded gasoline | Unleaded gasoline | Retail | Steel | Steel | Field installed cathodic protection |  | Fiberglass reinforced plastic |  |  | Other, FLXS ISOLA | Catchment Basin, Single walled catchment basin | Automatic shutoff device At 95% full, Flow Rest 90% Full | Flow Rest 90% Full |  |  | Statistical Inventory Reconciliation (SIR) | [8 empty] | UST Currently In Use: 4; UST Temp Close: 0; AST Currently In Use: 0; AST Temp Closed: 0 | 4 | 0 | 0 | 24440-087-004152 | SA&J GROUP LLC
17095 | Permanently Closed | 1986-08-21 06:00 | 1976-01-01 06:00 | 1986-08-21 06:00 | Petroleum | Unleaded gasoline | Unleaded gasoline |  | Steel | Steel |  | Painted or None | Steel |  | 1901-01-01 06:00 | [15 empty] | UST Currently In Use: 0; UST Temp Close: 0; AST Currently In Use: 0; AST Temp Closed: 0 | 0 | 0 | 2 | 24439-039-011154 | BUDDY MOORE TRUCKING INC
17096 | Permanently Closed | 2008-08-01 06:00 | 1977-01-01 06:00 | 2024-01-23 06:00 | Petroleum | On road diesel | On road diesel | Industrial | Steel | Steel | Field installed cathodic protection |  | Steel |  |  | Field installed cathodic protection | Catchment Basin, Single walled catchment basin | Automatic shutoff device At 95% full | Automatic shutoff device At 95% full |  |  | Continuous Automatic Tank Gauge | [8 empty] | UST Currently In Use: 0; UST Temp Close: 0; AST Currently In Use: 0; AST Temp Closed: 0 | 0 | 0 | 2 | 24439-039-011154 | BUDDY MOORE TRUCKING INC
17097 | Permanently Closed | 1992-12-03 06:00 | 1968-01-01 06:00 | 1992-12-03 06:00 | Petroleum | Unleaded gasoline | Unleaded gasoline |  | Steel | Steel |  | Painted or None | Steel |  | 1901-01-01 06:00 | [15 empty] | UST Currently In Use: 0; UST Temp Close: 0; AST Currently In Use: 0; AST Temp Closed: 0 | 0 | 0 | 3 | 12588-019-004701 | GORDON G TOLBERT
17098 | Permanently Closed | 1992-12-03 06:00 | 1977-01-01 06:00 | 1992-12-03 06:00 | Petroleum | Unleaded gasoline | Unleaded gasoline |  | Steel | Steel |  | Painted or None | Steel |  | 1901-01-01 06:00 | [15 empty] | UST Currently In Use: 0; UST Temp Close: 0; AST Currently In Use: 0; AST Temp Closed: 0 | 0 | 0 | 3 | 12588-019-004701 | GORDON G TOLBERT
17099 | Permanently Closed | 1988-11-01 06:00 | 1963-01-01 06:00 | 1988-01-01 06:00 | Petroleum | Other, EMPTY | Other |  | Steel | Steel |  | Painted or None | Steel |  | 1901-01-01 06:00 | [15 empty] | UST Currently In Use: 0; UST Temp Close: 0; AST Currently In Use: 0; AST Temp Closed: 0 | 0 | 0 | 3 | 12588-019-004701 | GORDON G TOLBERT
17100 | Permanently Closed | 1980-01-01 06:00 | 1964-01-01 06:00 |  | Petroleum | Unleaded gasoline | Unleaded gasoline | [7 empty] | 1901-01-01 06:00 | [15 empty] | UST Currently In Use: 0; UST Temp Close: 0; AST Currently In Use: 0; AST Temp Closed: 0 | 0 | 0 | 1 | 12589-073-001782 | J J MONAGHAN
17101 | Permanently Closed | 1990-12-20 06:00 | 1962-01-01 06:00 | 1990-12-20 06:00 | Petroleum | Unleaded gasoline | Unleaded gasoline |  | Steel | Steel |  |  | Steel |  | 1901-01-01 06:00 | [15 empty] | UST Currently In Use: 0; UST Temp Close: 0; AST Currently In Use: 0; AST Temp Closed: 0 | 0 | 0 | 1 | 12590-117-002356 | J L MOORE MOUNTAINVIEW LBR CO
17102 | Permanently Closed | 1998-12-22 06:00 | 1975-01-01 06:00 | 1999-12-15 06:00 | Petroleum | Unleaded gasoline | Unleaded gasoline |  | Steel | Steel |  | Painted or None | Steel |  | 1901-01-01 06:00 | [15 empty] | UST Currently In Use: 0; UST Temp Close: 0; AST Currently In Use: 0; AST Temp Closed: 0 | 0 | 0 | 3 | 20639-131-010577 | RAY TERRY OVERTON
17103 | Permanently Closed | 1998-12-22 06:00 | 1975-01-01 06:00 | 1999-12-15 06:00 | Petroleum | Unleaded gasoline | Unleaded gasoline |  | Steel | Steel |  | Painted or None | Steel |  | 1901-01-01 06:00 | [15 empty] | UST Currently In Use: 0; UST Temp Close: 0; AST Currently In Use: 0; AST Temp Closed: 0 | 0 | 0 | 3 | 20639-131-010577 | RAY TERRY OVERTON
17104 | Permanently Closed | 1998-12-22 06:00 | 1975-01-01 06:00 | 1999-12-15 06:00 | Petroleum | Unleaded gasoline | Unleaded gasoline |  | Steel | Steel |  | Painted or None | Steel |  | 1901-01-01 06:00 | [15 empty] | UST Currently In Use: 0; UST Temp Close: 0; AST Currently In Use: 0; AST Temp Closed: 0 | 0 | 0 | 3 | 20639-131-010577 | RAY TERRY OVERTON
17105 | Permanently Closed | 1989-12-26 06:00 | 1978-01-01 06:00 | 1989-12-29 06:00 | Petroleum | On road diesel | On road diesel |  | Steel | Steel |  | Painted or None | Steel |  | 1901-01-01 06:00 | [15 empty] | UST Currently In Use: 0; UST Temp Close: 0; AST Currently In Use: 0; AST Temp Closed: 0 | 0 | 0 | 3 | 12592-031-009953 | J M PRESLEY
17106 | Permanently Closed | 1989-12-26 06:00 | 1978-01-01 06:00 | 1989-12-29 06:00 | Petroleum | On road diesel | On road diesel |  | Steel | Steel |  | Painted or None | Steel |  | 1901-01-01 06:00 | [15 empty] | UST Currently In Use: 0; UST Temp Close: 0; AST Currently In Use: 0; AST Temp Closed: 0 | 0 | 0 | 3 | 12592-031-009953 | J M PRESLEY
17107 | Permanently Closed | 1989-12-26 06:00 | 1978-01-01 06:00 | 1989-12-29 06:00 | Petroleum | Unleaded gasoline | Unleaded gasoline |  | Steel | Steel |  | Painted or None | Steel |  | 1901-01-01 06:00 | [15 empty] | UST Currently In Use: 0; UST Temp Close: 0; AST Currently In Use: 0; AST Temp Closed: 0 | 0 | 0 | 3 | 12592-031-009953 | J M PRESLEY
17108 | Permanently Closed | 1989-10-01 06:00 | 1964-01-01 06:00 | 1990-01-03 06:00 | Petroleum | Unleaded gasoline | Unleaded gasoline |  | Steel | Steel |  | Painted or None | Steel |  | 1901-01-01 06:00 | [15 empty] | UST Currently In Use: 0; UST Temp Close: 0; AST Currently In Use: 0; AST Temp Closed: 0 | 0 | 0 | 2 | 12593-013-010539 | J M RAINES
17109 | Permanently Closed | 1989-10-01 06:00 | 1964-01-01 06:00 | 1990-01-03 06:00 | Petroleum | Unleaded gasoline | Unleaded gasoline |  | Steel | Steel |  | Painted or None | Steel |  | 1901-01-01 06:00 | [15 empty] | UST Currently In Use: 0; UST Temp Close: 0; AST Currently In Use: 0; AST Temp Closed: 0 | 0 | 0 | 2 | 12593-013-010539 | J M RAINES
17110 | Permanently Closed | 1993-03-25 06:00 | 1974-01-01 06:00 | 1993-03-25 06:00 | Petroleum | Unleaded gasoline | Unleaded gasoline |  | Steel | Steel |  | Painted or None | Steel |  | 1901-01-01 06:00 | [15 empty] | UST Currently In Use: 0; UST Temp Close: 0; AST Currently In Use: 0; AST Temp Closed: 0 | 0 | 0 | 2 | 12594-119-003437 | J M SMITH MERC
17111 | Permanently Closed | 1993-03-25 06:00 | 1979-01-01 06:00 | 1993-03-25 06:00 | Petroleum | Unleaded gasoline | Unleaded gasoline |  | Steel | Steel |  | Painted or None | Steel |  | 1901-01-01 06:00 | [15 empty] | UST Currently In Use: 0; UST Temp Close: 0; AST Currently In Use: 0; AST Temp Closed: 0 | 0 | 0 | 2 | 12594-119-003437 | J M SMITH MERC
17112 | Permanently Closed | 1988-01-01 06:00 | 1973-01-01 06:00 | 1988-01-01 06:00 | Petroleum | Unleaded gasoline | Unleaded gasoline |  | Steel | Steel |  | Painted or None | Steel |  | 1901-01-01 06:00 | [15 empty] | UST Currently In Use: 0; UST Temp Close: 0; AST Currently In Use: 0; AST Temp Closed: 0 | 0 | 0 | 3 | 12595-065-011323 | J O DAVIS
17113 | Permanently Closed | 1988-01-01 06:00 | 1973-01-01 06:00 | 1988-01-01 06:00 | Petroleum | Kerosene | Kerosene |  | Steel | Steel |  | Painted or None | Steel |  | 1901-01-01 06:00 | [15 empty] | UST Currently In Use: 0; UST Temp Close: 0; AST Currently In Use: 0; AST Temp Closed: 0 | 0 | 0 | 3 | 12595-065-011323 | J O DAVIS
17114 | Permanently Closed | 1988-01-01 06:00 | 1973-01-01 06:00 | 1988-01-01 06:00 | Petroleum | Kerosene | Kerosene |  | Steel | Steel |  | Painted or None | Steel |  | 1901-01-01 06:00 | [15 empty] | UST Currently In Use: 0; UST Temp Close: 0; AST Currently In Use: 0; AST Temp Closed: 0 | 0 | 0 | 3 | 12595-065-011323 | J O DAVIS
17115 | Cannot Locate or abandoned | 2000-08-31 06:00 | 1979-01-01 06:00 |  | Petroleum | Unleaded gasoline | Unleaded gasoline |  | Steel | Steel |  | Painted or None | Steel |  | 1901-01-01 06:00 | [15 empty] | UST Currently In Use: 0; UST Temp Close: 0; AST Currently In Use: 0; AST Temp Closed: 0 | 0 | 0 | 0 | 12596-031-012897 | J P GRIMES
17116 | Cannot Locate or abandoned | 2000-08-31 06:00 | 1979-01-01 06:00 |  | Petroleum | Unleaded gasoline | Unleaded gasoline |  | Steel | Steel |  | Painted or None | Steel |  | 1901-01-01 06:00 | [15 empty] | UST Currently In Use: 0; UST Temp Close: 0; AST Currently In Use: 0; AST Temp Closed: 0 | 0 | 0 | 0 | 12596-031-012897 | J P GRIMES
17117 | Cannot Locate or abandoned | 2000-08-31 06:00 | 1979-01-01 06:00 |  | Petroleum | Unleaded gasoline | Unleaded gasoline |  | Steel | Steel |  | Painted or None | Steel |  | 1901-01-01 06:00 | [15 empty] | UST Currently In Use: 0; UST Temp Close: 0; AST Currently In Use: 0; AST Temp Closed: 0 | 0 | 0 | 0 | 12596-031-012897 | J P GRIMES
17118 | Permanently Closed | 1991-08-14 06:00 | 1983-01-01 06:00 | 1991-08-14 06:00 | Petroleum | Used oil | Used oil |  | Steel | Steel |  | Painted or None | Steel |  | 1901-01-01 06:00 | [15 empty] | UST Currently In Use: 0; UST Temp Close: 0; AST Currently In Use: 0; AST Temp Closed: 0 | 0 | 0 | 2 | 12597-083-002339 | J P INDUSTRIES INC
17119 | Permanently Closed | 1991-08-14 06:00 | 1983-01-01 06:00 | 1991-08-14 06:00 | Petroleum | Other, WATER | Other |  | Steel | Steel |  | Painted or None | Steel |  | 1901-01-01 06:00 | [15 empty] | UST Currently In Use: 0; UST Temp Close: 0; AST Currently In Use: 0; AST Temp Closed: 0 | 0 | 0 | 2 | 12597-083-002339 | J P INDUSTRIES INC
17120 | Currently in Use |  | 1977-10-01 06:00 |  | Petroleum | Premium gasoline | Premium gasoline | Retail | Single Wall, Steel | Steel | Field installed cathodic protection |  | Fiberglass reinforced plastic, Single Wall, Steel |  |  |  | Catchment Basin, Single walled catchment basin | Automatic shutoff device At 95% full | Automatic shutoff device At 95% full |  |  | Automatic Tank Gauge |  | Automatic flow restrictor (MLLD) | Automatic flow restrictor (MLLD) |  |  | Annual line testing | Annual line testing |  | UST Currently In Use: 3; UST Temp Close: 0; AST Currently In Use: 0; AST Temp Closed: 0 | 3 | 0 | 0 | 11379-059-003703 | SIBLEY OIL COMPANY
17121 | Currently in Use |  | 1977-10-01 06:00 |  | Petroleum | Unleaded gasoline | Unleaded gasoline | Retail | Single Wall, Steel | Steel | Field installed cathodic protection |  | Fiberglass reinforced plastic, Single Wall, Steel |  |  |  | Catchment Basin, Single walled catchment basin | Automatic shutoff device At 95% full | Automatic shutoff device At 95% full |  |  | Automatic Tank Gauge |  | Automatic flow restrictor (MLLD), MASTER | Automatic flow restrictor (MLLD) |  |  | Annual line testing | Annual line testing |  | UST Currently In Use: 3; UST Temp Close: 0; AST Currently In Use: 0; AST Temp Closed: 0 | 3 | 0 | 0 | 11379-059-003703 | SIBLEY OIL COMPANY
17122 | Currently in Use |  | 1977-10-01 06:00 |  | Petroleum | Unleaded gasoline | Unleaded gasoline | Retail | Single Wall, Steel | Steel | Field installed cathodic protection |  | Fiberglass reinforced plastic, Single Wall, Steel |  |  |  | Catchment Basin, Single walled catchment basin | Automatic shutoff device At 95% full | Automatic shutoff device At 95% full |  |  | Automatic Tank Gauge |  | Automatic flow restrictor (MLLD), SLAVE TANK | Automatic flow restrictor (MLLD) |  |  | Annual line testing, Other, SLAVE TANK | Other |  | UST Currently In Use: 3; UST Temp Close: 0; AST Currently In Use: 0; AST Temp Closed: 0 | 3 | 0 | 0 | 11379-059-003703 | SIBLEY OIL COMPANY
17123 | Permanently Closed | 1995-05-04 06:00 | 1978-08-15 06:00 | 1995-05-04 06:00 | Petroleum | Unleaded gasoline | Unleaded gasoline | State/federal government | Steel | Steel |  | Painted or None | Fiberglass reinforced plastic, Steel |  | 1901-01-01 06:00 | None | Catchment Basin, Single walled catchment basin |  |  |  |  | Automatic Tank Gauge | [5 empty] | Annual line testing | Annual line testing |  | UST Currently In Use: 0; UST Temp Close: 0; AST Currently In Use: 0; AST Temp Closed: 0 | 0 | 0 | 4 | 14658-059-003704 | DEPARTMENT OF TRANSPORTATION HIGHWAY
17124 | Permanently Closed | 1995-05-04 06:00 | 1978-08-15 06:00 | 1995-05-04 06:00 | Petroleum | Unleaded gasoline | Unleaded gasoline | State/federal government | Steel | Steel |  | Painted or None | Fiberglass reinforced plastic |  | 1901-01-01 06:00 | None | Catchment Basin, Single walled catchment basin |  |  |  |  | Automatic Tank Gauge | [5 empty] | Annual line testing | Annual line testing |  | UST Currently In Use: 0; UST Temp Close: 0; AST Currently In Use: 0; AST Temp Closed: 0 | 0 | 0 | 4 | 14658-059-003704 | DEPARTMENT OF TRANSPORTATION HIGHWAY
17125 | Permanently Closed | 1995-05-04 06:00 | 1978-08-15 06:00 | 1995-05-04 06:00 | Petroleum | Unleaded gasoline | Unleaded gasoline | State/federal government | Steel | Steel |  | Painted or None | Fiberglass reinforced plastic, Steel |  | 1901-01-01 06:00 | None | Catchment Basin, Single walled catchment basin |  |  |  |  | Automatic Tank Gauge | [5 empty] | Annual line testing | Annual line testing |  | UST Currently In Use: 0; UST Temp Close: 0; AST Currently In Use: 0; AST Temp Closed: 0 | 0 | 0 | 4 | 14658-059-003704 | DEPARTMENT OF TRANSPORTATION HIGHWAY
17126 | Permanently Closed | 1995-05-04 06:00 | 1982-08-26 06:00 | 1995-05-04 06:00 | Petroleum | On road diesel | On road diesel | State/federal government | Steel | Steel |  | Painted or None | Fiberglass reinforced plastic |  | 1901-01-01 06:00 | None | Catchment Basin, Single walled catchment basin |  |  |  |  | Automatic Tank Gauge | [5 empty] | Annual line testing | Annual line testing |  | UST Currently In Use: 0; UST Temp Close: 0; AST Currently In Use: 0; AST Temp Closed: 0 | 0 | 0 | 4 | 14658-059-003704 | DEPARTMENT OF TRANSPORTATION HIGHWAY
17127 | Temporary Closed | 2013-08-20 06:00 | 1977-05-01 06:00 |  | Petroleum | Unleaded gasoline | Unleaded gasoline | Retail | Single Wall, Steel | Steel | Field installed cathodic protection |  | Single Wall, Steel |  | 1901-01-01 06:00 | Field installed cathodic protection | Catchment Basin, Single walled catchment basin | Automatic shutoff device At 95% full | Automatic shutoff device At 95% full |  |  | Statistical Inventory Reconciliation (SIR) |  | Automatic flow restrictor (MLLD) | Automatic flow restrictor (MLLD) |  |  | Statistical inventory reconciliation (SIR) | Statistical inventory reconciliation (SIR) |  | UST Currently In Use: 0; UST Temp Close: 3; AST Currently In Use: 0; AST Temp Closed: 0 | 0 | 3 | 0 | 23316-059-006061 | JORGE & GUILLERMINA ZAMORA
17128 | Temporary Closed | 2012-08-01 06:00 | 1977-05-01 06:00 |  | Petroleum | Mid-grade gasoline | Mid-grade gasoline | Retail | Single Wall, Steel | Steel | Field installed cathodic protection |  | Single Wall, Steel |  | 1901-01-01 06:00 | Field installed cathodic protection | Catchment Basin, Single walled catchment basin | Automatic shutoff device At 95% full | Automatic shutoff device At 95% full |  |  | Statistical Inventory Reconciliation (SIR) |  | Automatic flow restrictor (MLLD) | Automatic flow restrictor (MLLD) |  |  | Statistical inventory reconciliation (SIR) | Statistical inventory reconciliation (SIR) |  | UST Currently In Use: 0; UST Temp Close: 3; AST Currently In Use: 0; AST Temp Closed: 0 | 0 | 3 | 0 | 23316-059-006061 | JORGE & GUILLERMINA ZAMORA
17129 | Temporary Closed | 2012-08-01 06:00 | 1977-05-01 06:00 |  | Petroleum | On road diesel | On road diesel | Retail | Single Wall, Steel | Steel | Field installed cathodic protection |  | Single Wall, Steel |  | 1901-01-01 06:00 | Field installed cathodic protection | Catchment Basin, Single walled catchment basin | Automatic shutoff device At 95% full | Automatic shutoff device At 95% full |  |  | Statistical Inventory Reconciliation (SIR) |  | Automatic flow restrictor (MLLD) | Automatic flow restrictor (MLLD) |  |  | Statistical inventory reconciliation (SIR) | Statistical inventory reconciliation (SIR) |  | UST Currently In Use: 0; UST Temp Close: 3; AST Currently In Use: 0; AST Temp Closed: 0 | 0 | 3 | 0 | 23316-059-006061 | JORGE & GUILLERMINA ZAMORA
17130 | Permanently Closed | 1988-05-01 06:00 | 1979-01-01 06:00 | 2011-11-11 06:00 | Petroleum | Other, OTHER | Other |  | Steel | Steel |  | Painted or None | Steel |  | 1901-01-01 06:00 | [15 empty] | UST Currently In Use: 0; UST Temp Close: 0; AST Currently In Use: 0; AST Temp Closed: 0 | 0 | 0 | 1 | 12599-059-006828 | J P MILLS INC
17131 | Currently in Use |  | 1977-04-01 06:00 |  | Petroleum | Premium gasoline | Premium gasoline | Retail | Single Wall, Steel | Steel | Field installed cathodic protection |  | Double Wall, Flexible |  |  |  | Catchment Basin, Single walled catchment basin | Automatic shutoff device At 95% full | Automatic shutoff device At 95% full |  |  | Continuous Automatic Tank Gauge | Single walled submersible pump containment sump | Automatic flow restrictor (MLLD), Containment Sump | Containment Sump | Interstitial Monitoring within Secondary Containment |  | Continuous alarm system | Continuous alarm system |  | UST Currently In Use: 3; UST Temp Close: 0; AST Currently In Use: 0; AST Temp Closed: 0 | 3 | 0 | 0 | 25244-059-006830 | MEX NORTH ALABAMA, LLC.
17132 | Currently in Use |  | 1977-04-01 06:00 |  | Petroleum | Unleaded gasoline | Unleaded gasoline | Retail | Single Wall, Steel | Steel | Field installed cathodic protection |  | Fiberglass reinforced plastic, Single Wall |  |  |  | Catchment Basin, Single walled catchment basin | Automatic shutoff device At 95% full | Automatic shutoff device At 95% full |  |  | Continuous Automatic Tank Gauge | Single walled submersible pump containment sump | Automatic flow restrictor (MLLD), Containment Sump | Containment Sump | Interstitial Monitoring within Secondary Containment |  | Continuous alarm system | Continuous alarm system |  | UST Currently In Use: 3; UST Temp Close: 0; AST Currently In Use: 0; AST Temp Closed: 0 | 3 | 0 | 0 | 25244-059-006830 | MEX NORTH ALABAMA, LLC.
17133 | Currently in Use |  | 1977-04-01 06:00 |  | Petroleum | On road diesel | On road diesel | Retail | Single Wall, Steel | Steel | Field installed cathodic protection |  | Double Wall, Flexible |  |  |  | Catchment Basin, Single walled catchment basin | Automatic shutoff device At 95% full | Automatic shutoff device At 95% full |  |  | Continuous Automatic Tank Gauge | Single walled submersible pump containment sump | Automatic flow restrictor (MLLD), Containment Sump | Containment Sump | Interstitial Monitoring within Secondary Containment |  | Continuous alarm system | Continuous alarm system |  | UST Currently In Use: 3; UST Temp Close: 0; AST Currently In Use: 0; AST Temp Closed: 0 | 3 | 0 | 0 | 25244-059-006830 | MEX NORTH ALABAMA, LLC.
17134 | Currently in Use |  | 1979-01-10 06:00 |  | Petroleum | Unleaded gasoline | Unleaded gasoline | Retail | Single Wall, Steel | Steel | Field installed cathodic protection |  | Double Wall, Flexible |  |  |  | Catchment Basin, Single walled catchment basin | Automatic shutoff device At 95% full | Automatic shutoff device At 95% full |  |  | Automatic Tank Gauge, Statistical Inventory Reconciliation (SIR) | Single walled submersible pump containment sump | Automatic flow restrictor (MLLD), Containment Sump | Containment Sump |  |  | Annual line testing, Statistical inventory reconciliation (SIR) | Statistical inventory reconciliation (SIR) |  | UST Currently In Use: 2; UST Temp Close: 0; AST Currently In Use: 0; AST Temp Closed: 0 | 2 | 0 | 0 | 21007-093-006829 | VICTORY ENERGY, LLC
17136 | Currently in Use |  | 1979-01-10 06:00 |  | Petroleum | Premium gasoline | Premium gasoline | Retail | Single Wall, Steel | Steel | Field installed cathodic protection |  | Double Wall, Flexible |  |  |  | Catchment Basin, Single walled catchment basin | Automatic shutoff device At 95% full | Automatic shutoff device At 95% full |  |  | Automatic Tank Gauge, Statistical Inventory Reconciliation (SIR) | Single walled submersible pump containment sump | Automatic flow restrictor (MLLD), Containment Sump | Containment Sump |  |  | Annual line testing, Statistical inventory reconciliation (SIR) | Statistical inventory reconciliation (SIR) |  | UST Currently In Use: 2; UST Temp Close: 0; AST Currently In Use: 0; AST Temp Closed: 0 | 2 | 0 | 0 | 21007-093-006829 | VICTORY ENERGY, LLC
17137 | Currently in Use |  | 1982-01-01 06:00 |  | Petroleum | Premium gasoline | Premium gasoline | Retail | Single Wall, Steel | Steel | Coated & cathodic protection (sti-P3), Field installed cathodic protection |  | Single Wall, Steel |  |  | Field installed cathodic protection | Catchment Basin, Single walled catchment basin | Automatic shutoff device At 95% full | Automatic shutoff device At 95% full |  |  | Continuous Automatic Tank Gauge | Direct Bury submersible pump | Automatic flow restrictor (MLLD) | Automatic flow restrictor (MLLD) |  |  | Annual line testing | Annual line testing |  | UST Currently In Use: 4; UST Temp Close: 1; AST Currently In Use: 0; AST Temp Closed: 0 | 4 | 1 | 0 | 13284-127-003702 | H.L. MARTIN DISTRIBUTING CO.
17138 | Currently in Use |  | 1982-01-01 06:00 |  | Petroleum | Unleaded gasoline | Unleaded gasoline | Retail | Single Wall, Steel | Steel | Coated & cathodic protection (sti-P3), Field installed cathodic protection |  | Single Wall, Steel |  |  | Field installed cathodic protection | Catchment Basin, Single walled catchment basin | Automatic shutoff device At 95% full | Automatic shutoff device At 95% full |  |  | Continuous Automatic Tank Gauge | Direct Bury submersible pump | Automatic flow restrictor (MLLD) | Automatic flow restrictor (MLLD) |  |  | Annual line testing | Annual line testing |  | UST Currently In Use: 4; UST Temp Close: 1; AST Currently In Use: 0; AST Temp Closed: 0 | 4 | 1 | 0 | 13284-127-003702 | H.L. MARTIN DISTRIBUTING CO.
17139 | Currently in Use |  | 1982-01-01 06:00 |  | Petroleum | Unleaded gasoline | Unleaded gasoline | Retail | Single Wall, Steel | Steel | Coated & cathodic protection (sti-P3), Field installed cathodic protection |  | Single Wall, Steel |  |  | Field installed cathodic protection | Catchment Basin, Single walled catchment basin | Automatic shutoff device At 95% full | Automatic shutoff device At 95% full |  |  | Continuous Automatic Tank Gauge | Direct Bury submersible pump | Automatic flow restrictor (MLLD) | Automatic flow restrictor (MLLD) |  |  | Annual line testing | Annual line testing |  | UST Currently In Use: 4; UST Temp Close: 1; AST Currently In Use: 0; AST Temp Closed: 0 | 4 | 1 | 0 | 13284-127-003702 | H.L. MARTIN DISTRIBUTING CO.
17140 | Currently in Use |  | 1982-01-01 06:00 |  | Petroleum | On road diesel | On road diesel | Retail | Single Wall, Steel | Steel | Coated & cathodic protection (sti-P3), Field installed cathodic protection, Interior lined (not allowed as a standalone method of corrosion protection) |  | Single Wall, Steel |  |  | Field installed cathodic protection | Catchment Basin, Single walled catchment basin | Automatic shutoff device At 95% full | Automatic shutoff device At 95% full |  |  | Continuous Automatic Tank Gauge | Direct Bury submersible pump | Automatic flow restrictor (MLLD) | Automatic flow restrictor (MLLD) |  |  | Annual line testing | Annual line testing |  | UST Currently In Use: 4; UST Temp Close: 1; AST Currently In Use: 0; AST Temp Closed: 0 | 4 | 1 | 0 | 13284-127-003702 | H.L. MARTIN DISTRIBUTING CO.
17141 | Temporary Closed | 2016-02-02 06:00 | 1982-01-01 06:00 |  | Petroleum | On road diesel | On road diesel | Retail | Single Wall, Steel, MANIFOLDED | Steel | Coated & cathodic protection (sti-P3), Field installed cathodic protection |  | Single Wall, Steel |  |  | Field installed cathodic protection | Catchment Basin, Single walled catchment basin | Automatic shutoff device At 95% full | Automatic shutoff device At 95% full |  |  | Continuous Automatic Tank Gauge | Direct Bury submersible pump | Automatic flow restrictor (MLLD), MANIFOLDED | Automatic flow restrictor (MLLD) |  |  | Other, SLAVE TANK | Other |  | UST Currently In Use: 4; UST Temp Close: 1; AST Currently In Use: 0; AST Temp Closed: 0 | 4 | 1 | 0 | 13284-127-003702 | H.L. MARTIN DISTRIBUTING CO.
17142 | Permanently Closed | 1980-01-01 06:00 | 1964-01-01 06:00 | 1990-02-01 06:00 | Petroleum | Unleaded gasoline | Unleaded gasoline |  | Steel | Steel |  | Painted or None | Steel |  | 1901-01-01 06:00 | [15 empty] | UST Currently In Use: 0; UST Temp Close: 0; AST Currently In Use: 0; AST Temp Closed: 0 | 0 | 0 | 1 | 12602-071-001668 | J P STEVENS & CO INC
17143 | Permanently Closed | 1990-09-07 06:00 | 1953-01-01 06:00 | 1990-09-07 06:00 | Petroleum | On road diesel | On road diesel |  | Steel | Steel |  | Painted or None | Steel |  | 1901-01-01 06:00 | [15 empty] | UST Currently In Use: 0; UST Temp Close: 0; AST Currently In Use: 0; AST Temp Closed: 0 | 0 | 0 | 2 | 12603-097-011918 | J R CHAPMAN & M A SARGENT
17144 | Permanently Closed | 1990-09-07 06:00 | 1953-01-01 06:00 | 1990-09-07 06:00 | Petroleum | On road diesel | On road diesel |  | Steel | Steel |  | Painted or None | Steel |  | 1901-01-01 06:00 | [15 empty] | UST Currently In Use: 0; UST Temp Close: 0; AST Currently In Use: 0; AST Temp Closed: 0 | 0 | 0 | 2 | 12603-097-011918 | J R CHAPMAN & M A SARGENT
17145 | Permanently Closed | 1901-01-01 06:00 | 1975-01-01 06:00 | 1988-12-07 06:00 | Petroleum | Other, NEW OIL | Other |  | Steel | Steel |  | Painted or None | Steel |  | 1901-01-01 06:00 | [15 empty] | UST Currently In Use: 0; UST Temp Close: 0; AST Currently In Use: 0; AST Temp Closed: 0 | 0 | 0 | 3 | 12604-069-001186 | J R CROSS
17146 | Permanently Closed | 1901-01-01 06:00 | 1975-01-01 06:00 | 1988-12-07 06:00 | Petroleum | Other, 90W GEAR | Other |  | Steel | Steel |  | Painted or None | Steel |  | 1901-01-01 06:00 | [15 empty] | UST Currently In Use: 0; UST Temp Close: 0; AST Currently In Use: 0; AST Temp Closed: 0 | 0 | 0 | 3 | 12604-069-001186 | J R CROSS
17147 | Permanently Closed | 1901-01-01 06:00 | 1975-01-01 06:00 | 1988-12-07 06:00 | Petroleum | Used oil | Used oil |  | Steel | Steel |  | Painted or None | Steel |  | 1901-01-01 06:00 | [15 empty] | UST Currently In Use: 0; UST Temp Close: 0; AST Currently In Use: 0; AST Temp Closed: 0 | 0 | 0 | 3 | 12604-069-001186 | J R CROSS
17148 | Permanently Closed | 1999-08-20 06:00 | 1984-01-01 06:00 | 1998-11-16 06:00 | Petroleum | Unleaded gasoline | Unleaded gasoline |  | Steel | Steel |  | Painted or None | Steel |  | 1901-01-01 06:00 | [6 empty] | Statistical Inventory Reconciliation (SIR) | [5 empty] | Annual line testing, Statistical inventory reconciliation (SIR) | Statistical inventory reconciliation (SIR) |  | UST Currently In Use: 3; UST Temp Close: 0; AST Currently In Use: 0; AST Temp Closed: 0 | 3 | 0 | 3 | 25417-077-010026 | BAMM ENTERPRISES II, INC
17149 | Permanently Closed | 1999-08-20 06:00 | 1984-01-01 06:00 | 1998-11-16 06:00 | Petroleum | Unleaded gasoline | Unleaded gasoline |  | Steel | Steel |  | Painted or None | Steel |  | 1901-01-01 06:00 | [6 empty] | Statistical Inventory Reconciliation (SIR) | [5 empty] | Annual line testing, Statistical inventory reconciliation (SIR) | Statistical inventory reconciliation (SIR) |  | UST Currently In Use: 3; UST Temp Close: 0; AST Currently In Use: 0; AST Temp Closed: 0 | 3 | 0 | 3 | 25417-077-010026 | BAMM ENTERPRISES II, INC
17150 | Permanently Closed | 1999-08-20 06:00 | 1987-01-01 06:00 | 1998-11-16 06:00 | Petroleum | Unleaded gasoline | Unleaded gasoline |  | Steel | Steel | Coated & cathodic protection (sti-P3) |  | Steel |  | 1901-01-01 06:00 | [6 empty] | Statistical Inventory Reconciliation (SIR) | [5 empty] | Annual line testing, Statistical inventory reconciliation (SIR) | Statistical inventory reconciliation (SIR) |  | UST Currently In Use: 3; UST Temp Close: 0; AST Currently In Use: 0; AST Temp Closed: 0 | 3 | 0 | 3 | 25417-077-010026 | BAMM ENTERPRISES II, INC
17151 | Currently in Use |  | 1987-01-01 06:00 |  | Petroleum | On road diesel | On road diesel | Retail | Single Wall, Steel | Steel | Coated & cathodic protection (sti-P3) |  | Double Wall, Fiberglass reinforced plastic |  |  |  | Catchment Basin, Single walled catchment basin | Flow Rest 90% Full | Flow Rest 90% Full |  |  | Automatic Tank Gauge |  | Automatic flow restrictor (MLLD), Containment Sump | Containment Sump |  |  | Annual line testing | Annual line testing |  | UST Currently In Use: 3; UST Temp Close: 0; AST Currently In Use: 0; AST Temp Closed: 0 | 3 | 0 | 3 | 25417-077-010026 | BAMM ENTERPRISES II, INC
17152 | Permanently Closed | 1988-11-30 06:00 | 1975-01-01 06:00 | 1988-11-30 06:00 | Petroleum | Unleaded gasoline | Unleaded gasoline |  | Steel | Steel |  | Painted or None | Steel |  | 1901-01-01 06:00 | [15 empty] | UST Currently In Use: 0; UST Temp Close: 0; AST Currently In Use: 0; AST Temp Closed: 0 | 0 | 0 | 2 | 12606-103-004423 | J R RANSOM
17153 | Permanently Closed | 1988-11-30 06:00 | 1975-01-01 06:00 | 1988-11-30 06:00 | Petroleum | Unleaded gasoline | Unleaded gasoline |  | Steel | Steel |  | Painted or None | Steel |  | 1901-01-01 06:00 | [15 empty] | UST Currently In Use: 0; UST Temp Close: 0; AST Currently In Use: 0; AST Temp Closed: 0 | 0 | 0 | 2 | 12606-103-004423 | J R RANSOM
17154 | Permanently Closed | 1990-08-21 06:00 | 1955-01-01 06:00 | 1990-08-21 06:00 | Petroleum | Unleaded gasoline | Unleaded gasoline |  | Steel | Steel |  | Painted or None | Steel |  | 1901-01-01 06:00 | [15 empty] | UST Currently In Use: 0; UST Temp Close: 0; AST Currently In Use: 0; AST Temp Closed: 0 | 0 | 0 | 4 | 12607-073-012283 | J R TRUCKER
17155 | Permanently Closed | 1990-08-21 06:00 | 1955-01-01 06:00 | 1990-08-21 06:00 | Petroleum | Unleaded gasoline | Unleaded gasoline |  | Steel | Steel |  | Painted or None | Steel |  | 1901-01-01 06:00 | [15 empty] | UST Currently In Use: 0; UST Temp Close: 0; AST Currently In Use: 0; AST Temp Closed: 0 | 0 | 0 | 4 | 12607-073-012283 | J R TRUCKER
17156 | Permanently Closed | 1990-08-21 06:00 | 1955-01-01 06:00 | 1990-08-21 06:00 | Petroleum | Unleaded gasoline | Unleaded gasoline |  | Steel | Steel |  | Painted or None | Steel |  | 1901-01-01 06:00 | [15 empty] | UST Currently In Use: 0; UST Temp Close: 0; AST Currently In Use: 0; AST Temp Closed: 0 | 0 | 0 | 4 | 12607-073-012283 | J R TRUCKER
17157 | Permanently Closed | 1990-08-21 06:00 | 1953-01-01 06:00 | 1990-08-21 06:00 | Petroleum | Used oil | Used oil |  | Steel | Steel |  | Painted or None | Steel |  | 1901-01-01 06:00 | [15 empty] | UST Currently In Use: 0; UST Temp Close: 0; AST Currently In Use: 0; AST Temp Closed: 0 | 0 | 0 | 4 | 12607-073-012283 | J R TRUCKER
17158 | Currently in Use |  | 1974-01-01 06:00 |  | Petroleum | Unleaded gasoline | Unleaded gasoline | Industrial, Local Government | Steel | Steel | Field installed cathodic protection |  | Steel |  |  | Field installed cathodic protection | Catchment Basin, Single walled catchment basin | Automatic shutoff device At 95% full | Automatic shutoff device At 95% full |  |  | Continuous Automatic Tank Gauge | [8 empty] | UST Currently In Use: 3; UST Temp Close: 0; AST Currently In Use: 0; AST Temp Closed: 0 | 3 | 0 | 0 | 16940-097-005624 | MOBILE COUNTY COMMISSION
17159 | Currently in Use |  | 1974-01-01 06:00 |  | Petroleum | On road diesel | On road diesel | Industrial, Local Government | Steel | Steel | Field installed cathodic protection |  | Steel |  |  | Field installed cathodic protection | Catchment Basin, Single walled catchment basin | Automatic shutoff device At 95% full | Automatic shutoff device At 95% full |  |  | Continuous Automatic Tank Gauge | [8 empty] | UST Currently In Use: 3; UST Temp Close: 0; AST Currently In Use: 0; AST Temp Closed: 0 | 3 | 0 | 0 | 16940-097-005624 | MOBILE COUNTY COMMISSION
17160 | Currently in Use |  | 1974-01-01 06:00 |  | Petroleum | On road diesel | On road diesel | Industrial, Local Government | Steel | Steel | Field installed cathodic protection |  | Steel |  |  | Field installed cathodic protection | Catchment Basin, Single walled catchment basin | Automatic shutoff device At 95% full | Automatic shutoff device At 95% full |  |  | Continuous Automatic Tank Gauge | [8 empty] | UST Currently In Use: 3; UST Temp Close: 0; AST Currently In Use: 0; AST Temp Closed: 0 | 3 | 0 | 0 | 16940-097-005624 | MOBILE COUNTY COMMISSION
17161 | Permanently Closed | 1901-01-01 06:00 | 1964-01-01 06:00 | 1988-12-15 06:00 | Petroleum | Unleaded gasoline | Unleaded gasoline |  | Steel | Steel |  | Painted or None | Steel |  | 1901-01-01 06:00 | [15 empty] | UST Currently In Use: 0; UST Temp Close: 0; AST Currently In Use: 0; AST Temp Closed: 0 | 0 | 0 | 3 | 12610-121-002364 | J T ALLDREDGE
17162 | Permanently Closed | 1901-01-01 06:00 | 1964-01-01 06:00 | 1988-12-15 06:00 | Petroleum | Unleaded gasoline | Unleaded gasoline |  | Steel | Steel |  | Painted or None | Steel |  | 1901-01-01 06:00 | [15 empty] | UST Currently In Use: 0; UST Temp Close: 0; AST Currently In Use: 0; AST Temp Closed: 0 | 0 | 0 | 3 | 12610-121-002364 | J T ALLDREDGE
17163 | Permanently Closed | 1901-01-01 06:00 | 1969-01-01 06:00 | 1988-12-15 06:00 | Petroleum | Unleaded gasoline | Unleaded gasoline |  | Steel | Steel |  | Painted or None | Steel |  | 1901-01-01 06:00 | [15 empty] | UST Currently In Use: 0; UST Temp Close: 0; AST Currently In Use: 0; AST Temp Closed: 0 | 0 | 0 | 3 | 12610-121-002364 | J T ALLDREDGE
17164 | Permanently Closed | 1990-11-27 06:00 | 1974-01-01 06:00 | 1990-11-27 06:00 | Petroleum | On road diesel | On road diesel |  | Steel | Steel |  |  | Steel |  | 1901-01-01 06:00 | [15 empty] | UST Currently In Use: 0; UST Temp Close: 0; AST Currently In Use: 2; AST Temp Closed: 0 | 0 | 0 | 1 | 12611-017-001236 | J T CATTLE CO
17167 | Permanently Closed | 1973-03-01 06:00 | 1953-01-01 06:00 | 1988-10-03 06:00 | Petroleum | Used oil | Used oil |  | Steel | Steel |  |  | Steel |  | 1901-01-01 06:00 | [15 empty] | UST Currently In Use: 0; UST Temp Close: 0; AST Currently In Use: 0; AST Temp Closed: 0 | 0 | 0 | 4 | 12613-003-006257 | J T MORGAN
17168 | Permanently Closed | 1973-03-01 06:00 | 1953-01-01 06:00 | 1988-10-03 06:00 | Petroleum | Used oil | Used oil |  | Steel | Steel |  |  | Steel |  | 1901-01-01 06:00 | [15 empty] | UST Currently In Use: 0; UST Temp Close: 0; AST Currently In Use: 0; AST Temp Closed: 0 | 0 | 0 | 4 | 12613-003-006257 | J T MORGAN
17169 | Permanently Closed | 1980-01-01 06:00 | 1967-01-01 06:00 | 1988-10-03 06:00 | Petroleum | Unleaded gasoline | Unleaded gasoline |  | Steel | Steel |  |  | Steel |  | 1901-01-01 06:00 | [15 empty] | UST Currently In Use: 0; UST Temp Close: 0; AST Currently In Use: 0; AST Temp Closed: 0 | 0 | 0 | 4 | 12613-003-006257 | J T MORGAN
17170 | Permanently Closed | 1980-01-01 06:00 | 1967-01-01 06:00 | 1988-10-03 06:00 | Petroleum | Unleaded gasoline | Unleaded gasoline |  | Steel | Steel |  |  | Steel |  | 1901-01-01 06:00 | [15 empty] | UST Currently In Use: 0; UST Temp Close: 0; AST Currently In Use: 0; AST Temp Closed: 0 | 0 | 0 | 4 | 12613-003-006257 | J T MORGAN
17171 | Permanently Closed | 1994-09-13 06:00 | 1978-01-01 06:00 | 1994-09-13 06:00 | Petroleum | Unleaded gasoline | Unleaded gasoline |  | Steel | Steel |  | Painted or None | Steel |  | 1901-01-01 06:00 | [15 empty] | UST Currently In Use: 0; UST Temp Close: 0; AST Currently In Use: 0; AST Temp Closed: 0 | 0 | 0 | 2 | 12614-055-001705 | J V KNOP
17172 | Permanently Closed | 1994-09-13 06:00 | 1978-01-01 06:00 | 1994-09-13 06:00 | Petroleum | Unleaded gasoline | Unleaded gasoline |  | Steel | Steel |  | Painted or None | Steel |  | 1901-01-01 06:00 | [15 empty] | UST Currently In Use: 0; UST Temp Close: 0; AST Currently In Use: 0; AST Temp Closed: 0 | 0 | 0 | 2 | 12614-055-001705 | J V KNOP
17173 | Permanently Closed | 1992-04-23 06:00 | 1975-01-01 06:00 | 1992-04-23 06:00 | Petroleum | Unleaded gasoline | Unleaded gasoline |  | Steel | Steel |  | Painted or None | Steel |  | 1901-01-01 06:00 | [15 empty] | UST Currently In Use: 0; UST Temp Close: 0; AST Currently In Use: 0; AST Temp Closed: 0 | 0 | 0 | 6 | 12615-017-013274 | J V PERRY OIL CO INC
17174 | Permanently Closed | 1992-04-23 06:00 | 1975-01-01 06:00 | 1992-04-23 06:00 | Petroleum | Unleaded gasoline | Unleaded gasoline |  | Steel | Steel |  | Painted or None | Steel |  | 1901-01-01 06:00 | [15 empty] | UST Currently In Use: 0; UST Temp Close: 0; AST Currently In Use: 0; AST Temp Closed: 0 | 0 | 0 | 6 | 12615-017-013274 | J V PERRY OIL CO INC
17175 | Permanently Closed | 1992-04-23 06:00 | 1975-01-01 06:00 | 1992-04-23 06:00 | Petroleum | Unleaded gasoline | Unleaded gasoline |  | Steel | Steel |  | Painted or None | Steel |  | 1901-01-01 06:00 | [15 empty] | UST Currently In Use: 0; UST Temp Close: 0; AST Currently In Use: 0; AST Temp Closed: 0 | 0 | 0 | 6 | 12615-017-013274 | J V PERRY OIL CO INC
17176 | Permanently Closed | 1992-04-23 06:00 | 1975-01-01 06:00 | 1992-04-23 06:00 | Petroleum | Unleaded gasoline | Unleaded gasoline |  | Steel | Steel |  | Painted or None | Steel |  | 1901-01-01 06:00 | [15 empty] | UST Currently In Use: 0; UST Temp Close: 0; AST Currently In Use: 0; AST Temp Closed: 0 | 0 | 0 | 6 | 12615-017-013274 | J V PERRY OIL CO INC
17177 | Permanently Closed | 1992-04-23 06:00 | 1975-01-01 06:00 | 1992-04-23 06:00 | Petroleum | On road diesel | On road diesel |  | Steel | Steel |  | Painted or None | Steel |  | 1901-01-01 06:00 | [15 empty] | UST Currently In Use: 0; UST Temp Close: 0; AST Currently In Use: 0; AST Temp Closed: 0 | 0 | 0 | 6 | 12615-017-013274 | J V PERRY OIL CO INC
17178 | Permanently Closed | 1992-07-29 06:00 | 1989-01-01 06:00 | 1992-07-29 06:00 | Petroleum | Unleaded gasoline | Unleaded gasoline |  | Steel | Steel |  | Painted or None | Steel |  | 1901-01-01 06:00 | [15 empty] | UST Currently In Use: 0; UST Temp Close: 0; AST Currently In Use: 0; AST Temp Closed: 0 | 0 | 0 | 6 | 12615-017-013274 | J V PERRY OIL CO INC
17179 | Permanently Closed | 1990-01-01 06:00 | 1901-01-01 06:00 | 1994-01-18 06:00 | Petroleum | Unleaded gasoline | Unleaded gasoline |  | Steel | Steel |  | Painted or None | Steel |  | 1901-01-01 06:00 | [15 empty] | UST Currently In Use: 0; UST Temp Close: 0; AST Currently In Use: 0; AST Temp Closed: 0 | 0 | 0 | 2 | 12615-029-013273 | J V PERRY OIL CO INC
17180 | Permanently Closed | 1990-01-01 06:00 | 1901-01-01 06:00 | 1994-01-18 06:00 | Petroleum | Unleaded gasoline | Unleaded gasoline |  | Steel | Steel |  | Painted or None | Steel |  | 1901-01-01 06:00 | [15 empty] | UST Currently In Use: 0; UST Temp Close: 0; AST Currently In Use: 0; AST Temp Closed: 0 | 0 | 0 | 2 | 12615-029-013273 | J V PERRY OIL CO INC
17181 | Permanently Closed | 1994-01-01 06:00 | 1975-01-01 06:00 | 1994-06-28 06:00 | Petroleum | Unleaded gasoline | Unleaded gasoline |  | Steel | Steel |  | Painted or None | Steel |  | 1901-01-01 06:00 | [15 empty] | UST Currently In Use: 0; UST Temp Close: 0; AST Currently In Use: 0; AST Temp Closed: 0 | 0 | 0 | 1 | 12615-111-010376 | J V PERRY OIL CO INC
17182 | Permanently Closed | 2008-04-02 06:00 | 1990-06-30 06:00 | 2023-05-17 06:00 | Petroleum | Unleaded gasoline | Unleaded gasoline | Retail | Steel | Steel | Coated & cathodic protection (sti-P3) |  | Fiberglass reinforced plastic, DBWALL |  |  |  | Catchment Basin, Single walled catchment basin | Flow Rest 90% Full | Flow Rest 90% Full |  |  | Continuous Automatic Tank Gauge |  | Automatic shutoff device (AELLD) | Automatic shutoff device (AELLD) | [5 empty] | UST Currently In Use: 0; UST Temp Close: 0; AST Currently In Use: 0; AST Temp Closed: 0 | 0 | 0 | 11 | 25779-111-013259 | TOWN OF WADLEY
17183 | Permanently Closed | 2008-04-02 06:00 | 1990-06-30 06:00 | 2023-05-17 06:00 | Petroleum | Mid-grade gasoline | Mid-grade gasoline | Retail | Steel | Steel | Coated & cathodic protection (sti-P3) |  | Fiberglass reinforced plastic |  |  |  | Catchment Basin, Single walled catchment basin | Flow Rest 90% Full | Flow Rest 90% Full |  |  | Continuous Automatic Tank Gauge |  | Automatic shutoff device (AELLD) | Automatic shutoff device (AELLD) | [5 empty] | UST Currently In Use: 0; UST Temp Close: 0; AST Currently In Use: 0; AST Temp Closed: 0 | 0 | 0 | 11 | 25779-111-013259 | TOWN OF WADLEY
17184 | Permanently Closed | 2008-04-02 06:00 | 1990-06-30 06:00 | 2023-05-17 06:00 | Petroleum | Premium gasoline | Premium gasoline | Retail | Steel | Steel | Coated & cathodic protection (sti-P3) |  | Fiberglass reinforced plastic |  |  |  | Catchment Basin, Single walled catchment basin | Flow Rest 90% Full | Flow Rest 90% Full |  |  | Continuous Automatic Tank Gauge |  | Automatic shutoff device (AELLD) | Automatic shutoff device (AELLD) | [5 empty] | UST Currently In Use: 0; UST Temp Close: 0; AST Currently In Use: 0; AST Temp Closed: 0 | 0 | 0 | 11 | 25779-111-013259 | TOWN OF WADLEY
17185 | Permanently Closed | 1990-06-26 06:00 | 1901-01-01 06:00 | 1990-06-26 06:00 | Petroleum | Unleaded gasoline | Unleaded gasoline |  | Steel | Steel |  | Painted or None | Steel |  | 1901-01-01 06:00 | [15 empty] | UST Currently In Use: 0; UST Temp Close: 0; AST Currently In Use: 0; AST Temp Closed: 0 | 0 | 0 | 11 | 25779-111-013259 | TOWN OF WADLEY
17186 | Permanently Closed | 1990-06-26 06:00 | 1901-01-01 06:00 | 1990-06-26 06:00 | Petroleum | Unleaded gasoline | Unleaded gasoline |  | Steel | Steel |  | Painted or None | Steel |  | 1901-01-01 06:00 | [15 empty] | UST Currently In Use: 0; UST Temp Close: 0; AST Currently In Use: 0; AST Temp Closed: 0 | 0 | 0 | 11 | 25779-111-013259 | TOWN OF WADLEY
17187 | Permanently Closed | 1990-06-26 06:00 | 1901-01-01 06:00 | 1990-06-26 06:00 | Petroleum | On road diesel | On road diesel |  | Steel | Steel |  | Painted or None | Steel |  | 1901-01-01 06:00 | [15 empty] | UST Currently In Use: 0; UST Temp Close: 0; AST Currently In Use: 0; AST Temp Closed: 0 | 0 | 0 | 11 | 25779-111-013259 | TOWN OF WADLEY
17188 | Permanently Closed | 1990-06-26 06:00 | 1901-01-01 06:00 | 1990-06-26 06:00 | Petroleum | Kerosene | Kerosene |  | Steel | Steel |  | Painted or None | Steel |  | 1901-01-01 06:00 | [15 empty] | UST Currently In Use: 0; UST Temp Close: 0; AST Currently In Use: 0; AST Temp Closed: 0 | 0 | 0 | 11 | 25779-111-013259 | TOWN OF WADLEY
17189 | Cannot Locate or abandoned | 1992-01-01 06:00 | 1977-01-01 06:00 |  | Petroleum | Unleaded gasoline | Unleaded gasoline | Retail | Steel | Steel |  | Painted or None | Steel |  | 1901-01-01 06:00 | [15 empty] | UST Currently In Use: 0; UST Temp Close: 0; AST Currently In Use: 0; AST Temp Closed: 0 | 0 | 0 | 0 | 12615-111-013261 | J V PERRY OIL CO INC
17190 | Cannot Locate or abandoned | 1992-01-01 06:00 | 1977-01-01 06:00 |  | Petroleum | Unleaded gasoline | Unleaded gasoline | Retail | Steel | Steel |  | Painted or None | Steel |  | 1901-01-01 06:00 | [15 empty] | UST Currently In Use: 0; UST Temp Close: 0; AST Currently In Use: 0; AST Temp Closed: 0 | 0 | 0 | 0 | 12615-111-013261 | J V PERRY OIL CO INC
17191 | Permanently Closed | 1993-10-01 06:00 | 1982-01-01 06:00 | 1993-10-14 06:00 | Petroleum | Unleaded gasoline | Unleaded gasoline |  | Steel | Steel |  | Painted or None | Steel |  | 1901-01-01 06:00 | [15 empty] | UST Currently In Use: 0; UST Temp Close: 0; AST Currently In Use: 0; AST Temp Closed: 0 | 0 | 0 | 1 | 12615-111-013262 | J V PERRY OIL CO INC
17192 | Permanently Closed | 1996-10-10 06:00 | 1979-01-01 06:00 | 1998-10-10 06:00 | Petroleum | Unleaded gasoline | Unleaded gasoline | Retail | Steel | Steel | Field installed cathodic protection |  | Steel |  | 1901-01-01 06:00 |  | Catchment Basin, Single walled catchment basin | Automatic shutoff device At 95% full | Automatic shutoff device At 95% full |  |  | Statistical Inventory Reconciliation (SIR) | [5 empty] | Annual line testing | Annual line testing |  | UST Currently In Use: 0; UST Temp Close: 0; AST Currently In Use: 0; AST Temp Closed: 0 | 0 | 0 | 3 | 12615-111-013263 | J V PERRY OIL CO INC
17193 | Permanently Closed | 1996-10-10 06:00 | 1979-01-01 06:00 | 1998-10-10 06:00 | Petroleum | Mid-grade gasoline | Mid-grade gasoline | Retail | Steel | Steel | Field installed cathodic protection |  | Steel |  | 1901-01-01 06:00 |  | Catchment Basin, Single walled catchment basin | Automatic shutoff device At 95% full | Automatic shutoff device At 95% full |  |  | Statistical Inventory Reconciliation (SIR) | [5 empty] | Annual line testing | Annual line testing |  | UST Currently In Use: 0; UST Temp Close: 0; AST Currently In Use: 0; AST Temp Closed: 0 | 0 | 0 | 3 | 12615-111-013263 | J V PERRY OIL CO INC
17194 | Permanently Closed | 1996-10-10 06:00 | 1979-01-01 06:00 | 1998-10-10 06:00 | Petroleum | Premium gasoline | Premium gasoline | Retail | Steel | Steel | Field installed cathodic protection |  | Steel |  | 1901-01-01 06:00 |  | Catchment Basin, Single walled catchment basin | Automatic shutoff device At 95% full | Automatic shutoff device At 95% full |  |  | Statistical Inventory Reconciliation (SIR) | [5 empty] | Annual line testing | Annual line testing |  | UST Currently In Use: 0; UST Temp Close: 0; AST Currently In Use: 0; AST Temp Closed: 0 | 0 | 0 | 3 | 12615-111-013263 | J V PERRY OIL CO INC
17195 | Permanently Closed | 2002-01-31 06:00 | 1977-01-01 06:00 | 2010-02-24 06:00 | Petroleum | Unleaded gasoline | Unleaded gasoline | Retail | Steel | Steel | Field installed cathodic protection |  | Steel |  | 1901-01-01 06:00 | Field installed cathodic protection | Catchment Basin, Single walled catchment basin | Automatic shutoff device At 95% full | Automatic shutoff device At 95% full | [11 empty] | UST Currently In Use: 0; UST Temp Close: 0; AST Currently In Use: 0; AST Temp Closed: 0 | 0 | 0 | 3 | 23400-111-013264 | DONALD T FINCHER
17196 | Permanently Closed | 2002-01-31 06:00 | 1977-01-01 06:00 | 2010-02-24 06:00 | Petroleum | Unleaded gasoline | Unleaded gasoline | Retail | Steel | Steel | Field installed cathodic protection |  | Steel |  | 1901-01-01 06:00 | Field installed cathodic protection | Catchment Basin, Single walled catchment basin | Automatic shutoff device At 95% full | Automatic shutoff device At 95% full | [8 empty] | Annual line testing | Annual line testing |  | UST Currently In Use: 0; UST Temp Close: 0; AST Currently In Use: 0; AST Temp Closed: 0 | 0 | 0 | 3 | 23400-111-013264 | DONALD T FINCHER
17197 | Permanently Closed | 2002-01-31 06:00 | 1977-01-01 06:00 | 2010-02-24 06:00 | Petroleum | Unleaded gasoline | Unleaded gasoline | Retail | Steel | Steel | Field installed cathodic protection |  | Steel |  | 1901-01-01 06:00 | Field installed cathodic protection | Catchment Basin, Single walled catchment basin | Automatic shutoff device At 95% full | Automatic shutoff device At 95% full | [11 empty] | UST Currently In Use: 0; UST Temp Close: 0; AST Currently In Use: 0; AST Temp Closed: 0 | 0 | 0 | 3 | 23400-111-013264 | DONALD T FINCHER
17198 | Cannot Locate or abandoned | 1990-05-01 06:00 | 1977-01-01 06:00 |  | Petroleum | Unleaded gasoline | Unleaded gasoline |  | Steel | Steel |  | Painted or None | Steel |  | 1901-01-01 06:00 | [15 empty] | UST Currently In Use: 0; UST Temp Close: 0; AST Currently In Use: 0; AST Temp Closed: 0 | 0 | 0 | 0 | 12615-111-013265 | J V PERRY OIL CO INC
17199 | Cannot Locate or abandoned | 1990-05-01 06:00 | 1977-01-01 06:00 |  | Petroleum | Unleaded gasoline | Unleaded gasoline |  | Steel | Steel |  | Painted or None | Steel |  | 1901-01-01 06:00 | [15 empty] | UST Currently In Use: 0; UST Temp Close: 0; AST Currently In Use: 0; AST Temp Closed: 0 | 0 | 0 | 0 | 12615-111-013265 | J V PERRY OIL CO INC
17200 | Cannot Locate or abandoned | 1990-05-01 06:00 | 1977-01-01 06:00 |  | Petroleum | Unleaded gasoline | Unleaded gasoline |  | Steel | Steel |  | Painted or None | Steel |  | 1901-01-01 06:00 | [15 empty] | UST Currently In Use: 0; UST Temp Close: 0; AST Currently In Use: 0; AST Temp Closed: 0 | 0 | 0 | 0 | 12615-111-013265 | J V PERRY OIL CO INC
17201 | Cannot Locate or abandoned | 1990-05-01 06:00 | 1977-01-01 06:00 |  | Petroleum | Unleaded gasoline | Unleaded gasoline |  | Steel | Steel |  | Painted or None | Steel |  | 1901-01-01 06:00 | [15 empty] | UST Currently In Use: 0; UST Temp Close: 0; AST Currently In Use: 0; AST Temp Closed: 0 | 0 | 0 | 0 | 12615-111-013266 | J V PERRY OIL CO INC
17202 | Cannot Locate or abandoned | 1990-05-01 06:00 | 1977-01-01 06:00 |  | Petroleum | Unleaded gasoline | Unleaded gasoline |  | Steel | Steel |  | Painted or None | Steel |  | 1901-01-01 06:00 | [15 empty] | UST Currently In Use: 0; UST Temp Close: 0; AST Currently In Use: 0; AST Temp Closed: 0 | 0 | 0 | 0 | 12615-111-013266 | J V PERRY OIL CO INC
17203 | Permanently Closed | 1992-01-14 06:00 | 1901-01-01 06:00 | 1992-01-14 06:00 | Petroleum | Unleaded gasoline | Unleaded gasoline |  | Steel | Steel |  | Painted or None | Steel |  | 1901-01-01 06:00 | [15 empty] | UST Currently In Use: 0; UST Temp Close: 0; AST Currently In Use: 0; AST Temp Closed: 0 | 0 | 0 | 2 | 12615-111-013267 | J V PERRY OIL CO INC
17204 | Permanently Closed | 1992-01-14 06:00 | 1901-01-01 06:00 | 1992-01-14 06:00 | Petroleum | Unleaded gasoline | Unleaded gasoline |  | Steel | Steel |  | Painted or None | Steel |  | 1901-01-01 06:00 | [15 empty] | UST Currently In Use: 0; UST Temp Close: 0; AST Currently In Use: 0; AST Temp Closed: 0 | 0 | 0 | 2 | 12615-111-013267 | J V PERRY OIL CO INC
17205 | Permanently Closed | 2007-11-18 06:00 | 1901-01-01 06:00 | 2009-11-18 06:00 | Petroleum | Unleaded gasoline | Unleaded gasoline |  | Steel | Steel |  | Painted or None | Steel |  | 1901-01-01 06:00 | [15 empty] | UST Currently In Use: 0; UST Temp Close: 0; AST Currently In Use: 0; AST Temp Closed: 0 | 0 | 0 | 2 | 12615-111-013268 | J V PERRY OIL CO INC
17206 | Permanently Closed | 2007-11-18 06:00 | 1901-01-01 06:00 | 2009-11-18 06:00 | Petroleum | Unleaded gasoline | Unleaded gasoline |  | Steel | Steel |  | Painted or None | Steel |  | 1901-01-01 06:00 | [15 empty] | UST Currently In Use: 0; UST Temp Close: 0; AST Currently In Use: 0; AST Temp Closed: 0 | 0 | 0 | 2 | 12615-111-013268 | J V PERRY OIL CO INC
17207 | Permanently Closed | 1994-01-01 06:00 | 1982-01-01 06:00 | 1994-03-23 06:00 | Petroleum | Unleaded gasoline | Unleaded gasoline | Retail | Steel | Steel |  | Painted or None | Steel |  | 1901-01-01 06:00 | [15 empty] | UST Currently In Use: 0; UST Temp Close: 0; AST Currently In Use: 0; AST Temp Closed: 0 | 0 | 0 | 2 | 12615-111-013269 | J V PERRY OIL CO INC
17208 | Permanently Closed | 1994-01-01 06:00 | 1982-01-01 06:00 | 1994-03-23 06:00 | Petroleum | Unleaded gasoline | Unleaded gasoline | Retail | Steel | Steel |  | Painted or None | Steel |  | 1901-01-01 06:00 | [15 empty] | UST Currently In Use: 0; UST Temp Close: 0; AST Currently In Use: 0; AST Temp Closed: 0 | 0 | 0 | 2 | 12615-111-013269 | J V PERRY OIL CO INC
17209 |  | 1992-12-01 06:00 | 1977-01-01 06:00 |  | Petroleum | Unleaded gasoline | Unleaded gasoline |  | Steel | Steel |  | Painted or None | Steel |  | 1901-01-01 06:00 | [15 empty] | UST Currently In Use: 0; UST Temp Close: 0; AST Currently In Use: 0; AST Temp Closed: 0 | 0 | 0 | 0 | 12615-111-013270 | J V PERRY OIL CO INC
17210 |  | 1992-12-01 06:00 | 1977-01-01 06:00 |  | Petroleum | Unleaded gasoline | Unleaded gasoline |  | Steel | Steel |  | Painted or None | Steel |  | 1901-01-01 06:00 | [15 empty] | UST Currently In Use: 0; UST Temp Close: 0; AST Currently In Use: 0; AST Temp Closed: 0 | 0 | 0 | 0 | 12615-111-013270 | J V PERRY OIL CO INC
17211 |  | 1992-12-01 06:00 | 1977-01-01 06:00 |  | Petroleum | Unleaded gasoline | Unleaded gasoline |  | Steel | Steel |  | Painted or None | Steel |  | 1901-01-01 06:00 | [15 empty] | UST Currently In Use: 0; UST Temp Close: 0; AST Currently In Use: 0; AST Temp Closed: 0 | 0 | 0 | 0 | 12615-111-013270 | J V PERRY OIL CO INC
17212 |  | 1992-12-01 06:00 | 1901-01-01 06:00 |  | Petroleum | On road diesel | On road diesel |  | Steel | Steel |  | Painted or None | Steel |  | 1901-01-01 06:00 | [15 empty] | UST Currently In Use: 0; UST Temp Close: 0; AST Currently In Use: 0; AST Temp Closed: 0 | 0 | 0 | 0 | 12615-111-013270 | J V PERRY OIL CO INC
17213 | Permanently Closed | 1991-05-15 06:00 | 1975-01-01 06:00 | 1991-05-15 06:00 | Petroleum | Unleaded gasoline | Unleaded gasoline |  | Steel | Steel |  | Painted or None | Steel |  | 1901-01-01 06:00 | [15 empty] | UST Currently In Use: 0; UST Temp Close: 3; AST Currently In Use: 0; AST Temp Closed: 0 | 0 | 3 | 2 | 22810-111-013271 | TAMELA HERREN
17214 | Permanently Closed | 1991-05-15 06:00 | 1975-01-01 06:00 | 1991-05-15 06:00 | Petroleum | Unleaded gasoline | Unleaded gasoline |  | Steel | Steel |  | Painted or None | Steel |  | 1901-01-01 06:00 | [15 empty] | UST Currently In Use: 0; UST Temp Close: 3; AST Currently In Use: 0; AST Temp Closed: 0 | 0 | 3 | 2 | 22810-111-013271 | TAMELA HERREN
17215 |  | 1991-01-01 06:00 | 1977-01-01 06:00 |  | Petroleum | Unleaded gasoline | Unleaded gasoline | Retail | Steel | Steel |  | Painted or None | Steel |  | 1901-01-01 06:00 | [15 empty] | UST Currently In Use: 0; UST Temp Close: 0; AST Currently In Use: 0; AST Temp Closed: 0 | 0 | 0 | 0 | 17268-111-013272 | CECIL GOODE
17216 |  | 1991-01-01 06:00 | 1977-01-01 06:00 |  | Petroleum | Unleaded gasoline | Unleaded gasoline | Retail | Steel | Steel |  | Painted or None | Steel |  | 1901-01-01 06:00 | [15 empty] | UST Currently In Use: 0; UST Temp Close: 0; AST Currently In Use: 0; AST Temp Closed: 0 | 0 | 0 | 0 | 17268-111-013272 | CECIL GOODE
17217 | Permanently Closed | 1901-01-01 06:00 | 1970-01-01 06:00 | 1988-01-17 06:00 | Petroleum | Unleaded gasoline | Unleaded gasoline |  | Steel | Steel |  | Painted or None | Steel |  | 1901-01-01 06:00 | [15 empty] | UST Currently In Use: 0; UST Temp Close: 0; AST Currently In Use: 0; AST Temp Closed: 0 | 0 | 0 | 2 | 12616-093-000899 | J W EVANS
17218 | Permanently Closed | 1901-01-01 06:00 | 1970-01-01 06:00 | 1988-01-17 06:00 | Petroleum | Unleaded gasoline | Unleaded gasoline |  | Steel | Steel |  | Painted or None | Steel |  | 1901-01-01 06:00 | [15 empty] | UST Currently In Use: 0; UST Temp Close: 0; AST Currently In Use: 0; AST Temp Closed: 0 | 0 | 0 | 2 | 12616-093-000899 | J W EVANS
17219 | Permanently Closed | 1998-12-21 06:00 | 1972-01-01 06:00 | 1999-09-23 06:00 | Petroleum | Unleaded gasoline | Unleaded gasoline | Retail | Steel | Steel |  | Painted or None | Steel |  | 1901-01-01 06:00 | [6 empty] | Statistical Inventory Reconciliation (SIR) | [8 empty] | UST Currently In Use: 0; UST Temp Close: 0; AST Currently In Use: 0; AST Temp Closed: 0 | 0 | 0 | 3 | 12617-019-012901 | J W OSBORN OIL CO
17220 | Permanently Closed | 1998-12-21 06:00 | 1972-01-01 06:00 | 1999-09-23 06:00 | Petroleum | Mid-grade gasoline | Mid-grade gasoline | Retail | Steel | Steel |  | Painted or None | Steel |  | 1901-01-01 06:00 | [6 empty] | Statistical Inventory Reconciliation (SIR) | [8 empty] | UST Currently In Use: 0; UST Temp Close: 0; AST Currently In Use: 0; AST Temp Closed: 0 | 0 | 0 | 3 | 12617-019-012901 | J W OSBORN OIL CO
17221 | Permanently Closed | 1998-12-21 06:00 | 1972-01-01 06:00 | 1999-09-23 06:00 | Petroleum | Premium gasoline | Premium gasoline | Retail | Steel | Steel |  | Painted or None | Steel |  | 1901-01-01 06:00 | [6 empty] | Statistical Inventory Reconciliation (SIR) | [8 empty] | UST Currently In Use: 0; UST Temp Close: 0; AST Currently In Use: 0; AST Temp Closed: 0 | 0 | 0 | 3 | 12617-019-012901 | J W OSBORN OIL CO
17222 | Permanently Closed | 1993-08-30 06:00 | 1970-01-01 06:00 | 1993-08-30 06:00 | Petroleum | Unleaded gasoline | Unleaded gasoline |  | Steel | Steel |  | Painted or None | Steel |  | 1901-01-01 06:00 | [15 empty] | UST Currently In Use: 0; UST Temp Close: 0; AST Currently In Use: 0; AST Temp Closed: 0 | 0 | 0 | 5 | 12617-019-012902 | J W OSBORN OIL CO
17223 | Permanently Closed | 1993-08-30 06:00 | 1970-01-01 06:00 | 1993-08-30 06:00 | Petroleum | Unleaded gasoline | Unleaded gasoline |  | Steel | Steel |  | Painted or None | Steel |  | 1901-01-01 06:00 | [15 empty] | UST Currently In Use: 0; UST Temp Close: 0; AST Currently In Use: 0; AST Temp Closed: 0 | 0 | 0 | 5 | 12617-019-012902 | J W OSBORN OIL CO
17224 | Permanently Closed | 1993-08-30 06:00 | 1970-01-01 06:00 | 1993-08-30 06:00 | Petroleum | Unleaded gasoline | Unleaded gasoline |  | Steel | Steel |  | Painted or None | Steel |  | 1901-01-01 06:00 | [15 empty] | UST Currently In Use: 0; UST Temp Close: 0; AST Currently In Use: 0; AST Temp Closed: 0 | 0 | 0 | 5 | 12617-019-012902 | J W OSBORN OIL CO
17225 | Permanently Closed | 1993-08-20 06:00 | 1974-01-01 06:00 | 1993-08-30 06:00 | Petroleum | Unleaded gasoline | Unleaded gasoline |  | Steel | Steel |  | Painted or None | Steel |  | 1901-01-01 06:00 | [15 empty] | UST Currently In Use: 0; UST Temp Close: 0; AST Currently In Use: 0; AST Temp Closed: 0 | 0 | 0 | 5 | 12617-019-012902 | J W OSBORN OIL CO
17226 | Permanently Closed | 1993-08-30 06:00 | 1974-01-01 06:00 | 1993-08-30 06:00 | Petroleum | Unleaded gasoline | Unleaded gasoline |  | Steel | Steel |  | Painted or None | Steel |  | 1901-01-01 06:00 | [15 empty] | UST Currently In Use: 0; UST Temp Close: 0; AST Currently In Use: 0; AST Temp Closed: 0 | 0 | 0 | 5 | 12617-019-012902 | J W OSBORN OIL CO
17227 | Currently in Use |  | 1972-01-01 06:00 |  | Petroleum | Unleaded gasoline | Unleaded gasoline | Retail | Single Wall, Steel | Steel | Field installed cathodic protection |  | Single Wall, Steel |  |  | Field installed cathodic protection | Catchment Basin, Single walled catchment basin | Automatic shutoff device At 95% full | Automatic shutoff device At 95% full |  |  | Automatic Tank Gauge, Statistical Inventory Reconciliation (SIR) | [8 empty] | UST Currently In Use: 5; UST Temp Close: 0; AST Currently In Use: 1; AST Temp Closed: 0 | 5 | 0 | 1 | 15856-019-012903 | TOM HARTON
17228 | Currently in Use |  | 1972-01-01 06:00 |  | Petroleum | Unleaded gasoline | Unleaded gasoline | Retail | Single Wall, Steel | Steel | Field installed cathodic protection |  | Single Wall, Steel |  |  | Field installed cathodic protection | Catchment Basin, Single walled catchment basin | Automatic shutoff device At 95% full | Automatic shutoff device At 95% full |  |  | Automatic Tank Gauge, Statistical Inventory Reconciliation (SIR) | [8 empty] | UST Currently In Use: 5; UST Temp Close: 0; AST Currently In Use: 1; AST Temp Closed: 0 | 5 | 0 | 1 | 15856-019-012903 | TOM HARTON
17229 | Permanently Closed | 1996-08-29 06:00 | 1972-01-01 06:00 | 1996-08-29 06:00 | Petroleum | On road diesel | On road diesel | Retail | Steel | Steel | Field installed cathodic protection |  | Steel |  | 1901-01-01 06:00 | Field installed cathodic protection | Catchment Basin, Single walled catchment basin | Automatic shutoff device At 95% full | Automatic shutoff device At 95% full |  |  | Automatic Tank Gauge, Statistical Inventory Reconciliation (SIR) | [8 empty] | UST Currently In Use: 5; UST Temp Close: 0; AST Currently In Use: 1; AST Temp Closed: 0 | 5 | 0 | 1 | 15856-019-012903 | TOM HARTON
17230 | Currently in Use |  | 1974-01-01 06:00 |  | Petroleum | Premium gasoline | Premium gasoline | Retail | Single Wall, Steel | Steel | Field installed cathodic protection |  | Single Wall, Steel |  |  | Field installed cathodic protection | Catchment Basin, Single walled catchment basin | Automatic shutoff device At 95% full | Automatic shutoff device At 95% full |  |  | Automatic Tank Gauge | [8 empty] | UST Currently In Use: 5; UST Temp Close: 0; AST Currently In Use: 1; AST Temp Closed: 0 | 5 | 0 | 1 | 15856-019-012903 | TOM HARTON
17231 | Currently in Use |  | 1974-01-01 06:00 |  | Petroleum | Premium gasoline | Premium gasoline | Retail | Single Wall, Steel | Steel | Field installed cathodic protection |  | Single Wall, Steel |  |  | Field installed cathodic protection | Catchment Basin, Single walled catchment basin | Automatic shutoff device At 95% full | Automatic shutoff device At 95% full |  |  | Automatic Tank Gauge | [8 empty] | UST Currently In Use: 5; UST Temp Close: 0; AST Currently In Use: 1; AST Temp Closed: 0 | 5 | 0 | 1 | 15856-019-012903 | TOM HARTON
17232 | Permanently Closed | 1998-12-21 06:00 | 1978-01-01 06:00 | 1999-09-20 06:00 | Petroleum | Unleaded gasoline | Unleaded gasoline | Retail | Steel | Steel |  | Painted or None | Steel |  | 1901-01-01 06:00 | [6 empty] | Statistical Inventory Reconciliation (SIR) | [8 empty] | UST Currently In Use: 0; UST Temp Close: 0; AST Currently In Use: 0; AST Temp Closed: 0 | 0 | 0 | 3 | 12617-049-009365 | J W OSBORN OIL CO
17233 | Permanently Closed | 1999-12-21 06:00 | 1978-01-01 06:00 | 1999-09-20 06:00 | Petroleum | Unleaded gasoline | Unleaded gasoline | Retail | Steel | Steel |  | Painted or None | Steel |  | 1901-01-01 06:00 | [6 empty] | Statistical Inventory Reconciliation (SIR) | [8 empty] | UST Currently In Use: 0; UST Temp Close: 0; AST Currently In Use: 0; AST Temp Closed: 0 | 0 | 0 | 3 | 12617-049-009365 | J W OSBORN OIL CO
17234 | Permanently Closed | 1999-12-21 06:00 | 1978-01-01 06:00 | 1999-09-20 06:00 | Petroleum | Unleaded gasoline | Unleaded gasoline |  | Steel | Steel |  | Painted or None | Steel |  | 1901-01-01 06:00 | [6 empty] | Statistical Inventory Reconciliation (SIR) | [8 empty] | UST Currently In Use: 0; UST Temp Close: 0; AST Currently In Use: 0; AST Temp Closed: 0 | 0 | 0 | 3 | 12617-049-009365 | J W OSBORN OIL CO
17235 | Permanently Closed | 1993-09-28 06:00 | 1970-01-01 06:00 | 1993-09-28 06:00 | Petroleum | Unleaded gasoline | Unleaded gasoline |  | Steel | Steel |  | Painted or None | Steel |  | 1901-01-01 06:00 | [15 empty] | UST Currently In Use: 0; UST Temp Close: 0; AST Currently In Use: 0; AST Temp Closed: 0 | 0 | 0 | 3 | 12617-049-012904 | J W OSBORN OIL CO
17236 | Permanently Closed | 1993-09-28 06:00 | 1970-01-01 06:00 | 1993-09-28 06:00 | Petroleum | Unleaded gasoline | Unleaded gasoline |  | Steel | Steel |  | Painted or None | Steel |  | 1901-01-01 06:00 | [15 empty] | UST Currently In Use: 0; UST Temp Close: 0; AST Currently In Use: 0; AST Temp Closed: 0 | 0 | 0 | 3 | 12617-049-012904 | J W OSBORN OIL CO
17237 | Permanently Closed | 1993-09-28 06:00 | 1978-01-01 06:00 | 1993-09-28 06:00 | Petroleum | Unleaded gasoline | Unleaded gasoline |  | Steel | Steel |  | Painted or None | Steel |  | 1901-01-01 06:00 | [15 empty] | UST Currently In Use: 0; UST Temp Close: 0; AST Currently In Use: 0; AST Temp Closed: 0 | 0 | 0 | 3 | 12617-049-012904 | J W OSBORN OIL CO
17238 | Permanently Closed | 1993-09-28 06:00 | 1970-01-01 06:00 | 1993-09-28 06:00 | Petroleum | Unleaded gasoline | Unleaded gasoline |  | Steel | Steel |  | Painted or None | Steel |  | 1901-01-01 06:00 | [15 empty] | UST Currently In Use: 0; UST Temp Close: 0; AST Currently In Use: 0; AST Temp Closed: 0 | 0 | 0 | 3 | 12617-049-012905 | J W OSBORN OIL CO
17239 | Permanently Closed | 1993-09-28 06:00 | 1970-01-01 06:00 | 1993-09-28 06:00 | Petroleum | Unleaded gasoline | Unleaded gasoline |  | Steel | Steel |  | Painted or None | Steel |  | 1901-01-01 06:00 | [15 empty] | UST Currently In Use: 0; UST Temp Close: 0; AST Currently In Use: 0; AST Temp Closed: 0 | 0 | 0 | 3 | 12617-049-012905 | J W OSBORN OIL CO
17240 | Permanently Closed | 1993-09-28 06:00 | 1970-01-01 06:00 | 1993-09-28 06:00 | Petroleum | Other, OTHER | Other |  | Steel | Steel |  | Painted or None | Steel |  | 1901-01-01 06:00 | [15 empty] | UST Currently In Use: 0; UST Temp Close: 0; AST Currently In Use: 0; AST Temp Closed: 0 | 0 | 0 | 3 | 12617-049-012905 | J W OSBORN OIL CO
17242 | Permanently Closed | 1998-12-21 06:00 | 1972-01-01 06:00 | 1999-09-20 06:00 | Petroleum | Unleaded gasoline | Unleaded gasoline |  | Steel | Steel |  | Painted or None | Steel |  | 1901-01-01 06:00 | [6 empty] | Statistical Inventory Reconciliation (SIR) | [8 empty] | UST Currently In Use: 0; UST Temp Close: 0; AST Currently In Use: 0; AST Temp Closed: 0 | 0 | 0 | 3 | 12617-049-012906 | J W OSBORN OIL CO
17243 | Permanently Closed | 1998-12-21 06:00 | 1972-01-01 06:00 | 1999-09-20 06:00 | Petroleum | Unleaded gasoline | Unleaded gasoline |  | Steel | Steel |  | Painted or None | Steel |  | 1901-01-01 06:00 | [6 empty] | Statistical Inventory Reconciliation (SIR) | [8 empty] | UST Currently In Use: 0; UST Temp Close: 0; AST Currently In Use: 0; AST Temp Closed: 0 | 0 | 0 | 3 | 12617-049-012906 | J W OSBORN OIL CO
17244 | Permanently Closed | 1998-12-21 06:00 | 1972-01-01 06:00 | 1999-09-20 06:00 | Petroleum | Unleaded gasoline | Unleaded gasoline |  | Steel | Steel |  | Painted or None | Steel |  | 1901-01-01 06:00 | [6 empty] | Statistical Inventory Reconciliation (SIR) | [8 empty] | UST Currently In Use: 0; UST Temp Close: 0; AST Currently In Use: 0; AST Temp Closed: 0 | 0 | 0 | 3 | 12617-049-012906 | J W OSBORN OIL CO
17245 | Permanently Closed | 1998-12-10 06:00 | 1973-01-01 06:00 | 1999-09-21 06:00 | Petroleum | Unleaded gasoline | Unleaded gasoline |  | Steel | Steel |  | Painted or None | Steel |  | 1901-01-01 06:00 | [6 empty] | Statistical Inventory Reconciliation (SIR) | [8 empty] | UST Currently In Use: 0; UST Temp Close: 0; AST Currently In Use: 0; AST Temp Closed: 0 | 0 | 0 | 5 | 12617-049-012907 | J W OSBORN OIL CO
17246 | Permanently Closed | 1998-12-10 06:00 | 1973-01-01 06:00 | 1999-09-21 06:00 | Petroleum | Unleaded gasoline | Unleaded gasoline |  | Steel | Steel |  | Painted or None | Steel |  | 1901-01-01 06:00 | [6 empty] | Statistical Inventory Reconciliation (SIR) | [8 empty] | UST Currently In Use: 0; UST Temp Close: 0; AST Currently In Use: 0; AST Temp Closed: 0 | 0 | 0 | 5 | 12617-049-012907 | J W OSBORN OIL CO
17247 | Permanently Closed | 1998-12-10 06:00 | 1973-01-01 06:00 | 1999-09-21 06:00 | Petroleum | Unleaded gasoline | Unleaded gasoline |  | Steel | Steel |  | Painted or None | Steel |  | 1901-01-01 06:00 | [6 empty] | Statistical Inventory Reconciliation (SIR) | [8 empty] | UST Currently In Use: 0; UST Temp Close: 0; AST Currently In Use: 0; AST Temp Closed: 0 | 0 | 0 | 5 | 12617-049-012907 | J W OSBORN OIL CO
17248 | Permanently Closed | 1998-12-10 06:00 | 1973-01-01 06:00 | 1999-09-21 06:00 | Petroleum | On road diesel | On road diesel |  | Steel | Steel |  | Painted or None | Steel |  | 1901-01-01 06:00 | [6 empty] | Statistical Inventory Reconciliation (SIR) | [8 empty] | UST Currently In Use: 0; UST Temp Close: 0; AST Currently In Use: 0; AST Temp Closed: 0 | 0 | 0 | 5 | 12617-049-012907 | J W OSBORN OIL CO
17249 | Permanently Closed | 1998-12-10 06:00 | 1973-01-01 06:00 | 1999-09-21 06:00 | Petroleum | Unleaded gasoline | Unleaded gasoline |  | Steel | Steel |  | Painted or None | Steel |  | 1901-01-01 06:00 | [6 empty] | Statistical Inventory Reconciliation (SIR) | [8 empty] | UST Currently In Use: 0; UST Temp Close: 0; AST Currently In Use: 0; AST Temp Closed: 0 | 0 | 0 | 5 | 12617-049-012907 | J W OSBORN OIL CO
17250 | Permanently Closed | 1998-12-10 06:00 | 1978-01-01 06:00 | 1999-09-21 06:00 | Petroleum | Unleaded gasoline | Unleaded gasoline |  | Steel | Steel |  | Painted or None | Steel |  | 1901-01-01 06:00 | [6 empty] | Statistical Inventory Reconciliation (SIR) | [8 empty] | UST Currently In Use: 0; UST Temp Close: 0; AST Currently In Use: 0; AST Temp Closed: 0 | 0 | 0 | 3 | 12617-049-012908 | J W OSBORN OIL CO
17251 | Permanently Closed | 1998-12-10 06:00 | 1978-01-01 06:00 | 1999-09-21 06:00 | Petroleum | Unleaded gasoline | Unleaded gasoline |  | Steel | Steel |  | Painted or None | Steel |  | 1901-01-01 06:00 | [6 empty] | Statistical Inventory Reconciliation (SIR) | [8 empty] | UST Currently In Use: 0; UST Temp Close: 0; AST Currently In Use: 0; AST Temp Closed: 0 | 0 | 0 | 3 | 12617-049-012908 | J W OSBORN OIL CO
17252 | Permanently Closed | 1998-12-10 06:00 | 1978-01-01 06:00 | 1999-09-21 06:00 | Petroleum | Unleaded gasoline | Unleaded gasoline |  | Steel | Steel |  | Painted or None | Steel |  | 1901-01-01 06:00 | [6 empty] | Statistical Inventory Reconciliation (SIR) | [8 empty] | UST Currently In Use: 0; UST Temp Close: 0; AST Currently In Use: 0; AST Temp Closed: 0 | 0 | 0 | 3 | 12617-049-012908 | J W OSBORN OIL CO
17253 | Permanently Closed | 1993-08-30 06:00 | 1973-01-01 06:00 | 1993-08-30 06:00 | Petroleum | Unleaded gasoline | Unleaded gasoline |  | Steel | Steel |  | Painted or None | Steel |  | 1901-01-01 06:00 | [15 empty] | UST Currently In Use: 0; UST Temp Close: 0; AST Currently In Use: 0; AST Temp Closed: 0 | 0 | 0 | 2 | 12617-049-012909 | J W OSBORN OIL CO
17254 | Permanently Closed | 1993-08-30 06:00 | 1978-01-01 06:00 | 1993-08-30 06:00 | Petroleum | Unleaded gasoline | Unleaded gasoline |  | Steel | Steel |  | Painted or None | Steel |  | 1901-01-01 06:00 | [15 empty] | UST Currently In Use: 0; UST Temp Close: 0; AST Currently In Use: 0; AST Temp Closed: 0 | 0 | 0 | 2 | 12617-049-012909 | J W OSBORN OIL CO
17255 | Retired | 1985-12-01 06:00 | 1970-01-01 06:00 |  | Petroleum | Unleaded gasoline | Unleaded gasoline |  | Steel | Steel |  | Painted or None | Steel |  | 1901-01-01 06:00 | [15 empty] | UST Currently In Use: 0; UST Temp Close: 0; AST Currently In Use: 0; AST Temp Closed: 0 | 0 | 0 | 2 | 12617-049-012909 | J W OSBORN OIL CO
17256 | Permanently Closed | 1994-09-26 06:00 | 1978-01-01 06:00 | 1994-09-26 06:00 | Petroleum | Unleaded gasoline | Unleaded gasoline |  | Steel | Steel |  | Painted or None | Steel |  | 1901-01-01 06:00 | [15 empty] | UST Currently In Use: 0; UST Temp Close: 0; AST Currently In Use: 0; AST Temp Closed: 0 | 0 | 0 | 3 | 17864-049-012910 | JAMES E FOSTER FOSTER SERVICES
17257 | Permanently Closed | 1994-09-26 06:00 | 1978-01-01 06:00 | 1994-09-26 06:00 | Petroleum | Unleaded gasoline | Unleaded gasoline |  | Steel | Steel |  | Painted or None | Steel |  | 1901-01-01 06:00 | [15 empty] | UST Currently In Use: 0; UST Temp Close: 0; AST Currently In Use: 0; AST Temp Closed: 0 | 0 | 0 | 3 | 17864-049-012910 | JAMES E FOSTER FOSTER SERVICES
17258 | Permanently Closed | 1994-09-26 06:00 | 1978-01-01 06:00 | 1994-09-26 06:00 | Petroleum | Unleaded gasoline | Unleaded gasoline |  | Steel | Steel |  | Painted or None | Steel |  | 1901-01-01 06:00 | [15 empty] | UST Currently In Use: 0; UST Temp Close: 0; AST Currently In Use: 0; AST Temp Closed: 0 | 0 | 0 | 3 | 17864-049-012910 | JAMES E FOSTER FOSTER SERVICES
17259 | Permanently Closed | 1991-11-05 06:00 | 1968-01-01 06:00 | 1991-11-05 06:00 | Petroleum | On road diesel | On road diesel |  | Steel | Steel |  | Painted or None | Steel |  | 1901-01-01 06:00 | [15 empty] | UST Currently In Use: 0; UST Temp Close: 0; AST Currently In Use: 0; AST Temp Closed: 0 | 0 | 0 | 4 | 12618-023-006613 | J W RUDDER C/O VOCILLE R. CAUSEY
17260 | Permanently Closed | 1991-11-05 06:00 | 1968-01-01 06:00 | 1991-11-05 06:00 | Petroleum | On road diesel | On road diesel |  | Steel | Steel |  | Painted or None | Steel |  | 1901-01-01 06:00 | [15 empty] | UST Currently In Use: 0; UST Temp Close: 0; AST Currently In Use: 0; AST Temp Closed: 0 | 0 | 0 | 4 | 12618-023-006613 | J W RUDDER C/O VOCILLE R. CAUSEY
17261 | Permanently Closed | 1992-12-11 06:00 | 1980-01-01 06:00 |  | Petroleum | On road diesel | On road diesel |  | Steel | Steel |  | Painted or None | Steel |  | 1901-01-01 06:00 | [15 empty] | UST Currently In Use: 0; UST Temp Close: 0; AST Currently In Use: 0; AST Temp Closed: 0 | 0 | 0 | 4 | 12618-023-006613 | J W RUDDER C/O VOCILLE R. CAUSEY
17262 | Permanently Closed | 1992-12-11 06:00 | 1980-01-01 06:00 |  | Petroleum | On road diesel | On road diesel |  | Steel | Steel |  | Painted or None | Steel |  | 1901-01-01 06:00 | [15 empty] | UST Currently In Use: 0; UST Temp Close: 0; AST Currently In Use: 0; AST Temp Closed: 0 | 0 | 0 | 4 | 12618-023-006613 | J W RUDDER C/O VOCILLE R. CAUSEY
17263 | Permanently Closed | 1990-01-16 06:00 | 1972-01-01 06:00 | 1990-01-16 06:00 | Petroleum | Unleaded gasoline | Unleaded gasoline |  | Steel | Steel |  | Painted or None | Steel |  | 1901-01-01 06:00 | [15 empty] | UST Currently In Use: 0; UST Temp Close: 0; AST Currently In Use: 0; AST Temp Closed: 0 | 0 | 0 | 4 | 12619-073-010639 | J W SENTELL
17264 | Permanently Closed | 1990-01-16 06:00 | 1972-01-01 06:00 | 1990-01-16 06:00 | Petroleum | Unleaded gasoline | Unleaded gasoline |  | Steel | Steel |  | Painted or None | Steel |  | 1901-01-01 06:00 | [15 empty] | UST Currently In Use: 0; UST Temp Close: 0; AST Currently In Use: 0; AST Temp Closed: 0 | 0 | 0 | 4 | 12619-073-010639 | J W SENTELL
17265 | Permanently Closed | 1990-01-16 06:00 | 1972-01-01 06:00 | 1990-01-16 06:00 | Petroleum | Unleaded gasoline | Unleaded gasoline |  | Steel | Steel |  | Painted or None | Steel |  | 1901-01-01 06:00 | [15 empty] | UST Currently In Use: 0; UST Temp Close: 0; AST Currently In Use: 0; AST Temp Closed: 0 | 0 | 0 | 4 | 12619-073-010639 | J W SENTELL
17266 | Permanently Closed | 1990-01-16 06:00 | 1972-01-01 06:00 | 1990-01-16 06:00 | Petroleum | On road diesel | On road diesel |  | Steel | Steel |  | Painted or None | Steel |  | 1901-01-01 06:00 | [15 empty] | UST Currently In Use: 0; UST Temp Close: 0; AST Currently In Use: 0; AST Temp Closed: 0 | 0 | 0 | 4 | 12619-073-010639 | J W SENTELL
17267 | Permanently Closed | 1901-01-01 06:00 | 1973-01-01 06:00 | 1988-11-08 06:00 | Petroleum | Unleaded gasoline | Unleaded gasoline |  | Steel | Steel |  |  | Steel |  | 1901-01-01 06:00 | [15 empty] | UST Currently In Use: 0; UST Temp Close: 0; AST Currently In Use: 0; AST Temp Closed: 0 | 0 | 0 | 1 | 12620-053-005988 | J-MAR TRUCKING
17268 | Permanently Closed | 1901-01-01 06:00 | 1963-01-01 06:00 | 2011-11-11 06:00 | Petroleum | Unleaded gasoline | Unleaded gasoline |  | Steel | Steel |  | Painted or None | Steel |  | 1901-01-01 06:00 | [15 empty] | UST Currently In Use: 0; UST Temp Close: 0; AST Currently In Use: 0; AST Temp Closed: 0 | 0 | 0 | 2 | 12621-111-008619 | J0HN WILL DUNN
17269 | Permanently Closed | 1901-01-01 06:00 | 1963-01-01 06:00 | 2011-11-11 06:00 | Petroleum | Unleaded gasoline | Unleaded gasoline |  | Steel | Steel |  | Painted or None | Steel |  | 1901-01-01 06:00 | [15 empty] | UST Currently In Use: 0; UST Temp Close: 0; AST Currently In Use: 0; AST Temp Closed: 0 | 0 | 0 | 2 | 12621-111-008619 | J0HN WILL DUNN
17270 | Cannot Locate or abandoned | 1997-04-03 06:00 | 1968-01-01 06:00 |  | Petroleum | Unleaded gasoline | Unleaded gasoline |  | Steel | Steel |  |  | Steel |  | 1901-01-01 06:00 | [15 empty] | UST Currently In Use: 0; UST Temp Close: 0; AST Currently In Use: 0; AST Temp Closed: 0 | 0 | 0 | 0 | 12622-019-008354 | JACK ADRIAN
17271 | Cannot Locate or abandoned | 1997-04-03 06:00 | 1968-01-01 06:00 |  | Petroleum | Unleaded gasoline | Unleaded gasoline |  | Steel | Steel |  |  | Steel |  | 1901-01-01 06:00 | [15 empty] | UST Currently In Use: 0; UST Temp Close: 0; AST Currently In Use: 0; AST Temp Closed: 0 | 0 | 0 | 0 | 12622-019-008354 | JACK ADRIAN
17273 | Currently in Use |  | 1982-01-01 06:00 |  | Petroleum | Unleaded gasoline | Unleaded gasoline | Retail | Steel | Steel | Coated & cathodic protection (sti-P3) |  | Double Wall, Flexible | APT |  |  | Catchment Basin, Single walled catchment basin | Audible high level alarm At 90% full, Automatic shutoff device At 95% full | Automatic shutoff device At 95% full |  |  | Automatic Tank Gauge | [8 empty] | UST Currently In Use: 4; UST Temp Close: 0; AST Currently In Use: 0; AST Temp Closed: 0 | 4 | 0 | 1 | 22390-129-005029 | HOLLY B. JORDAN
17274 | Currently in Use |  | 1982-01-01 06:00 |  | Petroleum | Unleaded gasoline | Unleaded gasoline | Retail | Steel | Steel | Coated & cathodic protection (sti-P3) |  | Double Wall, Flexible | APT |  |  | Catchment Basin, Single walled catchment basin | Audible high level alarm At 90% full, Automatic shutoff device At 95% full | Automatic shutoff device At 95% full |  |  | Automatic Tank Gauge | [8 empty] | UST Currently In Use: 4; UST Temp Close: 0; AST Currently In Use: 0; AST Temp Closed: 0 | 4 | 0 | 1 | 22390-129-005029 | HOLLY B. JORDAN
17275 | Currently in Use |  | 1982-01-01 06:00 |  | Petroleum | Premium gasoline | Premium gasoline | Retail | Steel | Steel | Coated & cathodic protection (sti-P3) |  | Double Wall, Flexible | APT |  |  | Catchment Basin, Single walled catchment basin | Audible high level alarm At 90% full, Automatic shutoff device At 95% full | Automatic shutoff device At 95% full |  |  | Automatic Tank Gauge | [8 empty] | UST Currently In Use: 4; UST Temp Close: 0; AST Currently In Use: 0; AST Temp Closed: 0 | 4 | 0 | 1 | 22390-129-005029 | HOLLY B. JORDAN
17276 | Permanently Closed | 2012-04-26 06:00 | 1982-01-01 06:00 | 2012-04-26 06:00 | Petroleum | On road diesel | On road diesel | Retail | Steel | Steel | Coated & cathodic protection (sti-P3) |  | Steel |  |  | Field installed cathodic protection | Catchment Basin, Single walled catchment basin | Automatic shutoff device At 95% full | Automatic shutoff device At 95% full |  |  | Continuous Automatic Tank Gauge | [8 empty] | UST Currently In Use: 4; UST Temp Close: 0; AST Currently In Use: 0; AST Temp Closed: 0 | 4 | 0 | 1 | 22390-129-005029 | HOLLY B. JORDAN
17281 | Permanently Closed | 1992-09-30 06:00 | 1979-01-01 06:00 | 2000-04-27 06:00 | Petroleum | Unleaded gasoline | Unleaded gasoline |  | Steel | Steel |  | Painted or None | Steel |  | 1901-01-01 06:00 | [15 empty] | UST Currently In Use: 0; UST Temp Close: 0; AST Currently In Use: 0; AST Temp Closed: 0 | 0 | 0 | 2 | 12625-071-004952 | JACK BURTON
17282 | Permanently Closed | 1992-09-30 06:00 | 1979-01-01 06:00 | 2000-04-27 06:00 | Petroleum | Unleaded gasoline | Unleaded gasoline |  | Steel | Steel |  | Painted or None | Steel |  | 1901-01-01 06:00 | [15 empty] | UST Currently In Use: 0; UST Temp Close: 0; AST Currently In Use: 0; AST Temp Closed: 0 | 0 | 0 | 2 | 12625-071-004952 | JACK BURTON
17283 | Currently in Use |  | 1985-01-01 06:00 |  | Petroleum | Premium gasoline | Premium gasoline | Retail | Steel | Steel | Field installed cathodic protection |  | Steel |  |  | Field installed cathodic protection | Catchment Basin, Single walled catchment basin | Automatic shutoff device At 95% full | Automatic shutoff device At 95% full |  |  | Statistical Inventory Reconciliation (SIR) | [8 empty] | UST Currently In Use: 1; UST Temp Close: 0; AST Currently In Use: 0; AST Temp Closed: 0 | 1 | 0 | 0 | 25523-019-013254 | BAY SPRINGS COUNTRY LLC
17284 | Permanently Closed | 1989-10-23 06:00 | 1953-01-01 06:00 | 1989-10-23 06:00 | Petroleum | Unleaded gasoline | Unleaded gasoline |  | Steel | Steel |  | Painted or None | Steel |  | 1901-01-01 06:00 | [15 empty] | UST Currently In Use: 0; UST Temp Close: 0; AST Currently In Use: 0; AST Temp Closed: 0 | 0 | 0 | 3 | 12627-123-005918 | JACK HARRELSON
17285 | Permanently Closed | 1989-10-23 06:00 | 1958-01-01 06:00 | 1989-10-23 06:00 | Petroleum | Unleaded gasoline | Unleaded gasoline |  | Steel | Steel |  | Painted or None | Steel |  | 1901-01-01 06:00 | [15 empty] | UST Currently In Use: 0; UST Temp Close: 0; AST Currently In Use: 0; AST Temp Closed: 0 | 0 | 0 | 3 | 12627-123-005918 | JACK HARRELSON
17286 | Permanently Closed | 1989-10-23 06:00 | 1958-01-01 06:00 | 1989-10-23 06:00 | Petroleum | Unleaded gasoline | Unleaded gasoline |  | Steel | Steel |  | Painted or None | Steel |  | 1901-01-01 06:00 | [15 empty] | UST Currently In Use: 0; UST Temp Close: 0; AST Currently In Use: 0; AST Temp Closed: 0 | 0 | 0 | 3 | 12627-123-005918 | JACK HARRELSON
17292 | Permanently Closed | 1998-12-22 06:00 | 1985-02-20 06:00 | 1999-02-16 06:00 | Petroleum | Unleaded gasoline | Unleaded gasoline | Retail | Steel | Steel |  | Painted or None | Steel |  | 1901-01-01 06:00 |  | Catchment Basin, Single walled catchment basin | [6 empty] | Automatic shutoff device (AELLD) | Automatic shutoff device (AELLD) |  |  | Statistical inventory reconciliation (SIR) | Statistical inventory reconciliation (SIR) |  | UST Currently In Use: 0; UST Temp Close: 0; AST Currently In Use: 0; AST Temp Closed: 0 | 0 | 0 | 2 | 12630-049-011960 | JACKIE T MARTIN
17293 | Permanently Closed | 1998-12-22 06:00 | 1985-02-20 06:00 | 1999-02-16 06:00 | Petroleum | Mid-grade gasoline | Mid-grade gasoline | Retail | Steel | Steel |  | Painted or None | Steel |  | 1901-01-01 06:00 | [6 empty] | Statistical Inventory Reconciliation (SIR) | [5 empty] | Statistical inventory reconciliation (SIR) | Statistical inventory reconciliation (SIR) |  | UST Currently In Use: 0; UST Temp Close: 0; AST Currently In Use: 0; AST Temp Closed: 0 | 0 | 0 | 2 | 12630-049-011960 | JACKIE T MARTIN
17294 | Permanently Closed | 1991-08-21 06:00 | 1986-01-01 06:00 | 1991-08-21 06:00 | Petroleum | Unleaded gasoline | Unleaded gasoline |  | Steel | Steel |  | Painted or None | Steel |  | 1901-01-01 06:00 | [15 empty] | UST Currently In Use: 0; UST Temp Close: 0; AST Currently In Use: 0; AST Temp Closed: 0 | 0 | 0 | 2 | 12631-073-012273 | JACK PATRICK
17295 | Permanently Closed | 1991-08-21 06:00 | 1986-01-01 06:00 | 1991-08-21 06:00 | Petroleum | Unleaded gasoline | Unleaded gasoline |  | Steel | Steel |  | Painted or None | Steel |  | 1901-01-01 06:00 | [15 empty] | UST Currently In Use: 0; UST Temp Close: 0; AST Currently In Use: 0; AST Temp Closed: 0 | 0 | 0 | 2 | 12631-073-012273 | JACK PATRICK
17296 | Permanently Closed | 1991-12-13 06:00 | 1964-01-01 06:00 | 1991-12-13 06:00 | Petroleum | On road diesel | On road diesel |  | Steel | Steel |  |  | Steel |  | 1901-01-01 06:00 | [15 empty] | UST Currently In Use: 0; UST Temp Close: 0; AST Currently In Use: 0; AST Temp Closed: 0 | 0 | 0 | 1 | 12632-101-000910 | JACK R & BETTY L TAYLOR
17297 | Permanently Closed | 1994-10-18 06:00 | 1970-01-01 06:00 | 1994-10-18 06:00 | Petroleum | Unleaded gasoline | Unleaded gasoline |  | Steel | Steel |  | Painted or None | Steel |  | 1901-01-01 06:00 | [6 empty] | Statistical Inventory Reconciliation (SIR) | [8 empty] | UST Currently In Use: 0; UST Temp Close: 0; AST Currently In Use: 0; AST Temp Closed: 0 | 0 | 0 | 3 | 22553-049-000195 | PLEASANT HILL BAPTIST CHURCH
17298 | Permanently Closed | 1994-10-18 06:00 | 1971-01-01 06:00 | 1994-10-18 06:00 | Petroleum | Unleaded gasoline | Unleaded gasoline |  | Steel | Steel |  | Painted or None | Steel |  | 1901-01-01 06:00 | [6 empty] | Statistical Inventory Reconciliation (SIR) | [8 empty] | UST Currently In Use: 0; UST Temp Close: 0; AST Currently In Use: 0; AST Temp Closed: 0 | 0 | 0 | 3 | 22553-049-000195 | PLEASANT HILL BAPTIST CHURCH
17299 | Permanently Closed | 1997-06-18 06:00 | 1978-01-01 06:00 | 1997-06-18 06:00 | Petroleum | On road diesel | On road diesel |  | Steel | Steel |  |  |  |  | 1901-01-01 06:00 | [15 empty] | UST Currently In Use: 0; UST Temp Close: 0; AST Currently In Use: 0; AST Temp Closed: 0 | 0 | 0 | 1 | 19126-121-004370 | TINA B HARE
17300 | Permanently Closed | 1988-11-01 06:00 | 1901-01-01 06:00 | 1988-11-01 06:00 | Petroleum | On road diesel | On road diesel |  | Steel | Steel |  | Painted or None | Steel |  | 1901-01-01 06:00 | [15 empty] | UST Currently In Use: 0; UST Temp Close: 0; AST Currently In Use: 0; AST Temp Closed: 0 | 0 | 0 | 3 | 12635-117-009138 | JACK VANSANT
17301 | Permanently Closed | 1988-11-01 06:00 | 1901-01-01 06:00 | 1988-11-01 06:00 | Petroleum | Other, OTHER | Other |  | Steel | Steel |  | Painted or None | Steel |  | 1901-01-01 06:00 | [15 empty] | UST Currently In Use: 0; UST Temp Close: 0; AST Currently In Use: 0; AST Temp Closed: 0 | 0 | 0 | 3 | 12635-117-009138 | JACK VANSANT
17302 | Permanently Closed | 1988-11-01 06:00 | 1901-01-01 06:00 | 1988-11-01 06:00 | Petroleum | Other, OTHER | Other |  | Steel | Steel |  | Painted or None | Steel |  | 1901-01-01 06:00 | [15 empty] | UST Currently In Use: 0; UST Temp Close: 0; AST Currently In Use: 0; AST Temp Closed: 0 | 0 | 0 | 3 | 12635-117-009138 | JACK VANSANT
17303 | Permanently Closed | 1990-12-01 06:00 | 1984-01-01 06:00 | 1990-12-01 06:00 | Petroleum | Used oil | Used oil |  | Steel | Steel |  | Painted or None | Other, NONE |  | 1901-01-01 06:00 | [15 empty] | UST Currently In Use: 0; UST Temp Close: 0; AST Currently In Use: 0; AST Temp Closed: 0 | 0 | 0 | 1 | 12636-017-000726 | JACK'S DIESEL & AUTO SERVICE
17304 | Permanently Closed | 1992-09-12 06:00 | 1981-01-01 06:00 | 1992-09-12 06:00 | Petroleum | Unleaded gasoline | Unleaded gasoline |  | Steel | Steel |  | Painted or None | Steel |  | 1901-01-01 06:00 | [15 empty] | UST Currently In Use: 0; UST Temp Close: 0; AST Currently In Use: 0; AST Temp Closed: 0 | 0 | 0 | 3 | 12637-029-009872 | JACKIE HOUCK
17305 | Permanently Closed | 1991-09-24 06:00 | 1979-01-01 06:00 | 1991-09-24 06:00 | Petroleum | Unleaded gasoline | Unleaded gasoline |  | Steel | Steel |  | Painted or None | Steel |  | 1901-01-01 06:00 | [15 empty] | UST Currently In Use: 0; UST Temp Close: 0; AST Currently In Use: 0; AST Temp Closed: 0 | 0 | 0 | 3 | 12637-029-009872 | JACKIE HOUCK
17306 | Permanently Closed | 1991-09-24 06:00 | 1979-01-01 06:00 | 1991-09-24 06:00 | Petroleum | Unleaded gasoline | Unleaded gasoline |  | Steel | Steel |  | Painted or None | Steel |  | 1901-01-01 06:00 | [15 empty] | UST Currently In Use: 0; UST Temp Close: 0; AST Currently In Use: 0; AST Temp Closed: 0 | 0 | 0 | 3 | 12637-029-009872 | JACKIE HOUCK
17307 | Temporary Closed | 2014-05-01 06:00 | 1986-10-01 06:00 |  | Petroleum | Unleaded gasoline | Unleaded gasoline | Retail | Single Wall, Steel | Steel | Coated & cathodic protection (sti-P3) |  | Flexible, Single Wall |  |  | Other, FLXS ISOLA | Catchment Basin, Single walled catchment basin | Automatic shutoff device At 95% full | Automatic shutoff device At 95% full |  |  | Statistical Inventory Reconciliation (SIR) | Direct Bury submersible pump | Automatic flow restrictor (MLLD) | Automatic flow restrictor (MLLD) |  |  | Statistical inventory reconciliation (SIR) | Statistical inventory reconciliation (SIR) |  | UST Currently In Use: 0; UST Temp Close: 3; AST Currently In Use: 0; AST Temp Closed: 0 | 0 | 3 | 0 | 12638-127-009052 | JACKIE UNDERWOOD
17308 | Temporary Closed | 2014-05-01 06:00 | 1986-10-01 06:00 |  | Petroleum | Premium gasoline | Premium gasoline | Retail | Single Wall, Steel | Steel | Coated & cathodic protection (sti-P3) |  | Flexible, Single Wall |  |  | Other, FLXS ISOLA | Catchment Basin, Single walled catchment basin | Automatic shutoff device At 95% full | Automatic shutoff device At 95% full |  |  | Statistical Inventory Reconciliation (SIR) | Direct Bury submersible pump | Automatic flow restrictor (MLLD) | Automatic flow restrictor (MLLD) |  |  | Statistical inventory reconciliation (SIR) | Statistical inventory reconciliation (SIR) |  | UST Currently In Use: 0; UST Temp Close: 3; AST Currently In Use: 0; AST Temp Closed: 0 | 0 | 3 | 0 | 12638-127-009052 | JACKIE UNDERWOOD
17309 | Temporary Closed | 2014-05-01 06:00 | 1986-10-01 06:00 |  | Petroleum | On road diesel | On road diesel | Retail | Single Wall, Steel | Steel | Coated & cathodic protection (sti-P3) |  | Flexible, Single Wall |  |  | Other, FLXS ISOLA | Catchment Basin, Single walled catchment basin | Automatic shutoff device At 95% full | Automatic shutoff device At 95% full |  |  | Statistical Inventory Reconciliation (SIR) | Direct Bury submersible pump | Automatic flow restrictor (MLLD) | Automatic flow restrictor (MLLD) |  |  | Statistical inventory reconciliation (SIR) | Statistical inventory reconciliation (SIR) |  | UST Currently In Use: 0; UST Temp Close: 3; AST Currently In Use: 0; AST Temp Closed: 0 | 0 | 3 | 0 | 12638-127-009052 | JACKIE UNDERWOOD
17310 |  | 1988-01-01 06:00 | 1985-12-31 06:00 |  | Petroleum | Unleaded gasoline | Unleaded gasoline | Retail | Steel | Steel | Coated & cathodic protection (sti-P3) |  | Steel |  |  |  | Catchment Basin, Single walled catchment basin |  |  |  |  | Statistical Inventory Reconciliation (SIR) | [5 empty] | Annual line testing | Annual line testing |  | UST Currently In Use: 0; UST Temp Close: 3; AST Currently In Use: 0; AST Temp Closed: 0 | 0 | 3 | 0 | 12638-127-009052 | JACKIE UNDERWOOD
17311 | Retired | 1982-07-01 06:00 | 1969-01-01 06:00 |  | Petroleum | Used oil | Used oil | Industrial | Steel | Steel |  |  | Other, NONE |  | 1901-01-01 06:00 |  | Other, EXEMPT | Other, EXEMPT | Other | [11 empty] | UST Currently In Use: 0; UST Temp Close: 0; AST Currently In Use: 0; AST Temp Closed: 0 | 0 | 0 | 0 | 12639-055-001157 | JACKSON AUTO SERVICE
17312 | Permanently Closed | 1994-12-09 06:00 | 1969-01-01 06:00 | 1994-12-09 06:00 | Petroleum | Unleaded gasoline | Unleaded gasoline | Local government | Steel | Steel | Other, PAINT &TAR |  | Steel |  | 1901-01-01 06:00 | [15 empty] | UST Currently In Use: 0; UST Temp Close: 0; AST Currently In Use: 0; AST Temp Closed: 0 | 0 | 0 | 5 | 12641-071-012313 | JACKSON COUNTY HOSPITAL
17313 | Permanently Closed | 1994-12-09 06:00 | 1969-01-01 06:00 | 1994-12-09 06:00 | Petroleum | On road diesel | On road diesel | Local government | Steel | Steel | Other, PAINT &TAR |  | Steel |  | 1901-01-01 06:00 | [15 empty] | UST Currently In Use: 0; UST Temp Close: 0; AST Currently In Use: 0; AST Temp Closed: 0 | 0 | 0 | 5 | 12641-071-012313 | JACKSON COUNTY HOSPITAL
17314 | Permanently Closed | 1994-12-09 06:00 | 1969-01-01 06:00 | 1994-12-09 06:00 | Petroleum | On road diesel | On road diesel | Local government | Steel | Steel | Other, PAINT &TAR |  | Steel |  | 1901-01-01 06:00 | [15 empty] | UST Currently In Use: 0; UST Temp Close: 0; AST Currently In Use: 0; AST Temp Closed: 0 | 0 | 0 | 5 | 12641-071-012313 | JACKSON COUNTY HOSPITAL
17315 | Permanently Closed | 1994-12-09 06:00 | 1969-01-01 06:00 | 1994-12-09 06:00 | Petroleum | On road diesel | On road diesel | Local government | Steel | Steel | Other, PAINT &TAR |  | Steel |  | 1901-01-01 06:00 | [15 empty] | UST Currently In Use: 0; UST Temp Close: 0; AST Currently In Use: 0; AST Temp Closed: 0 | 0 | 0 | 5 | 12641-071-012313 | JACKSON COUNTY HOSPITAL
17316 | Permanently Closed | 1995-02-03 06:00 | 1969-01-01 06:00 | 1995-02-03 06:00 | Petroleum | On road diesel | On road diesel | Local government | Steel | Steel | Other, PAINT &TAR |  | Steel |  | 1901-01-01 06:00 | [15 empty] | UST Currently In Use: 0; UST Temp Close: 0; AST Currently In Use: 0; AST Temp Closed: 0 | 0 | 0 | 5 | 12641-071-012313 | JACKSON COUNTY HOSPITAL
17317 | Permanently Closed | 1994-05-26 06:00 | 1980-01-01 06:00 | 1994-05-26 06:00 | Petroleum | Unleaded gasoline | Unleaded gasoline |  | Steel | Steel |  | Painted or None | Steel |  | 1901-01-01 06:00 | [15 empty] | UST Currently In Use: 0; UST Temp Close: 0; AST Currently In Use: 5; AST Temp Closed: 0 | 0 | 0 | 4 | 12642-071-006009 | JACKSON COUNTY OIL CO INC
17318 | Permanently Closed | 1994-05-26 06:00 | 1980-01-01 06:00 | 1994-05-26 06:00 | Petroleum | Unleaded gasoline | Unleaded gasoline |  | Steel | Steel |  | Painted or None | Steel |  | 1901-01-01 06:00 | [15 empty] | UST Currently In Use: 0; UST Temp Close: 0; AST Currently In Use: 5; AST Temp Closed: 0 | 0 | 0 | 4 | 12642-071-006009 | JACKSON COUNTY OIL CO INC
17319 | Permanently Closed | 1994-05-26 06:00 | 1980-01-01 06:00 | 1994-05-26 06:00 | Petroleum | Unleaded gasoline | Unleaded gasoline |  | Steel | Steel |  | Painted or None | Steel |  | 1901-01-01 06:00 | [15 empty] | UST Currently In Use: 0; UST Temp Close: 0; AST Currently In Use: 5; AST Temp Closed: 0 | 0 | 0 | 4 | 12642-071-006009 | JACKSON COUNTY OIL CO INC
17320 | Permanently Closed | 1994-05-26 06:00 | 1980-01-01 06:00 | 1994-05-26 06:00 | Petroleum | Unleaded gasoline | Unleaded gasoline |  | Steel | Steel |  | Painted or None | Steel |  | 1901-01-01 06:00 | [15 empty] | UST Currently In Use: 0; UST Temp Close: 0; AST Currently In Use: 5; AST Temp Closed: 0 | 0 | 0 | 4 | 12642-071-006009 | JACKSON COUNTY OIL CO INC
17325 | Permanently Closed | 2005-01-26 06:00 | 1983-01-01 06:00 | 2005-01-26 06:00 | Petroleum | Mid-grade gasoline | Mid-grade gasoline | Retail | Steel | Steel | Coated & cathodic protection (sti-P3) |  | Fiberglass reinforced plastic |  | 1901-01-01 06:00 |  | Catchment Basin, Single walled catchment basin | Automatic shutoff device At 95% full | Automatic shutoff device At 95% full |  |  | Statistical Inventory Reconciliation (SIR) | [8 empty] | UST Currently In Use: 0; UST Temp Close: 0; AST Currently In Use: 0; AST Temp Closed: 0 | 0 | 0 | 3 | 12642-071-006011 | JACKSON COUNTY OIL CO INC
17326 | Permanently Closed | 2005-01-26 06:00 | 1983-01-01 06:00 | 2005-01-26 06:00 | Petroleum | Unleaded gasoline | Unleaded gasoline | Retail | Steel | Steel | Coated & cathodic protection (sti-P3) |  | Fiberglass reinforced plastic |  | 1901-01-01 06:00 |  | Catchment Basin, Single walled catchment basin | Automatic shutoff device At 95% full | Automatic shutoff device At 95% full |  |  | Statistical Inventory Reconciliation (SIR) | [8 empty] | UST Currently In Use: 0; UST Temp Close: 0; AST Currently In Use: 0; AST Temp Closed: 0 | 0 | 0 | 3 | 12642-071-006011 | JACKSON COUNTY OIL CO INC
17327 | Permanently Closed | 1999-01-25 06:00 | 1983-01-01 06:00 | 2003-01-15 06:00 | Petroleum | Unleaded gasoline | Unleaded gasoline | Retail | Steel | Steel |  | Painted or None | Steel |  | 1901-01-01 06:00 | [6 empty] | Statistical Inventory Reconciliation (SIR) | [8 empty] | UST Currently In Use: 0; UST Temp Close: 0; AST Currently In Use: 0; AST Temp Closed: 0 | 0 | 0 | 3 | 12642-071-006011 | JACKSON COUNTY OIL CO INC
17330 | Permanently Closed | 1996-06-01 06:00 | 1979-01-01 06:00 | 1999-12-27 06:00 | Petroleum | Unleaded gasoline | Unleaded gasoline |  | Steel | Steel |  | Painted or None | Steel |  | 1901-01-01 06:00 | [6 empty] | Statistical Inventory Reconciliation (SIR) | [8 empty] | UST Currently In Use: 0; UST Temp Close: 0; AST Currently In Use: 0; AST Temp Closed: 0 | 0 | 0 | 3 | 12642-071-006013 | JACKSON COUNTY OIL CO INC
17331 | Permanently Closed | 1996-06-01 06:00 | 1979-01-01 06:00 | 1999-12-27 06:00 | Petroleum | Unleaded gasoline | Unleaded gasoline |  | Steel | Steel |  | Painted or None | Steel |  | 1901-01-01 06:00 | [6 empty] | Statistical Inventory Reconciliation (SIR) | [8 empty] | UST Currently In Use: 0; UST Temp Close: 0; AST Currently In Use: 0; AST Temp Closed: 0 | 0 | 0 | 3 | 12642-071-006013 | JACKSON COUNTY OIL CO INC
17332 | Permanently Closed | 1996-06-01 06:00 | 1979-01-01 06:00 | 1999-12-27 06:00 | Petroleum | Unleaded gasoline | Unleaded gasoline |  | Steel | Steel |  | Painted or None | Steel |  | 1901-01-01 06:00 | [6 empty] | Statistical Inventory Reconciliation (SIR) | [8 empty] | UST Currently In Use: 0; UST Temp Close: 0; AST Currently In Use: 0; AST Temp Closed: 0 | 0 | 0 | 3 | 12642-071-006013 | JACKSON COUNTY OIL CO INC
17335 | Permanently Closed | 2016-11-01 06:00 | 1983-01-01 06:00 | 2017-07-06 06:00 | Petroleum | Unleaded gasoline | Unleaded gasoline | Retail | Steel | Steel | Field installed cathodic protection |  | Steel |  |  | Field installed cathodic protection | Catchment Basin, Single walled catchment basin | Automatic shutoff device At 95% full, Flow Rest 90% Full | Flow Rest 90% Full |  |  | Continuous Automatic Tank Gauge | [5 empty] | Annual line testing | Annual line testing |  | UST Currently In Use: 2; UST Temp Close: 0; AST Currently In Use: 0; AST Temp Closed: 0 | 2 | 0 | 5 | 23757-071-011267 | RAJESH AGGARWAL
17336 | Permanently Closed | 2016-11-01 06:00 | 1983-01-01 06:00 | 2017-07-06 06:00 | Petroleum | Mid-grade gasoline | Mid-grade gasoline | Retail | Steel | Steel | Field installed cathodic protection |  | Steel |  |  | Field installed cathodic protection | Catchment Basin, Single walled catchment basin | Flow Rest 90% Full | Flow Rest 90% Full |  |  | Continuous Automatic Tank Gauge | [5 empty] | Annual line testing | Annual line testing |  | UST Currently In Use: 2; UST Temp Close: 0; AST Currently In Use: 0; AST Temp Closed: 0 | 2 | 0 | 5 | 23757-071-011267 | RAJESH AGGARWAL
17337 | Permanently Closed | 2016-11-01 06:00 | 1983-01-01 06:00 | 2017-07-06 06:00 | Petroleum | Premium gasoline | Premium gasoline | Retail | Steel | Steel | Field installed cathodic protection |  | Steel |  |  | Field installed cathodic protection | Catchment Basin, Single walled catchment basin | Flow Rest 90% Full | Flow Rest 90% Full |  |  | Continuous Automatic Tank Gauge | [5 empty] | Annual line testing | Annual line testing |  | UST Currently In Use: 2; UST Temp Close: 0; AST Currently In Use: 0; AST Temp Closed: 0 | 2 | 0 | 5 | 23757-071-011267 | RAJESH AGGARWAL
17338 | Permanently Closed | 2016-11-01 06:00 | 1983-01-01 06:00 | 2017-08-02 06:00 | Petroleum | Kerosene | Kerosene | Retail | Steel | Steel | Field installed cathodic protection |  | Steel |  |  | Field installed cathodic protection | Catchment Basin, Single walled catchment basin | Automatic shutoff device At 95% full, Flow Rest 90% Full | Flow Rest 90% Full |  |  | Continuous Automatic Tank Gauge | [5 empty] | Annual line testing | Annual line testing |  | UST Currently In Use: 2; UST Temp Close: 0; AST Currently In Use: 0; AST Temp Closed: 0 | 2 | 0 | 5 | 23757-071-011267 | RAJESH AGGARWAL
17339 | Permanently Closed | 2016-11-01 06:00 | 1983-01-01 06:00 | 2017-08-02 06:00 | Petroleum | On road diesel | On road diesel | Retail | Steel | Steel | Field installed cathodic protection |  | Steel |  |  | Field installed cathodic protection | Catchment Basin, Single walled catchment basin | Flow Rest 90% Full | Flow Rest 90% Full |  |  | Continuous Automatic Tank Gauge | [8 empty] | UST Currently In Use: 2; UST Temp Close: 0; AST Currently In Use: 0; AST Temp Closed: 0 | 2 | 0 | 5 | 23757-071-011267 | RAJESH AGGARWAL
17340 | Permanently Closed | 1996-06-01 06:00 | 1985-01-01 06:00 | 1999-12-31 06:00 | Petroleum | Unleaded gasoline | Unleaded gasoline |  | Steel | Steel |  | Painted or None | Steel |  | 1901-01-01 06:00 | [6 empty] | Statistical Inventory Reconciliation (SIR) | [8 empty] | UST Currently In Use: 0; UST Temp Close: 0; AST Currently In Use: 0; AST Temp Closed: 0 | 0 | 0 | 3 | 12642-071-014703 | JACKSON COUNTY OIL CO INC
17341 | Permanently Closed | 1996-06-01 06:00 | 1985-01-01 06:00 | 1999-12-31 06:00 | Petroleum | Unleaded gasoline | Unleaded gasoline |  | Steel | Steel |  | Painted or None | Steel |  | 1901-01-01 06:00 | [6 empty] | Statistical Inventory Reconciliation (SIR) | [8 empty] | UST Currently In Use: 0; UST Temp Close: 0; AST Currently In Use: 0; AST Temp Closed: 0 | 0 | 0 | 3 | 12642-071-014703 | JACKSON COUNTY OIL CO INC
17342 | Permanently Closed | 1996-06-01 06:00 | 1985-01-01 06:00 | 1999-12-31 06:00 | Petroleum | Unleaded gasoline | Unleaded gasoline |  | Steel | Steel |  | Painted or None | Steel |  | 1901-01-01 06:00 | [6 empty] | Statistical Inventory Reconciliation (SIR) | [8 empty] | UST Currently In Use: 0; UST Temp Close: 0; AST Currently In Use: 0; AST Temp Closed: 0 | 0 | 0 | 3 | 12642-071-014703 | JACKSON COUNTY OIL CO INC
17343 | Permanently Closed | 1999-06-01 06:00 | 1988-01-01 06:00 | 2000-06-05 06:00 | Petroleum | Unleaded gasoline | Unleaded gasoline |  | Fiberglass coated steel | Fiberglass coated steel |  |  | Steel |  | 1901-01-01 06:00 | Field installed cathodic protection | [5 empty] | Statistical Inventory Reconciliation (SIR) | [5 empty] | Statistical inventory reconciliation (SIR) | Statistical inventory reconciliation (SIR) |  | UST Currently In Use: 0; UST Temp Close: 0; AST Currently In Use: 0; AST Temp Closed: 0 | 0 | 0 | 3 | 12642-071-014704 | JACKSON COUNTY OIL CO INC
17344 | Permanently Closed | 1999-06-01 06:00 | 1988-01-01 06:00 | 2000-06-05 06:00 | Petroleum | Unleaded gasoline | Unleaded gasoline |  | Fiberglass coated steel | Fiberglass coated steel |  |  | Steel |  | 1901-01-01 06:00 | Field installed cathodic protection | [5 empty] | Statistical Inventory Reconciliation (SIR) | [5 empty] | Statistical inventory reconciliation (SIR) | Statistical inventory reconciliation (SIR) |  | UST Currently In Use: 0; UST Temp Close: 0; AST Currently In Use: 0; AST Temp Closed: 0 | 0 | 0 | 3 | 12642-071-014704 | JACKSON COUNTY OIL CO INC
17345 | Permanently Closed | 1999-06-01 06:00 | 1988-01-01 06:00 | 2000-06-05 06:00 | Petroleum | Kerosene | Kerosene |  | Steel | Steel | Coated & cathodic protection (sti-P3) |  | Steel |  | 1901-01-01 06:00 | Field installed cathodic protection | [5 empty] | Statistical Inventory Reconciliation (SIR) | [8 empty] | UST Currently In Use: 0; UST Temp Close: 0; AST Currently In Use: 0; AST Temp Closed: 0 | 0 | 0 | 3 | 12642-071-014704 | JACKSON COUNTY OIL CO INC
17346 | Temporary Closed | 2023-03-31 06:00 | 1988-01-01 06:00 |  | Petroleum | Unleaded gasoline | Unleaded gasoline | Retail | Single Wall, Steel | Steel | Field installed cathodic protection |  | Fiberglass reinforced plastic |  |  |  | Catchment Basin, Single walled catchment basin | Automatic shutoff device At 95% full | Automatic shutoff device At 95% full |  |  | Statistical Inventory Reconciliation (SIR) |  | Automatic flow restrictor (MLLD) | Automatic flow restrictor (MLLD) |  |  | Statistical inventory reconciliation (SIR) | Statistical inventory reconciliation (SIR) |  | UST Currently In Use: 0; UST Temp Close: 4; AST Currently In Use: 0; AST Temp Closed: 0 | 0 | 4 | 0 | 25650-071-014705 | BRYANT QUICK MART
17347 | Temporary Closed | 2023-03-31 06:00 | 1988-01-01 06:00 |  | Petroleum | Unleaded gasoline | Unleaded gasoline | Retail | Single Wall, Steel | Steel | Field installed cathodic protection |  | Fiberglass reinforced plastic |  |  |  | Catchment Basin, Single walled catchment basin | Automatic shutoff device At 95% full | Automatic shutoff device At 95% full |  |  | Statistical Inventory Reconciliation (SIR) |  | Automatic flow restrictor (MLLD) | Automatic flow restrictor (MLLD) |  |  | Statistical inventory reconciliation (SIR) | Statistical inventory reconciliation (SIR) |  | UST Currently In Use: 0; UST Temp Close: 4; AST Currently In Use: 0; AST Temp Closed: 0 | 0 | 4 | 0 | 25650-071-014705 | BRYANT QUICK MART
17348 | Temporary Closed | 2023-03-31 06:00 | 1988-01-01 06:00 |  | Petroleum | On road diesel | On road diesel | Retail | Single Wall, Steel | Steel | Coated & cathodic protection (sti-P3), Field installed cathodic protection |  | Single Wall, Steel |  |  | Field installed cathodic protection | Catchment Basin, Single walled catchment basin | Automatic shutoff device At 95% full | Automatic shutoff device At 95% full |  |  | Statistical Inventory Reconciliation (SIR) | [8 empty] | UST Currently In Use: 0; UST Temp Close: 4; AST Currently In Use: 0; AST Temp Closed: 0 | 0 | 4 | 0 | 25650-071-014705 | BRYANT QUICK MART
17349 | Temporary Closed | 2023-03-31 06:00 | 1988-01-01 06:00 |  | Petroleum | On road diesel | On road diesel | Retail | Single Wall, Steel | Steel | Coated & cathodic protection (sti-P3), Field installed cathodic protection |  | Single Wall, Steel |  |  | Field installed cathodic protection | Catchment Basin, Single walled catchment basin | Automatic shutoff device At 95% full | Automatic shutoff device At 95% full |  |  | Statistical Inventory Reconciliation (SIR) | [8 empty] | UST Currently In Use: 0; UST Temp Close: 4; AST Currently In Use: 0; AST Temp Closed: 0 | 0 | 4 | 0 | 25650-071-014705 | BRYANT QUICK MART
17350 | Permanently Closed | 1991-01-21 06:00 | 1975-01-01 06:00 | 1991-01-21 06:00 | Petroleum | On road diesel | On road diesel |  | Fiberglass coated steel | Fiberglass coated steel |  |  | Steel |  | 1901-01-01 06:00 | [15 empty] | UST Currently In Use: 2; UST Temp Close: 1; AST Currently In Use: 0; AST Temp Closed: 0 | 2 | 1 | 2 | 12643-101-002046 | JACKSON HOSPITAL
17351 | Temporary Closed | 2016-08-02 06:00 | 1989-07-24 06:00 |  | Petroleum | On road diesel | On road diesel | Emergency Power Generator, Industrial | Steel | Steel | Coated & cathodic protection (sti-P3) |  | Other, COPPER |  |  |  | Catchment Basin, Single walled catchment basin | Flow Rest 90% Full | Flow Rest 90% Full | [11 empty] | UST Currently In Use: 2; UST Temp Close: 1; AST Currently In Use: 0; AST Temp Closed: 0 | 2 | 1 | 2 | 12643-101-002046 | JACKSON HOSPITAL
17352 | Permanently Closed | 1997-01-01 06:00 | 1977-03-28 06:00 | 1997-01-01 06:00 | Petroleum | On road diesel | On road diesel | Emergency Power Generator, Industrial | Steel | Steel | Coated & cathodic protection (sti-P3) |  | Steel |  | 1901-01-01 06:00 | Field installed cathodic protection | Catchment Basin, Single walled catchment basin | Flow Rest 90% Full | Flow Rest 90% Full | [11 empty] | UST Currently In Use: 2; UST Temp Close: 1; AST Currently In Use: 0; AST Temp Closed: 0 | 2 | 1 | 2 | 12643-101-002046 | JACKSON HOSPITAL
17353 | Currently in Use |  | 1979-01-10 06:00 |  | Petroleum | On road diesel | On road diesel | Emergency Power Generator, Industrial | Steel | Steel | Coated & cathodic protection (sti-P3) |  | Other, COPPER |  |  |  | Catchment Basin, Single walled catchment basin | Flow Rest 90% Full | Flow Rest 90% Full |  |  | Manual Tank Gauging (only tanks 1000 gal. or less and 48” or 64” in diameter) | [8 empty] | UST Currently In Use: 2; UST Temp Close: 1; AST Currently In Use: 0; AST Temp Closed: 0 | 2 | 1 | 2 | 12643-101-002046 | JACKSON HOSPITAL
17354 | Permanently Closed | 1993-08-31 06:00 | 1973-01-01 06:00 | 1993-08-31 06:00 | Petroleum | Unleaded gasoline | Unleaded gasoline |  | Steel | Steel |  | Painted or None | Steel |  | 1901-01-01 06:00 | [15 empty] | UST Currently In Use: 0; UST Temp Close: 0; AST Currently In Use: 0; AST Temp Closed: 0 | 0 | 0 | 8 | 20651-073-000184 | CRESTWOOD CENTER LLC
17355 | Permanently Closed | 1993-08-31 06:00 | 1973-01-01 06:00 | 1993-08-31 06:00 | Petroleum | Unleaded gasoline | Unleaded gasoline |  | Steel | Steel |  | Painted or None | Steel |  | 1901-01-01 06:00 | [15 empty] | UST Currently In Use: 0; UST Temp Close: 0; AST Currently In Use: 0; AST Temp Closed: 0 | 0 | 0 | 8 | 20651-073-000184 | CRESTWOOD CENTER LLC
17356 | Permanently Closed | 1993-08-31 06:00 | 1973-01-01 06:00 | 1993-08-31 06:00 | Petroleum | Unleaded gasoline | Unleaded gasoline |  | Steel | Steel |  | Painted or None | Steel |  | 1901-01-01 06:00 | [15 empty] | UST Currently In Use: 0; UST Temp Close: 0; AST Currently In Use: 0; AST Temp Closed: 0 | 0 | 0 | 8 | 20651-073-000184 | CRESTWOOD CENTER LLC
17357 | Permanently Closed | 1993-08-31 06:00 | 1973-01-01 06:00 | 1993-08-31 06:00 | Petroleum | Unleaded gasoline | Unleaded gasoline |  | Steel | Steel |  | Painted or None | Steel |  | 1901-01-01 06:00 | [15 empty] | UST Currently In Use: 0; UST Temp Close: 0; AST Currently In Use: 0; AST Temp Closed: 0 | 0 | 0 | 8 | 20651-073-000184 | CRESTWOOD CENTER LLC
17358 | Permanently Closed | 1993-08-31 06:00 | 1973-01-01 06:00 | 1993-08-31 06:00 | Petroleum | Unleaded gasoline | Unleaded gasoline |  | Steel | Steel |  | Painted or None | Steel |  | 1901-01-01 06:00 | [15 empty] | UST Currently In Use: 0; UST Temp Close: 0; AST Currently In Use: 0; AST Temp Closed: 0 | 0 | 0 | 8 | 20651-073-000184 | CRESTWOOD CENTER LLC
17359 | Permanently Closed | 1992-05-11 06:00 | 1976-01-01 06:00 | 1992-05-11 06:00 | Petroleum | Unleaded gasoline | Unleaded gasoline |  | Steel | Steel | Interior lined (not allowed as a standalone method of corrosion protection) | Painted or None | Steel |  | 1901-01-01 06:00 | [15 empty] | UST Currently In Use: 0; UST Temp Close: 0; AST Currently In Use: 0; AST Temp Closed: 0 | 0 | 0 | 1 | 12645-123-001227 | JACKSON REFRIGERATION CO
17360 | Permanently Closed | 1995-03-22 06:00 | 1975-01-01 06:00 | 1998-10-20 06:00 | Petroleum | On road diesel | On road diesel |  | Steel | Steel |  | Painted or None | Steel |  | 1901-01-01 06:00 | [12 empty] | Annual line testing | Annual line testing |  | UST Currently In Use: 0; UST Temp Close: 0; AST Currently In Use: 2; AST Temp Closed: 0 | 0 | 0 | 2 | 12646-025-012453 | J O GRIFFIN CONTRACTING CO INC
17361 | Permanently Closed | 1995-03-22 06:00 | 1975-01-01 06:00 | 1998-10-20 06:00 | Petroleum | On road diesel | On road diesel |  | Steel | Steel |  | Painted or None | Steel |  | 1901-01-01 06:00 | [12 empty] | Annual line testing | Annual line testing |  | UST Currently In Use: 0; UST Temp Close: 0; AST Currently In Use: 2; AST Temp Closed: 0 | 0 | 0 | 2 | 12646-025-012453 | J O GRIFFIN CONTRACTING CO INC
17362 | Cannot Locate or abandoned |  | 1978-01-01 06:00 |  | Petroleum | Unleaded gasoline | Unleaded gasoline | Retail | Steel | Steel |  | Painted or None | Steel |  | 1901-01-01 06:00 | [15 empty] | UST Currently In Use: 0; UST Temp Close: 0; AST Currently In Use: 0; AST Temp Closed: 0 | 0 | 0 | 0 | 12647-025-002254 | JACKSON SAW SHOP ORE
17363 | Cannot Locate or abandoned |  | 1976-01-01 06:00 |  | Petroleum | Unleaded gasoline | Unleaded gasoline | Retail | Steel | Steel |  | Painted or None | Steel |  | 1901-01-01 06:00 | [15 empty] | UST Currently In Use: 0; UST Temp Close: 0; AST Currently In Use: 0; AST Temp Closed: 0 | 0 | 0 | 0 | 12647-025-002254 | JACKSON SAW SHOP ORE
17364 | Cannot Locate or abandoned |  | 1954-01-01 06:00 |  | Petroleum | Unleaded gasoline | Unleaded gasoline |  | Steel | Steel |  |  |  |  | 1901-01-01 06:00 | [15 empty] | UST Currently In Use: 0; UST Temp Close: 0; AST Currently In Use: 0; AST Temp Closed: 0 | 0 | 0 | 0 | 12647-025-002254 | JACKSON SAW SHOP ORE
17365 | Cannot Locate or abandoned |  | 1954-01-01 06:00 |  | Petroleum | Unleaded gasoline | Unleaded gasoline |  | Steel | Steel |  |  |  |  | 1901-01-01 06:00 | [15 empty] | UST Currently In Use: 0; UST Temp Close: 0; AST Currently In Use: 0; AST Temp Closed: 0 | 0 | 0 | 0 | 12647-025-002254 | JACKSON SAW SHOP ORE
17366 | Permanently Closed | 1994-11-21 06:00 | 1969-01-01 06:00 | 1996-11-21 06:00 | Petroleum | Unleaded gasoline | Unleaded gasoline | State/federal government | Steel | Steel |  | Painted or None | Steel |  | 1901-01-01 06:00 | [12 empty] | Annual line testing | Annual line testing |  | UST Currently In Use: 0; UST Temp Close: 0; AST Currently In Use: 1; AST Temp Closed: 0 | 0 | 0 | 1 | 12648-015-000642 | JACKSONVILLE STATE UNIVERSITY
17367 | Retired | 1988-08-08 06:00 | 1976-01-01 06:00 |  | Petroleum | Unleaded gasoline | Unleaded gasoline |  | Steel | Steel |  | Painted or None | Steel |  | 1901-01-01 06:00 | [15 empty] | UST Currently In Use: 0; UST Temp Close: 0; AST Currently In Use: 0; AST Temp Closed: 0 | 0 | 0 | 0 | 12649-127-010579 | JAKE LEIGHTON
17368 | Retired | 1988-08-08 06:00 | 1976-01-01 06:00 |  | Petroleum | Unleaded gasoline | Unleaded gasoline |  | Steel | Steel |  | Painted or None | Steel |  | 1901-01-01 06:00 | [15 empty] | UST Currently In Use: 0; UST Temp Close: 0; AST Currently In Use: 0; AST Temp Closed: 0 | 0 | 0 | 0 | 12649-127-010579 | JAKE LEIGHTON
17369 | Retired | 1988-08-08 06:00 | 1976-01-01 06:00 |  | Petroleum | Unleaded gasoline | Unleaded gasoline |  | Steel | Steel |  | Painted or None | Steel |  | 1901-01-01 06:00 | [15 empty] | UST Currently In Use: 0; UST Temp Close: 0; AST Currently In Use: 0; AST Temp Closed: 0 | 0 | 0 | 0 | 12649-127-010579 | JAKE LEIGHTON
17370 | Retired | 1988-08-08 06:00 | 1976-01-01 06:00 |  | Petroleum | Unleaded gasoline | Unleaded gasoline |  | Steel | Steel |  | Painted or None | Steel |  | 1901-01-01 06:00 | [15 empty] | UST Currently In Use: 0; UST Temp Close: 0; AST Currently In Use: 0; AST Temp Closed: 0 | 0 | 0 | 0 | 12649-127-010579 | JAKE LEIGHTON
17371 | Retired | 1988-08-08 06:00 | 1976-01-01 06:00 |  | Petroleum | Unleaded gasoline | Unleaded gasoline |  | Steel | Steel |  | Painted or None | Steel |  | 1901-01-01 06:00 | [15 empty] | UST Currently In Use: 0; UST Temp Close: 0; AST Currently In Use: 0; AST Temp Closed: 0 | 0 | 0 | 0 | 12649-127-010579 | JAKE LEIGHTON
17372 | Retired | 1988-12-20 06:00 | 1974-01-01 06:00 |  | Petroleum | On road diesel | On road diesel |  | Steel | Steel |  | Painted or None | Steel |  | 1901-01-01 06:00 | [15 empty] | UST Currently In Use: 0; UST Temp Close: 0; AST Currently In Use: 0; AST Temp Closed: 0 | 0 | 0 | 0 | 12650-097-008837 | JAMES & MARY JACKSON & KATHRYN HAYS
17373 | Retired | 1988-12-20 06:00 | 1974-01-01 06:00 |  | Petroleum | Used oil | Used oil |  | Steel | Steel |  | Painted or None | Steel |  | 1901-01-01 06:00 | [15 empty] | UST Currently In Use: 0; UST Temp Close: 0; AST Currently In Use: 0; AST Temp Closed: 0 | 0 | 0 | 0 | 12650-097-008837 | JAMES & MARY JACKSON & KATHRYN HAYS
17374 | Cannot Locate or abandoned | 1998-08-01 06:00 | 1974-01-01 06:00 |  | Petroleum | Unleaded gasoline | Unleaded gasoline |  | Steel | Steel |  | Painted or None | Steel |  | 1901-01-01 06:00 | [15 empty] | UST Currently In Use: 0; UST Temp Close: 0; AST Currently In Use: 0; AST Temp Closed: 0 | 0 | 0 | 0 | 12651-073-001766 | SAMUEL RICHEY
17375 | Cannot Locate or abandoned | 1998-08-01 06:00 | 1974-01-01 06:00 |  | Petroleum | Unleaded gasoline | Unleaded gasoline |  | Steel | Steel |  | Painted or None | Steel |  | 1901-01-01 06:00 | [15 empty] | UST Currently In Use: 0; UST Temp Close: 0; AST Currently In Use: 0; AST Temp Closed: 0 | 0 | 0 | 0 | 12651-073-001766 | SAMUEL RICHEY
17376 | Cannot Locate or abandoned | 1998-08-01 06:00 | 1974-01-01 06:00 |  | Petroleum | Unleaded gasoline | Unleaded gasoline |  | Steel | Steel | Coated & cathodic protection (sti-P3) |  | Steel |  | 1901-01-01 06:00 | [15 empty] | UST Currently In Use: 0; UST Temp Close: 0; AST Currently In Use: 0; AST Temp Closed: 0 | 0 | 0 | 0 | 12651-073-001766 | SAMUEL RICHEY
17377 | Permanently Closed | 1979-01-01 06:00 | 1949-01-01 06:00 |  | Petroleum | Other, OTHER | Other |  | Steel | Steel |  |  | Steel |  | 1901-01-01 06:00 | [15 empty] | UST Currently In Use: 0; UST Temp Close: 0; AST Currently In Use: 0; AST Temp Closed: 0 | 0 | 0 | 3 | 12653-055-003556 | JAMES ASHLEY
17378 | Permanently Closed | 1979-01-01 06:00 | 1949-01-01 06:00 |  | Petroleum | Other, OTHER | Other |  | Steel | Steel |  |  | Steel |  | 1901-01-01 06:00 | [15 empty] | UST Currently In Use: 0; UST Temp Close: 0; AST Currently In Use: 0; AST Temp Closed: 0 | 0 | 0 | 3 | 12653-055-003556 | JAMES ASHLEY
17379 | Permanently Closed | 1979-01-01 06:00 | 1949-01-01 06:00 |  | Petroleum | Other, OTHER | Other |  | Steel | Steel |  |  | Steel |  | 1901-01-01 06:00 | [15 empty] | UST Currently In Use: 0; UST Temp Close: 0; AST Currently In Use: 0; AST Temp Closed: 0 | 0 | 0 | 3 | 12653-055-003556 | JAMES ASHLEY
17380 | Permanently Closed | 1994-08-02 06:00 | 1963-01-01 06:00 | 1999-05-07 06:00 | Petroleum | Unleaded gasoline | Unleaded gasoline |  | Steel | Steel |  | Painted or None | Steel |  | 1901-01-01 06:00 | [12 empty] | Annual line testing | Annual line testing |  | UST Currently In Use: 0; UST Temp Close: 0; AST Currently In Use: 0; AST Temp Closed: 0 | 0 | 0 | 4 | 12654-039-009954 | JAMES BARTON
17381 | Permanently Closed | 1994-08-02 06:00 | 1963-01-01 06:00 | 1999-05-07 06:00 | Petroleum | Unleaded gasoline | Unleaded gasoline |  | Steel | Steel |  | Painted or None | Steel |  | 1901-01-01 06:00 | [12 empty] | Annual line testing | Annual line testing |  | UST Currently In Use: 0; UST Temp Close: 0; AST Currently In Use: 0; AST Temp Closed: 0 | 0 | 0 | 4 | 12654-039-009954 | JAMES BARTON
17382 | Permanently Closed | 1994-08-02 06:00 | 1963-01-01 06:00 | 1999-05-07 06:00 | Petroleum | Unleaded gasoline | Unleaded gasoline |  | Steel | Steel |  | Painted or None | Steel |  | 1901-01-01 06:00 | [12 empty] | Annual line testing | Annual line testing |  | UST Currently In Use: 0; UST Temp Close: 0; AST Currently In Use: 0; AST Temp Closed: 0 | 0 | 0 | 4 | 12654-039-009954 | JAMES BARTON
17383 | Permanently Closed | 1974-01-01 06:00 | 1963-01-01 06:00 | 1999-05-07 06:00 | Petroleum | On road diesel | On road diesel |  | Steel | Steel |  | Painted or None | Steel |  | 1901-01-01 06:00 | [15 empty] | UST Currently In Use: 0; UST Temp Close: 0; AST Currently In Use: 0; AST Temp Closed: 0 | 0 | 0 | 4 | 12654-039-009954 | JAMES BARTON
17384 | Permanently Closed | 1993-12-15 06:00 | 1969-01-01 06:00 | 1999-05-11 06:00 | Petroleum | Unleaded gasoline | Unleaded gasoline |  | Steel | Steel |  | Painted or None | Steel |  | 1901-01-01 06:00 | [15 empty] | UST Currently In Use: 0; UST Temp Close: 0; AST Currently In Use: 0; AST Temp Closed: 0 | 0 | 0 | 3 | 12654-039-009955 | JAMES BARTON
17385 | Permanently Closed | 1993-12-15 06:00 | 1969-01-01 06:00 | 1999-05-11 06:00 | Petroleum | Unleaded gasoline | Unleaded gasoline |  | Steel | Steel |  | Painted or None | Steel |  | 1901-01-01 06:00 | [15 empty] | UST Currently In Use: 0; UST Temp Close: 0; AST Currently In Use: 0; AST Temp Closed: 0 | 0 | 0 | 3 | 12654-039-009955 | JAMES BARTON
17386 | Permanently Closed | 1993-12-15 06:00 | 1969-01-01 06:00 | 1999-05-11 06:00 | Petroleum | Unleaded gasoline | Unleaded gasoline |  | Steel | Steel |  | Painted or None | Steel |  | 1901-01-01 06:00 | [15 empty] | UST Currently In Use: 0; UST Temp Close: 0; AST Currently In Use: 0; AST Temp Closed: 0 | 0 | 0 | 3 | 12654-039-009955 | JAMES BARTON
17387 | Permanently Closed | 1996-06-13 06:00 | 1968-01-01 06:00 | 1996-06-13 06:00 | Petroleum | Unleaded gasoline | Unleaded gasoline |  | Steel | Steel |  | Painted or None | Steel |  | 1901-01-01 06:00 | [12 empty] | Annual line testing | Annual line testing |  | UST Currently In Use: 0; UST Temp Close: 0; AST Currently In Use: 0; AST Temp Closed: 0 | 0 | 0 | 1 | 12655-097-008357 | JAMES B. DONAGHEY, INC.
17388 | Permanently Closed | 1988-11-01 06:00 | 1969-01-01 06:00 | 1988-11-01 06:00 | Petroleum | Unleaded gasoline | Unleaded gasoline |  | Steel | Steel |  | Painted or None | Steel |  | 1901-01-01 06:00 | [15 empty] | UST Currently In Use: 0; UST Temp Close: 0; AST Currently In Use: 0; AST Temp Closed: 0 | 0 | 0 | 2 | 12656-049-011963 | JAMES BRADSHAW
17389 | Permanently Closed | 1988-11-01 06:00 | 1969-01-01 06:00 | 1988-11-01 06:00 | Petroleum | Unleaded gasoline | Unleaded gasoline |  | Steel | Steel |  | Painted or None | Steel |  | 1901-01-01 06:00 | [15 empty] | UST Currently In Use: 0; UST Temp Close: 0; AST Currently In Use: 0; AST Temp Closed: 0 | 0 | 0 | 2 | 12656-049-011963 | JAMES BRADSHAW
17390 | Permanently Closed | 1997-08-01 06:00 | 1982-01-01 06:00 | 1997-12-05 06:00 | Petroleum | On road diesel | On road diesel |  | Fiberglass coated steel | Fiberglass coated steel |  |  | Steel |  | 1901-01-01 06:00 | [12 empty] | Annual line testing | Annual line testing |  | UST Currently In Use: 0; UST Temp Close: 0; AST Currently In Use: 0; AST Temp Closed: 0 | 0 | 0 | 5 | 19134-077-004951 | JAMES R SAK
17391 | Permanently Closed | 1997-08-01 06:00 | 1982-01-01 06:00 | 1997-12-05 06:00 | Petroleum | Unleaded gasoline | Unleaded gasoline |  | Fiberglass coated steel | Fiberglass coated steel |  |  | Steel |  | 1901-01-01 06:00 | [12 empty] | Annual line testing | Annual line testing |  | UST Currently In Use: 0; UST Temp Close: 0; AST Currently In Use: 0; AST Temp Closed: 0 | 0 | 0 | 5 | 19134-077-004951 | JAMES R SAK
17392 | Permanently Closed | 1997-08-01 06:00 | 1982-01-01 06:00 | 1997-12-05 06:00 | Petroleum | Unleaded gasoline | Unleaded gasoline |  | Fiberglass coated steel | Fiberglass coated steel |  |  | Steel |  | 1901-01-01 06:00 | [12 empty] | Annual line testing | Annual line testing |  | UST Currently In Use: 0; UST Temp Close: 0; AST Currently In Use: 0; AST Temp Closed: 0 | 0 | 0 | 5 | 19134-077-004951 | JAMES R SAK
17393 | Permanently Closed | 1997-08-01 06:00 | 1982-01-01 06:00 | 1997-12-05 06:00 | Petroleum | Unleaded gasoline | Unleaded gasoline |  | Fiberglass coated steel | Fiberglass coated steel |  |  | Steel |  | 1901-01-01 06:00 | [12 empty] | Annual line testing | Annual line testing |  | UST Currently In Use: 0; UST Temp Close: 0; AST Currently In Use: 0; AST Temp Closed: 0 | 0 | 0 | 5 | 19134-077-004951 | JAMES R SAK
17394 | Permanently Closed | 1997-08-01 06:00 | 1982-01-01 06:00 | 1997-12-05 06:00 | Petroleum | Used oil | Used oil |  | Steel | Steel |  | Painted or None | Steel |  | 1901-01-01 06:00 |  | Other, EXEMPT | Other, EXEMPT | Other | [11 empty] | UST Currently In Use: 0; UST Temp Close: 0; AST Currently In Use: 0; AST Temp Closed: 0 | 0 | 0 | 5 | 19134-077-004951 | JAMES R SAK
17395 | Permanently Closed | 1901-01-01 06:00 | 1966-01-01 06:00 | 1990-12-12 06:00 | Petroleum | Unleaded gasoline | Unleaded gasoline |  | Steel | Steel |  | Painted or None | Steel |  | 1901-01-01 06:00 | [15 empty] | UST Currently In Use: 0; UST Temp Close: 0; AST Currently In Use: 0; AST Temp Closed: 0 | 0 | 0 | 3 | 12658-027-009411 | JAMES CHEATWOOD
17396 | Permanently Closed | 1901-01-01 06:00 | 1966-01-01 06:00 | 1990-12-12 06:00 | Petroleum | Unleaded gasoline | Unleaded gasoline |  | Steel | Steel |  | Painted or None | Steel |  | 1901-01-01 06:00 | [15 empty] | UST Currently In Use: 0; UST Temp Close: 0; AST Currently In Use: 0; AST Temp Closed: 0 | 0 | 0 | 3 | 12658-027-009411 | JAMES CHEATWOOD
17397 | Permanently Closed | 1901-01-01 06:00 | 1973-01-01 06:00 | 1990-12-12 06:00 | Petroleum | Unleaded gasoline | Unleaded gasoline |  | Steel | Steel |  | Painted or None | Steel |  | 1901-01-01 06:00 | [15 empty] | UST Currently In Use: 0; UST Temp Close: 0; AST Currently In Use: 0; AST Temp Closed: 0 | 0 | 0 | 3 | 12658-027-009411 | JAMES CHEATWOOD
17398 | Permanently Closed | 1998-12-22 06:00 | 1969-01-01 06:00 | 1999-12-15 06:00 | Petroleum | Unleaded gasoline | Unleaded gasoline | Retail | Steel | Steel |  | Painted or None | Steel |  | 1901-01-01 06:00 | None | Catchment Basin, Single walled catchment basin | [13 empty] | UST Currently In Use: 2; UST Temp Close: 0; AST Currently In Use: 0; AST Temp Closed: 0 | 2 | 0 | 2 | 24660-073-001610 | TERRI R GRAYSON
17399 | Permanently Closed | 1998-12-22 06:00 | 1969-01-01 06:00 | 1999-12-15 06:00 | Petroleum | Unleaded gasoline | Unleaded gasoline | Retail | Steel | Steel |  | Painted or None | Steel |  | 1901-01-01 06:00 | None | Catchment Basin, Single walled catchment basin | [13 empty] | UST Currently In Use: 2; UST Temp Close: 0; AST Currently In Use: 0; AST Temp Closed: 0 | 2 | 0 | 2 | 24660-073-001610 | TERRI R GRAYSON
17400 | Permanently Closed | 2010-02-16 06:00 | 1982-01-01 06:00 | 2015-04-13 06:00 | Petroleum | On road diesel | On road diesel | Industrial | Steel | Steel | Field installed cathodic protection |  | Fiberglass reinforced plastic |  |  | Other, FLXS ISOLA | Catchment Basin, Single walled catchment basin | Audible high level alarm At 90% full | Audible high level alarm At 90% full |  |  | Automatic Tank Gauge | [5 empty] | Annual line testing | Annual line testing |  | UST Currently In Use: 0; UST Temp Close: 0; AST Currently In Use: 0; AST Temp Closed: 0 | 0 | 0 | 1 | 10563-035-000855 | COCA COLA BOTTLING CO UNITED INC
17401 | Permanently Closed | 1984-09-01 06:00 | 1968-01-01 06:00 | 1991-07-12 06:00 | Petroleum | Unleaded gasoline | Unleaded gasoline |  | Steel | Steel |  | Painted or None |  |  | 1901-01-01 06:00 | [15 empty] | UST Currently In Use: 0; UST Temp Close: 0; AST Currently In Use: 0; AST Temp Closed: 0 | 0 | 0 | 1 | 12662-077-009675 | JAMES E CANERDAY JR
17402 | Permanently Closed | 1989-10-27 06:00 | 1901-01-01 06:00 | 1989-10-27 06:00 | Petroleum | Unleaded gasoline | Unleaded gasoline |  | Single Wall, Steel | Steel |  |  | Single Wall |  | 1901-01-01 06:00 | [15 empty] | UST Currently In Use: 0; UST Temp Close: 2; AST Currently In Use: 0; AST Temp Closed: 0 | 0 | 2 | 3 | 12663-073-009173 | JAMES E GRAHAM JR
17403 | Permanently Closed | 1989-10-27 06:00 | 1901-01-01 06:00 | 1989-10-27 06:00 | Petroleum | Unleaded gasoline | Unleaded gasoline |  | Single Wall, Steel | Steel |  |  | Single Wall |  | 1901-01-01 06:00 | [15 empty] | UST Currently In Use: 0; UST Temp Close: 2; AST Currently In Use: 0; AST Temp Closed: 0 | 0 | 2 | 3 | 12663-073-009173 | JAMES E GRAHAM JR
17404 | Permanently Closed | 1993-09-16 06:00 | 1973-01-01 06:00 | 1993-09-16 06:00 | Petroleum | Unleaded gasoline | Unleaded gasoline |  | Steel | Steel |  |  |  |  | 1901-01-01 06:00 | [15 empty] | UST Currently In Use: 0; UST Temp Close: 2; AST Currently In Use: 0; AST Temp Closed: 0 | 0 | 2 | 3 | 12663-073-009173 | JAMES E GRAHAM JR
17405 | Temporary Closed | 2012-01-25 06:00 | 1989-01-01 06:00 |  | Petroleum | Unleaded gasoline | Unleaded gasoline | Retail | Steel | Steel | Coated & cathodic protection (sti-P3) |  | Fiberglass reinforced plastic |  | 1901-01-01 06:00 |  | Catchment Basin, Single walled catchment basin | Flow Rest 90% Full | Flow Rest 90% Full |  |  | Continuous Automatic Tank Gauge | [8 empty] | UST Currently In Use: 0; UST Temp Close: 2; AST Currently In Use: 0; AST Temp Closed: 0 | 0 | 2 | 3 | 12663-073-009173 | JAMES E GRAHAM JR
17406 | Temporary Closed | 2012-01-25 06:00 | 1989-01-01 06:00 |  | Petroleum | Unleaded gasoline | Unleaded gasoline | Retail | Steel | Steel | Coated & cathodic protection (sti-P3) |  | Fiberglass reinforced plastic |  | 1901-01-01 06:00 |  | Catchment Basin, Single walled catchment basin | Flow Rest 90% Full | Flow Rest 90% Full |  |  | Continuous Automatic Tank Gauge | [8 empty] | UST Currently In Use: 0; UST Temp Close: 2; AST Currently In Use: 0; AST Temp Closed: 0 | 0 | 2 | 3 | 12663-073-009173 | JAMES E GRAHAM JR
17407 | Cannot Locate or abandoned | 1999-09-30 06:00 | 1981-01-01 06:00 |  | Petroleum | On road diesel | On road diesel | Retail | Single Wall, Steel | Steel |  | Painted or None | Single Wall, Steel |  | 1901-01-01 06:00 | [6 empty] | Statistical Inventory Reconciliation (SIR) | [8 empty] | UST Currently In Use: 0; UST Temp Close: 0; AST Currently In Use: 0; AST Temp Closed: 0 | 0 | 0 | 3 | 12664-095-005723 | JAMES E PITTMAN
17408 | Permanently Closed | 1988-06-01 06:00 | 1964-01-01 06:00 |  | Petroleum | Unleaded gasoline | Unleaded gasoline |  | Steel | Steel |  | Painted or None | Steel |  | 1901-01-01 06:00 | [15 empty] | UST Currently In Use: 0; UST Temp Close: 0; AST Currently In Use: 0; AST Temp Closed: 0 | 0 | 0 | 3 | 12664-095-005723 | JAMES E PITTMAN
17409 | Permanently Closed | 1988-06-01 06:00 | 1964-01-01 06:00 |  | Petroleum | Unleaded gasoline | Unleaded gasoline |  | Steel | Steel |  | Painted or None | Steel |  | 1901-01-01 06:00 | [15 empty] | UST Currently In Use: 0; UST Temp Close: 0; AST Currently In Use: 0; AST Temp Closed: 0 | 0 | 0 | 3 | 12664-095-005723 | JAMES E PITTMAN
17410 | Permanently Closed | 1988-06-01 06:00 | 1974-01-01 06:00 |  | Petroleum | On road diesel | On road diesel |  | Steel | Steel |  | Painted or None | Steel |  | 1901-01-01 06:00 | [15 empty] | UST Currently In Use: 0; UST Temp Close: 0; AST Currently In Use: 0; AST Temp Closed: 0 | 0 | 0 | 3 | 12664-095-005723 | JAMES E PITTMAN
17411 | Cannot Locate or abandoned | 1999-09-30 06:00 | 1986-01-01 06:00 |  | Petroleum | Unleaded gasoline | Unleaded gasoline | Retail | Single Wall, Steel, MANIFOLDED | Steel | Coated & cathodic protection (sti-P3) |  | Single Wall, Steel |  | 1901-01-01 06:00 | Field installed cathodic protection | [5 empty] | Statistical Inventory Reconciliation (SIR) | [8 empty] | UST Currently In Use: 0; UST Temp Close: 0; AST Currently In Use: 0; AST Temp Closed: 0 | 0 | 0 | 3 | 12664-095-005723 | JAMES E PITTMAN
17412 | Cannot Locate or abandoned | 1999-09-30 06:00 | 1986-01-01 06:00 |  | Petroleum | Unleaded gasoline | Unleaded gasoline | Retail | Single Wall, Steel, MANIFOLDED | Steel | Coated & cathodic protection (sti-P3) |  | Single Wall, Steel |  | 1901-01-01 06:00 | Field installed cathodic protection | [5 empty] | Statistical Inventory Reconciliation (SIR) | [8 empty] | UST Currently In Use: 0; UST Temp Close: 0; AST Currently In Use: 0; AST Temp Closed: 0 | 0 | 0 | 3 | 12664-095-005723 | JAMES E PITTMAN
17413 | Cannot Locate or abandoned | 1999-09-30 06:00 | 1986-01-01 06:00 |  | Petroleum | Premium gasoline | Premium gasoline | Retail | Single Wall, Steel | Steel | Coated & cathodic protection (sti-P3) |  | Single Wall, Steel |  | 1901-01-01 06:00 | Field installed cathodic protection | [5 empty] | Statistical Inventory Reconciliation (SIR) | [8 empty] | UST Currently In Use: 0; UST Temp Close: 0; AST Currently In Use: 0; AST Temp Closed: 0 | 0 | 0 | 3 | 12664-095-005723 | JAMES E PITTMAN
17414 | Permanently Closed | 1981-11-01 06:00 | 1971-01-01 06:00 | 1986-09-02 06:00 | Petroleum | Unleaded gasoline | Unleaded gasoline |  |  |  | Interior lined (not allowed as a standalone method of corrosion protection) |  | Steel |  | 1901-01-01 06:00 | [15 empty] | UST Currently In Use: 0; UST Temp Close: 0; AST Currently In Use: 0; AST Temp Closed: 0 | 0 | 0 | 2 | 12665-097-010578 | JAMES E PUCKETT
17415 | Permanently Closed | 1981-11-01 06:00 | 1971-01-01 06:00 | 1986-09-02 06:00 | Petroleum | Unleaded gasoline | Unleaded gasoline |  |  |  | Interior lined (not allowed as a standalone method of corrosion protection) |  | Steel |  | 1901-01-01 06:00 | [15 empty] | UST Currently In Use: 0; UST Temp Close: 0; AST Currently In Use: 0; AST Temp Closed: 0 | 0 | 0 | 2 | 12665-097-010578 | JAMES E PUCKETT
17416 | Permanently Closed | 1991-11-22 06:00 | 1973-01-01 06:00 | 1991-11-22 06:00 | Petroleum | Unleaded gasoline | Unleaded gasoline |  | Steel | Steel |  | Painted or None | Steel |  | 1901-01-01 06:00 | [15 empty] | UST Currently In Use: 0; UST Temp Close: 0; AST Currently In Use: 0; AST Temp Closed: 0 | 0 | 0 | 4 | 12666-097-009648 | JAMES E SMITH
17417 | Permanently Closed | 1991-11-22 06:00 | 1973-01-01 06:00 | 1991-11-22 06:00 | Petroleum | Unleaded gasoline | Unleaded gasoline |  | Steel | Steel |  | Painted or None | Steel |  | 1901-01-01 06:00 | [15 empty] | UST Currently In Use: 0; UST Temp Close: 0; AST Currently In Use: 0; AST Temp Closed: 0 | 0 | 0 | 4 | 12666-097-009648 | JAMES E SMITH
17418 | Permanently Closed | 1991-11-22 06:00 | 1973-01-01 06:00 | 1991-11-22 06:00 | Petroleum | Unleaded gasoline | Unleaded gasoline |  | Steel | Steel |  | Painted or None | Steel |  | 1901-01-01 06:00 | [15 empty] | UST Currently In Use: 0; UST Temp Close: 0; AST Currently In Use: 0; AST Temp Closed: 0 | 0 | 0 | 4 | 12666-097-009648 | JAMES E SMITH
17419 | Permanently Closed | 1991-11-22 06:00 | 1978-01-01 06:00 | 1991-11-22 06:00 | Petroleum | Unleaded gasoline | Unleaded gasoline |  | Steel | Steel |  | Painted or None | Steel |  | 1901-01-01 06:00 | [15 empty] | UST Currently In Use: 0; UST Temp Close: 0; AST Currently In Use: 0; AST Temp Closed: 0 | 0 | 0 | 4 | 12666-097-009648 | JAMES E SMITH
17420 | Retired | 1988-08-08 06:00 | 1975-01-01 06:00 |  | Petroleum | Unleaded gasoline | Unleaded gasoline |  | Steel | Steel |  | Painted or None | Steel |  | 1901-01-01 06:00 | [15 empty] | UST Currently In Use: 0; UST Temp Close: 0; AST Currently In Use: 0; AST Temp Closed: 0 | 0 | 0 | 0 | 12667-057-008318 | JAMES EARNEST
17421 | Retired | 1988-08-08 06:00 | 1975-01-01 06:00 |  | Petroleum | Unleaded gasoline | Unleaded gasoline |  | Steel | Steel |  | Painted or None | Steel |  | 1901-01-01 06:00 | [15 empty] | UST Currently In Use: 0; UST Temp Close: 0; AST Currently In Use: 0; AST Temp Closed: 0 | 0 | 0 | 0 | 12667-057-008318 | JAMES EARNEST
17422 | Retired | 1988-08-08 06:00 | 1975-01-01 06:00 |  | Petroleum | On road diesel | On road diesel |  | Steel | Steel |  | Painted or None | Steel |  | 1901-01-01 06:00 | [15 empty] | UST Currently In Use: 0; UST Temp Close: 0; AST Currently In Use: 0; AST Temp Closed: 0 | 0 | 0 | 0 | 12667-057-008318 | JAMES EARNEST
17423 | Retired | 1988-08-08 06:00 | 1975-01-01 06:00 |  | Petroleum | On road diesel | On road diesel |  | Steel | Steel |  | Painted or None | Steel |  | 1901-01-01 06:00 | [15 empty] | UST Currently In Use: 0; UST Temp Close: 0; AST Currently In Use: 0; AST Temp Closed: 0 | 0 | 0 | 0 | 12667-057-008318 | JAMES EARNEST
17424 | Currently in Use |  | 1980-01-01 06:00 |  | Petroleum | Unleaded gasoline | Unleaded gasoline | Retail | Steel | Steel | Field installed cathodic protection |  | Steel |  |  | Field installed cathodic protection | Catchment Basin, Single walled catchment basin | Automatic shutoff device At 95% full | Automatic shutoff device At 95% full |  |  | Statistical Inventory Reconciliation (SIR) | [8 empty] | UST Currently In Use: 2; UST Temp Close: 0; AST Currently In Use: 0; AST Temp Closed: 0 | 2 | 0 | 0 | 24968-097-001855 | KENNETH DEATON
17425 | Currently in Use |  | 1980-01-01 06:00 |  | Petroleum | Premium gasoline | Premium gasoline | Retail | Steel | Steel | Field installed cathodic protection |  | Steel |  |  | Field installed cathodic protection | Catchment Basin, Single walled catchment basin | Automatic shutoff device At 95% full | Automatic shutoff device At 95% full |  |  | Statistical Inventory Reconciliation (SIR) | [8 empty] | UST Currently In Use: 2; UST Temp Close: 0; AST Currently In Use: 0; AST Temp Closed: 0 | 2 | 0 | 0 | 24968-097-001855 | KENNETH DEATON
17426 | Retired | 1988-08-08 06:00 | 1978-01-01 06:00 |  | Petroleum | Unleaded gasoline | Unleaded gasoline |  | Steel | Steel |  | Painted or None | Steel |  | 1901-01-01 06:00 | [15 empty] | UST Currently In Use: 0; UST Temp Close: 0; AST Currently In Use: 0; AST Temp Closed: 0 | 0 | 0 | 0 | 12669-057-000871 | JAMES ESPEY
17427 | Retired | 1988-08-08 06:00 | 1978-01-01 06:00 |  | Petroleum | Unleaded gasoline | Unleaded gasoline |  | Steel | Steel |  | Painted or None | Steel |  | 1901-01-01 06:00 | [15 empty] | UST Currently In Use: 0; UST Temp Close: 0; AST Currently In Use: 0; AST Temp Closed: 0 | 0 | 0 | 0 | 12669-057-000871 | JAMES ESPEY
17428 | Retired | 1988-08-08 06:00 | 1978-01-01 06:00 |  | Petroleum | Unleaded gasoline | Unleaded gasoline |  | Steel | Steel |  | Painted or None | Steel |  | 1901-01-01 06:00 | [15 empty] | UST Currently In Use: 0; UST Temp Close: 0; AST Currently In Use: 0; AST Temp Closed: 0 | 0 | 0 | 0 | 12669-057-000871 | JAMES ESPEY
17429 | Permanently Closed | 1990-05-01 06:00 | 1982-01-01 06:00 | 1990-05-01 06:00 | Petroleum | Unleaded gasoline | Unleaded gasoline |  | Steel | Steel |  |  |  |  | 1901-01-01 06:00 | [15 empty] | UST Currently In Use: 0; UST Temp Close: 0; AST Currently In Use: 0; AST Temp Closed: 0 | 0 | 0 | 2 | 12670-071-004623 | JAMES F GUESS
17430 | Permanently Closed | 1990-05-01 06:00 | 1982-01-01 06:00 | 1990-05-01 06:00 | Petroleum | Unleaded gasoline | Unleaded gasoline |  | Steel | Steel |  |  |  |  | 1901-01-01 06:00 | [15 empty] | UST Currently In Use: 0; UST Temp Close: 0; AST Currently In Use: 0; AST Temp Closed: 0 | 0 | 0 | 2 | 12670-071-004623 | JAMES F GUESS
17431 | Permanently Closed | 1995-07-01 06:00 | 1984-01-01 06:00 | 1998-06-18 06:00 | Petroleum | On road diesel | On road diesel |  | Steel | Steel | Coated & cathodic protection (sti-P3) |  | Steel |  | 1901-01-01 06:00 | [6 empty] | Statistical Inventory Reconciliation (SIR) | [8 empty] | UST Currently In Use: 0; UST Temp Close: 0; AST Currently In Use: 0; AST Temp Closed: 0 | 0 | 0 | 1 | 12671-003-000579 | JAMES FENDLEY
17432 | Permanently Closed | 1997-05-01 06:00 | 1901-01-01 06:00 | 1997-10-21 06:00 | Petroleum | Unleaded gasoline | Unleaded gasoline | Retail | Steel | Steel |  | Painted or None | Steel |  | 1901-01-01 06:00 | [6 empty] | Statistical Inventory Reconciliation (SIR) | [5 empty] | Annual line testing | Annual line testing |  | UST Currently In Use: 0; UST Temp Close: 0; AST Currently In Use: 0; AST Temp Closed: 0 | 0 | 0 | 3 | 12672-073-012484 | JAMES G ROGERS
17433 | Permanently Closed | 1997-08-01 06:00 | 1901-01-01 06:00 | 1997-10-21 06:00 | Petroleum | Unleaded gasoline | Unleaded gasoline | Retail | Steel | Steel |  | Painted or None | Steel |  | 1901-01-01 06:00 | [6 empty] | Statistical Inventory Reconciliation (SIR) | [5 empty] | Annual line testing | Annual line testing |  | UST Currently In Use: 0; UST Temp Close: 0; AST Currently In Use: 0; AST Temp Closed: 0 | 0 | 0 | 3 | 12672-073-012484 | JAMES G ROGERS
17434 | Permanently Closed | 1997-08-01 06:00 | 1901-01-01 06:00 | 1997-10-21 06:00 | Petroleum | On road diesel | On road diesel | Retail | Steel | Steel |  | Painted or None | Steel |  | 1901-01-01 06:00 | [6 empty] | Statistical Inventory Reconciliation (SIR) | [5 empty] | Annual line testing | Annual line testing |  | UST Currently In Use: 0; UST Temp Close: 0; AST Currently In Use: 0; AST Temp Closed: 0 | 0 | 0 | 3 | 12672-073-012484 | JAMES G ROGERS
17435 | Cannot Locate or abandoned | 1993-11-01 06:00 | 1976-01-01 06:00 |  | Petroleum | Unleaded gasoline | Unleaded gasoline | Retail | Steel | Steel |  | Painted or None | Steel |  | 1901-01-01 06:00 | [6 empty] | Statistical Inventory Reconciliation (SIR) | [8 empty] | UST Currently In Use: 0; UST Temp Close: 0; AST Currently In Use: 0; AST Temp Closed: 0 | 0 | 0 | 0 | 20868-027-005829 | CAROL JOHNSON
17436 | Cannot Locate or abandoned | 1998-12-18 06:00 | 1976-01-01 06:00 |  | Petroleum | Unleaded gasoline | Unleaded gasoline | Retail | Steel | Steel |  | Painted or None | Steel |  | 1901-01-01 06:00 | [6 empty] | Statistical Inventory Reconciliation (SIR) | [8 empty] | UST Currently In Use: 0; UST Temp Close: 0; AST Currently In Use: 0; AST Temp Closed: 0 | 0 | 0 | 0 | 20868-027-005829 | CAROL JOHNSON
17437 | Permanently Closed | 1995-05-01 06:00 | 1978-01-01 06:00 | 1995-06-22 06:00 | Petroleum | Unleaded gasoline | Unleaded gasoline | Retail | Steel | Steel |  |  | Steel |  | 1901-01-01 06:00 | [12 empty] | Annual line testing | Annual line testing |  | UST Currently In Use: 0; UST Temp Close: 2; AST Currently In Use: 0; AST Temp Closed: 0 | 0 | 2 | 3 | 24374-005-012914 | PARESH PATEL
17438 | Permanently Closed | 1995-05-01 06:00 | 1978-01-01 06:00 | 1995-06-22 06:00 | Petroleum | Unleaded gasoline | Unleaded gasoline | Retail | Steel | Steel |  |  | Steel |  | 1901-01-01 06:00 | [12 empty] | Annual line testing | Annual line testing |  | UST Currently In Use: 0; UST Temp Close: 2; AST Currently In Use: 0; AST Temp Closed: 0 | 0 | 2 | 3 | 24374-005-012914 | PARESH PATEL
17439 | Permanently Closed | 1995-05-01 06:00 | 1978-01-01 06:00 | 1995-06-22 06:00 | Petroleum | Unleaded gasoline | Unleaded gasoline | Retail | Steel | Steel |  |  | Steel |  | 1901-01-01 06:00 | [12 empty] | Annual line testing | Annual line testing |  | UST Currently In Use: 0; UST Temp Close: 2; AST Currently In Use: 0; AST Temp Closed: 0 | 0 | 2 | 3 | 24374-005-012914 | PARESH PATEL
17440 | Permanently Closed | 1998-09-17 06:00 | 1978-01-01 06:00 | 1999-12-16 06:00 | Petroleum | Unleaded gasoline | Unleaded gasoline | Retail | Steel | Steel |  | Painted or None | Steel |  | 1901-01-01 06:00 | [12 empty] | Annual line testing | Annual line testing |  | UST Currently In Use: 0; UST Temp Close: 0; AST Currently In Use: 0; AST Temp Closed: 0 | 0 | 0 | 2 | 12676-005-012997 | JAMES GULLEDGE
17441 | Permanently Closed | 1998-09-17 06:00 | 1978-01-01 06:00 | 1999-12-16 06:00 | Petroleum | Unleaded gasoline | Unleaded gasoline | Retail | Steel | Steel |  | Painted or None | Steel |  | 1901-01-01 06:00 | [12 empty] | Annual line testing | Annual line testing |  | UST Currently In Use: 0; UST Temp Close: 0; AST Currently In Use: 0; AST Temp Closed: 0 | 0 | 0 | 2 | 12676-005-012997 | JAMES GULLEDGE
17442 | Permanently Closed | 1995-05-19 06:00 | 1979-01-01 06:00 | 1995-05-19 06:00 | Petroleum | Unleaded gasoline | Unleaded gasoline |  | Steel | Steel |  | Painted or None | Steel |  | 1901-01-01 06:00 | [15 empty] | UST Currently In Use: 0; UST Temp Close: 0; AST Currently In Use: 0; AST Temp Closed: 0 | 0 | 0 | 5 | 12677-003-007051 | JAMES H MIDDLETON
17443 | Permanently Closed | 1995-05-19 06:00 | 1979-01-01 06:00 | 1995-05-19 06:00 | Petroleum | Unleaded gasoline | Unleaded gasoline |  | Steel | Steel |  | Painted or None | Steel |  | 1901-01-01 06:00 | [15 empty] | UST Currently In Use: 0; UST Temp Close: 0; AST Currently In Use: 0; AST Temp Closed: 0 | 0 | 0 | 5 | 12677-003-007051 | JAMES H MIDDLETON
17444 | Permanently Closed | 1995-05-19 06:00 | 1979-01-01 06:00 | 1995-05-19 06:00 | Petroleum | Unleaded gasoline | Unleaded gasoline |  | Steel | Steel |  | Painted or None | Steel |  | 1901-01-01 06:00 | [15 empty] | UST Currently In Use: 0; UST Temp Close: 0; AST Currently In Use: 0; AST Temp Closed: 0 | 0 | 0 | 5 | 12677-003-007051 | JAMES H MIDDLETON
17445 | Permanently Closed | 1995-05-19 06:00 | 1979-01-01 06:00 | 1995-05-19 06:00 | Petroleum | On road diesel | On road diesel |  | Steel | Steel |  | Painted or None | Steel |  | 1901-01-01 06:00 | [15 empty] | UST Currently In Use: 0; UST Temp Close: 0; AST Currently In Use: 0; AST Temp Closed: 0 | 0 | 0 | 5 | 12677-003-007051 | JAMES H MIDDLETON
17446 | Permanently Closed | 1995-05-19 06:00 | 1979-01-01 06:00 | 1995-05-19 06:00 | Petroleum | On road diesel | On road diesel |  | Steel | Steel |  | Painted or None | Steel |  | 1901-01-01 06:00 | [15 empty] | UST Currently In Use: 0; UST Temp Close: 0; AST Currently In Use: 0; AST Temp Closed: 0 | 0 | 0 | 5 | 12677-003-007051 | JAMES H MIDDLETON
17447 | Permanently Closed | 1992-06-19 06:00 | 1968-01-01 06:00 | 1992-06-19 06:00 | Petroleum | Unleaded gasoline | Unleaded gasoline |  | Steel | Steel |  |  |  |  | 1901-01-01 06:00 | [15 empty] | UST Currently In Use: 0; UST Temp Close: 0; AST Currently In Use: 0; AST Temp Closed: 0 | 0 | 0 | 3 | 12678-073-008232 | SHAW OIL CO INC
17448 | Permanently Closed | 1992-06-19 06:00 | 1968-01-01 06:00 | 1992-06-19 06:00 | Petroleum | Unleaded gasoline | Unleaded gasoline |  | Steel | Steel |  |  |  |  | 1901-01-01 06:00 | [15 empty] | UST Currently In Use: 0; UST Temp Close: 0; AST Currently In Use: 0; AST Temp Closed: 0 | 0 | 0 | 3 | 12678-073-008232 | SHAW OIL CO INC
17449 | Permanently Closed | 2008-04-30 06:00 | 1970-01-01 06:00 | 2014-11-18 06:00 | Petroleum | Unleaded gasoline | Unleaded gasoline | Retail | Steel | Steel | Field installed cathodic protection |  | Fiberglass reinforced plastic |  | 1901-01-01 06:00 |  | Catchment Basin, Single walled catchment basin | Automatic shutoff device At 95% full | Automatic shutoff device At 95% full |  |  | Statistical Inventory Reconciliation (SIR) | [8 empty] | UST Currently In Use: 0; UST Temp Close: 0; AST Currently In Use: 0; AST Temp Closed: 0 | 0 | 0 | 2 | 20728-073-008527 | JACK CARSON
17450 | Permanently Closed | 2008-04-30 06:00 | 1970-01-01 06:00 | 2014-11-18 06:00 | Petroleum | Premium gasoline | Premium gasoline | Retail | Steel | Steel | Field installed cathodic protection |  | Fiberglass reinforced plastic |  | 1901-01-01 06:00 |  | Catchment Basin, Single walled catchment basin | Automatic shutoff device At 95% full | Automatic shutoff device At 95% full |  |  | Statistical Inventory Reconciliation (SIR) | [8 empty] | UST Currently In Use: 0; UST Temp Close: 0; AST Currently In Use: 0; AST Temp Closed: 0 | 0 | 0 | 2 | 20728-073-008527 | JACK CARSON
17451 | Permanently Closed | 1992-12-12 06:00 | 1970-01-01 06:00 | 1992-12-12 06:00 | Petroleum | Unleaded gasoline | Unleaded gasoline |  | Steel | Steel |  |  |  |  | 1901-01-01 06:00 | [15 empty] | UST Currently In Use: 0; UST Temp Close: 0; AST Currently In Use: 0; AST Temp Closed: 0 | 0 | 0 | 4 | 12678-073-008528 | SHAW OIL CO INC
17452 | Permanently Closed | 1992-12-12 06:00 | 1970-01-01 06:00 | 1992-12-12 06:00 | Petroleum | Unleaded gasoline | Unleaded gasoline |  | Steel | Steel |  |  |  |  | 1901-01-01 06:00 | [15 empty] | UST Currently In Use: 0; UST Temp Close: 0; AST Currently In Use: 0; AST Temp Closed: 0 | 0 | 0 | 4 | 12678-073-008528 | SHAW OIL CO INC
17453 | Permanently Closed | 1992-12-12 06:00 | 1970-01-01 06:00 | 1992-12-12 06:00 | Petroleum | Unleaded gasoline | Unleaded gasoline |  | Steel | Steel |  |  |  |  | 1901-01-01 06:00 | [15 empty] | UST Currently In Use: 0; UST Temp Close: 0; AST Currently In Use: 0; AST Temp Closed: 0 | 0 | 0 | 4 | 12678-073-008528 | SHAW OIL CO INC
17454 | Permanently Closed | 1992-12-12 06:00 | 1970-01-01 06:00 | 1992-12-12 06:00 | Petroleum | Unleaded gasoline | Unleaded gasoline |  | Steel | Steel |  |  |  |  | 1901-01-01 06:00 | [15 empty] | UST Currently In Use: 0; UST Temp Close: 0; AST Currently In Use: 0; AST Temp Closed: 0 | 0 | 0 | 4 | 12678-073-008528 | SHAW OIL CO INC
17455 | Permanently Closed | 1998-12-22 06:00 | 1970-01-01 06:00 | 1999-04-02 06:00 | Petroleum | Unleaded gasoline | Unleaded gasoline | Retail | Steel | Steel |  |  |  |  | 1901-01-01 06:00 | [6 empty] | Statistical Inventory Reconciliation (SIR) | [5 empty] | Statistical inventory reconciliation (SIR) | Statistical inventory reconciliation (SIR) |  | UST Currently In Use: 0; UST Temp Close: 0; AST Currently In Use: 0; AST Temp Closed: 0 | 0 | 0 | 3 | 12678-073-008530 | SHAW OIL CO INC
17456 | Permanently Closed | 1998-12-22 06:00 | 1970-01-01 06:00 | 1999-04-02 06:00 | Petroleum | Unleaded gasoline | Unleaded gasoline | Retail | Steel | Steel |  |  |  |  | 1901-01-01 06:00 | [6 empty] | Statistical Inventory Reconciliation (SIR) | [5 empty] | Statistical inventory reconciliation (SIR) | Statistical inventory reconciliation (SIR) |  | UST Currently In Use: 0; UST Temp Close: 0; AST Currently In Use: 0; AST Temp Closed: 0 | 0 | 0 | 3 | 12678-073-008530 | SHAW OIL CO INC
17457 | Permanently Closed | 1998-12-22 06:00 | 1970-01-01 06:00 | 1999-04-02 06:00 | Petroleum | Unleaded gasoline | Unleaded gasoline | Retail | Steel | Steel |  |  |  |  | 1901-01-01 06:00 | [6 empty] | Statistical Inventory Reconciliation (SIR) | [5 empty] | Statistical inventory reconciliation (SIR) | Statistical inventory reconciliation (SIR) |  | UST Currently In Use: 0; UST Temp Close: 0; AST Currently In Use: 0; AST Temp Closed: 0 | 0 | 0 | 3 | 12678-073-008530 | SHAW OIL CO INC
17458 | Permanently Closed | 1901-01-01 06:00 | 1972-01-01 06:00 | 1988-12-20 06:00 | Petroleum | Unleaded gasoline | Unleaded gasoline |  | Steel | Steel |  |  |  |  | 1901-01-01 06:00 | [15 empty] | UST Currently In Use: 0; UST Temp Close: 0; AST Currently In Use: 0; AST Temp Closed: 0 | 0 | 0 | 2 | 12678-073-008534 | SHAW OIL CO INC
17459 | Permanently Closed | 1901-01-01 06:00 | 1972-01-01 06:00 | 1988-12-20 06:00 | Petroleum | Unleaded gasoline | Unleaded gasoline |  | Steel | Steel |  |  |  |  | 1901-01-01 06:00 | [15 empty] | UST Currently In Use: 0; UST Temp Close: 0; AST Currently In Use: 0; AST Temp Closed: 0 | 0 | 0 | 2 | 12678-073-008534 | SHAW OIL CO INC
17460 | Temporary Closed | 2004-05-01 06:00 | 1978-01-01 06:00 |  | Petroleum | Unleaded gasoline | Unleaded gasoline | Retail | Steel | Steel | Field installed cathodic protection |  | Steel |  | 1901-01-01 06:00 | Field installed cathodic protection | Catchment Basin, Single walled catchment basin | Automatic shutoff device At 95% full | Automatic shutoff device At 95% full |  |  | Statistical Inventory Reconciliation (SIR) | [8 empty] | UST Currently In Use: 0; UST Temp Close: 3; AST Currently In Use: 0; AST Temp Closed: 0 | 0 | 3 | 0 | 21096-125-007227 | VIRGINIA N DYE
17461 | Temporary Closed | 2004-05-01 06:00 | 1978-01-01 06:00 |  | Petroleum | On road diesel | On road diesel | Retail | Steel | Steel | Field installed cathodic protection |  | Steel |  | 1901-01-01 06:00 | Field installed cathodic protection | Catchment Basin, Single walled catchment basin | Automatic shutoff device At 95% full | Automatic shutoff device At 95% full |  |  | Statistical Inventory Reconciliation (SIR) | [8 empty] | UST Currently In Use: 0; UST Temp Close: 3; AST Currently In Use: 0; AST Temp Closed: 0 | 0 | 3 | 0 | 21096-125-007227 | VIRGINIA N DYE
17462 | Temporary Closed | 2004-05-01 06:00 | 1978-01-01 06:00 |  | Petroleum | Mid-grade gasoline | Mid-grade gasoline | Retail | Steel | Steel | Field installed cathodic protection |  | Steel |  | 1901-01-01 06:00 | Field installed cathodic protection | Catchment Basin, Single walled catchment basin | Automatic shutoff device At 95% full | Automatic shutoff device At 95% full |  |  | Statistical Inventory Reconciliation (SIR) | [5 empty] | Statistical inventory reconciliation (SIR) | Statistical inventory reconciliation (SIR) |  | UST Currently In Use: 0; UST Temp Close: 3; AST Currently In Use: 0; AST Temp Closed: 0 | 0 | 3 | 0 | 21096-125-007227 | VIRGINIA N DYE
17463 | Permanently Closed | 1995-02-21 06:00 | 1980-01-01 06:00 | 1995-02-21 06:00 | Petroleum | On road diesel | On road diesel | Retail | Steel | Steel | Field installed cathodic protection | Painted or None | Steel |  | 1901-01-01 06:00 | Field installed cathodic protection | Catchment Basin, Single walled catchment basin | Flow Rest 90% Full | Flow Rest 90% Full |  |  | Automatic Tank Gauge | [5 empty] | Annual line testing | Annual line testing |  | UST Currently In Use: 0; UST Temp Close: 0; AST Currently In Use: 0; AST Temp Closed: 0 | 0 | 0 | 5 | 12681-103-009966 | JAMES M. HOWSE
17464 | Permanently Closed | 2005-05-01 06:00 | 1973-01-01 06:00 | 2017-07-31 06:00 | Petroleum | Unleaded gasoline | Unleaded gasoline | Retail | Single Wall, Steel | Steel | Field installed cathodic protection |  | Single Wall, Steel |  |  | Field installed cathodic protection | Catchment Basin, Single walled catchment basin | Flow Rest 90% Full | Flow Rest 90% Full |  |  | Automatic Tank Gauge | [8 empty] | UST Currently In Use: 0; UST Temp Close: 0; AST Currently In Use: 0; AST Temp Closed: 0 | 0 | 0 | 5 | 12681-103-009966 | JAMES M. HOWSE
17465 | Permanently Closed | 2005-05-01 06:00 | 1973-01-01 06:00 | 2017-07-31 06:00 | Petroleum | Premium gasoline | Premium gasoline | Retail | Single Wall, Steel | Steel | Field installed cathodic protection |  | Single Wall, Steel |  |  | Field installed cathodic protection | Catchment Basin, Single walled catchment basin | Flow Rest 90% Full | Flow Rest 90% Full |  |  | Automatic Tank Gauge | [8 empty] | UST Currently In Use: 0; UST Temp Close: 0; AST Currently In Use: 0; AST Temp Closed: 0 | 0 | 0 | 5 | 12681-103-009966 | JAMES M. HOWSE
17466 | Permanently Closed | 2005-05-01 06:00 | 1973-01-01 06:00 | 2017-07-31 06:00 | Petroleum | On road diesel | On road diesel | Retail | Single Wall, Steel | Steel | Field installed cathodic protection |  | Single Wall, Steel |  |  | Field installed cathodic protection | Catchment Basin, Single walled catchment basin | Flow Rest 90% Full | Flow Rest 90% Full |  |  | Automatic Tank Gauge | [8 empty] | UST Currently In Use: 0; UST Temp Close: 0; AST Currently In Use: 0; AST Temp Closed: 0 | 0 | 0 | 5 | 12681-103-009966 | JAMES M. HOWSE
17467 | Permanently Closed | 2005-05-01 06:00 | 1982-01-01 06:00 | 2017-07-31 06:00 | Petroleum | Kerosene | Kerosene | Retail | Single Wall, Steel | Steel | Field installed cathodic protection |  | Single Wall, Steel |  |  | Field installed cathodic protection | Catchment Basin, Single walled catchment basin | Flow Rest 90% Full | Flow Rest 90% Full |  |  | Automatic Tank Gauge | [8 empty] | UST Currently In Use: 0; UST Temp Close: 0; AST Currently In Use: 0; AST Temp Closed: 0 | 0 | 0 | 5 | 12681-103-009966 | JAMES M. HOWSE
17468 | Permanently Closed | 1901-01-01 06:00 | 1974-01-01 06:00 |  | Petroleum | Unleaded gasoline | Unleaded gasoline |  | Steel | Steel |  |  | Steel |  | 1901-01-01 06:00 | [15 empty] | UST Currently In Use: 0; UST Temp Close: 0; AST Currently In Use: 0; AST Temp Closed: 0 | 0 | 0 | 2 | 12682-079-009528 | JAMES JOEL DUTTON
17469 | Permanently Closed | 1901-01-01 06:00 | 1974-01-01 06:00 |  | Petroleum | Unleaded gasoline | Unleaded gasoline |  | Steel | Steel |  |  | Steel |  | 1901-01-01 06:00 | [15 empty] | UST Currently In Use: 0; UST Temp Close: 0; AST Currently In Use: 0; AST Temp Closed: 0 | 0 | 0 | 2 | 12682-079-009528 | JAMES JOEL DUTTON
17470 | Retired | 1988-01-01 06:00 | 1976-01-01 06:00 |  | Petroleum | Unleaded gasoline | Unleaded gasoline | [7 empty] | 1901-01-01 06:00 | [15 empty] | UST Currently In Use: 0; UST Temp Close: 0; AST Currently In Use: 0; AST Temp Closed: 0 | 0 | 0 | 0 | 12683-107-008502 | JAMES KIRKLAND JR
17471 | Retired | 1988-01-01 06:00 | 1976-01-01 06:00 |  | Petroleum | Unleaded gasoline | Unleaded gasoline | [7 empty] | 1901-01-01 06:00 | [15 empty] | UST Currently In Use: 0; UST Temp Close: 0; AST Currently In Use: 0; AST Temp Closed: 0 | 0 | 0 | 0 | 12683-107-008502 | JAMES KIRKLAND JR
17472 | Retired | 1988-01-01 06:00 | 1976-01-01 06:00 |  | Petroleum | Unleaded gasoline | Unleaded gasoline | [7 empty] | 1901-01-01 06:00 | [15 empty] | UST Currently In Use: 0; UST Temp Close: 0; AST Currently In Use: 0; AST Temp Closed: 0 | 0 | 0 | 0 | 12683-107-008502 | JAMES KIRKLAND JR
17473 | Permanently Closed | 1901-01-01 06:00 | 1969-01-01 06:00 |  | Petroleum | Used oil | Used oil |  | Steel | Steel |  | Painted or None | Steel |  | 1901-01-01 06:00 | [15 empty] | UST Currently In Use: 0; UST Temp Close: 0; AST Currently In Use: 0; AST Temp Closed: 0 | 0 | 0 | 1 | 12684-101-000396 | JAMES L ROUSE JR & R H BRICKEN
17474 | Permanently Closed | 1992-08-25 06:00 | 1972-01-01 06:00 | 1992-08-25 06:00 | Petroleum | Other, TRANSFLUID | Other |  | Steel | Steel |  | Painted or None | Steel |  | 1901-01-01 06:00 | [15 empty] | UST Currently In Use: 0; UST Temp Close: 0; AST Currently In Use: 0; AST Temp Closed: 0 | 0 | 0 | 1 | 12685-073-001963 | JAMES LAMON AUTO & TRANSM INC
17475 | Cannot Locate or abandoned |  | 1963-01-01 06:00 |  | Petroleum | Unleaded gasoline | Unleaded gasoline |  | Steel | Steel |  | Painted or None | Steel |  | 1901-01-01 06:00 | [15 empty] | UST Currently In Use: 0; UST Temp Close: 0; AST Currently In Use: 0; AST Temp Closed: 0 | 0 | 0 | 0 | 12686-071-008306 | EVELYN F LAWSON
17476 | Cannot Locate or abandoned |  | 1963-01-01 06:00 |  | Petroleum | Unleaded gasoline | Unleaded gasoline |  | Steel | Steel |  | Painted or None | Steel |  | 1901-01-01 06:00 | [15 empty] | UST Currently In Use: 0; UST Temp Close: 0; AST Currently In Use: 0; AST Temp Closed: 0 | 0 | 0 | 0 | 12686-071-008306 | EVELYN F LAWSON
17477 | Cannot Locate or abandoned |  | 1963-01-01 06:00 |  | Petroleum | Unleaded gasoline | Unleaded gasoline |  | Steel | Steel |  | Painted or None | Steel |  | 1901-01-01 06:00 | [15 empty] | UST Currently In Use: 0; UST Temp Close: 0; AST Currently In Use: 0; AST Temp Closed: 0 | 0 | 0 | 0 | 12686-071-008306 | EVELYN F LAWSON
17478 | Cannot Locate or abandoned |  | 1968-01-01 06:00 |  | Petroleum | Unleaded gasoline | Unleaded gasoline |  | Steel | Steel |  | Painted or None | Steel |  | 1901-01-01 06:00 | [15 empty] | UST Currently In Use: 0; UST Temp Close: 0; AST Currently In Use: 0; AST Temp Closed: 0 | 0 | 0 | 0 | 12686-071-008306 | EVELYN F LAWSON
17479 | Permanently Closed | 1987-12-21 06:00 | 1981-01-01 06:00 | 1987-12-21 06:00 | Petroleum | On road diesel | On road diesel |  | Steel | Steel |  | Painted or None | Steel |  | 1901-01-01 06:00 | [15 empty] | UST Currently In Use: 0; UST Temp Close: 0; AST Currently In Use: 0; AST Temp Closed: 0 | 0 | 0 | 3 | 12687-129-005021 | LULA M CHILDERS
17480 | Permanently Closed | 1987-12-21 06:00 | 1981-01-01 06:00 | 1987-12-21 06:00 | Petroleum | Unleaded gasoline | Unleaded gasoline |  | Steel | Steel |  | Painted or None | Steel |  | 1901-01-01 06:00 | [15 empty] | UST Currently In Use: 0; UST Temp Close: 0; AST Currently In Use: 0; AST Temp Closed: 0 | 0 | 0 | 3 | 12687-129-005021 | LULA M CHILDERS
17481 | Permanently Closed | 1987-12-21 06:00 | 1981-01-01 06:00 | 1987-12-21 06:00 | Petroleum | Unleaded gasoline | Unleaded gasoline |  | Steel | Steel |  | Painted or None | Steel |  | 1901-01-01 06:00 | [15 empty] | UST Currently In Use: 0; UST Temp Close: 0; AST Currently In Use: 0; AST Temp Closed: 0 | 0 | 0 | 3 | 12687-129-005021 | LULA M CHILDERS
17482 | Permanently Closed | 1990-09-28 06:00 | 1966-01-01 06:00 | 1990-09-28 06:00 | Petroleum | Unleaded gasoline | Unleaded gasoline |  | Steel | Steel |  | Painted or None |  |  | 1901-01-01 06:00 | [15 empty] | UST Currently In Use: 0; UST Temp Close: 0; AST Currently In Use: 0; AST Temp Closed: 0 | 0 | 0 | 5 | 12688-045-003145 | JAMES M O'STEEN
17483 | Permanently Closed | 1990-09-28 06:00 | 1966-01-01 06:00 | 1990-09-28 06:00 | Petroleum | Unleaded gasoline | Unleaded gasoline |  | Steel | Steel |  | Painted or None |  |  | 1901-01-01 06:00 | [15 empty] | UST Currently In Use: 0; UST Temp Close: 0; AST Currently In Use: 0; AST Temp Closed: 0 | 0 | 0 | 5 | 12688-045-003145 | JAMES M O'STEEN
17484 | Permanently Closed | 1990-09-28 06:00 | 1966-01-01 06:00 | 1990-09-28 06:00 | Petroleum | Unleaded gasoline | Unleaded gasoline |  | Steel | Steel |  | Painted or None |  |  | 1901-01-01 06:00 | [15 empty] | UST Currently In Use: 0; UST Temp Close: 0; AST Currently In Use: 0; AST Temp Closed: 0 | 0 | 0 | 5 | 12688-045-003145 | JAMES M O'STEEN
17485 | Permanently Closed | 1990-09-28 06:00 | 1966-01-01 06:00 | 1990-09-28 06:00 | Petroleum | Used oil | Used oil |  | Steel | Steel |  | Painted or None |  |  | 1901-01-01 06:00 | [15 empty] | UST Currently In Use: 0; UST Temp Close: 0; AST Currently In Use: 0; AST Temp Closed: 0 | 0 | 0 | 5 | 12688-045-003145 | JAMES M O'STEEN
17486 | Permanently Closed | 1990-09-28 06:00 | 1966-01-01 06:00 | 1990-09-28 06:00 | Petroleum | Used oil | Used oil |  | Steel | Steel |  | Painted or None |  |  | 1901-01-01 06:00 | [15 empty] | UST Currently In Use: 0; UST Temp Close: 0; AST Currently In Use: 0; AST Temp Closed: 0 | 0 | 0 | 5 | 12688-045-003145 | JAMES M O'STEEN
17487 | Permanently Closed | 1901-01-01 06:00 | 1972-01-01 06:00 | 1986-01-01 06:00 | Petroleum | Unleaded gasoline | Unleaded gasoline |  | Steel | Steel |  | Painted or None |  |  | 1901-01-01 06:00 | [15 empty] | UST Currently In Use: 0; UST Temp Close: 0; AST Currently In Use: 0; AST Temp Closed: 0 | 0 | 0 | 3 | 12688-045-003146 | JAMES M O'STEEN
17488 | Permanently Closed | 1901-01-01 06:00 | 1972-01-01 06:00 | 1986-01-01 06:00 | Petroleum | Unleaded gasoline | Unleaded gasoline |  | Steel | Steel |  | Painted or None |  |  | 1901-01-01 06:00 | [15 empty] | UST Currently In Use: 0; UST Temp Close: 0; AST Currently In Use: 0; AST Temp Closed: 0 | 0 | 0 | 3 | 12688-045-003146 | JAMES M O'STEEN
17489 | Permanently Closed | 1901-01-01 06:00 | 1972-01-01 06:00 | 1986-01-01 06:00 | Petroleum | Unleaded gasoline | Unleaded gasoline |  | Steel | Steel |  | Painted or None |  |  | 1901-01-01 06:00 | [15 empty] | UST Currently In Use: 0; UST Temp Close: 0; AST Currently In Use: 0; AST Temp Closed: 0 | 0 | 0 | 3 | 12688-045-003146 | JAMES M O'STEEN
17490 | Currently in Use |  | 1975-01-01 06:00 |  | Petroleum | Unleaded gasoline | Unleaded gasoline | Retail | Single Wall, Steel, 6K/6K | Steel | Field installed cathodic protection, Interior lined (not allowed as a standalone method of corrosion protection) |  | Fiberglass reinforced plastic, Single Wall |  |  |  | Catchment Basin, Single walled catchment basin | Automatic shutoff device At 95% full | Automatic shutoff device At 95% full |  |  | Continuous Automatic Tank Gauge | [8 empty] | UST Currently In Use: 2; UST Temp Close: 0; AST Currently In Use: 0; AST Temp Closed: 0 | 2 | 0 | 2 | 21654-073-010074 | EXPRESS MART INC
17492 | Currently in Use |  | 1975-01-01 06:00 |  | Petroleum | Premium gasoline | Premium gasoline | Retail | Single Wall, Steel | Steel | Field installed cathodic protection, Interior lined (not allowed as a standalone method of corrosion protection) |  | Fiberglass reinforced plastic, Single Wall |  |  |  | Catchment Basin, Single walled catchment basin | Automatic shutoff device At 95% full | Automatic shutoff device At 95% full |  |  | Continuous Automatic Tank Gauge | [8 empty] | UST Currently In Use: 2; UST Temp Close: 0; AST Currently In Use: 0; AST Temp Closed: 0 | 2 | 0 | 2 | 21654-073-010074 | EXPRESS MART INC
17493 | Permanently Closed | 1990-08-20 06:00 | 1975-01-01 06:00 | 1990-08-20 06:00 | Petroleum | On road diesel | On road diesel |  | Steel | Steel |  | Painted or None | Steel |  | 1901-01-01 06:00 | [15 empty] | UST Currently In Use: 2; UST Temp Close: 0; AST Currently In Use: 0; AST Temp Closed: 0 | 2 | 0 | 2 | 21654-073-010074 | EXPRESS MART INC
17494 | Permanently Closed | 1990-08-20 06:00 | 1975-01-01 06:00 | 1990-08-20 06:00 | Petroleum | On road diesel | On road diesel |  | Steel | Steel |  | Painted or None | Steel |  | 1901-01-01 06:00 | [15 empty] | UST Currently In Use: 2; UST Temp Close: 0; AST Currently In Use: 0; AST Temp Closed: 0 | 2 | 0 | 2 | 21654-073-010074 | EXPRESS MART INC
17495 | Permanently Closed | 1998-12-21 06:00 | 1979-01-01 06:00 | 1999-03-16 06:00 | Petroleum | Unleaded gasoline | Unleaded gasoline |  | Steel | Steel |  |  | Steel |  | 1901-01-01 06:00 | [6 empty] | Other, Statistical Inventory Reconciliation (SIR) | [8 empty] | UST Currently In Use: 0; UST Temp Close: 0; AST Currently In Use: 0; AST Temp Closed: 0 | 0 | 0 | 5 | 12692-071-006049 | HIGDON S/S ATTN PEGGY CHANDLER
17496 | Permanently Closed | 1998-12-21 06:00 | 1979-01-01 06:00 | 1999-03-16 06:00 | Petroleum | Unleaded gasoline | Unleaded gasoline |  | Steel | Steel |  |  | Steel |  | 1901-01-01 06:00 | [6 empty] | Statistical Inventory Reconciliation (SIR) | [8 empty] | UST Currently In Use: 0; UST Temp Close: 0; AST Currently In Use: 0; AST Temp Closed: 0 | 0 | 0 | 5 | 12692-071-006049 | HIGDON S/S ATTN PEGGY CHANDLER
17497 | Permanently Closed | 1998-12-21 06:00 | 1979-01-01 06:00 | 1999-03-16 06:00 | Petroleum | On road diesel | On road diesel |  | Steel | Steel |  |  | Steel |  | 1901-01-01 06:00 | [6 empty] | Statistical Inventory Reconciliation (SIR) | [8 empty] | UST Currently In Use: 0; UST Temp Close: 0; AST Currently In Use: 0; AST Temp Closed: 0 | 0 | 0 | 5 | 12692-071-006049 | HIGDON S/S ATTN PEGGY CHANDLER
17498 | Permanently Closed | 1998-12-21 06:00 | 1979-01-01 06:00 | 1999-03-16 06:00 | Petroleum | Kerosene | Kerosene |  | Steel | Steel |  |  | Steel |  | 1901-01-01 06:00 | [6 empty] | Statistical Inventory Reconciliation (SIR) | [8 empty] | UST Currently In Use: 0; UST Temp Close: 0; AST Currently In Use: 0; AST Temp Closed: 0 | 0 | 0 | 5 | 12692-071-006049 | HIGDON S/S ATTN PEGGY CHANDLER
17499 | Temporary Closed | 2018-07-01 06:00 | 1976-01-01 06:00 |  | Petroleum | Unleaded gasoline | Unleaded gasoline | Retail | Single Wall, Steel | Steel | Field installed cathodic protection |  | Single Wall, Steel |  |  | Field installed cathodic protection | Catchment Basin, Single walled catchment basin | Automatic shutoff device At 95% full | Automatic shutoff device At 95% full |  |  | Statistical Inventory Reconciliation (SIR) |  | Automatic flow restrictor (MLLD) | Automatic flow restrictor (MLLD) |  |  | Statistical inventory reconciliation (SIR) | Statistical inventory reconciliation (SIR) |  | UST Currently In Use: 0; UST Temp Close: 5; AST Currently In Use: 0; AST Temp Closed: 0 | 0 | 5 | 0 | 12693-015-009541 | JAMES R FULLER
17500 | Temporary Closed | 2018-07-01 06:00 | 1976-01-01 06:00 |  | Petroleum | Premium gasoline | Premium gasoline | Retail | Single Wall, Steel | Steel | Field installed cathodic protection |  | Single Wall, Steel |  |  | Field installed cathodic protection | Catchment Basin, Single walled catchment basin | Automatic shutoff device At 95% full | Automatic shutoff device At 95% full |  |  | Statistical Inventory Reconciliation (SIR) |  | Automatic flow restrictor (MLLD) | Automatic flow restrictor (MLLD) |  |  | Statistical inventory reconciliation (SIR) | Statistical inventory reconciliation (SIR) |  | UST Currently In Use: 0; UST Temp Close: 5; AST Currently In Use: 0; AST Temp Closed: 0 | 0 | 5 | 0 | 12693-015-009541 | JAMES R FULLER
17501 | Temporary Closed | 2018-07-01 06:00 | 1976-01-01 06:00 |  | Petroleum | Mid-grade gasoline | Mid-grade gasoline | Retail | Single Wall, Steel | Steel | Field installed cathodic protection |  | Single Wall, Steel |  |  | Field installed cathodic protection | Catchment Basin, Single walled catchment basin | Automatic shutoff device At 95% full | Automatic shutoff device At 95% full |  |  | Statistical Inventory Reconciliation (SIR) |  | Automatic flow restrictor (MLLD) | Automatic flow restrictor (MLLD) |  |  | Statistical inventory reconciliation (SIR) | Statistical inventory reconciliation (SIR) |  | UST Currently In Use: 0; UST Temp Close: 5; AST Currently In Use: 0; AST Temp Closed: 0 | 0 | 5 | 0 | 12693-015-009541 | JAMES R FULLER
17502 | Temporary Closed | 2018-07-01 06:00 | 1979-01-01 06:00 |  | Petroleum | On road diesel | On road diesel | Retail | Single Wall, Steel | Steel | Field installed cathodic protection |  | Single Wall, Steel |  |  | Field installed cathodic protection | Catchment Basin, Single walled catchment basin | Automatic shutoff device At 95% full | Automatic shutoff device At 95% full |  |  | Statistical Inventory Reconciliation (SIR) |  | Automatic flow restrictor (MLLD) | Automatic flow restrictor (MLLD) |  |  | Statistical inventory reconciliation (SIR) | Statistical inventory reconciliation (SIR) |  | UST Currently In Use: 0; UST Temp Close: 5; AST Currently In Use: 0; AST Temp Closed: 0 | 0 | 5 | 0 | 12693-015-009541 | JAMES R FULLER
17503 | Permanently Closed | 2010-07-01 06:00 | 1975-01-01 06:00 |  | Petroleum | Unleaded gasoline | Unleaded gasoline | Retail | Steel | Steel | Coated & cathodic protection (sti-P3), Field installed cathodic protection |  | Steel |  |  | Field installed cathodic protection | Catchment Basin, Single walled catchment basin | Automatic shutoff device At 95% full | Automatic shutoff device At 95% full |  |  | Statistical Inventory Reconciliation (SIR) | [8 empty] | UST Currently In Use: 1; UST Temp Close: 1; AST Currently In Use: 1; AST Temp Closed: 0 | 1 | 1 | 2 | 25262-081-003767 | HMBC LLC
17504 | Temporary Closed | 2017-11-13 06:00 | 1975-01-01 06:00 |  | Petroleum | On road diesel | On road diesel | Retail | Steel | Steel | Coated & cathodic protection (sti-P3), Field installed cathodic protection |  | Steel |  |  | Field installed cathodic protection | Catchment Basin, Single walled catchment basin | Automatic shutoff device At 95% full | Automatic shutoff device At 95% full |  |  | Statistical Inventory Reconciliation (SIR) | [8 empty] | UST Currently In Use: 1; UST Temp Close: 1; AST Currently In Use: 1; AST Temp Closed: 0 | 1 | 1 | 2 | 25262-081-003767 | HMBC LLC
17505 | Permanently Closed | 2010-07-01 06:00 | 1975-01-01 06:00 |  | Petroleum | Unleaded gasoline | Unleaded gasoline | Retail | Steel | Steel | Coated & cathodic protection (sti-P3), Field installed cathodic protection |  | Steel |  |  | Field installed cathodic protection | Catchment Basin, Single walled catchment basin | Automatic shutoff device At 95% full | Automatic shutoff device At 95% full |  |  | Statistical Inventory Reconciliation (SIR) | [8 empty] | UST Currently In Use: 1; UST Temp Close: 1; AST Currently In Use: 1; AST Temp Closed: 0 | 1 | 1 | 2 | 25262-081-003767 | HMBC LLC
17506 | Permanently Closed | 1901-01-01 06:00 | 1959-01-01 06:00 | 1988-08-11 06:00 | Petroleum | Unleaded gasoline | Unleaded gasoline |  | Steel | Steel |  | Painted or None | Steel |  | 1901-01-01 06:00 | [15 empty] | UST Currently In Use: 0; UST Temp Close: 0; AST Currently In Use: 5; AST Temp Closed: 0 | 0 | 0 | 5 | 12695-023-000338 | FT JAMES-PENNINGTON INC
17507 | Permanently Closed | 1901-01-01 06:00 | 1969-01-01 06:00 | 1988-08-11 06:00 | Petroleum | Unleaded gasoline | Unleaded gasoline |  | Steel | Steel |  | Painted or None | Steel |  | 1901-01-01 06:00 | [15 empty] | UST Currently In Use: 0; UST Temp Close: 0; AST Currently In Use: 5; AST Temp Closed: 0 | 0 | 0 | 5 | 12695-023-000338 | FT JAMES-PENNINGTON INC
17508 | Permanently Closed | 1901-01-01 06:00 | 1974-01-01 06:00 | 1988-08-16 06:00 | Petroleum | Unleaded gasoline | Unleaded gasoline |  | Steel | Steel |  | Painted or None | Steel |  | 1901-01-01 06:00 | [15 empty] | UST Currently In Use: 0; UST Temp Close: 0; AST Currently In Use: 5; AST Temp Closed: 0 | 0 | 0 | 5 | 12695-023-000338 | FT JAMES-PENNINGTON INC
17509 | Permanently Closed | 1901-01-01 06:00 | 1974-01-01 06:00 | 1988-03-16 06:00 | Petroleum | Unleaded gasoline | Unleaded gasoline |  | Steel | Steel |  | Painted or None | Steel |  | 1901-01-01 06:00 | [15 empty] | UST Currently In Use: 0; UST Temp Close: 0; AST Currently In Use: 5; AST Temp Closed: 0 | 0 | 0 | 5 | 12695-023-000338 | FT JAMES-PENNINGTON INC
17510 | Permanently Closed | 1901-01-01 06:00 | 1982-01-01 06:00 | 1988-03-16 06:00 | Petroleum | Unleaded gasoline | Unleaded gasoline |  | Steel | Steel |  | Painted or None | Steel |  | 1901-01-01 06:00 | [15 empty] | UST Currently In Use: 0; UST Temp Close: 0; AST Currently In Use: 5; AST Temp Closed: 0 | 0 | 0 | 5 | 12695-023-000338 | FT JAMES-PENNINGTON INC
17511 |  | 2001-02-27 06:00 | 1969-01-01 06:00 |  | Petroleum | Unleaded gasoline | Unleaded gasoline | Retail | Steel | Steel | Field installed cathodic protection |  | Steel |  | 1901-01-01 06:00 | Field installed cathodic protection | Catchment Basin, Single walled catchment basin | Automatic shutoff device At 95% full | Automatic shutoff device At 95% full | [11 empty] | UST Currently In Use: 0; UST Temp Close: 0; AST Currently In Use: 0; AST Temp Closed: 0 | 0 | 0 | 0 | 21004-033-000466 | DANTE PROPERTIES LLC
17512 |  | 2001-02-27 06:00 | 1969-01-01 06:00 |  | Petroleum | Mid-grade gasoline | Mid-grade gasoline | Retail | Steel | Steel | Field installed cathodic protection |  | Steel |  | 1901-01-01 06:00 | Field installed cathodic protection | Catchment Basin, Single walled catchment basin | Automatic shutoff device At 95% full | Automatic shutoff device At 95% full | [11 empty] | UST Currently In Use: 0; UST Temp Close: 0; AST Currently In Use: 0; AST Temp Closed: 0 | 0 | 0 | 0 | 21004-033-000466 | DANTE PROPERTIES LLC
17513 |  | 2001-02-27 06:00 | 1969-01-01 06:00 |  | Petroleum | Premium gasoline | Premium gasoline | Retail | Steel | Steel | Field installed cathodic protection |  | Steel |  | 1901-01-01 06:00 | Field installed cathodic protection | Catchment Basin, Single walled catchment basin | Automatic shutoff device At 95% full | Automatic shutoff device At 95% full | [11 empty] | UST Currently In Use: 0; UST Temp Close: 0; AST Currently In Use: 0; AST Temp Closed: 0 | 0 | 0 | 0 | 21004-033-000466 | DANTE PROPERTIES LLC
17514 | Permanently Closed | 1992-11-10 06:00 | 1968-01-01 06:00 | 1992-11-10 06:00 | Petroleum | Unleaded gasoline | Unleaded gasoline |  | Steel | Steel |  | Painted or None | Steel |  | 1901-01-01 06:00 | [15 empty] | UST Currently In Use: 4; UST Temp Close: 0; AST Currently In Use: 0; AST Temp Closed: 0 | 4 | 0 | 5 | 12698-127-004417 | JAMES T AND JAMES R HARRIS
17515 | Permanently Closed | 1992-11-10 06:00 | 1968-01-01 06:00 | 1992-11-10 06:00 | Petroleum | Unleaded gasoline | Unleaded gasoline |  | Steel | Steel |  | Painted or None | Steel |  | 1901-01-01 06:00 | [15 empty] | UST Currently In Use: 4; UST Temp Close: 0; AST Currently In Use: 0; AST Temp Closed: 0 | 4 | 0 | 5 | 12698-127-004417 | JAMES T AND JAMES R HARRIS
17516 | Permanently Closed | 1992-11-10 06:00 | 1971-01-01 06:00 | 1992-11-10 06:00 | Petroleum | Unleaded gasoline | Unleaded gasoline |  | Steel | Steel |  | Painted or None | Steel |  | 1901-01-01 06:00 | [15 empty] | UST Currently In Use: 4; UST Temp Close: 0; AST Currently In Use: 0; AST Temp Closed: 0 | 4 | 0 | 5 | 12698-127-004417 | JAMES T AND JAMES R HARRIS
17517 | Permanently Closed | 1992-11-10 06:00 | 1977-01-01 06:00 | 1992-11-10 06:00 | Petroleum | Unleaded gasoline | Unleaded gasoline |  | Steel | Steel |  | Painted or None | Steel |  | 1901-01-01 06:00 | [15 empty] | UST Currently In Use: 4; UST Temp Close: 0; AST Currently In Use: 0; AST Temp Closed: 0 | 4 | 0 | 5 | 12698-127-004417 | JAMES T AND JAMES R HARRIS
17518 | Permanently Closed | 1992-11-10 06:00 | 1980-01-01 06:00 | 1992-11-10 06:00 | Petroleum | On road diesel | On road diesel |  | Steel | Steel |  | Painted or None | Steel |  | 1901-01-01 06:00 | [15 empty] | UST Currently In Use: 4; UST Temp Close: 0; AST Currently In Use: 0; AST Temp Closed: 0 | 4 | 0 | 5 | 12698-127-004417 | JAMES T AND JAMES R HARRIS
17519 | Permanently Closed | 1992-04-30 06:00 | 1978-01-01 06:00 | 1992-04-30 06:00 | Petroleum | Unleaded gasoline | Unleaded gasoline |  | Steel | Steel |  | Painted or None | Steel |  | 1901-01-01 06:00 | [15 empty] | UST Currently In Use: 0; UST Temp Close: 0; AST Currently In Use: 0; AST Temp Closed: 0 | 0 | 0 | 3 | 17716-015-011424 | JAMES & EDNA WISDOM
17520 | Permanently Closed | 1992-04-30 06:00 | 1978-01-01 06:00 | 1992-04-30 06:00 | Petroleum | Unleaded gasoline | Unleaded gasoline |  | Steel | Steel |  | Painted or None | Steel |  | 1901-01-01 06:00 | [15 empty] | UST Currently In Use: 0; UST Temp Close: 0; AST Currently In Use: 0; AST Temp Closed: 0 | 0 | 0 | 3 | 17716-015-011424 | JAMES & EDNA WISDOM
17521 | Permanently Closed | 1992-04-30 06:00 | 1978-01-01 06:00 | 1992-04-30 06:00 | Petroleum | Unleaded gasoline | Unleaded gasoline |  | Steel | Steel |  | Painted or None | Steel |  | 1901-01-01 06:00 | [15 empty] | UST Currently In Use: 0; UST Temp Close: 0; AST Currently In Use: 0; AST Temp Closed: 0 | 0 | 0 | 3 | 17716-015-011424 | JAMES & EDNA WISDOM
17522 | Permanently Closed | 2000-02-22 06:00 | 1974-01-01 06:00 | 2000-02-22 06:00 | Petroleum | Unleaded gasoline | Unleaded gasoline | Retail | Steel | Steel |  | Painted or None | Steel |  | 1901-01-01 06:00 | [6 empty] | Statistical Inventory Reconciliation (SIR) | [8 empty] | UST Currently In Use: 2; UST Temp Close: 0; AST Currently In Use: 0; AST Temp Closed: 0 | 2 | 0 | 4 | 20993-061-008408 | RONALD BRANNON
17523 | Permanently Closed | 2000-02-22 06:00 | 1981-01-01 06:00 | 2000-02-22 06:00 | Petroleum | Unleaded gasoline | Unleaded gasoline | Retail | Steel | Steel |  | Painted or None | Steel |  | 1901-01-01 06:00 | [6 empty] | Statistical Inventory Reconciliation (SIR) | [8 empty] | UST Currently In Use: 2; UST Temp Close: 0; AST Currently In Use: 0; AST Temp Closed: 0 | 2 | 0 | 4 | 20993-061-008408 | RONALD BRANNON
17524 | Permanently Closed | 2000-02-22 06:00 | 1981-01-01 06:00 | 2000-02-22 06:00 | Petroleum | Unleaded gasoline | Unleaded gasoline | Retail | Steel | Steel |  | Painted or None | Steel |  | 1901-01-01 06:00 | None | [5 empty] | Statistical Inventory Reconciliation (SIR) | [8 empty] | UST Currently In Use: 2; UST Temp Close: 0; AST Currently In Use: 0; AST Temp Closed: 0 | 2 | 0 | 4 | 20993-061-008408 | RONALD BRANNON
17525 | Permanently Closed | 2000-02-22 06:00 | 1981-01-01 06:00 | 2000-02-22 06:00 | Petroleum | Unleaded gasoline | Unleaded gasoline | Retail | Steel | Steel |  | Painted or None | Steel |  | 1901-01-01 06:00 | [6 empty] | Statistical Inventory Reconciliation (SIR) | [8 empty] | UST Currently In Use: 2; UST Temp Close: 0; AST Currently In Use: 0; AST Temp Closed: 0 | 2 | 0 | 4 | 20993-061-008408 | RONALD BRANNON
17526 | Permanently Closed | 1991-09-17 06:00 | 1968-01-01 06:00 | 1993-10-20 06:00 | Petroleum | Other, EMPTY | Other |  | Steel | Steel |  |  | Steel |  | 1901-01-01 06:00 | [15 empty] | UST Currently In Use: 0; UST Temp Close: 2; AST Currently In Use: 0; AST Temp Closed: 0 | 0 | 2 | 1 | 12703-019-006066 | JANE HINDMAN
17527 | Temporary Closed | 2006-01-31 06:00 | 1976-01-01 06:00 |  | Petroleum | Unleaded gasoline | Unleaded gasoline | Retail | Single Wall, Steel | Steel | Field installed cathodic protection |  | Single Wall, Steel |  |  | Field installed cathodic protection | Catchment Basin, Single walled catchment basin | Automatic shutoff device At 95% full | Automatic shutoff device At 95% full |  |  | Statistical Inventory Reconciliation (SIR) | [8 empty] | UST Currently In Use: 0; UST Temp Close: 2; AST Currently In Use: 0; AST Temp Closed: 0 | 0 | 2 | 1 | 12703-019-006066 | JANE HINDMAN
17528 | Temporary Closed | 2012-06-01 06:00 | 1976-01-01 06:00 |  | Petroleum | Unleaded gasoline | Unleaded gasoline | Retail | Single Wall, Steel | Steel | Field installed cathodic protection |  | Single Wall, Steel |  |  | Field installed cathodic protection | Catchment Basin, Single walled catchment basin | Automatic shutoff device At 95% full | Automatic shutoff device At 95% full |  |  | Statistical Inventory Reconciliation (SIR) | [8 empty] | UST Currently In Use: 0; UST Temp Close: 2; AST Currently In Use: 0; AST Temp Closed: 0 | 0 | 2 | 1 | 12703-019-006066 | JANE HINDMAN
17529 | Permanently Closed | 1978-01-01 06:00 | 1928-01-01 06:00 | 1982-05-11 06:00 | Petroleum | Unleaded gasoline | Unleaded gasoline | Local government | Steel | Steel |  |  |  |  | 1901-01-01 06:00 | [15 empty] | UST Currently In Use: 0; UST Temp Close: 0; AST Currently In Use: 0; AST Temp Closed: 0 | 0 | 0 | 2 | 12705-127-010985 | JASPER UTILITIES BOARD
17530 | Permanently Closed | 1994-01-18 06:00 | 1983-01-01 06:00 |  | Petroleum | Unleaded gasoline | Unleaded gasoline | Local government | Steel | Steel |  | Painted or None | Steel |  | 1901-01-01 06:00 | [15 empty] | UST Currently In Use: 0; UST Temp Close: 0; AST Currently In Use: 0; AST Temp Closed: 0 | 0 | 0 | 2 | 12705-127-010985 | JASPER UTILITIES BOARD
17531 | Permanently Closed | 2002-10-01 06:00 | 1986-03-01 06:00 | 2005-09-22 06:00 | Petroleum | Unleaded gasoline | Unleaded gasoline | Industrial | Steel | Steel | Coated & cathodic protection (sti-P3) |  | Fiberglass reinforced plastic |  | 1901-01-01 06:00 |  | Catchment Basin, Single walled catchment basin | Automatic shutoff device At 95% full | Automatic shutoff device At 95% full |  |  | Statistical Inventory Reconciliation (SIR) |  | Automatic shutoff device (AELLD) | Automatic shutoff device (AELLD) |  |  | Annual line testing, Statistical inventory reconciliation (SIR) | Statistical inventory reconciliation (SIR) |  | UST Currently In Use: 0; UST Temp Close: 0; AST Currently In Use: 0; AST Temp Closed: 0 | 0 | 0 | 1 | 22241-089-009123 | DAL, LLC
17532 | Permanently Closed | 1993-12-01 06:00 | 1985-01-01 06:00 |  | Petroleum | Used oil | Used oil |  | Steel | Steel |  | Painted or None | Steel |  | 1901-01-01 06:00 | [15 empty] | UST Currently In Use: 0; UST Temp Close: 0; AST Currently In Use: 0; AST Temp Closed: 0 | 0 | 0 | 2 | 12707-125-009194 | JAYTEE INVESTMENT CO
17533 | Permanently Closed | 1993-12-01 06:00 | 1985-01-01 06:00 |  | Petroleum | Used oil | Used oil |  | Steel | Steel |  | Painted or None | Steel |  | 1901-01-01 06:00 | [15 empty] | UST Currently In Use: 0; UST Temp Close: 0; AST Currently In Use: 0; AST Temp Closed: 0 | 0 | 0 | 2 | 12707-125-009194 | JAYTEE INVESTMENT CO
17534 | Permanently Closed | 1990-08-01 06:00 | 1985-01-01 06:00 | 1990-08-01 06:00 | Petroleum | Other, NEW OIL | Other |  | Steel | Steel |  | Painted or None | Steel |  | 1901-01-01 06:00 | [15 empty] | UST Currently In Use: 0; UST Temp Close: 0; AST Currently In Use: 0; AST Temp Closed: 0 | 0 | 0 | 2 | 17047-125-015094 | M P M INVESTMENTS INC
17535 | Permanently Closed | 1990-08-01 06:00 | 1985-01-01 06:00 | 1990-08-01 06:00 | Petroleum | Other, NEW OIL | Other |  | Steel | Steel |  | Painted or None | Steel |  | 1901-01-01 06:00 | [15 empty] | UST Currently In Use: 0; UST Temp Close: 0; AST Currently In Use: 0; AST Temp Closed: 0 | 0 | 0 | 2 | 17047-125-015094 | M P M INVESTMENTS INC
17536 | Permanently Closed | 1988-08-08 06:00 | 1974-01-01 06:00 | 1994-10-17 06:00 | Petroleum | Unleaded gasoline | Unleaded gasoline |  | Steel | Steel |  | Painted or None | Steel |  | 1901-01-01 06:00 | [15 empty] | UST Currently In Use: 0; UST Temp Close: 0; AST Currently In Use: 0; AST Temp Closed: 0 | 0 | 0 | 1 | 12708-097-001729 | JB CONSTRUCTION PRODUCTS INC
17539 | Permanently Closed | 1988-10-01 06:00 | 1979-01-01 06:00 | 1988-11-30 06:00 | Petroleum | Unleaded gasoline | Unleaded gasoline |  | Steel | Steel |  | Painted or None | Steel |  | 1901-01-01 06:00 | [15 empty] | UST Currently In Use: 0; UST Temp Close: 0; AST Currently In Use: 0; AST Temp Closed: 0 | 0 | 0 | 2 | 20825-023-005023 | ALICE GOODWIN
17540 | Permanently Closed | 1988-10-01 06:00 | 1979-01-01 06:00 | 1988-11-30 06:00 | Petroleum | Unleaded gasoline | Unleaded gasoline |  | Steel | Steel |  | Painted or None | Steel |  | 1901-01-01 06:00 | [15 empty] | UST Currently In Use: 0; UST Temp Close: 0; AST Currently In Use: 0; AST Temp Closed: 0 | 0 | 0 | 2 | 20825-023-005023 | ALICE GOODWIN
17541 | Cannot Locate or abandoned |  | 1988-01-01 06:00 |  | Petroleum | Unleaded gasoline | Unleaded gasoline |  | Steel | Steel | Coated & cathodic protection (sti-P3) |  | Steel |  | 1901-01-01 06:00 | [6 empty] | Manual Tank Gauging (only tanks 1000 gal. or less and 48” or 64” in diameter) | [8 empty] | UST Currently In Use: 0; UST Temp Close: 0; AST Currently In Use: 0; AST Temp Closed: 0 | 0 | 0 | 2 | 20825-023-005023 | ALICE GOODWIN
17542 | Permanently Closed | 1990-10-01 06:00 | 1979-01-01 06:00 | 1990-09-29 06:00 | Petroleum | On road diesel | On road diesel |  | Steel | Steel |  | Painted or None | Steel |  | 1901-01-01 06:00 | [15 empty] | UST Currently In Use: 0; UST Temp Close: 0; AST Currently In Use: 0; AST Temp Closed: 0 | 0 | 0 | 1 | 12711-073-011435 | JEFERSON IRON & METAL CO INC
17543 | Permanently Closed | 1991-10-14 06:00 | 1965-01-01 06:00 | 1993-10-14 06:00 | Petroleum | Unleaded gasoline | Unleaded gasoline | Local government | Steel | Steel |  |  | Steel |  | 1901-01-01 06:00 | [15 empty] | UST Currently In Use: 0; UST Temp Close: 0; AST Currently In Use: 0; AST Temp Closed: 0 | 0 | 0 | 1 | 12712-073-000379 | JEFF CO BD OF EDUCATION/BILL WILLIS
17544 | Permanently Closed | 1993-12-13 06:00 | 1976-01-01 06:00 | 1993-12-13 06:00 | Petroleum | Unleaded gasoline | Unleaded gasoline | Local government | Steel | Steel |  | Painted or None | Steel |  | 1901-01-01 06:00 | [15 empty] | UST Currently In Use: 0; UST Temp Close: 0; AST Currently In Use: 0; AST Temp Closed: 0 | 0 | 0 | 1 | 12712-073-000945 | JEFF CO BD OF EDUCATION/BILL WILLIS
17545 | Permanently Closed | 1993-12-30 06:00 | 1982-01-01 06:00 | 1993-12-30 06:00 | Petroleum | Unleaded gasoline | Unleaded gasoline | Local government | Steel | Steel |  | Painted or None | Steel |  | 1901-01-01 06:00 | [15 empty] | UST Currently In Use: 0; UST Temp Close: 0; AST Currently In Use: 0; AST Temp Closed: 0 | 0 | 0 | 1 | 12712-073-001758 | JEFF CO BD OF EDUCATION/BILL WILLIS
17546 | Permanently Closed | 1995-06-22 06:00 | 1960-01-01 06:00 | 1995-06-22 06:00 | Petroleum | Unleaded gasoline | Unleaded gasoline | Local government | Steel | Steel |  | Painted or None | Steel |  | 1901-01-01 06:00 | [15 empty] | UST Currently In Use: 0; UST Temp Close: 0; AST Currently In Use: 0; AST Temp Closed: 0 | 0 | 0 | 1 | 17675-073-001927 | HOOVER CITY BOARD OF EDUCATION
17547 | Permanently Closed | 1993-12-09 06:00 | 1901-01-01 06:00 | 1993-12-09 06:00 | Petroleum | Unleaded gasoline | Unleaded gasoline | Local government | Steel | Steel |  | Painted or None | Steel |  | 1901-01-01 06:00 | [15 empty] | UST Currently In Use: 0; UST Temp Close: 0; AST Currently In Use: 0; AST Temp Closed: 0 | 0 | 0 | 1 | 12712-073-002735 | JEFF CO BD OF EDUCATION/BILL WILLIS
17548 | Permanently Closed | 1993-12-17 06:00 | 1962-01-01 06:00 | 1993-12-17 06:00 | Petroleum | Unleaded gasoline | Unleaded gasoline | Local government | Steel | Steel |  | Painted or None | Steel |  | 1901-01-01 06:00 | [15 empty] | UST Currently In Use: 0; UST Temp Close: 0; AST Currently In Use: 0; AST Temp Closed: 0 | 0 | 0 | 1 | 12712-073-003850 | JEFF CO BD OF EDUCATION/BILL WILLIS
17549 | Permanently Closed | 1993-12-02 06:00 | 1973-01-01 06:00 | 1993-12-02 06:00 | Petroleum | Unleaded gasoline | Unleaded gasoline | Local government | Steel | Steel |  | Painted or None | Steel |  | 1901-01-01 06:00 | [15 empty] | UST Currently In Use: 0; UST Temp Close: 0; AST Currently In Use: 0; AST Temp Closed: 0 | 0 | 0 | 1 | 12712-073-003925 | JEFF CO BD OF EDUCATION/BILL WILLIS
17550 | Permanently Closed | 1993-11-11 06:00 | 1968-01-01 06:00 | 1993-11-11 06:00 | Petroleum | Unleaded gasoline | Unleaded gasoline | Local government | Steel | Steel |  | Painted or None | Steel |  | 1901-01-01 06:00 | [15 empty] | UST Currently In Use: 0; UST Temp Close: 0; AST Currently In Use: 0; AST Temp Closed: 0 | 0 | 0 | 1 | 12712-073-004182 | JEFF CO BD OF EDUCATION/BILL WILLIS
17551 | Permanently Closed | 1993-11-23 06:00 | 1966-01-01 06:00 | 1993-11-23 06:00 | Petroleum | Unleaded gasoline | Unleaded gasoline | Local government | Steel | Steel |  | Painted or None | Steel |  | 1901-01-01 06:00 | [15 empty] | UST Currently In Use: 0; UST Temp Close: 0; AST Currently In Use: 0; AST Temp Closed: 0 | 0 | 0 | 1 | 12712-073-004696 | JEFF CO BD OF EDUCATION/BILL WILLIS
17552 | Permanently Closed | 1993-11-12 06:00 | 1970-01-01 06:00 | 1993-11-12 06:00 | Petroleum | Unleaded gasoline | Unleaded gasoline | Local government | Steel | Steel |  | Painted or None | Steel |  | 1901-01-01 06:00 | [15 empty] | UST Currently In Use: 0; UST Temp Close: 0; AST Currently In Use: 0; AST Temp Closed: 0 | 0 | 0 | 1 | 12712-073-004707 | JEFF CO BD OF EDUCATION/BILL WILLIS
17553 | Permanently Closed | 1986-01-01 06:00 | 1962-01-01 06:00 | 1986-01-01 06:00 | Petroleum | Unleaded gasoline | Unleaded gasoline | Local government | Steel | Steel |  | Painted or None | Steel |  | 1901-01-01 06:00 | [15 empty] | UST Currently In Use: 0; UST Temp Close: 0; AST Currently In Use: 0; AST Temp Closed: 0 | 0 | 0 | 1 | 12712-073-004783 | JEFF CO BD OF EDUCATION/BILL WILLIS
17554 | Permanently Closed | 1993-12-17 06:00 | 1958-01-01 06:00 | 1993-12-17 06:00 | Petroleum | Unleaded gasoline | Unleaded gasoline | Local government | Steel | Steel |  | Painted or None | Steel |  | 1901-01-01 06:00 | [15 empty] | UST Currently In Use: 0; UST Temp Close: 0; AST Currently In Use: 0; AST Temp Closed: 0 | 0 | 0 | 1 | 23949-073-004890 | JEFFERSON CO. ENVT'L SERVICES DEPT.
17555 | Permanently Closed | 1991-10-22 06:00 | 1976-01-01 06:00 | 1993-10-22 06:00 | Petroleum | Unleaded gasoline | Unleaded gasoline | Local government | Steel | Steel |  | Painted or None | Steel |  | 1901-01-01 06:00 | [15 empty] | UST Currently In Use: 0; UST Temp Close: 0; AST Currently In Use: 0; AST Temp Closed: 0 | 0 | 0 | 1 | 12712-073-005005 | JEFF CO BD OF EDUCATION/BILL WILLIS
17556 | Permanently Closed | 1994-01-04 06:00 | 1962-01-01 06:00 | 1994-01-04 06:00 | Petroleum | Unleaded gasoline | Unleaded gasoline | Local government | Steel | Steel |  | Painted or None | Steel |  | 1901-01-01 06:00 | [15 empty] | UST Currently In Use: 0; UST Temp Close: 0; AST Currently In Use: 0; AST Temp Closed: 0 | 0 | 0 | 1 | 12712-073-005034 | JEFF CO BD OF EDUCATION/BILL WILLIS
17557 | Permanently Closed | 1991-10-19 06:00 | 1982-01-01 06:00 | 1993-10-19 06:00 | Petroleum | On road diesel | On road diesel | Local government | Steel | Steel |  | Painted or None | Steel |  | 1901-01-01 06:00 | [15 empty] | UST Currently In Use: 0; UST Temp Close: 0; AST Currently In Use: 0; AST Temp Closed: 0 | 0 | 0 | 1 | 12712-073-005182 | JEFF CO BD OF EDUCATION/BILL WILLIS
17558 | Permanently Closed | 1993-10-13 06:00 | 1973-01-01 06:00 | 1993-10-13 06:00 | Petroleum | Unleaded gasoline | Unleaded gasoline | Local government | Steel | Steel |  | Painted or None | Steel |  | 1901-01-01 06:00 | [15 empty] | UST Currently In Use: 0; UST Temp Close: 0; AST Currently In Use: 0; AST Temp Closed: 0 | 0 | 0 | 1 | 12712-073-005199 | JEFF CO BD OF EDUCATION/BILL WILLIS
17559 | Permanently Closed | 1993-12-14 06:00 | 1973-01-01 06:00 | 1993-12-14 06:00 | Petroleum | Unleaded gasoline | Unleaded gasoline | Local government | Steel | Steel |  | Painted or None | Steel |  | 1901-01-01 06:00 | [15 empty] | UST Currently In Use: 0; UST Temp Close: 0; AST Currently In Use: 0; AST Temp Closed: 0 | 0 | 0 | 2 | 12712-073-005239 | JEFF CO BD OF EDUCATION/BILL WILLIS
17560 | Permanently Closed | 1993-12-14 06:00 | 1962-01-01 06:00 | 1993-12-14 06:00 | Petroleum | Other, OTHER | Other | Local government | Steel | Steel |  | Painted or None | Steel |  | 1901-01-01 06:00 | [15 empty] | UST Currently In Use: 0; UST Temp Close: 0; AST Currently In Use: 0; AST Temp Closed: 0 | 0 | 0 | 2 | 12712-073-005239 | JEFF CO BD OF EDUCATION/BILL WILLIS
17561 | Permanently Closed | 1993-10-19 06:00 | 1962-01-01 06:00 | 1993-10-19 06:00 | Petroleum | Unleaded gasoline | Unleaded gasoline | Local government | Steel | Steel |  | Painted or None | Steel |  | 1901-01-01 06:00 | [15 empty] | UST Currently In Use: 0; UST Temp Close: 0; AST Currently In Use: 0; AST Temp Closed: 0 | 0 | 0 | 1 | 12712-073-005310 | JEFF CO BD OF EDUCATION/BILL WILLIS
17562 | Permanently Closed | 1991-10-26 06:00 | 1975-01-01 06:00 | 1993-10-26 06:00 | Petroleum | Unleaded gasoline | Unleaded gasoline | Local government | Steel | Steel |  | Painted or None | Steel |  | 1901-01-01 06:00 | [15 empty] | UST Currently In Use: 0; UST Temp Close: 0; AST Currently In Use: 0; AST Temp Closed: 0 | 0 | 0 | 1 | 12712-073-005603 | JEFF CO BD OF EDUCATION/BILL WILLIS
17563 | Permanently Closed | 1991-10-25 06:00 | 1966-01-01 06:00 | 1993-10-25 06:00 | Petroleum | Unleaded gasoline | Unleaded gasoline | Local government | Steel | Steel |  | Painted or None | Steel |  | 1901-01-01 06:00 | [15 empty] | UST Currently In Use: 0; UST Temp Close: 0; AST Currently In Use: 0; AST Temp Closed: 0 | 0 | 0 | 1 | 12712-073-005613 | JEFF CO BD OF EDUCATION/BILL WILLIS
17564 | Permanently Closed | 1994-01-04 06:00 | 1978-01-01 06:00 | 1994-01-04 06:00 | Petroleum | Unleaded gasoline | Unleaded gasoline | Local government | Steel | Steel |  | Painted or None | Steel |  | 1901-01-01 06:00 | [15 empty] | UST Currently In Use: 0; UST Temp Close: 0; AST Currently In Use: 0; AST Temp Closed: 0 | 0 | 0 | 1 | 12712-073-005620 | JEFF CO BD OF EDUCATION/BILL WILLIS
17565 | Permanently Closed | 1993-12-28 06:00 | 1966-01-01 06:00 | 1993-12-28 06:00 | Petroleum | Unleaded gasoline | Unleaded gasoline | Local government | Steel | Steel |  | Painted or None | Steel |  | 1901-01-01 06:00 | [15 empty] | UST Currently In Use: 0; UST Temp Close: 0; AST Currently In Use: 0; AST Temp Closed: 0 | 0 | 0 | 1 | 12712-073-005879 | JEFF CO BD OF EDUCATION/BILL WILLIS
17566 | Permanently Closed | 1993-12-29 06:00 | 1979-01-01 06:00 | 1993-12-29 06:00 | Petroleum | Unleaded gasoline | Unleaded gasoline | Local government | Steel | Steel |  | Painted or None | Steel |  | 1901-01-01 06:00 | [15 empty] | UST Currently In Use: 0; UST Temp Close: 0; AST Currently In Use: 0; AST Temp Closed: 0 | 0 | 0 | 1 | 12712-073-005943 | JEFF CO BD OF EDUCATION/BILL WILLIS
17567 | Permanently Closed | 1993-12-16 06:00 | 1975-01-01 06:00 | 1993-12-16 06:00 | Petroleum | Unleaded gasoline | Unleaded gasoline | Local government | Steel | Steel |  | Painted or None | Steel |  | 1901-01-01 06:00 | [15 empty] | UST Currently In Use: 0; UST Temp Close: 0; AST Currently In Use: 0; AST Temp Closed: 0 | 0 | 0 | 1 | 12712-073-005961 | JEFF CO BD OF EDUCATION/BILL WILLIS
17568 | Permanently Closed | 1991-11-09 06:00 | 1972-01-01 06:00 | 1993-11-09 06:00 | Petroleum | Unleaded gasoline | Unleaded gasoline | Local government | Steel | Steel |  | Painted or None | Steel |  | 1901-01-01 06:00 | [15 empty] | UST Currently In Use: 0; UST Temp Close: 0; AST Currently In Use: 0; AST Temp Closed: 0 | 0 | 0 | 1 | 12712-073-005999 | JEFF CO BD OF EDUCATION/BILL WILLIS
17569 | Permanently Closed | 1993-11-04 06:00 | 1962-01-01 06:00 | 1993-11-04 06:00 | Petroleum | Unleaded gasoline | Unleaded gasoline | Local government | Steel | Steel |  | Painted or None | Steel |  | 1901-01-01 06:00 | [15 empty] | UST Currently In Use: 0; UST Temp Close: 0; AST Currently In Use: 0; AST Temp Closed: 0 | 0 | 0 | 1 | 12712-073-006008 | JEFF CO BD OF EDUCATION/BILL WILLIS
17570 | Permanently Closed | 1993-12-14 06:00 | 1966-01-01 06:00 | 1993-12-14 06:00 | Petroleum | Unleaded gasoline | Unleaded gasoline | Local government | Steel | Steel |  | Painted or None | Steel |  | 1901-01-01 06:00 | [15 empty] | UST Currently In Use: 0; UST Temp Close: 0; AST Currently In Use: 0; AST Temp Closed: 0 | 0 | 0 | 1 | 12712-073-006057 | JEFF CO BD OF EDUCATION/BILL WILLIS
17571 | Permanently Closed | 1991-10-13 06:00 | 1976-01-01 06:00 | 1993-10-13 06:00 | Petroleum | Unleaded gasoline | Unleaded gasoline | Local government | Steel | Steel |  | Painted or None | Steel |  | 1901-01-01 06:00 | [15 empty] | UST Currently In Use: 0; UST Temp Close: 0; AST Currently In Use: 0; AST Temp Closed: 0 | 0 | 0 | 1 | 12712-073-006062 | JEFF CO BD OF EDUCATION/BILL WILLIS
17572 | Permanently Closed | 1993-12-01 06:00 | 1978-01-01 06:00 | 1993-12-01 06:00 | Petroleum | Unleaded gasoline | Unleaded gasoline | Local government | Steel | Steel |  | Painted or None | Steel |  | 1901-01-01 06:00 | [15 empty] | UST Currently In Use: 0; UST Temp Close: 0; AST Currently In Use: 0; AST Temp Closed: 0 | 0 | 0 | 1 | 12712-073-006065 | JEFF CO BD OF EDUCATION/BILL WILLIS
17573 | Permanently Closed | 1993-11-30 06:00 | 1966-01-01 06:00 | 1993-11-30 06:00 | Petroleum | Unleaded gasoline | Unleaded gasoline | Local government | Steel | Steel |  | Painted or None | Steel |  | 1901-01-01 06:00 | [15 empty] | UST Currently In Use: 0; UST Temp Close: 0; AST Currently In Use: 0; AST Temp Closed: 0 | 0 | 0 | 1 | 12712-073-006092 | JEFF CO BD OF EDUCATION/BILL WILLIS
17574 | Permanently Closed | 1993-12-06 06:00 | 1966-01-01 06:00 | 1993-12-06 06:00 | Petroleum | Unleaded gasoline | Unleaded gasoline | Local government | Steel | Steel |  | Painted or None | Steel |  | 1901-01-01 06:00 | [15 empty] | UST Currently In Use: 0; UST Temp Close: 0; AST Currently In Use: 0; AST Temp Closed: 0 | 0 | 0 | 1 | 12712-073-006093 | JEFF CO BD OF EDUCATION/BILL WILLIS
17575 | Permanently Closed | 1994-01-21 06:00 | 1973-01-01 06:00 | 1994-01-21 06:00 | Petroleum | Unleaded gasoline | Unleaded gasoline | Local government | Steel | Steel |  | Painted or None | Steel |  | 1901-01-01 06:00 | [15 empty] | UST Currently In Use: 0; UST Temp Close: 0; AST Currently In Use: 0; AST Temp Closed: 0 | 0 | 0 | 5 | 12712-073-006136 | JEFF CO BD OF EDUCATION/BILL WILLIS
17576 | Permanently Closed | 1994-01-21 06:00 | 1973-01-01 06:00 | 1994-01-21 06:00 | Petroleum | Unleaded gasoline | Unleaded gasoline | Local government | Steel | Steel |  | Painted or None | Steel |  | 1901-01-01 06:00 | [15 empty] | UST Currently In Use: 0; UST Temp Close: 0; AST Currently In Use: 0; AST Temp Closed: 0 | 0 | 0 | 5 | 12712-073-006136 | JEFF CO BD OF EDUCATION/BILL WILLIS
17577 | Permanently Closed | 1994-02-01 06:00 | 1973-01-01 06:00 | 1994-02-01 06:00 | Petroleum | Unleaded gasoline | Unleaded gasoline | Local government | Steel | Steel |  | Painted or None | Steel |  | 1901-01-01 06:00 | [15 empty] | UST Currently In Use: 0; UST Temp Close: 0; AST Currently In Use: 0; AST Temp Closed: 0 | 0 | 0 | 5 | 12712-073-006136 | JEFF CO BD OF EDUCATION/BILL WILLIS
17578 | Permanently Closed | 1994-02-01 06:00 | 1976-01-01 06:00 | 1994-02-01 06:00 | Petroleum | Unleaded gasoline | Unleaded gasoline | Local government | Steel | Steel |  | Painted or None | Steel |  | 1901-01-01 06:00 | [15 empty] | UST Currently In Use: 0; UST Temp Close: 0; AST Currently In Use: 0; AST Temp Closed: 0 | 0 | 0 | 5 | 12712-073-006136 | JEFF CO BD OF EDUCATION/BILL WILLIS
17579 | Permanently Closed | 1994-01-21 06:00 | 1976-01-01 06:00 | 1994-01-21 06:00 | Petroleum | Unleaded gasoline | Unleaded gasoline | Local government | Steel | Steel |  | Painted or None | Steel |  | 1901-01-01 06:00 | [15 empty] | UST Currently In Use: 0; UST Temp Close: 0; AST Currently In Use: 0; AST Temp Closed: 0 | 0 | 0 | 5 | 12712-073-006136 | JEFF CO BD OF EDUCATION/BILL WILLIS
17580 | Currently in Use |  | 1983-01-01 06:00 |  | Petroleum | On road diesel | On road diesel | Industrial, Local Government | Fiberglass reinforced plastic, Single Wall | Single Wall |  |  | Double Wall, Fiberglass reinforced plastic, OLDTYPE |  | 1901-01-01 06:00 |  | Catchment Basin, Single walled catchment basin | Automatic shutoff device At 95% full | Automatic shutoff device At 95% full |  |  | Automatic Tank Gauge |  | Automatic flow restrictor (MLLD) | Automatic flow restrictor (MLLD) |  |  | Annual line testing | Annual line testing |  | UST Currently In Use: 2; UST Temp Close: 1; AST Currently In Use: 1; AST Temp Closed: 0 | 2 | 1 | 8 | 12713-073-001756 | JEFFERSON COUNTY COMMISSION
17581 | Currently in Use |  | 1983-01-01 06:00 |  | Petroleum | Unleaded gasoline | Unleaded gasoline | Industrial, Local Government | Fiberglass reinforced plastic, Single Wall | Single Wall |  |  | Double Wall, Fiberglass reinforced plastic, OLDTYPE |  | 1901-01-01 06:00 |  | Catchment Basin, Single walled catchment basin | Automatic shutoff device At 95% full | Automatic shutoff device At 95% full |  |  | Automatic Tank Gauge |  | Automatic flow restrictor (MLLD) | Automatic flow restrictor (MLLD) |  |  | Annual line testing | Annual line testing |  | UST Currently In Use: 2; UST Temp Close: 1; AST Currently In Use: 1; AST Temp Closed: 0 | 2 | 1 | 8 | 12713-073-001756 | JEFFERSON COUNTY COMMISSION
17582 | Temporary Closed | 2017-06-29 06:00 | 1983-01-01 06:00 |  | Petroleum | Unleaded gasoline | Unleaded gasoline | Industrial, Local Government | Fiberglass reinforced plastic, Single Wall | Single Wall |  |  | Double Wall, Fiberglass reinforced plastic, OLDTYPE |  | 1901-01-01 06:00 |  | Catchment Basin, Single walled catchment basin | Automatic shutoff device At 95% full | Automatic shutoff device At 95% full |  |  | Automatic Tank Gauge |  | Automatic flow restrictor (MLLD) | Automatic flow restrictor (MLLD) |  |  | Annual line testing | Annual line testing |  | UST Currently In Use: 2; UST Temp Close: 1; AST Currently In Use: 1; AST Temp Closed: 0 | 2 | 1 | 8 | 12713-073-001756 | JEFFERSON COUNTY COMMISSION
17583 | Permanently Closed | 2004-12-31 06:00 | 1983-01-01 06:00 |  | Petroleum | Other, NEW OIL | Other | Industrial, Local Government | Fiberglass reinforced plastic | Fiberglass reinforced plastic |  |  | Fiberglass reinforced plastic |  | 1901-01-01 06:00 |  | Catchment Basin, Single walled catchment basin | Automatic shutoff device At 95% full | Automatic shutoff device At 95% full |  |  | Automatic Tank Gauge | [8 empty] | UST Currently In Use: 2; UST Temp Close: 1; AST Currently In Use: 1; AST Temp Closed: 0 | 2 | 1 | 8 | 12713-073-001756 | JEFFERSON COUNTY COMMISSION
17584 | Permanently Closed | 2004-12-31 06:00 | 1983-01-01 06:00 |  | Petroleum | Other, HYDRAULIC | Other | Industrial, Local Government | Fiberglass reinforced plastic | Fiberglass reinforced plastic |  |  | Fiberglass reinforced plastic |  | 1901-01-01 06:00 |  | Catchment Basin, Single walled catchment basin | Automatic shutoff device At 95% full | Automatic shutoff device At 95% full |  |  | Automatic Tank Gauge | [8 empty] | UST Currently In Use: 2; UST Temp Close: 1; AST Currently In Use: 1; AST Temp Closed: 0 | 2 | 1 | 8 | 12713-073-001756 | JEFFERSON COUNTY COMMISSION
17585 | Permanently Closed | 2004-12-31 06:00 | 1983-01-01 06:00 |  | Petroleum | Other, NEW OIL | Other | Industrial, Local Government | Fiberglass reinforced plastic | Fiberglass reinforced plastic |  |  | Fiberglass reinforced plastic |  | 1901-01-01 06:00 |  | Catchment Basin, Single walled catchment basin | Automatic shutoff device At 95% full | Automatic shutoff device At 95% full |  |  | Automatic Tank Gauge | [8 empty] | UST Currently In Use: 2; UST Temp Close: 1; AST Currently In Use: 1; AST Temp Closed: 0 | 2 | 1 | 8 | 12713-073-001756 | JEFFERSON COUNTY COMMISSION
17586 | Permanently Closed | 2004-12-31 06:00 | 1983-01-01 06:00 |  | Petroleum | Other, TRANSFLUID | Other | Industrial, Local Government | Fiberglass reinforced plastic | Fiberglass reinforced plastic |  |  | Fiberglass reinforced plastic |  | 1901-01-01 06:00 |  | Catchment Basin, Single walled catchment basin | Automatic shutoff device At 95% full | Automatic shutoff device At 95% full |  |  | Automatic Tank Gauge | [8 empty] | UST Currently In Use: 2; UST Temp Close: 1; AST Currently In Use: 1; AST Temp Closed: 0 | 2 | 1 | 8 | 12713-073-001756 | JEFFERSON COUNTY COMMISSION
17587 | Permanently Closed | 2004-12-31 06:00 | 1983-01-01 06:00 |  | Petroleum | Kerosene | Kerosene | Industrial, Local Government | Fiberglass reinforced plastic | Fiberglass reinforced plastic |  |  | Fiberglass reinforced plastic |  | 1901-01-01 06:00 |  | Catchment Basin, Single walled catchment basin | Automatic shutoff device At 95% full | Automatic shutoff device At 95% full |  |  | Automatic Tank Gauge | [8 empty] | UST Currently In Use: 2; UST Temp Close: 1; AST Currently In Use: 1; AST Temp Closed: 0 | 2 | 1 | 8 | 12713-073-001756 | JEFFERSON COUNTY COMMISSION
17588 | Permanently Closed | 1985-06-01 06:00 | 1964-01-01 06:00 |  | Petroleum | Used oil | Used oil | Local government | Steel | Steel | Coated & cathodic protection (sti-P3) |  | Steel |  | 1901-01-01 06:00 | [15 empty] | UST Currently In Use: 2; UST Temp Close: 1; AST Currently In Use: 1; AST Temp Closed: 0 | 2 | 1 | 8 | 12713-073-001756 | JEFFERSON COUNTY COMMISSION
17589 | Permanently Closed | 1985-06-01 06:00 | 1969-01-01 06:00 |  | Petroleum | Used oil | Used oil | Local government | Steel | Steel | Coated & cathodic protection (sti-P3) |  | Steel |  | 1901-01-01 06:00 | [15 empty] | UST Currently In Use: 2; UST Temp Close: 1; AST Currently In Use: 1; AST Temp Closed: 0 | 2 | 1 | 8 | 12713-073-001756 | JEFFERSON COUNTY COMMISSION
17590 | Permanently Closed | 1985-06-01 06:00 | 1964-01-01 06:00 |  | Petroleum | On road diesel | On road diesel | Local government | Steel | Steel | Coated & cathodic protection (sti-P3) |  | Steel |  | 1901-01-01 06:00 | [15 empty] | UST Currently In Use: 2; UST Temp Close: 1; AST Currently In Use: 1; AST Temp Closed: 0 | 2 | 1 | 8 | 12713-073-001756 | JEFFERSON COUNTY COMMISSION
17591 | Permanently Closed | 1993-10-19 06:00 | 1970-01-01 06:00 | 1993-10-19 06:00 | Petroleum | Unleaded gasoline | Unleaded gasoline | Local government | Steel | Steel | Coated & cathodic protection (sti-P3) |  | Steel |  | 1901-01-01 06:00 | Field installed cathodic protection | [14 empty] | UST Currently In Use: 2; UST Temp Close: 0; AST Currently In Use: 0; AST Temp Closed: 0 | 2 | 0 | 2 | 12713-073-001759 | JEFFERSON COUNTY COMMISSION
17592 | Permanently Closed | 1993-10-19 06:00 | 1976-01-01 06:00 | 1993-10-19 06:00 | Petroleum | Unleaded gasoline | Unleaded gasoline | Local government | Single Wall, Steel | Steel | Coated & cathodic protection (sti-P3) |  | Single Wall, Steel |  | 1901-01-01 06:00 | Field installed cathodic protection |  | Flow Rest 90% Full | Flow Rest 90% Full | [11 empty] | UST Currently In Use: 2; UST Temp Close: 0; AST Currently In Use: 0; AST Temp Closed: 0 | 2 | 0 | 2 | 12713-073-001759 | JEFFERSON COUNTY COMMISSION
17593 | Permanently Closed | 1991-06-11 06:00 | 1982-01-01 06:00 | 1991-06-11 06:00 | Petroleum | Unleaded gasoline | Unleaded gasoline | Local government | Fiberglass coated steel | Fiberglass coated steel |  |  | Steel |  | 1901-01-01 06:00 | Field installed cathodic protection | [14 empty] | UST Currently In Use: 1; UST Temp Close: 0; AST Currently In Use: 0; AST Temp Closed: 0 | 1 | 0 | 5 | 12713-073-001760 | JEFFERSON COUNTY COMMISSION
17594 | Permanently Closed | 1991-06-11 06:00 | 1982-01-01 06:00 | 1991-06-11 06:00 | Petroleum | Unleaded gasoline | Unleaded gasoline | Local government | Fiberglass coated steel | Fiberglass coated steel |  |  | Steel |  | 1901-01-01 06:00 | [15 empty] | UST Currently In Use: 1; UST Temp Close: 0; AST Currently In Use: 0; AST Temp Closed: 0 | 1 | 0 | 5 | 12713-073-001760 | JEFFERSON COUNTY COMMISSION
17595 | Permanently Closed | 1998-12-01 06:00 | 1982-01-01 06:00 | 1998-12-01 06:00 | Petroleum | Other, NEW OIL | Other | Local government | Fiberglass coated steel | Fiberglass coated steel |  |  | Steel |  | 1901-01-01 06:00 | Field installed cathodic protection | [14 empty] | UST Currently In Use: 1; UST Temp Close: 0; AST Currently In Use: 0; AST Temp Closed: 0 | 1 | 0 | 5 | 12713-073-001760 | JEFFERSON COUNTY COMMISSION
17596 | Permanently Closed | 1998-12-01 06:00 | 1986-01-01 06:00 | 1998-12-01 06:00 | Petroleum | Used oil | Used oil | Local government | Steel | Steel |  | Painted or None | Steel |  | 1901-01-01 06:00 | Field installed cathodic protection | Other, EXEMPT | Other, EXEMPT | Other | [11 empty] | UST Currently In Use: 1; UST Temp Close: 0; AST Currently In Use: 0; AST Temp Closed: 0 | 1 | 0 | 5 | 12713-073-001760 | JEFFERSON COUNTY COMMISSION
17597 | Permanently Closed | 1991-06-11 06:00 | 1982-01-01 06:00 | 1991-06-11 06:00 | Petroleum | On road diesel | On road diesel | Local government | Fiberglass coated steel | Fiberglass coated steel |  |  | Steel |  | 1901-01-01 06:00 | Field installed cathodic protection | [14 empty] | UST Currently In Use: 1; UST Temp Close: 0; AST Currently In Use: 0; AST Temp Closed: 0 | 1 | 0 | 5 | 12713-073-001760 | JEFFERSON COUNTY COMMISSION
17598 | Permanently Closed | 1998-12-04 06:00 | 1969-01-01 06:00 |  | Petroleum | Used oil | Used oil | Local government | Steel | Steel |  | Painted or None | Steel |  | 1901-01-01 06:00 |  | Other, EXEMPT | Other, EXEMPT | Other | [11 empty] | UST Currently In Use: 0; UST Temp Close: 0; AST Currently In Use: 0; AST Temp Closed: 0 | 0 | 0 | 2 | 12713-073-006211 | JEFFERSON COUNTY COMMISSION
17599 | Permanently Closed | 1998-02-19 06:00 | 1983-01-01 06:00 | 1998-02-19 06:00 | Petroleum | Used oil | Used oil | Local government | Steel | Steel |  | Painted or None | Steel |  | 1901-01-01 06:00 |  | Other, EXEMPT | Other, EXEMPT | Other | [11 empty] | UST Currently In Use: 0; UST Temp Close: 0; AST Currently In Use: 0; AST Temp Closed: 0 | 0 | 0 | 2 | 12713-073-006211 | JEFFERSON COUNTY COMMISSION
17600 | Permanently Closed | 2016-10-18 06:00 | 1986-01-01 06:00 | 2018-09-18 06:00 | Petroleum | On road diesel | On road diesel | Emergency Power Generator, Local Government | Fiberglass reinforced plastic, Single Wall | Single Wall |  |  | Single Wall, Steel |  | 1901-01-01 06:00 | Field installed cathodic protection, GALVANIC | Catchment Basin, Single walled catchment basin | Automatic shutoff device At 95% full, Flow Rest 90% Full | Flow Rest 90% Full |  |  | Automatic Tank Gauge | [8 empty] | UST Currently In Use: 3; UST Temp Close: 0; AST Currently In Use: 1; AST Temp Closed: 0 | 3 | 0 | 1 | 12713-073-009408 | JEFFERSON COUNTY COMMISSION
17601 | Permanently Closed | 1998-11-24 06:00 | 1982-01-01 06:00 | 1998-11-24 06:00 | Petroleum | On road diesel | On road diesel | Local government | Steel | Steel |  | Painted or None | Steel |  | 1901-01-01 06:00 | [15 empty] | UST Currently In Use: 0; UST Temp Close: 0; AST Currently In Use: 0; AST Temp Closed: 0 | 0 | 0 | 1 | 12713-073-010808 | JEFFERSON COUNTY COMMISSION
17602 | Permanently Closed | 1998-10-15 06:00 | 1978-01-01 06:00 | 1998-10-15 06:00 | Petroleum | On road diesel | On road diesel | Local government | Steel | Steel |  | Painted or None | Steel |  | 1901-01-01 06:00 | [15 empty] | UST Currently In Use: 0; UST Temp Close: 0; AST Currently In Use: 0; AST Temp Closed: 0 | 0 | 0 | 1 | 12713-073-010809 | JEFFERSON COUNTY COMMISSION
17603 | Permanently Closed | 1998-08-27 06:00 | 1981-01-01 06:00 | 1998-08-27 06:00 | Petroleum | On road diesel | On road diesel | Local government | Steel | Steel |  | Painted or None | Steel |  | 1901-01-01 06:00 | [15 empty] | UST Currently In Use: 0; UST Temp Close: 0; AST Currently In Use: 0; AST Temp Closed: 0 | 0 | 0 | 1 | 12713-073-010810 | JEFFERSON COUNTY COMMISSION
17604 | Permanently Closed | 1995-12-16 06:00 | 1971-01-01 06:00 | 1995-12-16 06:00 | Petroleum | On road diesel | On road diesel | Local government | Steel | Steel |  | Painted or None | Steel |  | 1901-01-01 06:00 | [15 empty] | UST Currently In Use: 0; UST Temp Close: 0; AST Currently In Use: 0; AST Temp Closed: 0 | 0 | 0 | 1 | 12713-073-010811 | JEFFERSON COUNTY COMMISSION
17605 | Permanently Closed | 1901-01-01 06:00 | 1972-01-01 06:00 | 2011-11-11 06:00 | Petroleum | On road diesel | On road diesel | Local government |  |  |  | Painted or None | Steel |  | 1901-01-01 06:00 | [15 empty] | UST Currently In Use: 0; UST Temp Close: 0; AST Currently In Use: 0; AST Temp Closed: 0 | 0 | 0 | 1 | 12713-073-010812 | JEFFERSON COUNTY COMMISSION
17606 | Permanently Closed | 1998-12-05 06:00 | 1978-01-01 06:00 | 1998-12-05 06:00 | Petroleum | On road diesel | On road diesel | Local government | Steel | Steel |  | Painted or None | Steel |  | 1901-01-01 06:00 | [15 empty] | UST Currently In Use: 0; UST Temp Close: 0; AST Currently In Use: 0; AST Temp Closed: 0 | 0 | 0 | 1 | 12713-073-010813 | JEFFERSON COUNTY COMMISSION
17607 | Permanently Closed | 1996-05-25 06:00 | 1982-01-01 06:00 | 1996-05-25 06:00 | Petroleum | On road diesel | On road diesel | Local government | Steel | Steel |  | Painted or None | Steel |  | 1901-01-01 06:00 | [15 empty] | UST Currently In Use: 0; UST Temp Close: 0; AST Currently In Use: 0; AST Temp Closed: 0 | 0 | 0 | 1 | 12713-073-010814 | JEFFERSON COUNTY COMMISSION
17608 | Permanently Closed | 1996-05-21 06:00 | 1982-01-01 06:00 | 1996-05-21 06:00 | Petroleum | On road diesel | On road diesel | Local government | Steel | Steel |  | Painted or None | Steel |  | 1901-01-01 06:00 | [15 empty] | UST Currently In Use: 0; UST Temp Close: 0; AST Currently In Use: 0; AST Temp Closed: 0 | 0 | 0 | 1 | 12713-073-010815 | JEFFERSON COUNTY COMMISSION
17609 | Permanently Closed | 1998-06-24 06:00 | 1978-01-01 06:00 | 1998-06-24 06:00 | Petroleum | On road diesel | On road diesel | Local government | Steel | Steel |  | Painted or None | Steel |  | 1901-01-01 06:00 | [15 empty] | UST Currently In Use: 0; UST Temp Close: 0; AST Currently In Use: 0; AST Temp Closed: 0 | 0 | 0 | 1 | 12713-073-010816 | JEFFERSON COUNTY COMMISSION
17610 | Permanently Closed | 1996-07-31 06:00 | 1979-01-01 06:00 | 1996-07-31 06:00 | Petroleum | On road diesel | On road diesel | Local government | Steel | Steel |  | Painted or None | Steel |  | 1901-01-01 06:00 | [15 empty] | UST Currently In Use: 0; UST Temp Close: 0; AST Currently In Use: 0; AST Temp Closed: 0 | 0 | 0 | 1 | 12713-073-010817 | JEFFERSON COUNTY COMMISSION
17611 | Permanently Closed | 1991-12-06 06:00 | 1973-01-01 06:00 | 1991-12-06 06:00 | Petroleum | Unleaded gasoline | Unleaded gasoline | Local government | Steel | Steel | Coated & cathodic protection (sti-P3) |  | Steel |  | 1901-01-01 06:00 | [15 empty] | UST Currently In Use: 0; UST Temp Close: 0; AST Currently In Use: 2; AST Temp Closed: 0 | 0 | 0 | 2 | 12713-073-010818 | JEFFERSON COUNTY COMMISSION
17612 | Permanently Closed | 1991-12-06 06:00 | 1982-01-01 06:00 | 1991-12-06 06:00 | Petroleum | On road diesel | On road diesel | Local government | Steel | Steel | Coated & cathodic protection (sti-P3) |  | Steel |  | 1901-01-01 06:00 | [15 empty] | UST Currently In Use: 0; UST Temp Close: 0; AST Currently In Use: 2; AST Temp Closed: 0 | 0 | 0 | 2 | 12713-073-010818 | JEFFERSON COUNTY COMMISSION
17613 | Permanently Closed | 1991-04-17 06:00 | 1956-01-01 06:00 | 1991-04-17 06:00 | Petroleum | On road diesel | On road diesel | Local government | Steel | Steel |  | Painted or None | Steel |  | 1901-01-01 06:00 | [15 empty] | UST Currently In Use: 0; UST Temp Close: 0; AST Currently In Use: 0; AST Temp Closed: 0 | 0 | 0 | 1 | 12713-073-010819 | JEFFERSON COUNTY COMMISSION
17614 | Permanently Closed | 1995-06-07 06:00 | 1973-01-01 06:00 | 1995-06-01 06:00 | Petroleum | On road diesel | On road diesel | Local government | Steel | Steel |  | Painted or None | Steel |  | 1901-01-01 06:00 | [15 empty] | UST Currently In Use: 0; UST Temp Close: 0; AST Currently In Use: 0; AST Temp Closed: 0 | 0 | 0 | 1 | 12713-073-010820 | JEFFERSON COUNTY COMMISSION
17615 | Permanently Closed | 1997-04-09 06:00 | 1982-01-01 06:00 | 1997-04-09 06:00 | Petroleum | On road diesel | On road diesel | Local government | Fiberglass reinforced plastic | Fiberglass reinforced plastic |  |  | Steel |  | 1901-01-01 06:00 | [15 empty] | UST Currently In Use: 0; UST Temp Close: 0; AST Currently In Use: 0; AST Temp Closed: 0 | 0 | 0 | 1 | 12713-073-010821 | JEFFERSON COUNTY COMMISSION
17616 | Permanently Closed | 1998-08-21 06:00 | 1980-01-01 06:00 | 1998-08-21 06:00 | Petroleum | On road diesel | On road diesel | Local government | Steel | Steel |  | Painted or None | Steel |  | 1901-01-01 06:00 | [15 empty] | UST Currently In Use: 0; UST Temp Close: 0; AST Currently In Use: 0; AST Temp Closed: 0 | 0 | 0 | 1 | 12713-073-010822 | JEFFERSON COUNTY COMMISSION
17617 | Permanently Closed | 1998-12-04 06:00 | 1944-01-01 07:00 |  | Petroleum | Used oil | Used oil | Local government | Steel | Steel |  |  |  |  | 1901-01-01 06:00 |  | Other, EXEMPT | Other, EXEMPT | Other | [11 empty] | UST Currently In Use: 0; UST Temp Close: 0; AST Currently In Use: 0; AST Temp Closed: 0 | 0 | 0 | 1 | 12713-073-012311 | JEFFERSON COUNTY COMMISSION
17618 | Permanently Closed | 1998-05-01 06:00 | 1987-01-01 06:00 | 1998-06-09 06:00 | Petroleum | On road diesel | On road diesel | Local government | Steel | Steel | Coated & cathodic protection (sti-P3) |  | Steel |  | 1901-01-01 06:00 | [15 empty] | UST Currently In Use: 0; UST Temp Close: 0; AST Currently In Use: 0; AST Temp Closed: 0 | 0 | 0 | 2 | 12713-073-015022 | JEFFERSON COUNTY COMMISSION
17619 | Permanently Closed | 1998-05-01 06:00 | 1987-01-01 06:00 | 1998-06-09 06:00 | Petroleum | On road diesel | On road diesel | Local government | Steel | Steel | Coated & cathodic protection (sti-P3) |  | Steel |  | 1901-01-01 06:00 | [15 empty] | UST Currently In Use: 0; UST Temp Close: 0; AST Currently In Use: 0; AST Temp Closed: 0 | 0 | 0 | 2 | 12713-073-015022 | JEFFERSON COUNTY COMMISSION
17620 | Permanently Closed | 1996-06-25 06:00 | 1987-01-01 06:00 | 1996-06-25 06:00 | Petroleum | On road diesel | On road diesel | Local government | Steel | Steel | Coated & cathodic protection (sti-P3) |  | Steel |  | 1901-01-01 06:00 | [15 empty] | UST Currently In Use: 0; UST Temp Close: 0; AST Currently In Use: 0; AST Temp Closed: 0 | 0 | 0 | 1 | 12713-073-015023 | JEFFERSON COUNTY COMMISSION
17621 | Permanently Closed | 1998-10-21 06:00 | 1987-01-01 06:00 | 1998-10-21 06:00 | Petroleum | On road diesel | On road diesel | Local government | Steel | Steel | Coated & cathodic protection (sti-P3) |  | Steel |  | 1901-01-01 06:00 | [15 empty] | UST Currently In Use: 0; UST Temp Close: 0; AST Currently In Use: 0; AST Temp Closed: 0 | 0 | 0 | 1 | 12713-073-015024 | JEFFERSON COUNTY COMMISSION
17622 | Permanently Closed | 1998-11-09 06:00 | 1987-01-01 06:00 | 1998-11-09 06:00 | Petroleum | On road diesel | On road diesel | Local government | Steel | Steel | Coated & cathodic protection (sti-P3) |  | Steel |  | 1901-01-01 06:00 | [15 empty] | UST Currently In Use: 0; UST Temp Close: 0; AST Currently In Use: 0; AST Temp Closed: 0 | 0 | 0 | 1 | 12713-073-015025 | JEFFERSON COUNTY COMMISSION
17623 | Permanently Closed | 1998-10-09 06:00 | 1987-01-01 06:00 | 1998-10-09 06:00 | Petroleum | On road diesel | On road diesel | Local government | Steel | Steel | Coated & cathodic protection (sti-P3) |  | Steel |  | 1901-01-01 06:00 | [15 empty] | UST Currently In Use: 0; UST Temp Close: 0; AST Currently In Use: 0; AST Temp Closed: 0 | 0 | 0 | 1 | 12713-073-015026 | JEFFERSON COUNTY COMMISSION
17624 | Permanently Closed | 1998-10-01 06:00 | 1987-01-01 06:00 | 1998-10-01 06:00 | Petroleum | On road diesel | On road diesel | Local government | Steel | Steel | Coated & cathodic protection (sti-P3) |  | Steel |  | 1901-01-01 06:00 | [15 empty] | UST Currently In Use: 0; UST Temp Close: 0; AST Currently In Use: 0; AST Temp Closed: 0 | 0 | 0 | 1 | 12713-073-015027 | JEFFERSON COUNTY COMMISSION
17625 | Permanently Closed | 1992-11-02 06:00 | 1987-01-01 06:00 | 1992-11-02 06:00 | Petroleum | On road diesel | On road diesel | Local government | Steel | Steel | Coated & cathodic protection (sti-P3) |  | Steel |  | 1901-01-01 06:00 | [15 empty] | UST Currently In Use: 0; UST Temp Close: 0; AST Currently In Use: 0; AST Temp Closed: 0 | 0 | 0 | 2 | 12713-073-015028 | JEFFERSON COUNTY COMMISSION
17626 | Permanently Closed | 1996-10-01 06:00 | 1987-01-01 06:00 | 1996-10-16 06:00 | Petroleum | On road diesel | On road diesel | Local government | Steel | Steel | Coated & cathodic protection (sti-P3) |  | Steel |  | 1901-01-01 06:00 | [15 empty] | UST Currently In Use: 0; UST Temp Close: 0; AST Currently In Use: 0; AST Temp Closed: 0 | 0 | 0 | 2 | 12713-073-015028 | JEFFERSON COUNTY COMMISSION
17627 | Permanently Closed | 1995-10-01 06:00 | 1987-01-01 06:00 | 1996-05-09 06:00 | Petroleum | On road diesel | On road diesel | Local government | Steel | Steel | Coated & cathodic protection (sti-P3) |  | Steel |  | 1901-01-01 06:00 | [15 empty] | UST Currently In Use: 0; UST Temp Close: 0; AST Currently In Use: 0; AST Temp Closed: 0 | 0 | 0 | 1 | 12713-073-015029 | JEFFERSON COUNTY COMMISSION
17628 | Permanently Closed | 1998-04-15 06:00 | 1987-01-01 06:00 | 1998-04-17 06:00 | Petroleum | On road diesel | On road diesel | Local government | Steel | Steel | Coated & cathodic protection (sti-P3) |  | Steel |  | 1901-01-01 06:00 | [15 empty] | UST Currently In Use: 0; UST Temp Close: 0; AST Currently In Use: 0; AST Temp Closed: 0 | 0 | 0 | 1 | 12713-073-015030 | JEFFERSON COUNTY COMMISSION
17629 | Permanently Closed | 1998-04-15 06:00 | 1987-01-01 06:00 | 1998-04-21 06:00 | Petroleum | On road diesel | On road diesel | Local government | Steel | Steel | Coated & cathodic protection (sti-P3) |  | Steel |  | 1901-01-01 06:00 | [15 empty] | UST Currently In Use: 0; UST Temp Close: 0; AST Currently In Use: 0; AST Temp Closed: 0 | 0 | 0 | 1 | 12713-073-015031 | JEFFERSON COUNTY COMMISSION
17631 | Permanently Closed | 1998-08-05 06:00 | 1987-01-01 06:00 | 1998-08-05 06:00 | Petroleum | On road diesel | On road diesel | Local government | Steel | Steel | Coated & cathodic protection (sti-P3) |  | Steel |  | 1901-01-01 06:00 | [15 empty] | UST Currently In Use: 0; UST Temp Close: 0; AST Currently In Use: 0; AST Temp Closed: 0 | 0 | 0 | 1 | 12713-073-015033 | JEFFERSON COUNTY COMMISSION
17632 | Permanently Closed | 1998-08-05 06:00 | 1987-01-01 06:00 | 1998-08-05 06:00 | Petroleum | On road diesel | On road diesel | Local government | Steel | Steel | Coated & cathodic protection (sti-P3) |  | Steel |  | 1901-01-01 06:00 | [15 empty] | UST Currently In Use: 0; UST Temp Close: 0; AST Currently In Use: 0; AST Temp Closed: 0 | 0 | 0 | 1 | 12713-073-015034 | JEFFERSON COUNTY COMMISSION
17633 | Permanently Closed | 1998-06-25 06:00 | 1987-01-01 06:00 | 1998-06-25 06:00 | Petroleum | On road diesel | On road diesel | Local government | Steel | Steel | Coated & cathodic protection (sti-P3) |  | Steel |  | 1901-01-01 06:00 | [15 empty] | UST Currently In Use: 0; UST Temp Close: 0; AST Currently In Use: 0; AST Temp Closed: 0 | 0 | 0 | 1 | 12713-073-015035 | JEFFERSON COUNTY COMMISSION
17634 | Permanently Closed | 2017-12-31 06:00 | 1987-01-01 06:00 | 2024-07-31 06:00 | Petroleum | On road diesel | On road diesel | Local Government | Steel | Steel | Coated & cathodic protection (sti-P3) |  | Fiberglass reinforced plastic |  | 1901-01-01 06:00 |  | Catchment Basin, Single walled catchment basin | Automatic shutoff device At 95% full | Automatic shutoff device At 95% full |  |  | Automatic Tank Gauge |  | Automatic flow restrictor (MLLD) | Automatic flow restrictor (MLLD) |  |  | Annual line testing | Annual line testing |  | UST Currently In Use: 0; UST Temp Close: 0; AST Currently In Use: 0; AST Temp Closed: 0 | 0 | 0 | 1 | 12713-073-015036 | JEFFERSON COUNTY COMMISSION
17635 | Permanently Closed | 1993-10-12 06:00 | 1987-01-01 06:00 | 1993-10-12 06:00 | Petroleum | Unleaded gasoline | Unleaded gasoline | Local government | Steel | Steel | Coated & cathodic protection (sti-P3) |  | Steel |  | 1901-01-01 06:00 | [15 empty] | UST Currently In Use: 0; UST Temp Close: 0; AST Currently In Use: 0; AST Temp Closed: 0 | 0 | 0 | 1 | 12713-073-015037 | JEFFERSON COUNTY COMMISSION
17636 | Permanently Closed | 1996-01-08 06:00 | 1987-01-01 06:00 | 1998-01-12 06:00 | Petroleum | On road diesel | On road diesel | Local government | Steel | Steel | Coated & cathodic protection (sti-P3) |  | Steel |  | 1901-01-01 06:00 | [15 empty] | UST Currently In Use: 0; UST Temp Close: 0; AST Currently In Use: 0; AST Temp Closed: 0 | 0 | 0 | 1 | 12713-073-015038 | JEFFERSON COUNTY COMMISSION
17637 | Permanently Closed | 1991-12-03 06:00 | 1987-01-01 06:00 | 1991-12-03 06:00 | Petroleum | On road diesel | On road diesel | Local government | Steel | Steel | Coated & cathodic protection (sti-P3) |  | Steel |  | 1901-01-01 06:00 | [15 empty] | UST Currently In Use: 0; UST Temp Close: 0; AST Currently In Use: 2; AST Temp Closed: 0 | 0 | 0 | 2 | 12713-073-015039 | JEFFERSON COUNTY COMMISSION
17638 | Permanently Closed | 1997-08-18 06:00 | 1987-01-01 06:00 | 1997-08-18 06:00 | Petroleum | On road diesel | On road diesel | Local government | Steel | Steel | Coated & cathodic protection (sti-P3) |  | Steel |  | 1901-01-01 06:00 | [15 empty] | UST Currently In Use: 0; UST Temp Close: 0; AST Currently In Use: 0; AST Temp Closed: 0 | 0 | 0 | 1 | 12713-073-015040 | JEFFERSON COUNTY COMMISSION
17639 | Permanently Closed | 1993-10-07 06:00 | 1987-01-01 06:00 | 1993-10-07 06:00 | Petroleum | Unleaded gasoline | Unleaded gasoline | Local government | Steel | Steel | Coated & cathodic protection (sti-P3) |  | Steel |  | 1901-01-01 06:00 | [15 empty] | UST Currently In Use: 0; UST Temp Close: 0; AST Currently In Use: 0; AST Temp Closed: 0 | 0 | 0 | 1 | 12713-073-015041 | JEFFERSON COUNTY COMMISSION
17640 | Permanently Closed | 1991-09-11 06:00 | 1964-01-01 06:00 | 1991-09-11 06:00 | Petroleum | Unleaded gasoline | Unleaded gasoline |  | Steel | Steel |  | Painted or None | Steel |  | 1901-01-01 06:00 | [15 empty] | UST Currently In Use: 0; UST Temp Close: 0; AST Currently In Use: 0; AST Temp Closed: 0 | 0 | 0 | 2 | 12715-023-002639 | JEFFERSON RIDGEWAY
17641 | Permanently Closed | 1991-09-11 06:00 | 1964-01-01 06:00 | 1991-09-11 06:00 | Petroleum | Unleaded gasoline | Unleaded gasoline |  | Steel | Steel |  | Painted or None | Steel |  | 1901-01-01 06:00 | [15 empty] | UST Currently In Use: 0; UST Temp Close: 0; AST Currently In Use: 0; AST Temp Closed: 0 | 0 | 0 | 2 | 12715-023-002639 | JEFFERSON RIDGEWAY
17642 | Permanently Closed | 1990-02-20 06:00 | 1964-01-01 06:00 | 1990-02-20 06:00 | Petroleum | Unleaded gasoline | Unleaded gasoline | State/federal government | Steel | Steel | Other, BITUMASTIC |  | Steel |  | 1901-01-01 06:00 | [15 empty] | UST Currently In Use: 1; UST Temp Close: 0; AST Currently In Use: 0; AST Temp Closed: 0 | 1 | 0 | 5 | 12716-073-010336 | JEFFERSON STATE JUNIOR COLLEGE
17643 | Permanently Closed | 1990-02-20 06:00 | 1964-01-01 06:00 | 1990-02-20 06:00 | Petroleum | Unleaded gasoline | Unleaded gasoline | State/federal government | Steel | Steel | Other, BITUMASTIC |  | Steel |  | 1901-01-01 06:00 | [15 empty] | UST Currently In Use: 1; UST Temp Close: 0; AST Currently In Use: 0; AST Temp Closed: 0 | 1 | 0 | 5 | 12716-073-010336 | JEFFERSON STATE JUNIOR COLLEGE
17644 | Permanently Closed | 1992-05-13 06:00 | 1964-01-01 06:00 | 1992-05-13 06:00 | Petroleum | Used oil | Used oil | State/federal government | Steel | Steel |  | Painted or None | Steel |  | 1901-01-01 06:00 | [15 empty] | UST Currently In Use: 1; UST Temp Close: 0; AST Currently In Use: 0; AST Temp Closed: 0 | 1 | 0 | 5 | 12716-073-010336 | JEFFERSON STATE JUNIOR COLLEGE
17645 | Permanently Closed | 1992-05-13 06:00 | 1973-01-01 06:00 | 1992-05-13 06:00 | Petroleum | On road diesel | On road diesel | State/federal government | Steel | Steel |  |  | Other, COPPER |  | 1901-01-01 06:00 | [15 empty] | UST Currently In Use: 1; UST Temp Close: 0; AST Currently In Use: 0; AST Temp Closed: 0 | 1 | 0 | 5 | 12716-073-010336 | JEFFERSON STATE JUNIOR COLLEGE
17646 | Permanently Closed | 1992-05-13 06:00 | 1973-01-01 06:00 | 1992-05-13 06:00 | Petroleum | On road diesel | On road diesel | State/federal government | Steel | Steel |  |  | Other, COPPER |  | 1901-01-01 06:00 | [15 empty] | UST Currently In Use: 1; UST Temp Close: 0; AST Currently In Use: 0; AST Temp Closed: 0 | 1 | 0 | 5 | 12716-073-010336 | JEFFERSON STATE JUNIOR COLLEGE
17647 | Currently in Use |  | 1990-02-20 06:00 |  | Petroleum | Unleaded gasoline | Unleaded gasoline | Industrial, State/Federal Government | Single Wall, Steel | Steel | Coated & cathodic protection (sti-P3) |  | Fiberglass reinforced plastic, Single Wall |  |  | Other, FLXS ISOLA | Catchment Basin, Single walled catchment basin | Flow Rest 90% Full | Flow Rest 90% Full |  |  | Automatic Tank Gauge | [8 empty] | UST Currently In Use: 1; UST Temp Close: 0; AST Currently In Use: 0; AST Temp Closed: 0 | 1 | 0 | 5 | 12716-073-010336 | JEFFERSON STATE JUNIOR COLLEGE
17648 | Permanently Closed | 1996-09-01 06:00 | 1981-01-01 06:00 | 1996-09-01 06:00 | Petroleum | On road diesel | On road diesel |  | Steel | Steel |  | Painted or None | Steel |  | 1901-01-01 06:00 | [6 empty] | Statistical Inventory Reconciliation (SIR) | [8 empty] | UST Currently In Use: 0; UST Temp Close: 0; AST Currently In Use: 1; AST Temp Closed: 0 | 0 | 0 | 6 | 19101-097-001080 | VASILIOS SIMPSIRIDIS
17649 | Permanently Closed | 1996-09-01 06:00 | 1981-01-01 06:00 | 1996-09-01 06:00 | Petroleum | Unleaded gasoline | Unleaded gasoline |  | Steel | Steel |  | Painted or None | Steel |  | 1901-01-01 06:00 | [6 empty] | Statistical Inventory Reconciliation (SIR) | [8 empty] | UST Currently In Use: 0; UST Temp Close: 0; AST Currently In Use: 1; AST Temp Closed: 0 | 0 | 0 | 6 | 19101-097-001080 | VASILIOS SIMPSIRIDIS
17650 | Permanently Closed | 1996-09-01 06:00 | 1981-01-01 06:00 | 1996-09-01 06:00 | Petroleum | Unleaded gasoline | Unleaded gasoline |  | Steel | Steel |  | Painted or None | Steel |  | 1901-01-01 06:00 | [6 empty] | Statistical Inventory Reconciliation (SIR) | [8 empty] | UST Currently In Use: 0; UST Temp Close: 0; AST Currently In Use: 1; AST Temp Closed: 0 | 0 | 0 | 6 | 19101-097-001080 | VASILIOS SIMPSIRIDIS
17651 | Permanently Closed | 1994-03-12 06:00 | 1971-01-01 06:00 | 1994-03-12 06:00 | Petroleum | Unleaded gasoline | Unleaded gasoline |  | Steel | Steel |  | Painted or None | Steel |  | 1901-01-01 06:00 | [15 empty] | UST Currently In Use: 0; UST Temp Close: 0; AST Currently In Use: 0; AST Temp Closed: 0 | 0 | 0 | 2 | 17656-045-010761 | AERO FUEL INC
17652 | Permanently Closed | 1994-03-12 06:00 | 1978-01-01 06:00 | 1994-03-12 06:00 | Petroleum | Unleaded gasoline | Unleaded gasoline |  | Steel | Steel |  | Painted or None | Steel |  | 1901-01-01 06:00 | [15 empty] | UST Currently In Use: 0; UST Temp Close: 0; AST Currently In Use: 0; AST Temp Closed: 0 | 0 | 0 | 2 | 17656-045-010761 | AERO FUEL INC
17653 | Permanently Closed | 1984-02-01 06:00 | 1959-01-01 06:00 | 1989-12-05 06:00 | Petroleum | Other, OTHER | Other |  | Steel | Steel |  | Painted or None | Steel |  | 1901-01-01 06:00 | [15 empty] | UST Currently In Use: 0; UST Temp Close: 0; AST Currently In Use: 0; AST Temp Closed: 0 | 0 | 0 | 3 | 12719-069-002687 | JEROME SULLIVAN
17654 | Permanently Closed | 1984-02-01 06:00 | 1959-01-01 06:00 | 1989-12-05 06:00 | Petroleum | Other, OTHER | Other |  | Steel | Steel |  | Painted or None | Steel |  | 1901-01-01 06:00 | [15 empty] | UST Currently In Use: 0; UST Temp Close: 0; AST Currently In Use: 0; AST Temp Closed: 0 | 0 | 0 | 3 | 12719-069-002687 | JEROME SULLIVAN
17655 | Permanently Closed | 1984-02-01 06:00 | 1959-01-01 06:00 | 1989-12-05 06:00 | Petroleum | Other, OTHER | Other |  | Steel | Steel |  | Painted or None | Steel |  | 1901-01-01 06:00 | [15 empty] | UST Currently In Use: 0; UST Temp Close: 0; AST Currently In Use: 0; AST Temp Closed: 0 | 0 | 0 | 3 | 12719-069-002687 | JEROME SULLIVAN
17656 | Permanently Closed | 1992-02-19 06:00 | 1953-01-01 06:00 | 1994-05-03 06:00 | Petroleum | Unleaded gasoline | Unleaded gasoline |  | Steel | Steel |  | Painted or None | Steel |  | 1901-01-01 06:00 | [15 empty] | UST Currently In Use: 0; UST Temp Close: 0; AST Currently In Use: 0; AST Temp Closed: 0 | 0 | 0 | 4 | 12720-073-010369 | JEROME TUCKER II & JEROME TUCKER III
17657 | Permanently Closed | 1992-02-19 06:00 | 1953-01-01 06:00 | 1994-05-03 06:00 | Petroleum | Unleaded gasoline | Unleaded gasoline |  | Steel | Steel |  | Painted or None | Steel |  | 1901-01-01 06:00 | [15 empty] | UST Currently In Use: 0; UST Temp Close: 0; AST Currently In Use: 0; AST Temp Closed: 0 | 0 | 0 | 4 | 12720-073-010369 | JEROME TUCKER II & JEROME TUCKER III
17658 | Permanently Closed | 1992-02-19 06:00 | 1953-01-01 06:00 | 1994-05-03 06:00 | Petroleum | Unleaded gasoline | Unleaded gasoline |  | Steel | Steel |  | Painted or None | Steel |  | 1901-01-01 06:00 | [15 empty] | UST Currently In Use: 0; UST Temp Close: 0; AST Currently In Use: 0; AST Temp Closed: 0 | 0 | 0 | 4 | 12720-073-010369 | JEROME TUCKER II & JEROME TUCKER III
17659 | Permanently Closed | 1992-02-19 06:00 | 1953-01-01 06:00 | 1994-05-03 06:00 | Petroleum | Used oil | Used oil |  | Steel | Steel |  |  |  |  | 1901-01-01 06:00 | [15 empty] | UST Currently In Use: 0; UST Temp Close: 0; AST Currently In Use: 0; AST Temp Closed: 0 | 0 | 0 | 4 | 12720-073-010369 | JEROME TUCKER II & JEROME TUCKER III
17660 | Permanently Closed | 1995-11-01 06:00 | 1978-01-01 06:00 | 1997-12-17 06:00 | Petroleum | Unleaded gasoline | Unleaded gasoline |  | Steel | Steel |  |  | Steel |  | 1901-01-01 06:00 | [15 empty] | UST Currently In Use: 0; UST Temp Close: 0; AST Currently In Use: 0; AST Temp Closed: 0 | 0 | 0 | 3 | 12721-065-006689 | JERRY AND DOROTHY JACKSON
17661 | Permanently Closed | 1995-11-01 06:00 | 1978-01-01 06:00 | 1997-12-17 06:00 | Petroleum | Unleaded gasoline | Unleaded gasoline |  | Steel | Steel |  |  | Steel |  | 1901-01-01 06:00 | [15 empty] | UST Currently In Use: 0; UST Temp Close: 0; AST Currently In Use: 0; AST Temp Closed: 0 | 0 | 0 | 3 | 12721-065-006689 | JERRY AND DOROTHY JACKSON
17662 | Permanently Closed | 1990-10-01 06:00 | 1978-01-01 06:00 | 1992-05-18 06:00 | Petroleum | Unleaded gasoline | Unleaded gasoline |  | Steel | Steel |  |  | Steel |  | 1901-01-01 06:00 | [15 empty] | UST Currently In Use: 0; UST Temp Close: 0; AST Currently In Use: 0; AST Temp Closed: 0 | 0 | 0 | 3 | 12721-065-006689 | JERRY AND DOROTHY JACKSON
17663 | Permanently Closed | 1991-09-27 06:00 | 1968-01-01 06:00 | 1991-09-27 06:00 | Petroleum | Used oil | Used oil | [7 empty] | 1901-01-01 06:00 | [15 empty] | UST Currently In Use: 0; UST Temp Close: 0; AST Currently In Use: 0; AST Temp Closed: 0 | 0 | 0 | 4 | 12722-089-000023 | JERRY DAMSON INC
17664 | Permanently Closed | 1991-09-27 06:00 | 1968-01-01 06:00 | 1991-09-27 06:00 | Petroleum | Used oil | Used oil | [7 empty] | 1901-01-01 06:00 | [15 empty] | UST Currently In Use: 0; UST Temp Close: 0; AST Currently In Use: 0; AST Temp Closed: 0 | 0 | 0 | 4 | 12722-089-000023 | JERRY DAMSON INC
17665 | Permanently Closed | 1991-09-27 06:00 | 1901-01-01 06:00 | 1991-09-27 06:00 | Petroleum | Used oil | Used oil | [7 empty] | 1901-01-01 06:00 | [15 empty] | UST Currently In Use: 0; UST Temp Close: 0; AST Currently In Use: 0; AST Temp Closed: 0 | 0 | 0 | 4 | 12722-089-000023 | JERRY DAMSON INC
17666 | Permanently Closed | 1991-09-27 06:00 | 1974-01-01 06:00 | 1991-09-27 06:00 | Petroleum | Used oil | Used oil |  | Steel | Steel |  |  |  |  | 1901-01-01 06:00 | [15 empty] | UST Currently In Use: 0; UST Temp Close: 0; AST Currently In Use: 0; AST Temp Closed: 0 | 0 | 0 | 4 | 12722-089-000023 | JERRY DAMSON INC
17667 | Permanently Closed | 1999-09-22 06:00 | 1976-01-01 06:00 | 1999-09-22 06:00 | Petroleum | Unleaded gasoline | Unleaded gasoline |  | Steel | Steel |  | Painted or None | Steel |  | 1901-01-01 06:00 | [15 empty] | UST Currently In Use: 0; UST Temp Close: 0; AST Currently In Use: 0; AST Temp Closed: 0 | 0 | 0 | 3 | 20011-089-011449 | BOBBY R WHITE
17668 | Permanently Closed | 1999-09-22 06:00 | 1976-01-01 06:00 | 1999-09-22 06:00 | Petroleum | Unleaded gasoline | Unleaded gasoline |  | Steel | Steel |  | Painted or None | Steel |  | 1901-01-01 06:00 | [15 empty] | UST Currently In Use: 0; UST Temp Close: 0; AST Currently In Use: 0; AST Temp Closed: 0 | 0 | 0 | 3 | 20011-089-011449 | BOBBY R WHITE
17669 | Permanently Closed | 1999-09-22 06:00 | 1976-01-01 06:00 | 1999-09-22 06:00 | Petroleum | Unleaded gasoline | Unleaded gasoline |  | Steel | Steel |  | Painted or None | Steel |  | 1901-01-01 06:00 | [15 empty] | UST Currently In Use: 0; UST Temp Close: 0; AST Currently In Use: 0; AST Temp Closed: 0 | 0 | 0 | 3 | 20011-089-011449 | BOBBY R WHITE
17670 | Permanently Closed | 1999-10-15 06:00 | 1974-01-01 06:00 | 1999-10-15 06:00 | Petroleum | Unleaded gasoline | Unleaded gasoline |  | Steel | Steel |  | Painted or None | Steel |  | 1901-01-01 06:00 | [15 empty] | UST Currently In Use: 0; UST Temp Close: 0; AST Currently In Use: 0; AST Temp Closed: 0 | 0 | 0 | 2 | 12724-039-010354 | JERRY HARPER
17671 | Permanently Closed | 1999-10-15 06:00 | 1974-01-01 06:00 | 1999-10-15 06:00 | Petroleum | Unleaded gasoline | Unleaded gasoline |  | Steel | Steel |  | Painted or None | Steel |  | 1901-01-01 06:00 | [15 empty] | UST Currently In Use: 0; UST Temp Close: 0; AST Currently In Use: 0; AST Temp Closed: 0 | 0 | 0 | 2 | 12724-039-010354 | JERRY HARPER
17672 | Retired | 1988-07-01 06:00 | 1961-01-01 06:00 |  | Petroleum | Unleaded gasoline | Unleaded gasoline |  | Steel | Steel |  | Painted or None | Steel |  | 1901-01-01 06:00 | [15 empty] | UST Currently In Use: 0; UST Temp Close: 0; AST Currently In Use: 0; AST Temp Closed: 0 | 0 | 0 | 0 | 12727-113-010470 | JERRY MARTIN
17673 | Retired | 1988-07-01 06:00 | 1961-01-01 06:00 |  | Petroleum | Unleaded gasoline | Unleaded gasoline |  | Steel | Steel |  | Painted or None | Steel |  | 1901-01-01 06:00 | [15 empty] | UST Currently In Use: 0; UST Temp Close: 0; AST Currently In Use: 0; AST Temp Closed: 0 | 0 | 0 | 0 | 12727-113-010470 | JERRY MARTIN
17674 | Retired | 1988-07-01 06:00 | 1961-01-01 06:00 |  | Petroleum | Unleaded gasoline | Unleaded gasoline |  | Steel | Steel |  | Painted or None | Steel |  | 1901-01-01 06:00 | [15 empty] | UST Currently In Use: 0; UST Temp Close: 0; AST Currently In Use: 0; AST Temp Closed: 0 | 0 | 0 | 0 | 12727-113-010470 | JERRY MARTIN
17675 | Permanently Closed | 1991-09-23 06:00 | 1961-01-01 06:00 | 1991-09-23 06:00 | Petroleum | Unleaded gasoline | Unleaded gasoline |  | Steel | Steel |  | Painted or None | Steel |  | 1901-01-01 06:00 | [15 empty] | UST Currently In Use: 0; UST Temp Close: 0; AST Currently In Use: 2; AST Temp Closed: 0 | 0 | 0 | 2 | 20518-023-005119 | LYLE L MEADOR
17676 | Permanently Closed | 1991-09-23 06:00 | 1961-01-01 06:00 | 1991-09-23 06:00 | Petroleum | Unleaded gasoline | Unleaded gasoline |  | Steel | Steel |  | Painted or None | Steel |  | 1901-01-01 06:00 | [15 empty] | UST Currently In Use: 0; UST Temp Close: 0; AST Currently In Use: 2; AST Temp Closed: 0 | 0 | 0 | 2 | 20518-023-005119 | LYLE L MEADOR
17677 | Currently in Use |  | 1993-01-01 06:00 |  | Petroleum | Premium gasoline | Premium gasoline | Retail | Single Wall, Steel | Steel | Field installed cathodic protection |  | Single Wall, Steel |  |  | Field installed cathodic protection | Catchment Basin, Single walled catchment basin | Automatic shutoff device At 95% full | Automatic shutoff device At 95% full |  |  | Statistical Inventory Reconciliation (SIR) | [8 empty] | UST Currently In Use: 2; UST Temp Close: 0; AST Currently In Use: 0; AST Temp Closed: 0 | 2 | 0 | 0 | 23778-019-013299 | LITTLE RIVER ENTERPRISES LLC
17678 | Currently in Use |  | 1978-01-01 06:00 |  | Petroleum | Premium gasoline | Premium gasoline | Retail | Single Wall, Steel, BY DOCK | Steel | Field installed cathodic protection |  | Single Wall, Steel |  |  | Field installed cathodic protection | Catchment Basin, Single walled catchment basin | Automatic shutoff device At 95% full | Automatic shutoff device At 95% full |  |  | Statistical Inventory Reconciliation (SIR) | [8 empty] | UST Currently In Use: 2; UST Temp Close: 0; AST Currently In Use: 0; AST Temp Closed: 0 | 2 | 0 | 0 | 23778-019-013299 | LITTLE RIVER ENTERPRISES LLC
17679 | Permanently Closed | 1901-01-01 06:00 | 1968-01-01 06:00 | 1990-09-24 06:00 | Petroleum | On road diesel | On road diesel |  | Steel | Steel |  | Painted or None | Steel |  | 1901-01-01 06:00 | [15 empty] | UST Currently In Use: 0; UST Temp Close: 0; AST Currently In Use: 0; AST Temp Closed: 0 | 0 | 0 | 2 | 12730-109-006845 | JERRY SPURLOCK IRON & METAL CO
17680 | Permanently Closed | 1901-01-01 06:00 | 1963-01-01 06:00 | 1990-09-24 06:00 | Petroleum | Unleaded gasoline | Unleaded gasoline |  | Steel | Steel |  | Painted or None | Steel |  | 1901-01-01 06:00 | [15 empty] | UST Currently In Use: 0; UST Temp Close: 0; AST Currently In Use: 0; AST Temp Closed: 0 | 0 | 0 | 2 | 12730-109-006845 | JERRY SPURLOCK IRON & METAL CO
17681 | Currently in Use |  | 1978-04-17 05:00 |  | Petroleum | Unleaded gasoline | Unleaded gasoline | Retail | Steel | Steel | Field installed cathodic protection |  | Steel |  |  | Field installed cathodic protection | Catchment Basin, Single walled catchment basin | Automatic shutoff device At 95% full | Automatic shutoff device At 95% full |  |  | Automatic Tank Gauge |  | Automatic flow restrictor (MLLD) | Automatic flow restrictor (MLLD) |  |  | Annual line testing | Annual line testing |  | UST Currently In Use: 2; UST Temp Close: 0; AST Currently In Use: 0; AST Temp Closed: 0 | 2 | 0 | 0 | 12731-061-008768 | RICHARD TATE
17683 | Currently in Use |  | 1978-04-17 05:00 |  | Petroleum | On road diesel | On road diesel | Retail | Steel | Steel | Field installed cathodic protection |  | Steel |  |  | Field installed cathodic protection | Catchment Basin, Single walled catchment basin | Automatic shutoff device At 95% full | Automatic shutoff device At 95% full |  |  | Automatic Tank Gauge | [8 empty] | UST Currently In Use: 2; UST Temp Close: 0; AST Currently In Use: 0; AST Temp Closed: 0 | 2 | 0 | 0 | 12731-061-008768 | RICHARD TATE
17685 | Currently in Use |  | 1981-01-01 06:00 |  | Petroleum | Unleaded gasoline | Unleaded gasoline | Retail | Steel | Steel | Field installed cathodic protection |  | Steel |  |  | Field installed cathodic protection | Catchment Basin, Single walled catchment basin | Automatic shutoff device At 95% full, Flow Rest 90% Full | Flow Rest 90% Full |  |  | Statistical Inventory Reconciliation (SIR) | [8 empty] | UST Currently In Use: 2; UST Temp Close: 0; AST Currently In Use: 0; AST Temp Closed: 0 | 2 | 0 | 0 | 12732-029-011903 | BETINA AND DENNIS REID
17686 | Currently in Use |  | 1981-01-01 06:00 |  | Petroleum | Premium gasoline | Premium gasoline | Retail | Steel | Steel | Field installed cathodic protection |  | Steel |  |  | Field installed cathodic protection | Catchment Basin, Single walled catchment basin | Flow Rest 90% Full | Flow Rest 90% Full |  |  | Statistical Inventory Reconciliation (SIR) | [8 empty] | UST Currently In Use: 2; UST Temp Close: 0; AST Currently In Use: 0; AST Temp Closed: 0 | 2 | 0 | 0 | 12732-029-011903 | BETINA AND DENNIS REID
17687 | Retired | 1988-08-08 06:00 | 1978-01-01 06:00 |  | Petroleum | Unleaded gasoline | Unleaded gasoline |  | Steel | Steel |  |  | Steel |  | 1901-01-01 06:00 | [15 empty] | UST Currently In Use: 0; UST Temp Close: 0; AST Currently In Use: 0; AST Temp Closed: 0 | 0 | 0 | 0 | 12734-127-004364 | JERRY'S QUICK STOP
17688 | Retired | 1988-08-08 06:00 | 1978-01-01 06:00 |  | Petroleum | Unleaded gasoline | Unleaded gasoline |  | Steel | Steel |  |  | Steel |  | 1901-01-01 06:00 | [15 empty] | UST Currently In Use: 0; UST Temp Close: 0; AST Currently In Use: 0; AST Temp Closed: 0 | 0 | 0 | 0 | 12734-127-004364 | JERRY'S QUICK STOP
17689 | Permanently Closed | 1991-08-13 06:00 | 1970-01-01 06:00 | 1991-08-13 06:00 | Petroleum | Unleaded gasoline | Unleaded gasoline |  | Steel | Steel |  |  | Steel |  | 1901-01-01 06:00 | [15 empty] | UST Currently In Use: 0; UST Temp Close: 0; AST Currently In Use: 0; AST Temp Closed: 0 | 0 | 0 | 4 | 12735-077-001656 | JESSE D PHILLIPS
17690 | Permanently Closed | 1992-12-30 06:00 | 1970-01-01 06:00 | 1992-12-30 06:00 | Petroleum | Unleaded gasoline | Unleaded gasoline |  | Steel | Steel |  |  | Steel |  | 1901-01-01 06:00 | [15 empty] | UST Currently In Use: 0; UST Temp Close: 0; AST Currently In Use: 0; AST Temp Closed: 0 | 0 | 0 | 4 | 12735-077-001656 | JESSE D PHILLIPS
17691 | Permanently Closed | 1993-09-01 06:00 | 1970-01-01 06:00 | 1993-09-01 06:00 | Petroleum | Unleaded gasoline | Unleaded gasoline |  | Steel | Steel |  |  | Steel |  | 1901-01-01 06:00 | [15 empty] | UST Currently In Use: 0; UST Temp Close: 0; AST Currently In Use: 0; AST Temp Closed: 0 | 0 | 0 | 4 | 12735-077-001656 | JESSE D PHILLIPS
17692 | Permanently Closed | 1993-09-01 06:00 | 1981-01-01 06:00 | 1993-09-01 06:00 | Petroleum | Unleaded gasoline | Unleaded gasoline |  | Steel | Steel |  |  | Steel |  | 1901-01-01 06:00 | [15 empty] | UST Currently In Use: 0; UST Temp Close: 0; AST Currently In Use: 0; AST Temp Closed: 0 | 0 | 0 | 4 | 12735-077-001656 | JESSE D PHILLIPS
17695 | Permanently Closed | 1996-12-10 06:00 | 1979-01-01 06:00 | 1998-12-10 06:00 | Petroleum | Unleaded gasoline | Unleaded gasoline | Retail | Steel | Steel |  | Painted or None | Steel |  | 1901-01-01 06:00 | [12 empty] | Annual line testing | Annual line testing |  | UST Currently In Use: 2; UST Temp Close: 0; AST Currently In Use: 0; AST Temp Closed: 0 | 2 | 0 | 3 | 12737-101-010140 | GARY JACKSON
17696 | Permanently Closed | 1996-12-10 06:00 | 1979-01-01 06:00 | 1998-12-10 06:00 | Petroleum | Unleaded gasoline | Unleaded gasoline | Retail | Steel | Steel |  | Painted or None | Steel |  | 1901-01-01 06:00 | [12 empty] | Annual line testing | Annual line testing |  | UST Currently In Use: 2; UST Temp Close: 0; AST Currently In Use: 0; AST Temp Closed: 0 | 2 | 0 | 3 | 12737-101-010140 | GARY JACKSON
17697 | Permanently Closed | 1996-12-10 06:00 | 1979-01-01 06:00 | 1998-12-10 06:00 | Petroleum | Unleaded gasoline | Unleaded gasoline | Retail | Steel | Steel |  | Painted or None | Steel |  | 1901-01-01 06:00 | [12 empty] | Annual line testing | Annual line testing |  | UST Currently In Use: 2; UST Temp Close: 0; AST Currently In Use: 0; AST Temp Closed: 0 | 2 | 0 | 3 | 12737-101-010140 | GARY JACKSON
17698 | Currently in Use |  | 1985-01-01 06:00 |  | Petroleum | Unleaded gasoline | Unleaded gasoline | Retail | Steel | Steel | Coated & cathodic protection (sti-P3), Field installed cathodic protection |  | Fiberglass reinforced plastic |  |  |  | Catchment Basin, Single walled catchment basin | Automatic shutoff device At 95% full | Automatic shutoff device At 95% full |  |  | Continuous Automatic Tank Gauge |  | Automatic flow restrictor (MLLD), Containment Sump | Containment Sump | Interstitial Monitoring within Secondary Containment | SENSOR TO ATG | Continuous alarm system | Continuous alarm system |  | UST Currently In Use: 2; UST Temp Close: 1; AST Currently In Use: 0; AST Temp Closed: 0 | 2 | 1 | 0 | 25454-097-006202 | ABHISEK RAJPUT
17699 | Temporary Closed | 2010-01-14 06:00 | 1985-01-01 06:00 |  | Petroleum | Unleaded gasoline | Unleaded gasoline | Retail | Steel | Steel | Coated & cathodic protection (sti-P3), Field installed cathodic protection |  | Fiberglass reinforced plastic |  |  |  | Catchment Basin, Single walled catchment basin | Automatic shutoff device At 95% full | Automatic shutoff device At 95% full |  |  | Statistical Inventory Reconciliation (SIR) |  | Automatic flow restrictor (MLLD) | Automatic flow restrictor (MLLD) |  |  | Annual line testing, Statistical inventory reconciliation (SIR) | Statistical inventory reconciliation (SIR) |  | UST Currently In Use: 2; UST Temp Close: 1; AST Currently In Use: 0; AST Temp Closed: 0 | 2 | 1 | 0 | 25454-097-006202 | ABHISEK RAJPUT
17700 | Currently in Use |  | 1985-01-01 06:00 |  | Petroleum | Premium gasoline | Premium gasoline | Retail | Steel | Steel | Coated & cathodic protection (sti-P3), Field installed cathodic protection |  | Fiberglass reinforced plastic |  |  |  | Catchment Basin, Single walled catchment basin | Automatic shutoff device At 95% full | Automatic shutoff device At 95% full |  |  | Continuous Automatic Tank Gauge |  | Automatic flow restrictor (MLLD), Containment Sump | Containment Sump | Interstitial Monitoring within Secondary Containment | SENSOR TO ATG | Continuous alarm system | Continuous alarm system |  | UST Currently In Use: 2; UST Temp Close: 1; AST Currently In Use: 0; AST Temp Closed: 0 | 2 | 1 | 0 | 25454-097-006202 | ABHISEK RAJPUT
17701 | Permanently Closed | 1992-09-16 06:00 | 1979-01-01 06:00 | 1992-09-16 06:00 | Petroleum | Unleaded gasoline | Unleaded gasoline |  | Steel | Steel |  | Painted or None | Steel |  | 1901-01-01 06:00 | [12 empty] | Annual line testing | Annual line testing |  | UST Currently In Use: 0; UST Temp Close: 0; AST Currently In Use: 0; AST Temp Closed: 0 | 0 | 0 | 4 | 12740-009-008998 | JET PEP INC.
17702 | Permanently Closed | 1992-09-16 06:00 | 1979-01-01 06:00 | 1992-09-16 06:00 | Petroleum | Unleaded gasoline | Unleaded gasoline |  | Steel | Steel |  | Painted or None | Steel |  | 1901-01-01 06:00 | [12 empty] | Annual line testing | Annual line testing |  | UST Currently In Use: 0; UST Temp Close: 0; AST Currently In Use: 0; AST Temp Closed: 0 | 0 | 0 | 4 | 12740-009-008998 | JET PEP INC.
17703 | Permanently Closed | 1992-09-16 06:00 | 1979-01-01 06:00 | 1992-09-16 06:00 | Petroleum | On road diesel | On road diesel |  | Steel | Steel |  | Painted or None | Steel |  | 1901-01-01 06:00 | [15 empty] | UST Currently In Use: 0; UST Temp Close: 0; AST Currently In Use: 0; AST Temp Closed: 0 | 0 | 0 | 4 | 12740-009-008998 | JET PEP INC.
17704 | Permanently Closed | 1992-09-16 06:00 | 1984-01-01 06:00 | 1992-09-16 06:00 | Petroleum | Kerosene | Kerosene |  | Steel | Steel |  | Painted or None | Steel |  | 1901-01-01 06:00 | [15 empty] | UST Currently In Use: 0; UST Temp Close: 0; AST Currently In Use: 0; AST Temp Closed: 0 | 0 | 0 | 4 | 12740-009-008998 | JET PEP INC.
17705 | Permanently Closed | 1901-01-01 06:00 | 1978-01-01 06:00 | 1988-10-01 06:00 | Petroleum | Unleaded gasoline | Unleaded gasoline |  | Steel | Steel |  | Painted or None | Steel |  | 1901-01-01 06:00 | [15 empty] | UST Currently In Use: 3; UST Temp Close: 0; AST Currently In Use: 0; AST Temp Closed: 0 | 3 | 0 | 4 | 25265-009-008999 | LGWS/CROSS AMERICA PARTNERS
17706 | Permanently Closed | 1901-01-01 06:00 | 1978-01-01 06:00 | 1988-10-01 06:00 | Petroleum | Unleaded gasoline | Unleaded gasoline |  | Steel | Steel |  | Painted or None | Steel |  | 1901-01-01 06:00 | [15 empty] | UST Currently In Use: 3; UST Temp Close: 0; AST Currently In Use: 0; AST Temp Closed: 0 | 3 | 0 | 4 | 25265-009-008999 | LGWS/CROSS AMERICA PARTNERS
17707 | Permanently Closed | 1901-01-01 06:00 | 1978-01-01 06:00 | 1988-10-01 06:00 | Petroleum | Kerosene | Kerosene |  | Steel | Steel |  | Painted or None | Steel |  | 1901-01-01 06:00 | [15 empty] | UST Currently In Use: 3; UST Temp Close: 0; AST Currently In Use: 0; AST Temp Closed: 0 | 3 | 0 | 4 | 25265-009-008999 | LGWS/CROSS AMERICA PARTNERS
17708 | Currently in Use |  | 1988-01-01 06:00 |  | Petroleum | Unleaded gasoline | Unleaded gasoline | Retail | Single Wall, Steel | Steel | Coated & cathodic protection (sti-P3), Field installed cathodic protection |  | Fiberglass reinforced plastic, Single Wall |  |  |  | Catchment Basin, Single walled catchment basin | Flow Rest 90% Full | Flow Rest 90% Full |  |  | Continuous Automatic Tank Gauge | Single walled submersible pump containment sump | Automatic flow restrictor (MLLD), Containment Sump | Containment Sump |  |  | Annual line testing | Annual line testing |  | UST Currently In Use: 3; UST Temp Close: 0; AST Currently In Use: 0; AST Temp Closed: 0 | 3 | 0 | 4 | 25265-009-008999 | LGWS/CROSS AMERICA PARTNERS
17709 | Currently in Use |  | 1988-01-01 06:00 |  | Petroleum | Premium gasoline | Premium gasoline | Retail | Fiberglass coated steel, Single Wall, Steel | Steel | Field installed cathodic protection |  | Fiberglass reinforced plastic, Single Wall |  |  |  | Catchment Basin, Single walled catchment basin | Flow Rest 90% Full | Flow Rest 90% Full |  |  | Continuous Automatic Tank Gauge | Single walled submersible pump containment sump | Automatic flow restrictor (MLLD), Containment Sump | Containment Sump |  |  | Annual line testing | Annual line testing |  | UST Currently In Use: 3; UST Temp Close: 0; AST Currently In Use: 0; AST Temp Closed: 0 | 3 | 0 | 4 | 25265-009-008999 | LGWS/CROSS AMERICA PARTNERS
17712 | Permanently Closed | 2017-04-18 06:00 | 1988-01-01 06:00 | 2017-04-18 06:00 | Petroleum | On road diesel | On road diesel | Retail | Fiberglass coated steel, Single Wall, Steel | Steel | Field installed cathodic protection |  | Fiberglass reinforced plastic, Single Wall |  |  |  | Catchment Basin, Single walled catchment basin | Flow Rest 90% Full | Flow Rest 90% Full |  |  | Automatic Tank Gauge | [8 empty] | UST Currently In Use: 3; UST Temp Close: 0; AST Currently In Use: 0; AST Temp Closed: 0 | 3 | 0 | 4 | 25265-009-008999 | LGWS/CROSS AMERICA PARTNERS
17713 | Permanently Closed | 2003-08-19 06:00 | 1986-02-01 06:00 | 2003-08-19 06:00 | Petroleum | Unleaded gasoline | Unleaded gasoline | Retail | Steel | Steel |  |  | Steel |  | 1901-01-01 06:00 | Field installed cathodic protection, ANODES | Catchment Basin, Single walled catchment basin | Flow Rest 90% Full | Flow Rest 90% Full |  |  | Statistical Inventory Reconciliation (SIR) | [8 empty] | UST Currently In Use: 3; UST Temp Close: 0; AST Currently In Use: 0; AST Temp Closed: 0 | 3 | 0 | 4 | 22385-009-009002 | DIANE PATE
17714 | Permanently Closed | 2003-08-19 06:00 | 1986-02-01 06:00 | 2003-08-19 06:00 | Petroleum | Premium gasoline | Premium gasoline | Retail | Steel | Steel | Coated & cathodic protection (sti-P3) |  | Steel |  | 1901-01-01 06:00 | Field installed cathodic protection, ANODES | Catchment Basin, Single walled catchment basin | Flow Rest 90% Full | Flow Rest 90% Full |  |  | Statistical Inventory Reconciliation (SIR) | [8 empty] | UST Currently In Use: 3; UST Temp Close: 0; AST Currently In Use: 0; AST Temp Closed: 0 | 3 | 0 | 4 | 22385-009-009002 | DIANE PATE
17715 | Permanently Closed | 2003-08-19 06:00 | 1986-02-01 06:00 | 2003-08-19 06:00 | Petroleum | On road diesel | On road diesel | Retail | Steel | Steel | Coated & cathodic protection (sti-P3) |  | Steel |  |  | Field installed cathodic protection, ANODES | Catchment Basin, Single walled catchment basin | Flow Rest 90% Full | Flow Rest 90% Full |  |  | Statistical Inventory Reconciliation (SIR) | [8 empty] | UST Currently In Use: 3; UST Temp Close: 0; AST Currently In Use: 0; AST Temp Closed: 0 | 3 | 0 | 4 | 22385-009-009002 | DIANE PATE
17716 | Permanently Closed | 2003-08-19 06:00 | 1986-02-01 06:00 | 2003-08-19 06:00 | Petroleum | Kerosene | Kerosene | Retail | Steel | Steel | Coated & cathodic protection (sti-P3) |  | Steel |  | 1901-01-01 06:00 | Field installed cathodic protection, ANODES | Catchment Basin, Single walled catchment basin | Flow Rest 90% Full | Flow Rest 90% Full |  |  | Statistical Inventory Reconciliation (SIR) | [8 empty] | UST Currently In Use: 3; UST Temp Close: 0; AST Currently In Use: 0; AST Temp Closed: 0 | 3 | 0 | 4 | 22385-009-009002 | DIANE PATE
17717 | Currently in Use |  | 1988-05-28 06:00 |  | Petroleum | Unleaded gasoline | Unleaded gasoline | Retail | Single Wall, Steel | Steel | Coated & cathodic protection (sti-P3) |  | Fiberglass reinforced plastic, Single Wall |  |  |  | Catchment Basin, Single walled catchment basin | Flow Rest 90% Full | Flow Rest 90% Full |  |  | Continuous Automatic Tank Gauge |  | Automatic shutoff device (AELLD), Containment Sump | Containment Sump | [5 empty] | UST Currently In Use: 4; UST Temp Close: 0; AST Currently In Use: 0; AST Temp Closed: 0 | 4 | 0 | 0 | 23372-009-010859 | MIDSTATES PETROLEUM COMPANY
17718 | Currently in Use |  | 1988-05-28 06:00 |  | Petroleum | Premium gasoline | Premium gasoline | Retail | Single Wall, Steel | Steel | Coated & cathodic protection (sti-P3) |  | Fiberglass reinforced plastic, Single Wall |  |  |  | Catchment Basin, Single walled catchment basin | Flow Rest 90% Full | Flow Rest 90% Full |  |  | Continuous Automatic Tank Gauge |  | Automatic shutoff device (AELLD) | Automatic shutoff device (AELLD) | [5 empty] | UST Currently In Use: 4; UST Temp Close: 0; AST Currently In Use: 0; AST Temp Closed: 0 | 4 | 0 | 0 | 23372-009-010859 | MIDSTATES PETROLEUM COMPANY
17719 | Currently in Use |  | 1988-05-28 06:00 |  | Petroleum | On road diesel | On road diesel | Retail | Single Wall, Steel | Steel | Coated & cathodic protection (sti-P3) |  | Fiberglass reinforced plastic, Single Wall |  |  |  | Catchment Basin, Single walled catchment basin | Flow Rest 90% Full | Flow Rest 90% Full |  |  | Continuous Automatic Tank Gauge |  | Automatic shutoff device (AELLD) | Automatic shutoff device (AELLD) | [5 empty] | UST Currently In Use: 4; UST Temp Close: 0; AST Currently In Use: 0; AST Temp Closed: 0 | 4 | 0 | 0 | 23372-009-010859 | MIDSTATES PETROLEUM COMPANY
17720 | Currently in Use |  | 1988-05-28 06:00 |  | Petroleum | Other, CONV | Other | Retail | Single Wall, Steel | Steel | Coated & cathodic protection (sti-P3) |  | Fiberglass reinforced plastic, Single Wall |  |  |  | Catchment Basin, Single walled catchment basin | Automatic shutoff device At 95% full | Automatic shutoff device At 95% full |  |  | Continuous Automatic Tank Gauge | [8 empty] | UST Currently In Use: 4; UST Temp Close: 0; AST Currently In Use: 0; AST Temp Closed: 0 | 4 | 0 | 0 | 23372-009-010859 | MIDSTATES PETROLEUM COMPANY
17721 | Permanently Closed | 1990-10-19 06:00 | 1901-01-01 06:00 | 1990-10-19 06:00 | Petroleum | Unleaded gasoline | Unleaded gasoline |  | Fiberglass coated steel | Fiberglass coated steel |  |  | Steel |  | 1901-01-01 06:00 | [15 empty] | UST Currently In Use: 0; UST Temp Close: 0; AST Currently In Use: 0; AST Temp Closed: 0 | 0 | 0 | 5 | 12740-043-000477 | JET PEP INC.
17722 | Permanently Closed | 2015-06-02 06:00 | 1984-01-01 06:00 | 2015-08-12 06:00 | Petroleum | Premium gasoline | Premium gasoline | Retail | Single Wall, Steel | Steel | Field installed cathodic protection |  | Fiberglass reinforced plastic, Single Wall |  |  |  | Catchment Basin, Single walled catchment basin | Flow Rest 90% Full | Flow Rest 90% Full |  |  | Statistical Inventory Reconciliation (SIR) | [8 empty] | UST Currently In Use: 0; UST Temp Close: 0; AST Currently In Use: 0; AST Temp Closed: 0 | 0 | 0 | 5 | 12740-043-000477 | JET PEP INC.
17723 | Permanently Closed | 1990-10-19 06:00 | 1901-01-01 06:00 | 1990-10-19 06:00 | Petroleum | On road diesel | On road diesel |  | Fiberglass coated steel | Fiberglass coated steel |  |  | Steel |  | 1901-01-01 06:00 | [15 empty] | UST Currently In Use: 0; UST Temp Close: 0; AST Currently In Use: 0; AST Temp Closed: 0 | 0 | 0 | 5 | 12740-043-000477 | JET PEP INC.
17724 | Permanently Closed | 2015-06-02 06:00 | 1989-01-01 06:00 | 2015-08-12 06:00 | Petroleum | Unleaded gasoline | Unleaded gasoline | Retail | Single Wall, Steel | Steel | Coated & cathodic protection (sti-P3), Field installed cathodic protection |  | Fiberglass reinforced plastic, Single Wall |  |  |  | Catchment Basin, Single walled catchment basin | Flow Rest 90% Full | Flow Rest 90% Full |  |  | Statistical Inventory Reconciliation (SIR) | [8 empty] | UST Currently In Use: 0; UST Temp Close: 0; AST Currently In Use: 0; AST Temp Closed: 0 | 0 | 0 | 5 | 12740-043-000477 | JET PEP INC.
17725 | Permanently Closed | 2015-06-02 06:00 | 1989-01-01 06:00 | 2015-08-12 06:00 | Petroleum | Unleaded gasoline | Unleaded gasoline | Retail | Single Wall, Steel | Steel | Coated & cathodic protection (sti-P3), Field installed cathodic protection |  | Fiberglass reinforced plastic, Single Wall |  |  |  | Catchment Basin, Single walled catchment basin | Flow Rest 90% Full | Flow Rest 90% Full |  |  | Statistical Inventory Reconciliation (SIR) | [8 empty] | UST Currently In Use: 0; UST Temp Close: 0; AST Currently In Use: 0; AST Temp Closed: 0 | 0 | 0 | 5 | 12740-043-000477 | JET PEP INC.
17726 | Permanently Closed | 1996-07-23 06:00 | 1985-01-01 06:00 | 1996-07-23 06:00 | Petroleum | Unleaded gasoline | Unleaded gasoline |  | Steel | Steel |  | Painted or None | Steel |  | 1901-01-01 06:00 | [6 empty] | Statistical Inventory Reconciliation (SIR) | [5 empty] | Annual line testing, Statistical inventory reconciliation (SIR) | Statistical inventory reconciliation (SIR) |  | UST Currently In Use: 3; UST Temp Close: 0; AST Currently In Use: 0; AST Temp Closed: 0 | 3 | 0 | 3 | 25265-043-001854 | LGWS/CROSS AMERICA PARTNERS
17727 | Permanently Closed | 1996-07-23 06:00 | 1985-01-01 06:00 | 1996-07-23 06:00 | Petroleum | Unleaded gasoline | Unleaded gasoline |  | Steel | Steel |  | Painted or None | Steel |  | 1901-01-01 06:00 | [6 empty] | Statistical Inventory Reconciliation (SIR) | [5 empty] | Annual line testing, Statistical inventory reconciliation (SIR) | Statistical inventory reconciliation (SIR) |  | UST Currently In Use: 3; UST Temp Close: 0; AST Currently In Use: 0; AST Temp Closed: 0 | 3 | 0 | 3 | 25265-043-001854 | LGWS/CROSS AMERICA PARTNERS
17728 | Permanently Closed | 1996-07-23 06:00 | 1985-01-01 06:00 | 1996-07-23 06:00 | Petroleum | Kerosene | Kerosene |  | Steel | Steel |  | Painted or None | Steel |  | 1901-01-01 06:00 | [6 empty] | Statistical Inventory Reconciliation (SIR) | [8 empty] | UST Currently In Use: 3; UST Temp Close: 0; AST Currently In Use: 0; AST Temp Closed: 0 | 3 | 0 | 3 | 25265-043-001854 | LGWS/CROSS AMERICA PARTNERS
17729 | Permanently Closed | 1992-05-12 06:00 | 1979-01-01 06:00 | 1992-05-12 06:00 | Petroleum | Unleaded gasoline | Unleaded gasoline |  | Steel | Steel |  | Painted or None | Steel |  | 1901-01-01 06:00 | [15 empty] | UST Currently In Use: 0; UST Temp Close: 0; AST Currently In Use: 0; AST Temp Closed: 0 | 0 | 0 | 1 | 12740-043-002822 | JET PEP INC.
17730 | Permanently Closed | 2010-01-12 06:00 | 1982-01-01 06:00 | 2011-08-03 06:00 | Petroleum | Premium gasoline | Premium gasoline | Retail | Steel | Steel | Field installed cathodic protection |  | Steel |  |  | Field installed cathodic protection | Catchment Basin, Single walled catchment basin | Flow Rest 90% Full | Flow Rest 90% Full |  |  | Statistical Inventory Reconciliation (SIR) | [8 empty] | UST Currently In Use: 0; UST Temp Close: 0; AST Currently In Use: 0; AST Temp Closed: 0 | 0 | 0 | 5 | 12740-043-004215 | JET PEP INC.
17731 | Permanently Closed | 2010-01-12 06:00 | 1982-01-01 06:00 | 2011-08-03 06:00 | Petroleum | Unleaded gasoline | Unleaded gasoline | Retail | Steel | Steel | Field installed cathodic protection |  | Steel |  |  | Field installed cathodic protection | Catchment Basin, Single walled catchment basin | Flow Rest 90% Full | Flow Rest 90% Full |  |  | Statistical Inventory Reconciliation (SIR) | [8 empty] | UST Currently In Use: 0; UST Temp Close: 0; AST Currently In Use: 0; AST Temp Closed: 0 | 0 | 0 | 5 | 12740-043-004215 | JET PEP INC.
17732 | Permanently Closed | 2010-01-19 06:00 | 1975-01-01 06:00 | 2011-08-03 06:00 | Petroleum | On road diesel | On road diesel | Retail | Steel | Steel | Field installed cathodic protection |  | Steel |  |  | Field installed cathodic protection | Catchment Basin, Single walled catchment basin | Flow Rest 90% Full | Flow Rest 90% Full |  |  | Statistical Inventory Reconciliation (SIR) | [8 empty] | UST Currently In Use: 0; UST Temp Close: 0; AST Currently In Use: 0; AST Temp Closed: 0 | 0 | 0 | 5 | 12740-043-004215 | JET PEP INC.
17733 | Permanently Closed | 2010-01-12 06:00 | 1975-01-01 06:00 | 2011-08-03 06:00 | Petroleum | On road diesel | On road diesel | Retail | Steel | Steel | Field installed cathodic protection |  | Steel |  |  | Field installed cathodic protection | Catchment Basin, Single walled catchment basin | Flow Rest 90% Full | Flow Rest 90% Full |  |  | Statistical Inventory Reconciliation (SIR) | [8 empty] | UST Currently In Use: 0; UST Temp Close: 0; AST Currently In Use: 0; AST Temp Closed: 0 | 0 | 0 | 5 | 12740-043-004215 | JET PEP INC.
17734 | Permanently Closed | 2010-01-12 06:00 | 1975-01-01 06:00 | 2011-08-03 06:00 | Petroleum | Kerosene | Kerosene | Retail | Steel | Steel | Field installed cathodic protection |  | Steel |  |  | Field installed cathodic protection | Catchment Basin, Single walled catchment basin | Flow Rest 90% Full | Flow Rest 90% Full |  |  | Statistical Inventory Reconciliation (SIR) | [8 empty] | UST Currently In Use: 0; UST Temp Close: 0; AST Currently In Use: 0; AST Temp Closed: 0 | 0 | 0 | 5 | 12740-043-004215 | JET PEP INC.
17735 | Permanently Closed | 2010-11-01 06:00 | 1979-01-01 06:00 | 2017-01-26 06:00 | Petroleum | Unleaded gasoline | Unleaded gasoline | Retail | Single Wall, Steel | Steel | Field installed cathodic protection |  | Single Wall, Steel |  |  | Field installed cathodic protection | Catchment Basin, Single walled catchment basin | Automatic shutoff device At 95% full | Automatic shutoff device At 95% full |  |  | Statistical Inventory Reconciliation (SIR) | [8 empty] | UST Currently In Use: 0; UST Temp Close: 0; AST Currently In Use: 0; AST Temp Closed: 0 | 0 | 0 | 5 | 12740-043-006679 | JET PEP INC.
17736 | Permanently Closed | 2010-11-01 06:00 | 1979-01-01 06:00 | 2017-01-26 06:00 | Petroleum | On road diesel | On road diesel | Retail | Single Wall, Steel | Steel | Field installed cathodic protection |  | Single Wall, Steel |  |  | Field installed cathodic protection | Catchment Basin, Single walled catchment basin | Automatic shutoff device At 95% full | Automatic shutoff device At 95% full |  |  | Statistical Inventory Reconciliation (SIR) | [8 empty] | UST Currently In Use: 0; UST Temp Close: 0; AST Currently In Use: 0; AST Temp Closed: 0 | 0 | 0 | 5 | 12740-043-006679 | JET PEP INC.
17737 | Permanently Closed | 2010-11-01 06:00 | 1979-01-01 06:00 | 2017-01-26 06:00 | Petroleum | Premium gasoline | Premium gasoline | Retail | Single Wall, Steel | Steel | Field installed cathodic protection |  | Single Wall, Steel |  |  | Field installed cathodic protection | Catchment Basin, Single walled catchment basin | Automatic shutoff device At 95% full | Automatic shutoff device At 95% full |  |  | Statistical Inventory Reconciliation (SIR) | [8 empty] | UST Currently In Use: 0; UST Temp Close: 0; AST Currently In Use: 0; AST Temp Closed: 0 | 0 | 0 | 5 | 12740-043-006679 | JET PEP INC.
17738 | Permanently Closed | 2010-11-01 06:00 | 1979-01-01 06:00 | 2017-01-26 06:00 | Petroleum | Mid-grade gasoline | Mid-grade gasoline | Retail | Single Wall, Steel | Steel | Field installed cathodic protection |  | Single Wall, Steel |  |  | Field installed cathodic protection | Catchment Basin, Single walled catchment basin | Automatic shutoff device At 95% full | Automatic shutoff device At 95% full |  |  | Statistical Inventory Reconciliation (SIR) | [8 empty] | UST Currently In Use: 0; UST Temp Close: 0; AST Currently In Use: 0; AST Temp Closed: 0 | 0 | 0 | 5 | 12740-043-006679 | JET PEP INC.
17739 | Permanently Closed | 1901-01-01 06:00 | 1980-01-01 06:00 | 1987-08-01 06:00 | Petroleum | On road diesel | On road diesel |  | Steel | Steel |  | Painted or None | Steel |  | 1901-01-01 06:00 | [15 empty] | UST Currently In Use: 0; UST Temp Close: 0; AST Currently In Use: 0; AST Temp Closed: 0 | 0 | 0 | 1 | 12740-043-008956 | JET PEP INC.
17740 | Currently in Use |  | 1982-01-01 06:00 |  | Petroleum | Premium gasoline | Premium gasoline | Retail | Single Wall, Steel | Steel | Coated & cathodic protection (sti-P3), Field installed cathodic protection |  | Fiberglass reinforced plastic, Single Wall |  |  |  | Catchment Basin, Single walled catchment basin | Flow Rest 90% Full | Flow Rest 90% Full |  |  | Continuous Automatic Tank Gauge | Direct Bury submersible pump | Automatic shutoff device (AELLD) | Automatic shutoff device (AELLD) | [5 empty] | UST Currently In Use: 3; UST Temp Close: 1; AST Currently In Use: 0; AST Temp Closed: 0 | 3 | 1 | 0 | 25265-043-008989 | LGWS/CROSS AMERICA PARTNERS
17741 | Currently in Use |  | 1982-01-01 06:00 |  | Petroleum | Unleaded gasoline | Unleaded gasoline | Retail | Single Wall, Steel | Steel | Coated & cathodic protection (sti-P3), Field installed cathodic protection |  | Fiberglass reinforced plastic, Single Wall |  |  |  | Catchment Basin, Single walled catchment basin | Flow Rest 90% Full | Flow Rest 90% Full |  |  | Continuous Automatic Tank Gauge | Direct Bury submersible pump | Automatic shutoff device (AELLD) | Automatic shutoff device (AELLD) | [5 empty] | UST Currently In Use: 3; UST Temp Close: 1; AST Currently In Use: 0; AST Temp Closed: 0 | 3 | 1 | 0 | 25265-043-008989 | LGWS/CROSS AMERICA PARTNERS
17742 | Temporary Closed |  | 1982-01-01 06:00 |  | Petroleum | On road diesel | On road diesel | Retail | Single Wall, Steel | Steel | Coated & cathodic protection (sti-P3), Field installed cathodic protection |  | Fiberglass reinforced plastic, Single Wall |  |  |  | Catchment Basin, Single walled catchment basin | Flow Rest 90% Full | Flow Rest 90% Full |  |  | Continuous Automatic Tank Gauge | Direct Bury submersible pump | [7 empty] | UST Currently In Use: 3; UST Temp Close: 1; AST Currently In Use: 0; AST Temp Closed: 0 | 3 | 1 | 0 | 25265-043-008989 | LGWS/CROSS AMERICA PARTNERS
17743 | Currently in Use |  | 1982-01-01 06:00 |  | Petroleum | On road diesel | On road diesel | Retail | Single Wall, Steel | Steel | Coated & cathodic protection (sti-P3), Field installed cathodic protection |  | Fiberglass reinforced plastic, Single Wall |  |  |  | Catchment Basin, Single walled catchment basin | Automatic shutoff device At 95% full | Automatic shutoff device At 95% full |  |  | Continuous Automatic Tank Gauge | Direct Bury submersible pump | Automatic shutoff device (AELLD) | Automatic shutoff device (AELLD) | [5 empty] | UST Currently In Use: 3; UST Temp Close: 1; AST Currently In Use: 0; AST Temp Closed: 0 | 3 | 1 | 0 | 25265-043-008989 | LGWS/CROSS AMERICA PARTNERS
17744 | Currently in Use |  | 1983-01-01 06:00 |  | Petroleum | On road diesel | On road diesel | Bulk facility | Single Wall, Steel | Steel | Field installed cathodic protection |  | Double Wall, Steel |  |  | Other, FG DBWALL | Catchment Basin, Single walled catchment basin | Audible high level alarm At 90% full, Flow Rest 90% Full | Flow Rest 90% Full |  |  | Statistical Inventory Reconciliation (SIR) |  | Containment Sump, Sump sensor relayed to automatically shut off submersible pump | Sump sensor relayed to automatically shut off submersible pump |  |  | Statistical inventory reconciliation (SIR) | Statistical inventory reconciliation (SIR) |  | UST Currently In Use: 5; UST Temp Close: 0; AST Currently In Use: 10; AST Temp Closed: 0 | 5 | 0 | 0 | 12740-043-008990 | JET PEP INC.
17745 | Currently in Use |  | 1983-01-01 06:00 |  | Petroleum | Kerosene | Kerosene | Bulk facility | Single Wall, Steel | Steel | Field installed cathodic protection |  | Double Wall, Steel |  |  | Other, FG DBWALL | Catchment Basin, Single walled catchment basin | Audible high level alarm At 90% full, Flow Rest 90% Full | Flow Rest 90% Full |  |  | Statistical Inventory Reconciliation (SIR) |  | Containment Sump, Sump sensor relayed to automatically shut off submersible pump | Sump sensor relayed to automatically shut off submersible pump |  |  | Statistical inventory reconciliation (SIR) | Statistical inventory reconciliation (SIR) |  | UST Currently In Use: 5; UST Temp Close: 0; AST Currently In Use: 10; AST Temp Closed: 0 | 5 | 0 | 0 | 12740-043-008990 | JET PEP INC.
17746 | Currently in Use |  | 1983-01-01 06:00 |  | Petroleum | On road diesel | On road diesel | Bulk facility | Single Wall, Steel | Steel | Field installed cathodic protection |  | Double Wall, Steel |  |  | Other, FG DBWALL | Catchment Basin, Single walled catchment basin | Audible high level alarm At 90% full, Flow Rest 90% Full | Flow Rest 90% Full |  |  | Statistical Inventory Reconciliation (SIR) |  | Containment Sump, Sump sensor relayed to automatically shut off submersible pump | Sump sensor relayed to automatically shut off submersible pump |  |  | Statistical inventory reconciliation (SIR) | Statistical inventory reconciliation (SIR) |  | UST Currently In Use: 5; UST Temp Close: 0; AST Currently In Use: 10; AST Temp Closed: 0 | 5 | 0 | 0 | 12740-043-008990 | JET PEP INC.
17747 | Currently in Use |  | 1983-01-01 06:00 |  | Petroleum | Mid-grade gasoline | Mid-grade gasoline | Bulk facility | Single Wall, Steel | Steel | Field installed cathodic protection |  | Double Wall, Steel |  |  | Other, FG DBWALL | Catchment Basin, Single walled catchment basin | Audible high level alarm At 90% full, Flow Rest 90% Full | Flow Rest 90% Full |  |  | Statistical Inventory Reconciliation (SIR) |  | Automatic flow restrictor (MLLD) | Automatic flow restrictor (MLLD) |  |  | Statistical inventory reconciliation (SIR) | Statistical inventory reconciliation (SIR) |  | UST Currently In Use: 5; UST Temp Close: 0; AST Currently In Use: 10; AST Temp Closed: 0 | 5 | 0 | 0 | 12740-043-008990 | JET PEP INC.
17748 | Permanently Closed | 2011-07-28 06:00 | 1983-01-01 06:00 | 2011-07-28 06:00 | Petroleum | Kerosene | Kerosene | Retail | Steel | Steel | Field installed cathodic protection |  | Steel |  |  | Field installed cathodic protection | Catchment Basin, Single walled catchment basin | Flow Rest 90% Full | Flow Rest 90% Full |  |  | Continuous Automatic Tank Gauge | [8 empty] | UST Currently In Use: 0; UST Temp Close: 0; AST Currently In Use: 0; AST Temp Closed: 0 | 0 | 0 | 4 | 12740-043-008991 | JET PEP INC.
17749 | Currently in Use |  | 1979-01-01 06:00 |  | Petroleum | Unleaded gasoline | Unleaded gasoline | Retail | Single Wall, Steel | Steel | Field installed cathodic protection |  | Double Wall, Flexible |  |  |  | Catchment Basin, Single walled catchment basin | Automatic shutoff device At 95% full | Automatic shutoff device At 95% full |  |  | Automatic Tank Gauge |  | Automatic flow restrictor (MLLD), Containment Sump | Containment Sump |  | SENSOR TO ATG |  |  |  | UST Currently In Use: 3; UST Temp Close: 0; AST Currently In Use: 0; AST Temp Closed: 0 | 3 | 0 | 2 | 25265-043-008994 | LGWS/CROSS AMERICA PARTNERS
17750 | Currently in Use |  | 1979-01-01 06:00 |  | Petroleum | Unleaded gasoline | Unleaded gasoline | Retail | Single Wall, Steel | Steel | Field installed cathodic protection |  | Flexible, Single Wall |  |  |  | Catchment Basin, Single walled catchment basin | Automatic shutoff device At 95% full | Automatic shutoff device At 95% full |  |  | Automatic Tank Gauge |  | Automatic flow restrictor (MLLD), Containment Sump | Containment Sump |  |  | Other, MANIFOLDED | Other |  | UST Currently In Use: 3; UST Temp Close: 0; AST Currently In Use: 0; AST Temp Closed: 0 | 3 | 0 | 2 | 25265-043-008994 | LGWS/CROSS AMERICA PARTNERS
17751 | Currently in Use |  | 1977-01-01 06:00 |  | Petroleum | Premium gasoline | Premium gasoline | Retail | Single Wall, Steel | Steel | Field installed cathodic protection |  | Double Wall, Flexible |  |  |  | Catchment Basin, Single walled catchment basin | Flow Rest 90% Full | Flow Rest 90% Full |  |  | Automatic Tank Gauge |  | Automatic flow restrictor (MLLD), Containment Sump | Containment Sump |  | SENSOR TO ATG |  |  |  | UST Currently In Use: 3; UST Temp Close: 0; AST Currently In Use: 0; AST Temp Closed: 0 | 3 | 0 | 2 | 25265-043-008994 | LGWS/CROSS AMERICA PARTNERS
17752 | Permanently Closed | 2018-09-10 06:00 | 1977-01-01 06:00 |  | Petroleum | On road diesel | On road diesel | Retail | Single Wall, Steel | Steel | Field installed cathodic protection |  | Double Wall, Flexible |  |  |  | Catchment Basin, Single walled catchment basin | Flow Rest 90% Full | Flow Rest 90% Full |  |  | Automatic Tank Gauge |  | Automatic flow restrictor (MLLD), Automatic shutoff device (AELLD), Containment Sump | Containment Sump |  | SENSOR TO ATG |  |  |  | UST Currently In Use: 3; UST Temp Close: 0; AST Currently In Use: 0; AST Temp Closed: 0 | 3 | 0 | 2 | 25265-043-008994 | LGWS/CROSS AMERICA PARTNERS
17753 | Permanently Closed | 2012-04-27 06:00 | 1982-01-01 06:00 |  | Petroleum | Other, OFF RD DSL | Other | Retail | Single Wall, Steel | Steel | Field installed cathodic protection |  | Double Wall, Flexible |  |  |  | Catchment Basin, Single walled catchment basin | Flow Rest 90% Full | Flow Rest 90% Full |  |  | Automatic Tank Gauge | [8 empty] | UST Currently In Use: 3; UST Temp Close: 0; AST Currently In Use: 0; AST Temp Closed: 0 | 3 | 0 | 2 | 25265-043-008994 | LGWS/CROSS AMERICA PARTNERS
17754 | Permanently Closed | 1995-10-01 06:00 | 1981-01-01 06:00 | 1997-10-01 06:00 | Petroleum | Unleaded gasoline | Unleaded gasoline |  | Steel | Steel |  | Painted or None | Steel |  | 1901-01-01 06:00 | [6 empty] | Statistical Inventory Reconciliation (SIR) | [8 empty] | UST Currently In Use: 0; UST Temp Close: 0; AST Currently In Use: 0; AST Temp Closed: 0 | 0 | 0 | 4 | 25265-043-008996 | LGWS/CROSS AMERICA PARTNERS
17755 | Permanently Closed | 1995-10-01 06:00 | 1981-01-01 06:00 | 1997-10-01 06:00 | Petroleum | Unleaded gasoline | Unleaded gasoline |  | Steel | Steel |  | Painted or None | Steel |  | 1901-01-01 06:00 | [6 empty] | Statistical Inventory Reconciliation (SIR) | [8 empty] | UST Currently In Use: 0; UST Temp Close: 0; AST Currently In Use: 0; AST Temp Closed: 0 | 0 | 0 | 4 | 25265-043-008996 | LGWS/CROSS AMERICA PARTNERS
17756 | Permanently Closed | 1995-10-01 06:00 | 1981-01-01 06:00 | 1997-10-01 06:00 | Petroleum | Unleaded gasoline | Unleaded gasoline |  | Steel | Steel |  | Painted or None | Steel |  | 1901-01-01 06:00 | [6 empty] | Statistical Inventory Reconciliation (SIR) | [8 empty] | UST Currently In Use: 0; UST Temp Close: 0; AST Currently In Use: 0; AST Temp Closed: 0 | 0 | 0 | 4 | 25265-043-008996 | LGWS/CROSS AMERICA PARTNERS
17757 | Permanently Closed | 1995-10-01 06:00 | 1901-01-01 06:00 | 1997-10-01 06:00 | Petroleum | Kerosene | Kerosene |  | Steel | Steel |  | Painted or None | Steel |  | 1901-01-01 06:00 | [6 empty] | Statistical Inventory Reconciliation (SIR) | [8 empty] | UST Currently In Use: 0; UST Temp Close: 0; AST Currently In Use: 0; AST Temp Closed: 0 | 0 | 0 | 4 | 25265-043-008996 | LGWS/CROSS AMERICA PARTNERS
17758 | Permanently Closed | 1994-02-10 06:00 | 1977-01-01 06:00 | 1994-02-10 06:00 | Petroleum | Unleaded gasoline | Unleaded gasoline |  | Steel | Steel |  | Painted or None | Steel |  | 1901-01-01 06:00 | [12 empty] | Annual line testing | Annual line testing |  | UST Currently In Use: 0; UST Temp Close: 0; AST Currently In Use: 0; AST Temp Closed: 0 | 0 | 0 | 3 | 12740-043-009000 | JET PEP INC.
17759 | Permanently Closed | 1994-02-10 06:00 | 1977-01-01 06:00 | 1994-02-10 06:00 | Petroleum | Unleaded gasoline | Unleaded gasoline |  | Steel | Steel |  | Painted or None | Steel |  | 1901-01-01 06:00 | [12 empty] | Annual line testing | Annual line testing |  | UST Currently In Use: 0; UST Temp Close: 0; AST Currently In Use: 0; AST Temp Closed: 0 | 0 | 0 | 3 | 12740-043-009000 | JET PEP INC.
17760 | Permanently Closed | 1994-02-10 06:00 | 1977-01-01 06:00 | 1994-02-10 06:00 | Petroleum | Unleaded gasoline | Unleaded gasoline |  | Steel | Steel |  | Painted or None | Steel |  | 1901-01-01 06:00 | [15 empty] | UST Currently In Use: 0; UST Temp Close: 0; AST Currently In Use: 0; AST Temp Closed: 0 | 0 | 0 | 3 | 12740-043-009000 | JET PEP INC.
17761 | Permanently Closed | 1991-06-27 06:00 | 1983-01-01 06:00 | 1991-06-27 06:00 | Petroleum | Unleaded gasoline | Unleaded gasoline |  | Steel | Steel |  | Painted or None | Steel |  | 1901-01-01 06:00 | [15 empty] | UST Currently In Use: 0; UST Temp Close: 0; AST Currently In Use: 0; AST Temp Closed: 0 | 0 | 0 | 2 | 12740-043-010115 | JET PEP INC.
17762 | Permanently Closed | 1991-06-27 06:00 | 1983-01-01 06:00 | 1991-06-27 06:00 | Petroleum | Unleaded gasoline | Unleaded gasoline |  | Steel | Steel |  | Painted or None | Steel |  | 1901-01-01 06:00 | [15 empty] | UST Currently In Use: 0; UST Temp Close: 0; AST Currently In Use: 0; AST Temp Closed: 0 | 0 | 0 | 2 | 12740-043-010115 | JET PEP INC.
17763 | Currently in Use |  | 1976-01-01 06:00 |  | Petroleum | Unleaded gasoline | Unleaded gasoline | Retail | Single Wall, Steel | Steel | Field installed cathodic protection |  | Single Wall, Steel |  |  | Field installed cathodic protection | Catchment Basin, Single walled catchment basin | Flow Rest 90% Full | Flow Rest 90% Full |  |  | Continuous Automatic Tank Gauge |  | Automatic flow restrictor (MLLD), Containment Sump | Containment Sump |  |  | Annual line testing | Annual line testing |  | UST Currently In Use: 4; UST Temp Close: 0; AST Currently In Use: 0; AST Temp Closed: 0 | 4 | 0 | 0 | 25265-043-011105 | LGWS/Cross America Partners
17764 | Currently in Use |  | 1976-01-01 06:00 |  | Petroleum | Premium gasoline | Premium gasoline | Retail | Single Wall, Steel | Steel | Field installed cathodic protection |  | Single Wall, Steel |  |  | Field installed cathodic protection | Catchment Basin, Single walled catchment basin | Flow Rest 90% Full | Flow Rest 90% Full |  |  | Continuous Automatic Tank Gauge |  | Automatic flow restrictor (MLLD), Containment Sump | Containment Sump |  |  | Annual line testing | Annual line testing |  | UST Currently In Use: 4; UST Temp Close: 0; AST Currently In Use: 0; AST Temp Closed: 0 | 4 | 0 | 0 | 25265-043-011105 | LGWS/Cross America Partners
17765 | Currently in Use |  | 1983-01-01 06:00 |  | Petroleum | On road diesel | On road diesel | Retail | Single Wall, Steel | Steel | Field installed cathodic protection |  | Single Wall, Steel |  |  | Field installed cathodic protection | Catchment Basin, Single walled catchment basin | Automatic shutoff device At 95% full | Automatic shutoff device At 95% full |  |  | Continuous Automatic Tank Gauge | [8 empty] | UST Currently In Use: 4; UST Temp Close: 0; AST Currently In Use: 0; AST Temp Closed: 0 | 4 | 0 | 0 | 25265-043-011105 | LGWS/Cross America Partners
17766 | Currently in Use |  | 1983-01-01 06:00 |  | Petroleum | Other, OFF RD DSL | Other | Retail | Single Wall, Steel | Steel | Field installed cathodic protection |  | Single Wall, Steel |  |  | Field installed cathodic protection | Catchment Basin, Single walled catchment basin | Automatic shutoff device At 95% full | Automatic shutoff device At 95% full |  |  | Continuous Automatic Tank Gauge | [8 empty] | UST Currently In Use: 4; UST Temp Close: 0; AST Currently In Use: 0; AST Temp Closed: 0 | 4 | 0 | 0 | 25265-043-011105 | LGWS/Cross America Partners
17767 | Permanently Closed | 1996-02-22 06:00 | 1980-01-01 06:00 | 1996-02-22 06:00 | Petroleum | Unleaded gasoline | Unleaded gasoline |  | Steel | Steel |  | Painted or None | Steel |  | 1901-01-01 06:00 | [6 empty] | Statistical Inventory Reconciliation (SIR) | [8 empty] | UST Currently In Use: 3; UST Temp Close: 0; AST Currently In Use: 0; AST Temp Closed: 0 | 3 | 0 | 3 | 25265-043-011136 | LGWS/CROSS AMERICA PARTNERS
17768 | Permanently Closed | 1996-02-22 06:00 | 1980-01-01 06:00 | 1996-02-22 06:00 | Petroleum | Unleaded gasoline | Unleaded gasoline |  | Steel | Steel |  | Painted or None | Steel |  | 1901-01-01 06:00 | [6 empty] | Statistical Inventory Reconciliation (SIR) | [8 empty] | UST Currently In Use: 3; UST Temp Close: 0; AST Currently In Use: 0; AST Temp Closed: 0 | 3 | 0 | 3 | 25265-043-011136 | LGWS/CROSS AMERICA PARTNERS
17769 | Permanently Closed | 1996-02-22 06:00 | 1980-01-01 06:00 | 1996-02-22 06:00 | Petroleum | On road diesel | On road diesel |  | Steel | Steel |  | Painted or None | Steel |  | 1901-01-01 06:00 | [6 empty] | Statistical Inventory Reconciliation (SIR) | [8 empty] | UST Currently In Use: 3; UST Temp Close: 0; AST Currently In Use: 0; AST Temp Closed: 0 | 3 | 0 | 3 | 25265-043-011136 | LGWS/CROSS AMERICA PARTNERS
17770 | Permanently Closed | 2011-05-18 06:00 | 1986-01-01 06:00 | 2011-05-18 06:00 | Petroleum | Unleaded gasoline | Unleaded gasoline | Retail | Steel | Steel | Coated & cathodic protection (sti-P3) |  | Steel |  |  | Galvanic Cathodic | Catchment Basin, Single walled catchment basin | Automatic shutoff device At 95% full | Automatic shutoff device At 95% full |  |  | Continuous Automatic Tank Gauge | [8 empty] | UST Currently In Use: 0; UST Temp Close: 0; AST Currently In Use: 0; AST Temp Closed: 0 | 0 | 0 | 6 | 23729-043-011969 | RICHARD BARNETT
17771 | Permanently Closed | 2011-05-18 06:00 | 1986-01-01 06:00 | 2011-05-18 06:00 | Petroleum | Mid-grade gasoline | Mid-grade gasoline | Retail | Steel | Steel | Coated & cathodic protection (sti-P3) |  | Steel |  |  | Galvanic Cathodic | Catchment Basin, Single walled catchment basin | Automatic shutoff device At 95% full | Automatic shutoff device At 95% full |  |  | Continuous Automatic Tank Gauge | [8 empty] | UST Currently In Use: 0; UST Temp Close: 0; AST Currently In Use: 0; AST Temp Closed: 0 | 0 | 0 | 6 | 23729-043-011969 | RICHARD BARNETT
17772 | Permanently Closed | 2011-05-18 06:00 | 1986-01-01 06:00 | 2011-05-18 06:00 | Petroleum | Premium gasoline | Premium gasoline | Retail | Steel | Steel | Coated & cathodic protection (sti-P3) |  | Steel |  |  | Galvanic Cathodic | Catchment Basin, Single walled catchment basin | Automatic shutoff device At 95% full | Automatic shutoff device At 95% full |  |  | Continuous Automatic Tank Gauge | [8 empty] | UST Currently In Use: 0; UST Temp Close: 0; AST Currently In Use: 0; AST Temp Closed: 0 | 0 | 0 | 6 | 23729-043-011969 | RICHARD BARNETT
17773 | Permanently Closed | 2011-05-18 06:00 | 1986-01-01 06:00 | 2011-05-18 06:00 | Petroleum | Kerosene | Kerosene | Retail | Steel | Steel | Coated & cathodic protection (sti-P3) |  | Steel |  |  | Galvanic Cathodic | Catchment Basin, Single walled catchment basin | Automatic shutoff device At 95% full | Automatic shutoff device At 95% full |  |  | Continuous Automatic Tank Gauge | [8 empty] | UST Currently In Use: 0; UST Temp Close: 0; AST Currently In Use: 0; AST Temp Closed: 0 | 0 | 0 | 6 | 23729-043-011969 | RICHARD BARNETT
17774 | Permanently Closed | 1995-01-03 06:00 | 1981-01-01 06:00 | 1995-01-03 06:00 | Petroleum | Kerosene | Kerosene |  | Steel | Steel |  | Painted or None | Steel |  | 1901-01-01 06:00 | [12 empty] | Annual line testing | Annual line testing |  | UST Currently In Use: 0; UST Temp Close: 0; AST Currently In Use: 0; AST Temp Closed: 0 | 0 | 0 | 4 | 12740-043-012482 | JET PEP INC.
17775 | Permanently Closed | 1995-01-03 06:00 | 1987-01-01 06:00 | 1995-01-03 06:00 | Petroleum | Unleaded gasoline | Unleaded gasoline |  | Fiberglass coated steel | Fiberglass coated steel |  |  | Fiberglass reinforced plastic |  | 1901-01-01 06:00 | [15 empty] | UST Currently In Use: 0; UST Temp Close: 0; AST Currently In Use: 0; AST Temp Closed: 0 | 0 | 0 | 4 | 12740-043-012482 | JET PEP INC.
17776 | Permanently Closed | 1995-01-03 06:00 | 1987-01-01 06:00 | 1995-01-03 06:00 | Petroleum | Unleaded gasoline | Unleaded gasoline |  | Fiberglass coated steel | Fiberglass coated steel |  |  | Fiberglass reinforced plastic |  | 1901-01-01 06:00 | [15 empty] | UST Currently In Use: 0; UST Temp Close: 0; AST Currently In Use: 0; AST Temp Closed: 0 | 0 | 0 | 4 | 12740-043-012482 | JET PEP INC.
17777 | Permanently Closed | 1995-01-03 06:00 | 1987-01-01 06:00 | 1995-01-03 06:00 | Petroleum | Unleaded gasoline | Unleaded gasoline |  | Fiberglass coated steel | Fiberglass coated steel |  |  | Fiberglass reinforced plastic |  | 1901-01-01 06:00 | [15 empty] | UST Currently In Use: 0; UST Temp Close: 0; AST Currently In Use: 0; AST Temp Closed: 0 | 0 | 0 | 4 | 12740-043-012482 | JET PEP INC.
17778 | Permanently Closed | 1992-06-18 06:00 | 1986-01-01 06:00 | 1992-06-18 06:00 | Petroleum | Unleaded gasoline | Unleaded gasoline |  | Steel | Steel |  | Painted or None | Steel |  | 1901-01-01 06:00 | [15 empty] | UST Currently In Use: 0; UST Temp Close: 0; AST Currently In Use: 0; AST Temp Closed: 0 | 0 | 0 | 2 | 12740-043-012486 | JET PEP INC.
17779 | Permanently Closed | 1992-06-18 06:00 | 1986-01-01 06:00 | 1992-06-18 06:00 | Petroleum | Unleaded gasoline | Unleaded gasoline |  | Steel | Steel |  | Painted or None | Steel |  | 1901-01-01 06:00 | [15 empty] | UST Currently In Use: 0; UST Temp Close: 0; AST Currently In Use: 0; AST Temp Closed: 0 | 0 | 0 | 2 | 12740-043-012486 | JET PEP INC.
17780 | Currently in Use |  | 1986-01-01 06:00 |  | Petroleum | Unleaded gasoline | Unleaded gasoline | Retail | Single Wall, Steel | Steel | Field installed cathodic protection |  | Double Wall, Fiberglass reinforced plastic |  |  |  | Catchment Basin, Single walled catchment basin | Flow Rest 90% Full | Flow Rest 90% Full |  |  | Continuous Automatic Tank Gauge | Single walled submersible pump containment sump | Automatic flow restrictor (MLLD), Containment Sump | Containment Sump | Interstitial Monitoring within Secondary Containment | SENSOR TO ATG | Continuous alarm system | Continuous alarm system |  | UST Currently In Use: 2; UST Temp Close: 0; AST Currently In Use: 0; AST Temp Closed: 0 | 2 | 0 | 2 | 25265-043-013315 | LGWS/CROSS AMERICA PARTNERS
17782 | Permanently Closed | 2007-10-02 06:00 | 1986-01-01 06:00 | 2007-10-02 06:00 | Petroleum | On road diesel | On road diesel | Retail | Steel | Steel | Field installed cathodic protection |  | Steel |  | 1901-01-01 06:00 | Field installed cathodic protection | Catchment Basin, Single walled catchment basin | Flow Rest 90% Full | Flow Rest 90% Full |  |  | Statistical Inventory Reconciliation (SIR) | [8 empty] | UST Currently In Use: 2; UST Temp Close: 0; AST Currently In Use: 0; AST Temp Closed: 0 | 2 | 0 | 2 | 25265-043-013315 | LGWS/CROSS AMERICA PARTNERS
17783 | Permanently Closed | 2007-10-02 06:00 | 1986-01-01 06:00 | 2007-10-02 06:00 | Petroleum | Kerosene | Kerosene | Retail | Steel | Steel | Field installed cathodic protection |  | Steel |  | 1901-01-01 06:00 | Field installed cathodic protection | Catchment Basin, Single walled catchment basin | Flow Rest 90% Full | Flow Rest 90% Full |  |  | Statistical Inventory Reconciliation (SIR) | [8 empty] | UST Currently In Use: 2; UST Temp Close: 0; AST Currently In Use: 0; AST Temp Closed: 0 | 2 | 0 | 2 | 25265-043-013315 | LGWS/CROSS AMERICA PARTNERS
17784 | Currently in Use |  | 1986-01-01 06:00 |  | Petroleum | Premium gasoline | Premium gasoline | Retail | Steel | Steel | Field installed cathodic protection |  | Double Wall, Fiberglass reinforced plastic |  |  |  | Catchment Basin, Single walled catchment basin | Flow Rest 90% Full | Flow Rest 90% Full |  |  | Continuous Automatic Tank Gauge | Single walled submersible pump containment sump | Automatic shutoff device (AELLD), Containment Sump | Containment Sump | [5 empty] | UST Currently In Use: 4; UST Temp Close: 0; AST Currently In Use: 0; AST Temp Closed: 0 | 4 | 0 | 1 | 25265-043-013317 | LGWS/Cross America Partners
17785 | Currently in Use |  | 1986-01-01 06:00 |  | Petroleum | Unleaded gasoline | Unleaded gasoline | [23 empty] | UST Currently In Use: 4; UST Temp Close: 0; AST Currently In Use: 0; AST Temp Closed: 0 | 4 | 0 | 1 | 25265-043-013317 | LGWS/Cross America Partners
17786 | Permanently Closed |  | 1986-01-01 06:00 |  | Petroleum | On road diesel | On road diesel | Retail | Steel | Steel | Field installed cathodic protection |  | Double Wall, Fiberglass reinforced plastic |  |  |  | Catchment Basin, Single walled catchment basin | Flow Rest 90% Full | Flow Rest 90% Full |  |  | Continuous Automatic Tank Gauge | Single walled submersible pump containment sump | Automatic shutoff device (AELLD), Containment Sump | Containment Sump | [5 empty] | UST Currently In Use: 4; UST Temp Close: 0; AST Currently In Use: 0; AST Temp Closed: 0 | 4 | 0 | 1 | 25265-043-013317 | LGWS/Cross America Partners
17788 | Currently in Use |  | 1981-01-01 06:00 |  | Petroleum | Unleaded gasoline | Unleaded gasoline | Retail | Steel | Steel | Field installed cathodic protection |  | Fiberglass reinforced plastic, Single Wall |  |  |  | Catchment Basin, Single walled catchment basin | Flow Rest 90% Full | Flow Rest 90% Full |  |  | Continuous Automatic Tank Gauge | Direct Bury submersible pump | Automatic shutoff device (AELLD) | Automatic shutoff device (AELLD) | [5 empty] | UST Currently In Use: 4; UST Temp Close: 0; AST Currently In Use: 0; AST Temp Closed: 0 | 4 | 0 | 1 | 25265-043-013317 | LGWS/Cross America Partners
17789 | Currently in Use |  | 1986-01-01 06:00 |  | Petroleum | On road diesel | On road diesel | Retail | Steel | Steel | Field installed cathodic protection |  | Double Wall, Fiberglass reinforced plastic |  |  |  | Catchment Basin, Single walled catchment basin | Flow Rest 90% Full | Flow Rest 90% Full |  |  | Continuous Automatic Tank Gauge | Direct Bury submersible pump | [7 empty] | UST Currently In Use: 4; UST Temp Close: 0; AST Currently In Use: 0; AST Temp Closed: 0 | 4 | 0 | 1 | 25265-043-013317 | LGWS/Cross America Partners
17790 | Permanently Closed | 1994-07-07 06:00 | 1980-01-01 06:00 | 1994-07-07 06:00 | Petroleum | Unleaded gasoline | Unleaded gasoline |  | Steel | Steel |  | Painted or None | Steel |  | 1901-01-01 06:00 | [15 empty] | UST Currently In Use: 0; UST Temp Close: 0; AST Currently In Use: 0; AST Temp Closed: 0 | 0 | 0 | 3 | 12740-043-013318 | JET PEP INC.
17791 | Permanently Closed | 1994-07-07 06:00 | 1980-01-01 06:00 | 1994-07-07 06:00 | Petroleum | Unleaded gasoline | Unleaded gasoline |  | Steel | Steel |  | Painted or None | Steel |  | 1901-01-01 06:00 | [15 empty] | UST Currently In Use: 0; UST Temp Close: 0; AST Currently In Use: 0; AST Temp Closed: 0 | 0 | 0 | 3 | 12740-043-013318 | JET PEP INC.
17792 | Permanently Closed | 1994-07-07 06:00 | 1980-01-01 06:00 | 1994-07-07 06:00 | Petroleum | Unleaded gasoline | Unleaded gasoline |  | Steel | Steel |  | Painted or None | Steel |  | 1901-01-01 06:00 | [15 empty] | UST Currently In Use: 0; UST Temp Close: 0; AST Currently In Use: 0; AST Temp Closed: 0 | 0 | 0 | 3 | 12740-043-013318 | JET PEP INC.
17793 | Permanently Closed | 2013-02-18 06:00 | 1984-01-01 06:00 | 2013-02-18 06:00 | Petroleum | Unleaded gasoline | Unleaded gasoline | Retail | Steel | Steel | Coated & cathodic protection (sti-P3) |  | Steel |  |  | Galvanic Cathodic | Catchment Basin, Single walled catchment basin | Automatic shutoff device At 95% full | Automatic shutoff device At 95% full |  |  | Continuous Automatic Tank Gauge | [8 empty] | UST Currently In Use: 0; UST Temp Close: 0; AST Currently In Use: 0; AST Temp Closed: 0 | 0 | 0 | 2 | 12399-073-007506 | HOLMES OIL CO INC
17794 | Permanently Closed | 2013-02-18 06:00 | 1984-01-01 06:00 | 2013-02-18 06:00 | Petroleum | Premium gasoline | Premium gasoline | Retail | Steel | Steel | Coated & cathodic protection (sti-P3) |  | Steel |  |  | Galvanic Cathodic | Catchment Basin, Single walled catchment basin | Automatic shutoff device At 95% full | Automatic shutoff device At 95% full |  |  | Continuous Automatic Tank Gauge | [8 empty] | UST Currently In Use: 0; UST Temp Close: 0; AST Currently In Use: 0; AST Temp Closed: 0 | 0 | 0 | 2 | 12399-073-007506 | HOLMES OIL CO INC
17795 | Currently in Use |  | 1971-01-05 06:00 |  | Petroleum | Unleaded gasoline | Unleaded gasoline | Retail | Single Wall, Steel | Steel | Field installed cathodic protection |  | Double Wall, Flexible | APT |  | Other, NO FLEXS | Catchment Basin, Single walled catchment basin | Automatic shutoff device At 95% full | Automatic shutoff device At 95% full |  |  | Continuous Automatic Tank Gauge |  | Automatic flow restrictor (MLLD) | Automatic flow restrictor (MLLD) |  |  | Annual line testing | Annual line testing |  | UST Currently In Use: 2; UST Temp Close: 0; AST Currently In Use: 0; AST Temp Closed: 0 | 2 | 0 | 0 | 21147-073-008992 | CLARENCE GEORGE
17796 | Currently in Use |  | 1971-01-05 06:00 |  | Petroleum | Premium gasoline | Premium gasoline | Retail | Single Wall, Steel | Steel | Field installed cathodic protection |  | Double Wall, Flexible | APT |  | Other, NO FLEXS | Catchment Basin, Single walled catchment basin | Automatic shutoff device At 95% full | Automatic shutoff device At 95% full |  |  | Continuous Automatic Tank Gauge |  | Automatic flow restrictor (MLLD) | Automatic flow restrictor (MLLD) |  |  | Annual line testing | Annual line testing |  | UST Currently In Use: 2; UST Temp Close: 0; AST Currently In Use: 0; AST Temp Closed: 0 | 2 | 0 | 0 | 21147-073-008992 | CLARENCE GEORGE
17797 | Temporary Closed | 2018-03-08 06:00 | 1976-01-01 06:00 |  | Petroleum | Mid-grade gasoline | Mid-grade gasoline | Retail | Single Wall, Steel | Steel | Field installed cathodic protection, Interior lined (not allowed as a standalone method of corrosion protection) |  | Fiberglass reinforced plastic, Single Wall |  |  |  | Catchment Basin, Single walled catchment basin | Automatic shutoff device At 95% full | Automatic shutoff device At 95% full |  |  | Statistical Inventory Reconciliation (SIR) |  | Automatic flow restrictor (MLLD) | Automatic flow restrictor (MLLD) |  |  | Statistical inventory reconciliation (SIR) | Statistical inventory reconciliation (SIR) |  | UST Currently In Use: 0; UST Temp Close: 3; AST Currently In Use: 0; AST Temp Closed: 0 | 0 | 3 | 0 | 25980-073-008995 | BATTIE AND MED LLC
17798 | Temporary Closed | 2017-07-05 06:00 | 1976-01-01 06:00 |  | Petroleum | Unleaded gasoline | Unleaded gasoline | Retail | Single Wall, Steel | Steel | Field installed cathodic protection, Interior lined (not allowed as a standalone method of corrosion protection) |  | Fiberglass reinforced plastic, Single Wall |  |  |  | Catchment Basin, Single walled catchment basin | Automatic shutoff device At 95% full | Automatic shutoff device At 95% full |  |  | Statistical Inventory Reconciliation (SIR) |  | Automatic flow restrictor (MLLD) | Automatic flow restrictor (MLLD) |  |  | Statistical inventory reconciliation (SIR) | Statistical inventory reconciliation (SIR) |  | UST Currently In Use: 0; UST Temp Close: 3; AST Currently In Use: 0; AST Temp Closed: 0 | 0 | 3 | 0 | 25980-073-008995 | BATTIE AND MED LLC
17799 | Temporary Closed | 2015-08-03 06:00 | 1978-01-01 06:00 |  | Petroleum | Premium gasoline | Premium gasoline | Retail | Single Wall, Steel | Steel | Field installed cathodic protection, Interior lined (not allowed as a standalone method of corrosion protection) |  | Fiberglass reinforced plastic, Single Wall |  |  |  | Catchment Basin, Single walled catchment basin |  |  |  |  | Statistical Inventory Reconciliation (SIR) |  | Automatic flow restrictor (MLLD) | Automatic flow restrictor (MLLD) |  |  | Statistical inventory reconciliation (SIR) | Statistical inventory reconciliation (SIR) |  | UST Currently In Use: 0; UST Temp Close: 3; AST Currently In Use: 0; AST Temp Closed: 0 | 0 | 3 | 0 | 25980-073-008995 | BATTIE AND MED LLC
17800 | Permanently Closed | 1997-05-01 06:00 | 1985-01-01 06:00 | 1997-10-21 06:00 | Petroleum | Unleaded gasoline | Unleaded gasoline | Retail | Steel | Steel |  | Painted or None | Steel |  | 1901-01-01 06:00 | [6 empty] | Statistical Inventory Reconciliation (SIR) | [8 empty] | UST Currently In Use: 0; UST Temp Close: 0; AST Currently In Use: 0; AST Temp Closed: 0 | 0 | 0 | 1 | 12740-073-012484 | JET PEP INC.
17801 | Currently in Use |  | 1977-01-01 06:00 |  | Petroleum | On road diesel | On road diesel | Retail | Single Wall, Steel | Steel | Field installed cathodic protection |  | Single Wall, Steel |  |  | Field installed cathodic protection | Catchment Basin, Single walled catchment basin | Automatic shutoff device At 95% full | Automatic shutoff device At 95% full |  |  | Automatic Tank Gauge | Direct Bury submersible pump | [7 empty] | UST Currently In Use: 3; UST Temp Close: 0; AST Currently In Use: 0; AST Temp Closed: 0 | 3 | 0 | 0 | 24940-079-006884 | SUBRA CHIVUKULA & RAMAR PENMATSA
17802 | Currently in Use |  | 1977-01-01 06:00 |  | Petroleum | Ethanol free gasoline | Ethanol free gasoline | Retail | Single Wall, Steel | Steel | Field installed cathodic protection |  | Single Wall, Steel |  |  | Field installed cathodic protection | Catchment Basin, Single walled catchment basin | Automatic shutoff device At 95% full | Automatic shutoff device At 95% full |  |  | Automatic Tank Gauge | Direct Bury submersible pump | [7 empty] | UST Currently In Use: 3; UST Temp Close: 0; AST Currently In Use: 0; AST Temp Closed: 0 | 3 | 0 | 0 | 24940-079-006884 | SUBRA CHIVUKULA & RAMAR PENMATSA
17803 | Currently in Use |  | 1977-01-01 06:00 |  | Petroleum | Unleaded gasoline | Unleaded gasoline | Retail | Single Wall, Steel | Steel | Field installed cathodic protection |  | Single Wall, Steel |  |  | Field installed cathodic protection | Catchment Basin, Single walled catchment basin | Automatic shutoff device At 95% full | Automatic shutoff device At 95% full |  |  | Automatic Tank Gauge | Direct Bury submersible pump | [7 empty] | UST Currently In Use: 3; UST Temp Close: 0; AST Currently In Use: 0; AST Temp Closed: 0 | 3 | 0 | 0 | 24940-079-006884 | SUBRA CHIVUKULA & RAMAR PENMATSA
17804 | Currently in Use |  | 1984-01-01 06:00 |  | Petroleum | Other, E10 | Other | Retail | Single Wall, Steel | Steel | Field installed cathodic protection |  | Fiberglass reinforced plastic, Single Wall |  |  |  | Catchment Basin, Single walled catchment basin | Flow Rest 90% Full | Flow Rest 90% Full |  |  | Statistical Inventory Reconciliation (SIR) | [8 empty] | UST Currently In Use: 4; UST Temp Close: 0; AST Currently In Use: 0; AST Temp Closed: 0 | 4 | 0 | 2 | 23646-095-000622 | SHREYA, LLC
17805 | Currently in Use |  | 1984-01-01 06:00 |  | Petroleum | Unleaded gasoline | Unleaded gasoline | Retail | Single Wall, Steel | Steel | Field installed cathodic protection |  | Fiberglass reinforced plastic, Single Wall |  |  |  | Catchment Basin, Single walled catchment basin | Flow Rest 90% Full | Flow Rest 90% Full |  |  | Statistical Inventory Reconciliation (SIR) | [8 empty] | UST Currently In Use: 4; UST Temp Close: 0; AST Currently In Use: 0; AST Temp Closed: 0 | 4 | 0 | 2 | 23646-095-000622 | SHREYA, LLC
17806 | Permanently Closed | 1901-01-01 06:00 | 1978-01-01 06:00 | 1988-11-01 06:00 | Petroleum | On road diesel | On road diesel |  | Steel | Steel |  | Painted or None | Steel |  | 1901-01-01 06:00 | [15 empty] | UST Currently In Use: 4; UST Temp Close: 0; AST Currently In Use: 0; AST Temp Closed: 0 | 4 | 0 | 2 | 23646-095-000622 | SHREYA, LLC
17807 | Permanently Closed | 1901-01-01 06:00 | 1978-01-01 06:00 | 1988-11-01 06:00 | Petroleum | Kerosene | Kerosene |  | Steel | Steel |  | Painted or None | Steel |  | 1901-01-01 06:00 | [15 empty] | UST Currently In Use: 4; UST Temp Close: 0; AST Currently In Use: 0; AST Temp Closed: 0 | 4 | 0 | 2 | 23646-095-000622 | SHREYA, LLC
17808 | Currently in Use |  | 1988-01-01 06:00 |  | Petroleum | On road diesel | On road diesel | Retail | Fiberglass coated steel, Single Wall | Single Wall | Field installed cathodic protection |  | Fiberglass reinforced plastic, Single Wall |  |  |  | Catchment Basin, Single walled catchment basin | Flow Rest 90% Full | Flow Rest 90% Full |  |  | Statistical Inventory Reconciliation (SIR) | [8 empty] | UST Currently In Use: 4; UST Temp Close: 0; AST Currently In Use: 0; AST Temp Closed: 0 | 4 | 0 | 2 | 23646-095-000622 | SHREYA, LLC
17809 | Currently in Use |  | 1988-01-01 06:00 |  | Petroleum | Other, OFF RD DSL | Other | Retail | Fiberglass coated steel, Single Wall | Single Wall | Field installed cathodic protection |  | Fiberglass reinforced plastic, Single Wall |  |  |  | Catchment Basin, Single walled catchment basin | Flow Rest 90% Full | Flow Rest 90% Full |  |  | Statistical Inventory Reconciliation (SIR) | [8 empty] | UST Currently In Use: 4; UST Temp Close: 0; AST Currently In Use: 0; AST Temp Closed: 0 | 4 | 0 | 2 | 23646-095-000622 | SHREYA, LLC
17810 | Permanently Closed | 1901-01-01 06:00 | 1977-01-01 06:00 | 2011-11-11 06:00 | Petroleum | Unleaded gasoline | Unleaded gasoline |  | Steel | Steel |  |  | Steel |  | 1901-01-01 06:00 | [15 empty] | UST Currently In Use: 0; UST Temp Close: 0; AST Currently In Use: 0; AST Temp Closed: 0 | 0 | 0 | 6 | 25265-095-008296 | LGWS/CROSS AMERICA PARTNERS
17811 | Permanently Closed | 1901-01-01 06:00 | 1977-01-01 06:00 | 2011-11-11 06:00 | Petroleum | Unleaded gasoline | Unleaded gasoline |  | Steel | Steel |  |  | Steel |  | 1901-01-01 06:00 | [15 empty] | UST Currently In Use: 0; UST Temp Close: 0; AST Currently In Use: 0; AST Temp Closed: 0 | 0 | 0 | 6 | 25265-095-008296 | LGWS/CROSS AMERICA PARTNERS
17812 | Permanently Closed | 1999-01-21 06:00 | 1983-01-01 06:00 | 1999-01-21 06:00 | Petroleum | Unleaded gasoline | Unleaded gasoline |  | Steel | Steel | Coated & cathodic protection (sti-P3), Interior lined (not allowed as a standalone method of corrosion protection) |  | Steel |  | 1901-01-01 06:00 | [6 empty] | Statistical Inventory Reconciliation (SIR) | [8 empty] | UST Currently In Use: 0; UST Temp Close: 0; AST Currently In Use: 0; AST Temp Closed: 0 | 0 | 0 | 6 | 25265-095-008296 | LGWS/CROSS AMERICA PARTNERS
17813 | Permanently Closed | 1999-01-21 06:00 | 1986-01-01 06:00 | 1999-01-21 06:00 | Petroleum | Unleaded gasoline | Unleaded gasoline |  | Fiberglass coated steel | Fiberglass coated steel |  |  | Fiberglass reinforced plastic |  | 1901-01-01 06:00 | [6 empty] | Statistical Inventory Reconciliation (SIR) | [8 empty] | UST Currently In Use: 0; UST Temp Close: 0; AST Currently In Use: 0; AST Temp Closed: 0 | 0 | 0 | 6 | 25265-095-008296 | LGWS/CROSS AMERICA PARTNERS
17814 | Permanently Closed | 1999-01-21 06:00 | 1986-01-01 06:00 | 1999-01-21 06:00 | Petroleum | Unleaded gasoline | Unleaded gasoline |  | Fiberglass coated steel | Fiberglass coated steel |  |  | Fiberglass reinforced plastic |  | 1901-01-01 06:00 | [6 empty] | Statistical Inventory Reconciliation (SIR) | [8 empty] | UST Currently In Use: 0; UST Temp Close: 0; AST Currently In Use: 0; AST Temp Closed: 0 | 0 | 0 | 6 | 25265-095-008296 | LGWS/CROSS AMERICA PARTNERS
17815 | Permanently Closed | 1999-01-21 06:00 | 1986-01-01 06:00 | 1999-01-21 06:00 | Petroleum | Kerosene | Kerosene |  | Fiberglass coated steel | Fiberglass coated steel |  |  | Fiberglass reinforced plastic |  | 1901-01-01 06:00 | [6 empty] | Statistical Inventory Reconciliation (SIR) | [8 empty] | UST Currently In Use: 0; UST Temp Close: 0; AST Currently In Use: 0; AST Temp Closed: 0 | 0 | 0 | 6 | 25265-095-008296 | LGWS/CROSS AMERICA PARTNERS
17816 |  | 2010-06-15 06:00 | 1981-01-01 06:00 |  | Petroleum | Mid-grade gasoline | Mid-grade gasoline | Retail | Single Wall, Steel | Steel | Field installed cathodic protection |  | Single Wall, Steel |  |  | Field installed cathodic protection | Catchment Basin, Single walled catchment basin | Automatic shutoff device At 95% full, Flow Rest 90% Full | Flow Rest 90% Full |  |  | Statistical Inventory Reconciliation (SIR) | [8 empty] | UST Currently In Use: 0; UST Temp Close: 0; AST Currently In Use: 1; AST Temp Closed: 0 | 0 | 0 | 0 | 23299-095-008988 | CHRIS AND VIRGINIA SEARS
17817 |  | 2010-06-15 06:00 | 1981-01-01 06:00 |  | Petroleum | Unleaded gasoline | Unleaded gasoline | Retail | Single Wall, Steel | Steel | Field installed cathodic protection |  | Single Wall, Steel |  |  | Field installed cathodic protection | Catchment Basin, Single walled catchment basin | Flow Rest 90% Full | Flow Rest 90% Full |  |  | Statistical Inventory Reconciliation (SIR) | [8 empty] | UST Currently In Use: 0; UST Temp Close: 0; AST Currently In Use: 1; AST Temp Closed: 0 | 0 | 0 | 0 | 23299-095-008988 | CHRIS AND VIRGINIA SEARS
17818 | Permanently Closed | 2011-01-04 06:00 | 1984-01-01 06:00 | 2011-01-04 06:00 | Petroleum | Unleaded gasoline | Unleaded gasoline | Retail | Steel | Steel | Field installed cathodic protection |  | Steel |  |  | Field installed cathodic protection | Catchment Basin, Single walled catchment basin | Flow Rest 90% Full | Flow Rest 90% Full |  |  | Statistical Inventory Reconciliation (SIR) | [5 empty] | Annual line testing, Statistical inventory reconciliation (SIR) | Statistical inventory reconciliation (SIR) |  | UST Currently In Use: 3; UST Temp Close: 0; AST Currently In Use: 0; AST Temp Closed: 0 | 3 | 0 | 6 | 25265-043-008993 | LGWS/CROSS AMERICA PARTNERS
17819 | Permanently Closed | 2011-01-04 06:00 | 1984-01-01 06:00 | 2011-01-04 06:00 | Petroleum | Premium gasoline | Premium gasoline | Retail | Steel | Steel | Field installed cathodic protection |  | Steel |  |  | Field installed cathodic protection | Catchment Basin, Single walled catchment basin | Flow Rest 90% Full | Flow Rest 90% Full |  |  | Statistical Inventory Reconciliation (SIR) | [5 empty] | Annual line testing, Statistical inventory reconciliation (SIR) | Statistical inventory reconciliation (SIR) |  | UST Currently In Use: 3; UST Temp Close: 0; AST Currently In Use: 0; AST Temp Closed: 0 | 3 | 0 | 6 | 25265-043-008993 | LGWS/CROSS AMERICA PARTNERS
17820 | Permanently Closed | 2011-01-04 06:00 | 1984-01-01 06:00 | 2011-01-04 06:00 | Petroleum | Mid-grade gasoline | Mid-grade gasoline | Retail | Steel | Steel | Field installed cathodic protection |  | Steel |  |  | Field installed cathodic protection | Catchment Basin, Single walled catchment basin | Flow Rest 90% Full | Flow Rest 90% Full |  |  | Statistical Inventory Reconciliation (SIR) | [5 empty] | Annual line testing, Statistical inventory reconciliation (SIR) | Statistical inventory reconciliation (SIR) |  | UST Currently In Use: 3; UST Temp Close: 0; AST Currently In Use: 0; AST Temp Closed: 0 | 3 | 0 | 6 | 25265-043-008993 | LGWS/CROSS AMERICA PARTNERS
17821 | Permanently Closed | 1988-09-01 06:00 | 1981-01-01 06:00 | 1988-09-01 06:00 | Petroleum | On road diesel | On road diesel |  | Steel | Steel |  | Painted or None | Steel |  | 1901-01-01 06:00 | [15 empty] | UST Currently In Use: 3; UST Temp Close: 0; AST Currently In Use: 0; AST Temp Closed: 0 | 3 | 0 | 6 | 25265-043-008993 | LGWS/CROSS AMERICA PARTNERS
17822 | Permanently Closed | 2011-01-04 06:00 | 1988-08-01 06:00 | 2011-01-04 06:00 | Petroleum | On road diesel | On road diesel | Retail | Steel | Steel | Field installed cathodic protection |  | Fiberglass reinforced plastic |  |  |  | Catchment Basin, Single walled catchment basin | Flow Rest 90% Full | Flow Rest 90% Full |  |  | Statistical Inventory Reconciliation (SIR) | [8 empty] | UST Currently In Use: 3; UST Temp Close: 0; AST Currently In Use: 0; AST Temp Closed: 0 | 3 | 0 | 6 | 25265-043-008993 | LGWS/CROSS AMERICA PARTNERS
17823 | Permanently Closed | 2011-01-04 06:00 | 1988-08-01 06:00 | 2011-01-04 06:00 | Petroleum | Kerosene | Kerosene | Retail | Steel | Steel | Field installed cathodic protection |  | Fiberglass reinforced plastic |  |  |  | Catchment Basin, Single walled catchment basin | Flow Rest 90% Full | Flow Rest 90% Full |  |  | Statistical Inventory Reconciliation (SIR) | [5 empty] | Annual line testing | Annual line testing |  | UST Currently In Use: 3; UST Temp Close: 0; AST Currently In Use: 0; AST Temp Closed: 0 | 3 | 0 | 6 | 25265-043-008993 | LGWS/CROSS AMERICA PARTNERS
17824 | Currently in Use |  | 1985-01-01 06:00 |  | Petroleum | Unleaded gasoline | Unleaded gasoline | Retail | Single Wall, Steel | Steel | Field installed cathodic protection |  | Double Wall, DWTCOII |  |  |  | Catchment Basin, Single walled catchment basin | Flow Rest 90% Full | Flow Rest 90% Full |  |  | Continuous Automatic Tank Gauge |  | Automatic shutoff device (AELLD), Containment Sump | Containment Sump | [5 empty] | UST Currently In Use: 5; UST Temp Close: 0; AST Currently In Use: 0; AST Temp Closed: 0 | 5 | 0 | 0 | 25265-095-008997 | LGWS/CROSS AMERICA PARTNERS
17825 | Currently in Use |  | 1985-01-01 06:00 |  | Petroleum | Unleaded gasoline | Unleaded gasoline | Retail | Single Wall, Steel | Steel | Field installed cathodic protection |  | Double Wall, DWTCOII |  |  |  | Catchment Basin, Single walled catchment basin | Flow Rest 90% Full | Flow Rest 90% Full |  |  | Continuous Automatic Tank Gauge |  | Automatic shutoff device (AELLD), Containment Sump | Containment Sump | [5 empty] | UST Currently In Use: 5; UST Temp Close: 0; AST Currently In Use: 0; AST Temp Closed: 0 | 5 | 0 | 0 | 25265-095-008997 | LGWS/CROSS AMERICA PARTNERS
17826 | Currently in Use |  | 1985-01-01 06:00 |  | Petroleum | Off road diesel | Off road diesel | Retail | Single Wall, Steel | Steel | Field installed cathodic protection |  | Double Wall, DWTCOII |  |  |  | Catchment Basin, Single walled catchment basin | Flow Rest 90% Full | Flow Rest 90% Full |  |  | Continuous Automatic Tank Gauge |  | Automatic shutoff device (AELLD), Containment Sump | Containment Sump | [5 empty] | UST Currently In Use: 5; UST Temp Close: 0; AST Currently In Use: 0; AST Temp Closed: 0 | 5 | 0 | 0 | 25265-095-008997 | LGWS/CROSS AMERICA PARTNERS
17827 | Currently in Use |  | 1988-08-18 06:00 |  | Petroleum | On road diesel | On road diesel | Retail | Single Wall, Steel | Steel | Field installed cathodic protection |  | Double Wall, DWTCOII |  |  |  | Catchment Basin, Single walled catchment basin | Automatic shutoff device At 95% full | Automatic shutoff device At 95% full |  |  | Continuous Automatic Tank Gauge |  | Automatic shutoff device (AELLD), Containment Sump | Containment Sump | [5 empty] | UST Currently In Use: 5; UST Temp Close: 0; AST Currently In Use: 0; AST Temp Closed: 0 | 5 | 0 | 0 | 25265-095-008997 | LGWS/CROSS AMERICA PARTNERS
17828 | Currently in Use |  | 1988-08-18 06:00 |  | Petroleum | Premium gasoline | Premium gasoline | Retail | Single Wall, Steel | Steel | Field installed cathodic protection |  | Double Wall, DWTCOII |  |  |  | Catchment Basin, Single walled catchment basin | Flow Rest 90% Full | Flow Rest 90% Full |  |  | Continuous Automatic Tank Gauge |  | Automatic shutoff device (AELLD), Containment Sump | Containment Sump | [5 empty] | UST Currently In Use: 5; UST Temp Close: 0; AST Currently In Use: 0; AST Temp Closed: 0 | 5 | 0 | 0 | 25265-095-008997 | LGWS/CROSS AMERICA PARTNERS
17829 | Permanently Closed | 2002-10-17 06:00 | 1973-01-01 06:00 | 2002-10-17 06:00 | Petroleum | Unleaded gasoline | Unleaded gasoline | Retail | Steel | Steel | Field installed cathodic protection |  | Fiberglass reinforced plastic |  | 1901-01-01 06:00 |  | Catchment Basin, Single walled catchment basin | Flow Rest 90% Full | Flow Rest 90% Full |  |  | Statistical Inventory Reconciliation (SIR) | [8 empty] | UST Currently In Use: 0; UST Temp Close: 0; AST Currently In Use: 0; AST Temp Closed: 0 | 0 | 0 | 2 | 12740-095-009001 | JET PEP INC.
17830 | Permanently Closed | 2002-10-17 06:00 | 1973-01-01 06:00 | 2002-10-17 06:00 | Petroleum | Premium gasoline | Premium gasoline | Retail | Steel | Steel | Field installed cathodic protection |  | Fiberglass reinforced plastic |  | 1901-01-01 06:00 |  | Catchment Basin, Single walled catchment basin | Flow Rest 90% Full | Flow Rest 90% Full |  |  | Statistical Inventory Reconciliation (SIR) | [8 empty] | UST Currently In Use: 0; UST Temp Close: 0; AST Currently In Use: 0; AST Temp Closed: 0 | 0 | 0 | 2 | 12740-095-009001 | JET PEP INC.
17831 | Permanently Closed | 1994-01-01 06:00 | 1986-01-01 06:00 | 2002-04-23 06:00 | Petroleum | Unleaded gasoline | Unleaded gasoline |  | Steel | Steel | Coated & cathodic protection (sti-P3) |  | Fiberglass reinforced plastic |  | 1901-01-01 06:00 | [12 empty] | Annual line testing | Annual line testing |  | UST Currently In Use: 0; UST Temp Close: 0; AST Currently In Use: 0; AST Temp Closed: 0 | 0 | 0 | 5 | 12740-095-009934 | JET PEP INC.
17832 | Permanently Closed | 1994-01-01 06:00 | 1986-01-01 06:00 | 2002-04-23 06:00 | Petroleum | Unleaded gasoline | Unleaded gasoline |  | Steel | Steel | Coated & cathodic protection (sti-P3) |  | Fiberglass reinforced plastic |  | 1901-01-01 06:00 | [12 empty] | Annual line testing | Annual line testing |  | UST Currently In Use: 0; UST Temp Close: 0; AST Currently In Use: 0; AST Temp Closed: 0 | 0 | 0 | 5 | 12740-095-009934 | JET PEP INC.
17833 | Permanently Closed | 1994-01-01 06:00 | 1986-01-01 06:00 | 2002-04-23 06:00 | Petroleum | Unleaded gasoline | Unleaded gasoline |  | Steel | Steel | Coated & cathodic protection (sti-P3) |  | Fiberglass reinforced plastic |  | 1901-01-01 06:00 | [12 empty] | Annual line testing | Annual line testing |  | UST Currently In Use: 0; UST Temp Close: 0; AST Currently In Use: 0; AST Temp Closed: 0 | 0 | 0 | 5 | 12740-095-009934 | JET PEP INC.
17834 | Permanently Closed | 1994-01-01 06:00 | 1986-01-01 06:00 | 2002-04-23 06:00 | Petroleum | Kerosene | Kerosene |  | Steel | Steel | Coated & cathodic protection (sti-P3) |  | Fiberglass reinforced plastic |  | 1901-01-01 06:00 | [15 empty] | UST Currently In Use: 0; UST Temp Close: 0; AST Currently In Use: 0; AST Temp Closed: 0 | 0 | 0 | 5 | 12740-095-009934 | JET PEP INC.
17835 | Temporary Closed | 2022-10-03 06:00 | 1983-01-01 06:00 |  | Petroleum | Unleaded gasoline | Unleaded gasoline | Retail | Single Wall, Steel | Steel | Field installed cathodic protection |  | Double Wall, Flexible, DW PERMAFX |  |  |  | Catchment Basin, Single walled catchment basin | Flow Rest 90% Full | Flow Rest 90% Full |  |  | Automatic Tank Gauge | Single walled submersible pump containment sump | Automatic flow restrictor (MLLD), Containment Sump | Containment Sump |  |  | Annual line testing | Annual line testing |  | UST Currently In Use: 0; UST Temp Close: 2; AST Currently In Use: 0; AST Temp Closed: 0 | 0 | 2 | 0 | 20823-103-004486 | RASOUL & NASRIN N. PIROUZBAKHT
17836 | Temporary Closed | 2022-10-03 06:00 | 1983-01-01 06:00 |  | Petroleum | Premium gasoline | Premium gasoline | Retail | Single Wall, Steel | Steel | Field installed cathodic protection |  | Double Wall, Flexible, DW PERMAFL |  |  |  | Catchment Basin, Single walled catchment basin | Flow Rest 90% Full | Flow Rest 90% Full |  |  | Automatic Tank Gauge | Single walled submersible pump containment sump | Automatic flow restrictor (MLLD), Containment Sump | Containment Sump |  |  | Annual line testing | Annual line testing |  | UST Currently In Use: 0; UST Temp Close: 2; AST Currently In Use: 0; AST Temp Closed: 0 | 0 | 2 | 0 | 20823-103-004486 | RASOUL & NASRIN N. PIROUZBAKHT
17837 | Permanently Closed | 2006-10-02 06:00 | 1986-03-01 06:00 | 2006-11-10 06:00 | Petroleum | Unleaded gasoline | Unleaded gasoline | Retail | Steel | Steel | Coated & cathodic protection (sti-P3) |  | Fiberglass reinforced plastic |  | 1901-01-01 06:00 |  | Catchment Basin, Single walled catchment basin | Automatic shutoff device At 95% full | Automatic shutoff device At 95% full |  |  | Continuous Automatic Tank Gauge, Statistical Inventory Reconciliation (SIR) |  | Automatic shutoff device (AELLD) | Automatic shutoff device (AELLD) |  |  | Statistical inventory reconciliation (SIR) | Statistical inventory reconciliation (SIR) |  | UST Currently In Use: 0; UST Temp Close: 0; AST Currently In Use: 0; AST Temp Closed: 0 | 0 | 0 | 4 | 12740-103-009003 | JET PEP INC.
17840 | Permanently Closed | 2006-10-02 06:00 | 1986-03-01 06:00 | 2006-11-10 06:00 | Petroleum | Premium gasoline | Premium gasoline | Retail | Steel | Steel | Coated & cathodic protection (sti-P3) |  | Fiberglass reinforced plastic |  | 1901-01-01 06:00 |  | Catchment Basin, Single walled catchment basin | Automatic shutoff device At 95% full | Automatic shutoff device At 95% full |  |  | Continuous Automatic Tank Gauge, Statistical Inventory Reconciliation (SIR) |  | Automatic shutoff device (AELLD) | Automatic shutoff device (AELLD) |  |  | Statistical inventory reconciliation (SIR) | Statistical inventory reconciliation (SIR) |  | UST Currently In Use: 0; UST Temp Close: 0; AST Currently In Use: 0; AST Temp Closed: 0 | 0 | 0 | 4 | 12740-103-009003 | JET PEP INC.
17841 | Permanently Closed | 1998-08-13 06:00 | 1989-01-01 06:00 | 1998-08-13 06:00 | Petroleum | Kerosene | Kerosene |  | Steel | Steel |  | Painted or None | Steel |  | 1901-01-01 06:00 | [6 empty] | Statistical Inventory Reconciliation (SIR) | [8 empty] | UST Currently In Use: 0; UST Temp Close: 0; AST Currently In Use: 0; AST Temp Closed: 0 | 0 | 0 | 4 | 12740-103-009003 | JET PEP INC.
17842 | Permanently Closed | 1901-01-01 06:00 | 1901-01-01 06:00 | 1988-03-01 06:00 | Petroleum | Unleaded gasoline | Unleaded gasoline |  | Steel | Steel |  | Painted or None |  |  | 1901-01-01 06:00 | [15 empty] | UST Currently In Use: 0; UST Temp Close: 0; AST Currently In Use: 0; AST Temp Closed: 0 | 0 | 0 | 5 | 25265-103-009004 | LGWS/CROSS AMERICA PARTNERS
17843 | Permanently Closed | 1901-01-01 06:00 | 1901-01-01 06:00 | 1988-03-01 06:00 | Petroleum | Unleaded gasoline | Unleaded gasoline |  | Steel | Steel |  | Painted or None |  |  | 1901-01-01 06:00 | [15 empty] | UST Currently In Use: 0; UST Temp Close: 0; AST Currently In Use: 0; AST Temp Closed: 0 | 0 | 0 | 5 | 25265-103-009004 | LGWS/CROSS AMERICA PARTNERS
17844 | Permanently Closed | 1901-01-01 06:00 | 1901-01-01 06:00 | 1988-03-01 06:00 | Petroleum | Unleaded gasoline | Unleaded gasoline |  | Steel | Steel |  | Painted or None |  |  | 1901-01-01 06:00 | [15 empty] | UST Currently In Use: 0; UST Temp Close: 0; AST Currently In Use: 0; AST Temp Closed: 0 | 0 | 0 | 5 | 25265-103-009004 | LGWS/CROSS AMERICA PARTNERS
17845 | Permanently Closed | 1901-01-01 06:00 | 1981-01-01 06:00 | 1988-03-01 06:00 | Petroleum | Unleaded gasoline | Unleaded gasoline |  | Steel | Steel |  | Painted or None | Steel |  | 1901-01-01 06:00 | [15 empty] | UST Currently In Use: 0; UST Temp Close: 0; AST Currently In Use: 0; AST Temp Closed: 0 | 0 | 0 | 5 | 25265-103-009004 | LGWS/CROSS AMERICA PARTNERS
17846 | Permanently Closed | 1901-01-01 06:00 | 1981-01-01 06:00 | 1988-03-01 06:00 | Petroleum | Unleaded gasoline | Unleaded gasoline |  | Steel | Steel |  | Painted or None | Steel |  | 1901-01-01 06:00 | [15 empty] | UST Currently In Use: 0; UST Temp Close: 0; AST Currently In Use: 0; AST Temp Closed: 0 | 0 | 0 | 5 | 25265-103-009004 | LGWS/CROSS AMERICA PARTNERS
17847 | Currently in Use |  | 1987-12-01 06:00 |  | Petroleum | Unleaded gasoline | Unleaded gasoline | Retail | Single Wall, Steel | Steel | Coated & cathodic protection (sti-P3) |  | Fiberglass reinforced plastic, Single Wall |  |  |  | Catchment Basin, Single walled catchment basin | Flow Rest 90% Full | Flow Rest 90% Full |  |  | Continuous Automatic Tank Gauge |  | Automatic shutoff device (AELLD), Containment Sump | Containment Sump | [5 empty] | UST Currently In Use: 3; UST Temp Close: 0; AST Currently In Use: 0; AST Temp Closed: 0 | 3 | 0 | 1 | 25265-103-011126 | LGWS/CROSS AMERICA PARTNERS
17849 | Currently in Use |  | 1987-12-01 06:00 |  | Petroleum | Premium gasoline | Premium gasoline | Retail | Single Wall, Steel | Steel | Coated & cathodic protection (sti-P3) |  | Fiberglass reinforced plastic, Single Wall |  |  |  | Catchment Basin, Single walled catchment basin | Flow Rest 90% Full | Flow Rest 90% Full |  |  | Continuous Automatic Tank Gauge |  | Automatic shutoff device (AELLD), Containment Sump | Containment Sump | [5 empty] | UST Currently In Use: 3; UST Temp Close: 0; AST Currently In Use: 0; AST Temp Closed: 0 | 3 | 0 | 1 | 25265-103-011126 | LGWS/CROSS AMERICA PARTNERS
17850 | Permanently Closed | 2017-09-19 06:00 | 1987-12-01 06:00 | 2017-09-19 06:00 | Petroleum | On road diesel | On road diesel | Retail | Single Wall, Steel | Steel | Coated & cathodic protection (sti-P3) |  | Fiberglass reinforced plastic, Single Wall |  |  |  | Catchment Basin, Single walled catchment basin | Flow Rest 90% Full | Flow Rest 90% Full |  |  | Continuous Automatic Tank Gauge |  | Automatic shutoff device (AELLD), Containment Sump | Containment Sump | [5 empty] | UST Currently In Use: 3; UST Temp Close: 0; AST Currently In Use: 0; AST Temp Closed: 0 | 3 | 0 | 1 | 25265-103-011126 | LGWS/CROSS AMERICA PARTNERS
17851 | Currently in Use |  | 1988-01-01 06:00 |  | Petroleum | Unleaded gasoline | Unleaded gasoline | Retail | Single Wall, Steel | Steel | Coated & cathodic protection (sti-P3), Field installed cathodic protection |  | Fiberglass reinforced plastic, Single Wall |  |  |  | Catchment Basin, Single walled catchment basin | Flow Rest 90% Full | Flow Rest 90% Full |  |  | Continuous Automatic Tank Gauge |  | Automatic shutoff device (AELLD) | Automatic shutoff device (AELLD) | [5 empty] | UST Currently In Use: 3; UST Temp Close: 0; AST Currently In Use: 0; AST Temp Closed: 0 | 3 | 0 | 0 | 25265-103-013907 | LGWS/CROSS AMERICA PARTNERS
17853 | Currently in Use |  | 1988-01-01 06:00 |  | Petroleum | Premium gasoline | Premium gasoline | Retail | Single Wall, Steel | Steel | Coated & cathodic protection (sti-P3), Field installed cathodic protection |  | Fiberglass reinforced plastic, Single Wall |  |  |  | Catchment Basin, Single walled catchment basin | Flow Rest 90% Full | Flow Rest 90% Full |  |  | Continuous Automatic Tank Gauge |  | Automatic shutoff device (AELLD) | Automatic shutoff device (AELLD) | [5 empty] | UST Currently In Use: 3; UST Temp Close: 0; AST Currently In Use: 0; AST Temp Closed: 0 | 3 | 0 | 0 | 25265-103-013907 | LGWS/CROSS AMERICA PARTNERS
17854 | Currently in Use |  | 1988-01-01 06:00 |  | Petroleum | On road diesel | On road diesel | Retail | Single Wall, Steel | Steel | Coated & cathodic protection (sti-P3), Field installed cathodic protection |  | Double Wall, Fiberglass reinforced plastic |  |  |  | Catchment Basin, Single walled catchment basin | Flow Rest 90% Full | Flow Rest 90% Full |  |  | Continuous Automatic Tank Gauge |  | Automatic shutoff device (AELLD), Containment Sump | Containment Sump | [5 empty] | UST Currently In Use: 3; UST Temp Close: 0; AST Currently In Use: 0; AST Temp Closed: 0 | 3 | 0 | 0 | 25265-103-013907 | LGWS/CROSS AMERICA PARTNERS
17855 | Temporary Closed | 2008-08-07 06:00 | 1980-01-01 06:00 |  | Petroleum | Unleaded gasoline | Unleaded gasoline | Retail | Single Wall, Steel | Steel | Field installed cathodic protection |  | Fiberglass reinforced plastic, Single Wall |  | 1901-01-01 06:00 |  | Catchment Basin, Single walled catchment basin | Flow Rest 90% Full | Flow Rest 90% Full |  |  | Statistical Inventory Reconciliation (SIR) | [8 empty] | UST Currently In Use: 0; UST Temp Close: 5; AST Currently In Use: 0; AST Temp Closed: 0 | 0 | 5 | 1 | 25309-133-006098 | JIGAR AMIN
17856 | Temporary Closed | 2008-08-07 06:00 | 1980-01-01 06:00 |  | Petroleum | Mid-grade gasoline | Mid-grade gasoline | Retail | Single Wall, Steel | Steel | Field installed cathodic protection |  | Fiberglass reinforced plastic, Single Wall |  | 1901-01-01 06:00 |  | Catchment Basin, Single walled catchment basin | Flow Rest 90% Full | Flow Rest 90% Full |  |  | Statistical Inventory Reconciliation (SIR) | [8 empty] | UST Currently In Use: 0; UST Temp Close: 5; AST Currently In Use: 0; AST Temp Closed: 0 | 0 | 5 | 1 | 25309-133-006098 | JIGAR AMIN
17857 | Temporary Closed | 2008-08-07 06:00 | 1980-01-01 06:00 |  | Petroleum | On road diesel | On road diesel | Retail | Single Wall, Steel | Steel | Field installed cathodic protection |  | Fiberglass reinforced plastic, Single Wall |  | 1901-01-01 06:00 |  | Catchment Basin, Single walled catchment basin | Flow Rest 90% Full | Flow Rest 90% Full |  |  | Statistical Inventory Reconciliation (SIR) | [8 empty] | UST Currently In Use: 0; UST Temp Close: 5; AST Currently In Use: 0; AST Temp Closed: 0 | 0 | 5 | 1 | 25309-133-006098 | JIGAR AMIN
17858 | Temporary Closed | 2008-08-07 06:00 | 1980-01-01 06:00 |  | Petroleum | Premium gasoline | Premium gasoline | Retail | Single Wall, Steel | Steel | Field installed cathodic protection |  | Fiberglass reinforced plastic, Single Wall |  | 1901-01-01 06:00 |  | Catchment Basin, Single walled catchment basin | Flow Rest 90% Full | Flow Rest 90% Full |  |  | Statistical Inventory Reconciliation (SIR) | [8 empty] | UST Currently In Use: 0; UST Temp Close: 5; AST Currently In Use: 0; AST Temp Closed: 0 | 0 | 5 | 1 | 25309-133-006098 | JIGAR AMIN
17859 | Permanently Closed | 1992-06-24 06:00 | 1980-01-01 06:00 | 1992-06-24 06:00 | Petroleum | On road diesel | On road diesel |  | Single Wall, Steel | Steel |  | Painted or None | Single Wall, Steel |  | 1901-01-01 06:00 | [6 empty] | Statistical Inventory Reconciliation (SIR) | [8 empty] | UST Currently In Use: 0; UST Temp Close: 5; AST Currently In Use: 0; AST Temp Closed: 0 | 0 | 5 | 1 | 25309-133-006098 | JIGAR AMIN
17860 | Permanently Closed | 2000-10-12 06:00 | 1981-01-01 06:00 | 2001-06-08 06:00 | Petroleum | Aviation fuel (JP-4; etc.) | Aviation fuel (JP-4; etc.) | Retail | Steel | Steel | Interior lined (not allowed as a standalone method of corrosion protection) |  | Steel, ABOVEGROND |  | 1901-01-01 06:00 |  |  | Audible high level alarm At 90% full | Audible high level alarm At 90% full |  |  | Automatic Tank Gauge | [5 empty] | Continuous alarm system | Continuous alarm system |  | UST Currently In Use: 0; UST Temp Close: 0; AST Currently In Use: 0; AST Temp Closed: 0 | 0 | 0 | 4 | 12741-073-001183 | SIGNATURE COMBS BIRMINGHAM INC
17861 | Permanently Closed | 2001-06-08 06:00 | 1981-01-01 06:00 | 2001-06-08 06:00 | Petroleum | Aviation fuel (JP-4; etc.) | Aviation fuel (JP-4; etc.) | Retail | Steel | Steel | Coated & cathodic protection (sti-P3), Interior lined (not allowed as a standalone method of corrosion protection) |  | Steel, ABOVEGROUD |  | 1901-01-01 06:00 |  | Catchment Basin, Single walled catchment basin | Audible high level alarm At 90% full | Audible high level alarm At 90% full |  |  | Automatic Tank Gauge | [5 empty] | Continuous alarm system | Continuous alarm system |  | UST Currently In Use: 0; UST Temp Close: 0; AST Currently In Use: 0; AST Temp Closed: 0 | 0 | 0 | 4 | 12741-073-001183 | SIGNATURE COMBS BIRMINGHAM INC
17862 | Permanently Closed | 2000-10-12 06:00 | 1981-01-01 06:00 | 2001-06-08 06:00 | Petroleum | Aviation fuel (JP-4; etc.) | Aviation fuel (JP-4; etc.) | Retail | Steel | Steel | Coated & cathodic protection (sti-P3) | Painted or None | Steel, ABOVEGROUD |  | 1901-01-01 06:00 |  |  | Audible high level alarm At 90% full | Audible high level alarm At 90% full |  |  | Automatic Tank Gauge | [5 empty] | Continuous alarm system | Continuous alarm system |  | UST Currently In Use: 0; UST Temp Close: 0; AST Currently In Use: 0; AST Temp Closed: 0 | 0 | 0 | 4 | 12741-073-001183 | SIGNATURE COMBS BIRMINGHAM INC
17863 | Permanently Closed | 2000-10-12 06:00 | 1982-01-01 06:00 | 2001-06-08 06:00 | Petroleum | Unleaded gasoline | Unleaded gasoline | Retail | Steel | Steel |  | Painted or None | Steel, ABOVEGROUD |  | 1901-01-01 06:00 |  |  | Audible high level alarm At 90% full | Audible high level alarm At 90% full |  |  | Automatic Tank Gauge | [5 empty] | Continuous alarm system | Continuous alarm system |  | UST Currently In Use: 0; UST Temp Close: 0; AST Currently In Use: 0; AST Temp Closed: 0 | 0 | 0 | 4 | 12741-073-001183 | SIGNATURE COMBS BIRMINGHAM INC
17864 | Permanently Closed | 1991-02-04 06:00 | 1970-01-01 06:00 | 1991-02-04 06:00 | Petroleum | Unleaded gasoline | Unleaded gasoline | [7 empty] | 1901-01-01 06:00 | [15 empty] | UST Currently In Use: 0; UST Temp Close: 0; AST Currently In Use: 0; AST Temp Closed: 0 | 0 | 0 | 3 | 13663-041-009832 | SUNNY SOUTH
17865 | Permanently Closed | 1991-02-04 06:00 | 1970-01-01 06:00 | 1991-02-04 06:00 | Petroleum | Unleaded gasoline | Unleaded gasoline | [7 empty] | 1901-01-01 06:00 | [15 empty] | UST Currently In Use: 0; UST Temp Close: 0; AST Currently In Use: 0; AST Temp Closed: 0 | 0 | 0 | 3 | 13663-041-009832 | SUNNY SOUTH
17866 | Permanently Closed | 1991-02-04 06:00 | 1970-01-01 06:00 | 1991-02-04 06:00 | Petroleum | Unleaded gasoline | Unleaded gasoline |  | Steel | Steel |  | Painted or None | Steel |  | 1901-01-01 06:00 | [15 empty] | UST Currently In Use: 0; UST Temp Close: 0; AST Currently In Use: 0; AST Temp Closed: 0 | 0 | 0 | 3 | 13663-041-009832 | SUNNY SOUTH
17867 | Permanently Closed | 1991-12-02 06:00 | 1982-01-01 06:00 | 1992-03-13 06:00 | Petroleum | Unleaded gasoline | Unleaded gasoline | [7 empty] | 1901-01-01 06:00 | [15 empty] | UST Currently In Use: 0; UST Temp Close: 0; AST Currently In Use: 0; AST Temp Closed: 0 | 0 | 0 | 2 | 12743-101-011896 | JETER OIL CO
17868 | Permanently Closed | 1991-12-02 06:00 | 1975-01-01 06:00 | 1992-03-13 06:00 | Petroleum | Unleaded gasoline | Unleaded gasoline | [7 empty] | 1901-01-01 06:00 | [15 empty] | UST Currently In Use: 0; UST Temp Close: 0; AST Currently In Use: 0; AST Temp Closed: 0 | 0 | 0 | 2 | 12743-101-011896 | JETER OIL CO
17869 | Permanently Closed | 1991-07-31 06:00 | 1953-01-01 06:00 | 1991-07-31 06:00 | Petroleum | Unleaded gasoline | Unleaded gasoline | Retail | Steel | Steel |  | Painted or None | Steel |  | 1901-01-01 06:00 | [6 empty] | Manual Tank Gauging (only tanks 1000 gal. or less and 48” or 64” in diameter) | [8 empty] | UST Currently In Use: 0; UST Temp Close: 0; AST Currently In Use: 0; AST Temp Closed: 0 | 0 | 0 | 6 | 12743-005-009838 | JETER OIL CO
17870 | Permanently Closed | 1991-07-31 06:00 | 1953-01-01 06:00 | 1991-07-31 06:00 | Petroleum | Unleaded gasoline | Unleaded gasoline | Retail | Steel | Steel |  | Painted or None | Steel |  | 1901-01-01 06:00 | [6 empty] | Manual Tank Gauging (only tanks 1000 gal. or less and 48” or 64” in diameter) | [8 empty] | UST Currently In Use: 0; UST Temp Close: 0; AST Currently In Use: 0; AST Temp Closed: 0 | 0 | 0 | 6 | 12743-005-009838 | JETER OIL CO
17871 | Permanently Closed | 1991-07-31 06:00 | 1975-01-01 06:00 | 1991-07-31 06:00 | Petroleum | Unleaded gasoline | Unleaded gasoline | Retail | Steel | Steel |  | Painted or None | Steel |  | 1901-01-01 06:00 | [6 empty] | Manual Tank Gauging (only tanks 1000 gal. or less and 48” or 64” in diameter) | [8 empty] | UST Currently In Use: 0; UST Temp Close: 0; AST Currently In Use: 0; AST Temp Closed: 0 | 0 | 0 | 6 | 12743-005-009838 | JETER OIL CO
17872 | Permanently Closed | 1901-01-01 06:00 | 1953-01-01 06:00 | 2011-11-11 06:00 | Petroleum | Other, OTHER | Other | Retail |  |  |  | Painted or None | Steel |  | 1901-01-01 06:00 | [6 empty] | Manual Tank Gauging (only tanks 1000 gal. or less and 48” or 64” in diameter) | [8 empty] | UST Currently In Use: 0; UST Temp Close: 0; AST Currently In Use: 0; AST Temp Closed: 0 | 0 | 0 | 6 | 12743-005-009838 | JETER OIL CO
17873 | Permanently Closed | 1992-09-30 06:00 | 1972-01-01 06:00 | 1992-09-30 06:00 | Petroleum | Unleaded gasoline | Unleaded gasoline |  | Steel | Steel |  | Painted or None | Steel |  | 1901-01-01 06:00 | [15 empty] | UST Currently In Use: 0; UST Temp Close: 0; AST Currently In Use: 0; AST Temp Closed: 0 | 0 | 0 | 3 | 12743-041-004556 | JETER OIL CO
17874 | Permanently Closed | 1992-09-30 06:00 | 1972-01-01 06:00 | 1992-09-30 06:00 | Petroleum | Unleaded gasoline | Unleaded gasoline |  | Steel | Steel |  | Painted or None | Steel |  | 1901-01-01 06:00 | [15 empty] | UST Currently In Use: 0; UST Temp Close: 0; AST Currently In Use: 0; AST Temp Closed: 0 | 0 | 0 | 3 | 12743-041-004556 | JETER OIL CO
17875 | Permanently Closed | 1992-09-30 06:00 | 1972-01-01 06:00 | 1992-09-30 06:00 | Petroleum | Unleaded gasoline | Unleaded gasoline |  | Steel | Steel |  | Painted or None | Steel |  | 1901-01-01 06:00 | [15 empty] | UST Currently In Use: 0; UST Temp Close: 0; AST Currently In Use: 0; AST Temp Closed: 0 | 0 | 0 | 3 | 12743-041-004556 | JETER OIL CO
17876 | Permanently Closed | 2012-02-07 06:00 | 1986-01-01 06:00 |  | Petroleum | Unleaded gasoline | Unleaded gasoline | Retail | Steel | Steel | Field installed cathodic protection |  | Steel |  | 1901-01-01 06:00 | Field installed cathodic protection | Catchment Basin, Single walled catchment basin | Automatic shutoff device At 95% full | Automatic shutoff device At 95% full |  |  | Statistical Inventory Reconciliation (SIR) | [8 empty] | UST Currently In Use: 0; UST Temp Close: 0; AST Currently In Use: 0; AST Temp Closed: 0 | 0 | 0 | 3 | 12743-041-008445 | JETER OIL CO
17877 | Permanently Closed | 2009-06-01 06:00 | 1986-01-01 06:00 |  | Petroleum | Unleaded gasoline | Unleaded gasoline | Retail | Steel | Steel | Field installed cathodic protection |  | Steel |  | 1901-01-01 06:00 | Field installed cathodic protection | Catchment Basin, Single walled catchment basin | Automatic shutoff device At 95% full | Automatic shutoff device At 95% full |  |  | Statistical Inventory Reconciliation (SIR) | [8 empty] | UST Currently In Use: 0; UST Temp Close: 0; AST Currently In Use: 0; AST Temp Closed: 0 | 0 | 0 | 3 | 12743-041-008445 | JETER OIL CO
17878 | Permanently Closed | 2009-06-01 06:00 | 1986-01-01 06:00 |  | Petroleum | On road diesel | On road diesel | Retail | Steel | Steel | Field installed cathodic protection |  | Steel |  | 1901-01-01 06:00 | Field installed cathodic protection | Catchment Basin, Single walled catchment basin | Automatic shutoff device At 95% full | Automatic shutoff device At 95% full |  |  | Statistical Inventory Reconciliation (SIR) | [8 empty] | UST Currently In Use: 0; UST Temp Close: 0; AST Currently In Use: 0; AST Temp Closed: 0 | 0 | 0 | 3 | 12743-041-008445 | JETER OIL CO
17879 | Permanently Closed | 2008-02-13 06:00 | 1986-01-01 06:00 | 2008-02-13 06:00 | Petroleum | Unleaded gasoline | Unleaded gasoline | Retail | Steel | Steel | Coated & cathodic protection (sti-P3), Field installed cathodic protection |  | Steel |  | 1901-01-01 06:00 | Field installed cathodic protection | Catchment Basin, Single walled catchment basin | Automatic shutoff device At 95% full | Automatic shutoff device At 95% full |  |  | Statistical Inventory Reconciliation (SIR) | [8 empty] | UST Currently In Use: 0; UST Temp Close: 0; AST Currently In Use: 0; AST Temp Closed: 0 | 0 | 0 | 3 | 12743-041-008447 | JETER OIL CO
17880 | Permanently Closed | 2008-02-13 06:00 | 1968-01-01 06:00 | 2008-02-13 06:00 | Petroleum | Premium gasoline | Premium gasoline | Retail | Steel | Steel | Field installed cathodic protection |  | Steel |  | 1901-01-01 06:00 | Field installed cathodic protection | Catchment Basin, Single walled catchment basin | Automatic shutoff device At 95% full | Automatic shutoff device At 95% full |  |  | Statistical Inventory Reconciliation (SIR) | [5 empty] | Statistical inventory reconciliation (SIR) | Statistical inventory reconciliation (SIR) |  | UST Currently In Use: 0; UST Temp Close: 0; AST Currently In Use: 0; AST Temp Closed: 0 | 0 | 0 | 3 | 12743-041-008447 | JETER OIL CO
17881 | Permanently Closed | 1999-12-02 06:00 | 1968-01-01 06:00 | 1999-12-02 06:00 | Petroleum | Unleaded gasoline | Unleaded gasoline | Retail | Steel | Steel | Field installed cathodic protection |  | Fiberglass reinforced plastic, Steel |  | 1901-01-01 06:00 |  | Catchment Basin, Single walled catchment basin | Flow Rest 90% Full | Flow Rest 90% Full |  |  | Statistical Inventory Reconciliation (SIR) | [8 empty] | UST Currently In Use: 0; UST Temp Close: 0; AST Currently In Use: 0; AST Temp Closed: 0 | 0 | 0 | 3 | 12743-041-008447 | JETER OIL CO
17882 | Permanently Closed | 1994-01-26 06:00 | 1981-01-01 06:00 | 1994-04-14 06:00 | Petroleum | Unleaded gasoline | Unleaded gasoline |  | Steel | Steel |  | Painted or None | Steel |  | 1901-01-01 06:00 | [15 empty] | UST Currently In Use: 0; UST Temp Close: 0; AST Currently In Use: 0; AST Temp Closed: 0 | 0 | 0 | 3 | 12743-041-008448 | JETER OIL CO
17883 | Permanently Closed | 1994-01-26 06:00 | 1981-01-01 06:00 | 1994-04-14 06:00 | Petroleum | Unleaded gasoline | Unleaded gasoline |  | Steel | Steel |  | Painted or None | Steel |  | 1901-01-01 06:00 | [15 empty] | UST Currently In Use: 0; UST Temp Close: 0; AST Currently In Use: 0; AST Temp Closed: 0 | 0 | 0 | 3 | 12743-041-008448 | JETER OIL CO
17884 | Permanently Closed | 1994-01-26 06:00 | 1981-01-01 06:00 | 1994-04-14 06:00 | Petroleum | Unleaded gasoline | Unleaded gasoline |  | Steel | Steel |  | Painted or None | Steel |  | 1901-01-01 06:00 | [15 empty] | UST Currently In Use: 0; UST Temp Close: 0; AST Currently In Use: 0; AST Temp Closed: 0 | 0 | 0 | 3 | 12743-041-008448 | JETER OIL CO
17885 | Permanently Closed | 1990-06-25 06:00 | 1988-01-01 06:00 | 1990-06-26 06:00 | Petroleum | Unleaded gasoline | Unleaded gasoline |  | Steel | Steel | Coated & cathodic protection (sti-P3) |  | Steel |  | 1901-01-01 06:00 | [15 empty] | UST Currently In Use: 0; UST Temp Close: 0; AST Currently In Use: 0; AST Temp Closed: 0 | 0 | 0 | 4 | 12743-041-012490 | JETER OIL CO
17886 | Permanently Closed | 1990-06-25 06:00 | 1988-01-01 06:00 | 1990-06-26 06:00 | Petroleum | Unleaded gasoline | Unleaded gasoline |  | Steel | Steel | Coated & cathodic protection (sti-P3) |  | Steel |  | 1901-01-01 06:00 | [15 empty] | UST Currently In Use: 0; UST Temp Close: 0; AST Currently In Use: 0; AST Temp Closed: 0 | 0 | 0 | 4 | 12743-041-012490 | JETER OIL CO
17887 | Permanently Closed | 1999-11-29 06:00 | 1988-01-01 06:00 | 1999-11-29 06:00 | Petroleum | Unleaded gasoline | Unleaded gasoline | Retail | Steel, SPI | Steel | Coated & cathodic protection (sti-P3) |  | Steel |  | 1901-01-01 06:00 | Field installed cathodic protection | Catchment Basin, Single walled catchment basin | Automatic shutoff device At 95% full | Automatic shutoff device At 95% full |  |  | Statistical Inventory Reconciliation (SIR) | [8 empty] | UST Currently In Use: 0; UST Temp Close: 0; AST Currently In Use: 0; AST Temp Closed: 0 | 0 | 0 | 2 | 12743-041-012870 | JETER OIL CO
17888 | Permanently Closed | 1999-11-29 06:00 | 1988-01-01 06:00 | 1999-11-29 06:00 | Petroleum | Premium gasoline | Premium gasoline | Retail | Steel, SPI | Steel | Coated & cathodic protection (sti-P3) |  | Steel |  | 1901-01-01 06:00 | Field installed cathodic protection | Catchment Basin, Single walled catchment basin | Automatic shutoff device At 95% full | Automatic shutoff device At 95% full |  |  | Statistical Inventory Reconciliation (SIR) | [8 empty] | UST Currently In Use: 0; UST Temp Close: 0; AST Currently In Use: 0; AST Temp Closed: 0 | 0 | 0 | 2 | 12743-041-012870 | JETER OIL CO
17889 | Permanently Closed | 1986-01-01 06:00 | 1988-01-01 06:00 |  | Petroleum | Unleaded gasoline | Unleaded gasoline |  | Steel | Steel | Coated & cathodic protection (sti-P3) |  | Steel |  | 1901-01-01 06:00 | [15 empty] | UST Currently In Use: 0; UST Temp Close: 0; AST Currently In Use: 0; AST Temp Closed: 0 | 0 | 0 | 3 | 17646-041-012878 | CHARLES BOYD BERRY
17890 | Permanently Closed | 1986-01-01 06:00 | 1988-01-01 06:00 |  | Petroleum | Unleaded gasoline | Unleaded gasoline |  | Steel | Steel | Coated & cathodic protection (sti-P3) |  | Steel |  | 1901-01-01 06:00 | [15 empty] | UST Currently In Use: 0; UST Temp Close: 0; AST Currently In Use: 0; AST Temp Closed: 0 | 0 | 0 | 3 | 17646-041-012878 | CHARLES BOYD BERRY
17891 | Permanently Closed | 1994-07-01 06:00 | 1988-01-01 06:00 | 1994-12-22 06:00 | Petroleum | Unleaded gasoline | Unleaded gasoline |  | Steel | Steel |  | Painted or None | Steel |  | 1901-01-01 06:00 | [15 empty] | UST Currently In Use: 0; UST Temp Close: 0; AST Currently In Use: 0; AST Temp Closed: 0 | 0 | 0 | 3 | 17646-041-012878 | CHARLES BOYD BERRY
17892 | Permanently Closed | 1993-02-11 06:00 | 1986-01-01 06:00 | 1993-08-12 06:00 | Petroleum | On road diesel | On road diesel |  | Steel | Steel |  |  | Steel |  | 1901-01-01 06:00 | [15 empty] | UST Currently In Use: 0; UST Temp Close: 0; AST Currently In Use: 0; AST Temp Closed: 0 | 0 | 0 | 1 | 12743-041-014359 | JETER OIL CO
17893 | Permanently Closed | 1992-05-07 06:00 | 1968-01-01 06:00 | 1992-05-07 06:00 | Petroleum | Unleaded gasoline | Unleaded gasoline |  | Steel | Steel |  |  | Steel |  | 1901-01-01 06:00 | [15 empty] | UST Currently In Use: 0; UST Temp Close: 0; AST Currently In Use: 0; AST Temp Closed: 0 | 0 | 0 | 2 | 12743-109-008449 | JETER OIL CO
17894 | Permanently Closed | 1901-01-01 06:00 | 1963-01-01 06:00 | 1991-02-28 06:00 | Petroleum | Unleaded gasoline | Unleaded gasoline |  | Steel | Steel |  |  | Steel |  | 1901-01-01 06:00 | [15 empty] | UST Currently In Use: 0; UST Temp Close: 0; AST Currently In Use: 0; AST Temp Closed: 0 | 0 | 0 | 2 | 12743-109-008449 | JETER OIL CO
17895 | Permanently Closed | 1901-01-01 06:00 | 1968-01-01 06:00 | 1988-12-14 06:00 | Petroleum | Unleaded gasoline | Unleaded gasoline |  | Steel | Steel |  |  | Steel |  | 1901-01-01 06:00 | [15 empty] | UST Currently In Use: 0; UST Temp Close: 0; AST Currently In Use: 0; AST Temp Closed: 0 | 0 | 0 | 2 | 12743-109-008450 | JETER OIL CO
17896 | Permanently Closed | 1901-01-01 06:00 | 1963-01-01 06:00 | 1988-12-14 06:00 | Petroleum | Unleaded gasoline | Unleaded gasoline |  | Steel | Steel |  |  | Steel |  | 1901-01-01 06:00 | [15 empty] | UST Currently In Use: 0; UST Temp Close: 0; AST Currently In Use: 0; AST Temp Closed: 0 | 0 | 0 | 2 | 12743-109-008450 | JETER OIL CO
17897 | Permanently Closed | 1994-03-15 06:00 | 1982-07-01 06:00 |  | Petroleum | Unleaded gasoline | Unleaded gasoline | Retail | Steel | Steel |  | Painted or None | Steel |  | 1901-01-01 06:00 | [6 empty] | Manual Tank Gauging (only tanks 1000 gal. or less and 48” or 64” in diameter) | [8 empty] | UST Currently In Use: 0; UST Temp Close: 0; AST Currently In Use: 0; AST Temp Closed: 0 | 0 | 0 | 4 | 12743-109-009068 | JETER OIL CO
17898 | Permanently Closed | 1994-03-15 06:00 | 1982-07-01 06:00 |  | Petroleum | Unleaded gasoline | Unleaded gasoline | Retail | Steel | Steel |  | Painted or None | Steel |  | 1901-01-01 06:00 | [6 empty] | Manual Tank Gauging (only tanks 1000 gal. or less and 48” or 64” in diameter) | [8 empty] | UST Currently In Use: 0; UST Temp Close: 0; AST Currently In Use: 0; AST Temp Closed: 0 | 0 | 0 | 4 | 12743-109-009068 | JETER OIL CO
17899 | Permanently Closed | 1994-03-15 06:00 | 1982-07-01 06:00 |  | Petroleum | Unleaded gasoline | Unleaded gasoline | Retail | Steel | Steel |  | Painted or None | Steel |  | 1901-01-01 06:00 | [6 empty] | Manual Tank Gauging (only tanks 1000 gal. or less and 48” or 64” in diameter) | [8 empty] | UST Currently In Use: 0; UST Temp Close: 0; AST Currently In Use: 0; AST Temp Closed: 0 | 0 | 0 | 4 | 12743-109-009068 | JETER OIL CO
17900 | Permanently Closed | 1994-03-15 06:00 | 1982-07-01 06:00 |  | Petroleum | On road diesel | On road diesel | Retail | Steel | Steel |  | Painted or None | Steel |  | 1901-01-01 06:00 | [6 empty] | Manual Tank Gauging (only tanks 1000 gal. or less and 48” or 64” in diameter) | [8 empty] | UST Currently In Use: 0; UST Temp Close: 0; AST Currently In Use: 0; AST Temp Closed: 0 | 0 | 0 | 4 | 12743-109-009068 | JETER OIL CO
17901 | Permanently Closed | 1994-02-01 06:00 | 1978-01-01 06:00 | 1994-02-03 06:00 | Petroleum | Unleaded gasoline | Unleaded gasoline |  | Steel | Steel |  | Painted or None | Steel |  | 1901-01-01 06:00 | [15 empty] | UST Currently In Use: 0; UST Temp Close: 0; AST Currently In Use: 0; AST Temp Closed: 0 | 0 | 0 | 3 | 12743-109-009069 | JETER OIL CO
17902 | Permanently Closed | 1994-02-01 06:00 | 1978-01-01 06:00 | 1994-02-03 06:00 | Petroleum | Unleaded gasoline | Unleaded gasoline |  | Steel | Steel |  | Painted or None | Steel |  | 1901-01-01 06:00 | [15 empty] | UST Currently In Use: 0; UST Temp Close: 0; AST Currently In Use: 0; AST Temp Closed: 0 | 0 | 0 | 3 | 12743-109-009069 | JETER OIL CO
17903 | Permanently Closed | 1994-02-01 06:00 | 1978-01-01 06:00 | 1994-02-03 06:00 | Petroleum | On road diesel | On road diesel |  | Steel | Steel |  | Painted or None | Steel |  | 1901-01-01 06:00 | [15 empty] | UST Currently In Use: 0; UST Temp Close: 0; AST Currently In Use: 0; AST Temp Closed: 0 | 0 | 0 | 3 | 12743-109-009069 | JETER OIL CO
17904 | Permanently Closed | 1998-02-16 06:00 | 1974-03-01 07:00 | 1998-12-21 06:00 | Petroleum | Unleaded gasoline | Unleaded gasoline | Retail | Steel | Steel |  | Painted or None | Steel |  | 1901-01-01 06:00 | [15 empty] | UST Currently In Use: 0; UST Temp Close: 0; AST Currently In Use: 0; AST Temp Closed: 0 | 0 | 0 | 3 | 12743-109-010143 | JETER OIL CO
17905 | Permanently Closed | 1998-02-16 06:00 | 1974-03-01 07:00 | 1998-12-21 06:00 | Petroleum | Unleaded gasoline | Unleaded gasoline | Retail | Steel | Steel |  | Painted or None | Steel |  | 1901-01-01 06:00 | [6 empty] | Statistical Inventory Reconciliation (SIR) | [8 empty] | UST Currently In Use: 0; UST Temp Close: 0; AST Currently In Use: 0; AST Temp Closed: 0 | 0 | 0 | 3 | 12743-109-010143 | JETER OIL CO
17906 | Permanently Closed | 1998-02-16 06:00 | 1974-03-01 07:00 | 1998-12-21 06:00 | Petroleum | Unleaded gasoline | Unleaded gasoline | Retail | Steel | Steel |  | Painted or None | Steel |  | 1901-01-01 06:00 | [15 empty] | UST Currently In Use: 0; UST Temp Close: 0; AST Currently In Use: 0; AST Temp Closed: 0 | 0 | 0 | 3 | 12743-109-010143 | JETER OIL CO
17907 | Permanently Closed | 2005-01-01 06:00 | 1976-01-01 06:00 | 2005-02-03 06:00 | Petroleum | Unleaded gasoline | Unleaded gasoline | Retail | Steel | Steel | Field installed cathodic protection |  | Steel |  | 1901-01-01 06:00 | Field installed cathodic protection | Catchment Basin, Single walled catchment basin | Automatic shutoff device At 95% full, Flow Rest 90% Full | Flow Rest 90% Full |  |  | Statistical Inventory Reconciliation (SIR) | [8 empty] | UST Currently In Use: 0; UST Temp Close: 0; AST Currently In Use: 2; AST Temp Closed: 0 | 0 | 0 | 3 | 12743-109-011096 | JETER OIL CO
17908 | Permanently Closed | 2012-10-01 06:00 | 1976-01-01 06:00 |  | Petroleum | Unleaded gasoline | Unleaded gasoline | Retail | Steel | Steel | Field installed cathodic protection |  | Steel |  | 1901-01-01 06:00 | Field installed cathodic protection | Catchment Basin, Single walled catchment basin | Automatic shutoff device At 95% full, Flow Rest 90% Full | Flow Rest 90% Full |  |  | Statistical Inventory Reconciliation (SIR) | [8 empty] | UST Currently In Use: 0; UST Temp Close: 0; AST Currently In Use: 2; AST Temp Closed: 0 | 0 | 0 | 3 | 12743-109-011096 | JETER OIL CO
17909 | Permanently Closed | 2012-10-01 06:00 | 1976-01-01 06:00 |  | Petroleum | On road diesel | On road diesel | Retail | Steel | Steel | Field installed cathodic protection |  | Steel |  | 1901-01-01 06:00 | Field installed cathodic protection | Catchment Basin, Single walled catchment basin | Automatic shutoff device At 95% full, Flow Rest 90% Full | Flow Rest 90% Full |  |  | Statistical Inventory Reconciliation (SIR) | [8 empty] | UST Currently In Use: 0; UST Temp Close: 0; AST Currently In Use: 2; AST Temp Closed: 0 | 0 | 0 | 3 | 12743-109-011096 | JETER OIL CO
17910 | Permanently Closed | 1901-01-01 06:00 | 1982-01-01 06:00 | 1990-05-23 06:00 | Petroleum | Unleaded gasoline | Unleaded gasoline | Retail | Steel | Steel |  | Painted or None | Steel |  | 1901-01-01 06:00 | [6 empty] | Manual Tank Gauging (only tanks 1000 gal. or less and 48” or 64” in diameter) | [8 empty] | UST Currently In Use: 0; UST Temp Close: 0; AST Currently In Use: 0; AST Temp Closed: 0 | 0 | 0 | 3 | 12743-109-011834 | JETER OIL CO
17911 | Permanently Closed | 1990-05-23 06:00 | 1982-07-01 06:00 | 1990-05-23 06:00 | Petroleum | Unleaded gasoline | Unleaded gasoline | Retail | Steel | Steel |  | Painted or None | Steel |  | 1901-01-01 06:00 | [6 empty] | Manual Tank Gauging (only tanks 1000 gal. or less and 48” or 64” in diameter) | [8 empty] | UST Currently In Use: 0; UST Temp Close: 0; AST Currently In Use: 0; AST Temp Closed: 0 | 0 | 0 | 3 | 12743-109-011834 | JETER OIL CO
17912 | Permanently Closed | 1990-05-29 06:00 | 1964-01-01 06:00 | 1990-05-29 06:00 | Petroleum | Used oil | Used oil |  | Steel | Steel |  |  | Steel |  | 1901-01-01 06:00 | [15 empty] | UST Currently In Use: 0; UST Temp Close: 0; AST Currently In Use: 0; AST Temp Closed: 0 | 0 | 0 | 1 | 12745-077-012831 | JEWELL & FLORA E ARCHER
17913 | Permanently Closed | 2005-06-16 06:00 | 1980-01-01 06:00 | 2006-01-31 06:00 | Petroleum | Unleaded gasoline | Unleaded gasoline | Retail | Steel | Steel | Field installed cathodic protection | Painted or None | Steel |  | 1901-01-01 06:00 | Field installed cathodic protection | Catchment Basin, Single walled catchment basin | Automatic shutoff device At 95% full | Automatic shutoff device At 95% full |  |  | Continuous Automatic Tank Gauge | [5 empty] | Annual line testing | Annual line testing |  | UST Currently In Use: 0; UST Temp Close: 0; AST Currently In Use: 0; AST Temp Closed: 0 | 0 | 0 | 3 | 21972-127-002080 | LAWANDA PROPERTIES
17914 | Permanently Closed | 2005-06-16 06:00 | 1980-01-01 06:00 | 2006-01-31 06:00 | Petroleum | Unleaded gasoline | Unleaded gasoline | Retail | Steel | Steel | Field installed cathodic protection | Painted or None | Steel |  | 1901-01-01 06:00 | Field installed cathodic protection | Catchment Basin, Single walled catchment basin | Automatic shutoff device At 95% full | Automatic shutoff device At 95% full | [8 empty] | Annual line testing | Annual line testing |  | UST Currently In Use: 0; UST Temp Close: 0; AST Currently In Use: 0; AST Temp Closed: 0 | 0 | 0 | 3 | 21972-127-002080 | LAWANDA PROPERTIES
17915 | Permanently Closed | 2005-06-16 06:00 | 1980-01-01 06:00 | 2006-01-31 06:00 | Petroleum | Unleaded gasoline | Unleaded gasoline | Retail | Steel | Steel | Field installed cathodic protection | Painted or None | Steel |  | 1901-01-01 06:00 | Field installed cathodic protection | Catchment Basin, Single walled catchment basin | Automatic shutoff device At 95% full | Automatic shutoff device At 95% full | [8 empty] | Annual line testing | Annual line testing |  | UST Currently In Use: 0; UST Temp Close: 0; AST Currently In Use: 0; AST Temp Closed: 0 | 0 | 0 | 3 | 21972-127-002080 | LAWANDA PROPERTIES
17916 | Permanently Closed | 1995-11-15 06:00 | 1983-01-01 06:00 | 1995-11-15 06:00 | Petroleum | Used oil | Used oil |  | Steel | Steel |  |  | Steel |  | 1901-01-01 06:00 | [15 empty] | UST Currently In Use: 0; UST Temp Close: 0; AST Currently In Use: 0; AST Temp Closed: 0 | 0 | 0 | 3 | 12748-073-000504 | JIM AND JIMS EXPRESS OIL CHANGE INC
17917 | Permanently Closed | 1995-11-15 06:00 | 1983-01-01 06:00 | 1995-11-15 06:00 | Petroleum | Used oil | Used oil |  | Steel | Steel |  |  | Steel |  | 1901-01-01 06:00 | [15 empty] | UST Currently In Use: 0; UST Temp Close: 0; AST Currently In Use: 0; AST Temp Closed: 0 | 0 | 0 | 3 | 12748-073-000504 | JIM AND JIMS EXPRESS OIL CHANGE INC
17918 | Permanently Closed | 1995-11-15 06:00 | 1983-01-01 06:00 | 1995-11-15 06:00 | Petroleum | Used oil | Used oil |  | Steel | Steel |  |  | Steel |  | 1901-01-01 06:00 | [15 empty] | UST Currently In Use: 0; UST Temp Close: 0; AST Currently In Use: 0; AST Temp Closed: 0 | 0 | 0 | 3 | 12748-073-000504 | JIM AND JIMS EXPRESS OIL CHANGE INC
17919 | Permanently Closed | 1996-02-01 06:00 | 1979-01-01 06:00 |  | Petroleum | Other, NEW OIL | Other |  | Steel | Steel |  |  | Steel |  | 1901-01-01 06:00 | [15 empty] | UST Currently In Use: 0; UST Temp Close: 0; AST Currently In Use: 0; AST Temp Closed: 0 | 0 | 0 | 4 | 12748-073-000505 | JIM AND JIMS EXPRESS OIL CHANGE INC
17920 | Permanently Closed | 1996-02-01 06:00 | 1979-01-01 06:00 |  | Petroleum | Other, NEW OIL | Other |  | Steel | Steel |  |  | Steel |  | 1901-01-01 06:00 | [15 empty] | UST Currently In Use: 0; UST Temp Close: 0; AST Currently In Use: 0; AST Temp Closed: 0 | 0 | 0 | 4 | 12748-073-000505 | JIM AND JIMS EXPRESS OIL CHANGE INC
17921 | Permanently Closed | 1996-02-01 06:00 | 1979-01-01 06:00 |  | Petroleum | Other, NEW OIL | Other |  | Steel | Steel |  |  | Steel |  | 1901-01-01 06:00 | [15 empty] | UST Currently In Use: 0; UST Temp Close: 0; AST Currently In Use: 0; AST Temp Closed: 0 | 0 | 0 | 4 | 12748-073-000505 | JIM AND JIMS EXPRESS OIL CHANGE INC
17922 | Permanently Closed | 1996-02-01 06:00 | 1979-01-01 06:00 |  | Petroleum | Used oil | Used oil |  | Steel | Steel |  |  | Steel |  | 1901-01-01 06:00 | [15 empty] | UST Currently In Use: 0; UST Temp Close: 0; AST Currently In Use: 0; AST Temp Closed: 0 | 0 | 0 | 4 | 12748-073-000505 | JIM AND JIMS EXPRESS OIL CHANGE INC
17923 | Permanently Closed | 1994-01-09 06:00 | 1977-01-01 06:00 | 1994-01-09 06:00 | Petroleum | Other, NEW OIL | Other |  | Steel | Steel |  |  | Steel |  | 1901-01-01 06:00 | [15 empty] | UST Currently In Use: 0; UST Temp Close: 0; AST Currently In Use: 0; AST Temp Closed: 0 | 0 | 0 | 2 | 10569-073-000506 | BIRMINGHAM REALTY CO
17924 | Permanently Closed | 1994-01-09 06:00 | 1977-01-01 06:00 | 1994-01-09 06:00 | Petroleum | Used oil | Used oil |  | Steel | Steel |  |  | Steel |  | 1901-01-01 06:00 | [15 empty] | UST Currently In Use: 0; UST Temp Close: 0; AST Currently In Use: 0; AST Temp Closed: 0 | 0 | 0 | 2 | 10569-073-000506 | BIRMINGHAM REALTY CO
17925 | Permanently Closed | 1994-05-01 06:00 | 1981-01-01 06:00 | 1994-05-01 06:00 | Petroleum | Other, NEW OIL | Other |  | Steel | Steel |  |  | Steel |  | 1901-01-01 06:00 | [15 empty] | UST Currently In Use: 0; UST Temp Close: 0; AST Currently In Use: 0; AST Temp Closed: 0 | 0 | 0 | 4 | 12748-073-000507 | JIM AND JIMS EXPRESS OIL CHANGE INC
17926 | Permanently Closed | 1994-05-01 06:00 | 1981-01-01 06:00 | 1994-05-01 06:00 | Petroleum | Other, NEW OIL | Other |  | Steel | Steel |  |  | Steel |  | 1901-01-01 06:00 | [15 empty] | UST Currently In Use: 0; UST Temp Close: 0; AST Currently In Use: 0; AST Temp Closed: 0 | 0 | 0 | 4 | 12748-073-000507 | JIM AND JIMS EXPRESS OIL CHANGE INC
17927 | Permanently Closed | 1994-05-01 06:00 | 1981-01-01 06:00 | 1994-05-01 06:00 | Petroleum | Other, NEW OIL | Other |  | Steel | Steel |  |  | Steel |  | 1901-01-01 06:00 | [15 empty] | UST Currently In Use: 0; UST Temp Close: 0; AST Currently In Use: 0; AST Temp Closed: 0 | 0 | 0 | 4 | 12748-073-000507 | JIM AND JIMS EXPRESS OIL CHANGE INC
17928 | Permanently Closed | 1994-05-01 06:00 | 1981-01-01 06:00 | 1994-05-01 06:00 | Petroleum | Used oil | Used oil |  | Steel | Steel |  |  | Steel |  | 1901-01-01 06:00 | [15 empty] | UST Currently In Use: 0; UST Temp Close: 0; AST Currently In Use: 0; AST Temp Closed: 0 | 0 | 0 | 4 | 12748-073-000507 | JIM AND JIMS EXPRESS OIL CHANGE INC
17929 | Permanently Closed | 1996-02-27 06:00 | 1982-01-01 06:00 |  | Petroleum | Other, NEW OIL | Other |  | Fiberglass coated steel | Fiberglass coated steel |  |  | Steel |  | 1901-01-01 06:00 | [15 empty] | UST Currently In Use: 0; UST Temp Close: 0; AST Currently In Use: 0; AST Temp Closed: 0 | 0 | 0 | 12 | 12748-073-000508 | JIM AND JIMS EXPRESS OIL CHANGE INC
17930 | Permanently Closed | 1996-02-27 06:00 | 1982-01-01 06:00 |  | Petroleum | Other, NEW OIL | Other |  | Fiberglass coated steel | Fiberglass coated steel |  |  | Steel |  | 1901-01-01 06:00 | [15 empty] | UST Currently In Use: 0; UST Temp Close: 0; AST Currently In Use: 0; AST Temp Closed: 0 | 0 | 0 | 12 | 12748-073-000508 | JIM AND JIMS EXPRESS OIL CHANGE INC
17931 | Permanently Closed | 1996-02-27 06:00 | 1982-01-01 06:00 |  | Petroleum | Used oil | Used oil |  | Fiberglass coated steel | Fiberglass coated steel |  |  | Steel |  | 1901-01-01 06:00 |  | Catchment Basin, Single walled catchment basin |  |  |  |  | Automatic Tank Gauge | [8 empty] | UST Currently In Use: 0; UST Temp Close: 0; AST Currently In Use: 0; AST Temp Closed: 0 | 0 | 0 | 12 | 12748-073-000508 | JIM AND JIMS EXPRESS OIL CHANGE INC
17932 | Permanently Closed | 1990-01-16 06:00 | 1901-01-01 06:00 | 1990-01-16 06:00 | Petroleum | Unleaded gasoline | Unleaded gasoline |  | Steel | Steel |  | Painted or None | Steel |  | 1901-01-01 06:00 | [15 empty] | UST Currently In Use: 0; UST Temp Close: 0; AST Currently In Use: 0; AST Temp Closed: 0 | 0 | 0 | 12 | 12748-073-000508 | JIM AND JIMS EXPRESS OIL CHANGE INC
17933 | Permanently Closed | 1990-01-16 06:00 | 1901-01-01 06:00 | 1990-01-16 06:00 | Petroleum | Unleaded gasoline | Unleaded gasoline |  | Steel | Steel |  | Painted or None | Steel |  | 1901-01-01 06:00 | [15 empty] | UST Currently In Use: 0; UST Temp Close: 0; AST Currently In Use: 0; AST Temp Closed: 0 | 0 | 0 | 12 | 12748-073-000508 | JIM AND JIMS EXPRESS OIL CHANGE INC
17934 | Permanently Closed | 1990-01-16 06:00 | 1901-01-01 06:00 | 1990-01-16 06:00 | Petroleum | Unleaded gasoline | Unleaded gasoline |  | Steel | Steel |  | Painted or None | Steel |  | 1901-01-01 06:00 | [15 empty] | UST Currently In Use: 0; UST Temp Close: 0; AST Currently In Use: 0; AST Temp Closed: 0 | 0 | 0 | 12 | 12748-073-000508 | JIM AND JIMS EXPRESS OIL CHANGE INC
17935 | Permanently Closed | 1990-01-16 06:00 | 1901-01-01 06:00 | 1990-01-16 06:00 | Petroleum | Unleaded gasoline | Unleaded gasoline |  | Steel | Steel |  | Painted or None | Steel |  | 1901-01-01 06:00 | [15 empty] | UST Currently In Use: 0; UST Temp Close: 0; AST Currently In Use: 0; AST Temp Closed: 0 | 0 | 0 | 12 | 12748-073-000508 | JIM AND JIMS EXPRESS OIL CHANGE INC
17936 | Permanently Closed | 1990-01-16 06:00 | 1901-01-01 06:00 | 1990-01-16 06:00 | Petroleum | Kerosene | Kerosene |  | Steel | Steel |  | Painted or None | Steel |  | 1901-01-01 06:00 | [15 empty] | UST Currently In Use: 0; UST Temp Close: 0; AST Currently In Use: 0; AST Temp Closed: 0 | 0 | 0 | 12 | 12748-073-000508 | JIM AND JIMS EXPRESS OIL CHANGE INC
17937 | Permanently Closed | 1995-06-01 06:00 | 1989-12-14 06:00 |  | Petroleum | Unleaded gasoline | Unleaded gasoline | Retail | Steel | Steel | Coated & cathodic protection (sti-P3) |  | Fiberglass reinforced plastic |  | 1901-01-01 06:00 |  | Catchment Basin, Single walled catchment basin | Flow Rest 90% Full | Flow Rest 90% Full |  |  | Automatic Tank Gauge | [5 empty] | Annual line testing | Annual line testing |  | UST Currently In Use: 0; UST Temp Close: 0; AST Currently In Use: 0; AST Temp Closed: 0 | 0 | 0 | 12 | 12748-073-000508 | JIM AND JIMS EXPRESS OIL CHANGE INC
17938 | Permanently Closed | 1995-06-01 06:00 | 1989-12-14 06:00 |  | Petroleum | Unleaded gasoline | Unleaded gasoline | Retail | Steel | Steel | Coated & cathodic protection (sti-P3) |  | Fiberglass reinforced plastic |  | 1901-01-01 06:00 |  | Catchment Basin, Single walled catchment basin | Flow Rest 90% Full | Flow Rest 90% Full |  |  | Automatic Tank Gauge | [5 empty] | Annual line testing | Annual line testing |  | UST Currently In Use: 0; UST Temp Close: 0; AST Currently In Use: 0; AST Temp Closed: 0 | 0 | 0 | 12 | 12748-073-000508 | JIM AND JIMS EXPRESS OIL CHANGE INC
17939 | Permanently Closed | 1995-01-01 06:00 | 1989-12-14 06:00 |  | Petroleum | Unleaded gasoline | Unleaded gasoline |  | Steel | Steel | Coated & cathodic protection (sti-P3) |  | Fiberglass reinforced plastic |  | 1901-01-01 06:00 |  | Catchment Basin, Single walled catchment basin | Flow Rest 90% Full | Flow Rest 90% Full |  |  | Automatic Tank Gauge | [5 empty] | Annual line testing | Annual line testing |  | UST Currently In Use: 0; UST Temp Close: 0; AST Currently In Use: 0; AST Temp Closed: 0 | 0 | 0 | 12 | 12748-073-000508 | JIM AND JIMS EXPRESS OIL CHANGE INC
17940 | Permanently Closed | 1998-01-01 06:00 | 1989-12-14 06:00 |  | Petroleum | Unleaded gasoline | Unleaded gasoline |  | Steel | Steel | Coated & cathodic protection (sti-P3) |  | Fiberglass reinforced plastic |  | 1901-01-01 06:00 |  | Catchment Basin, Single walled catchment basin | Flow Rest 90% Full | Flow Rest 90% Full |  |  | Automatic Tank Gauge | [5 empty] | Annual line testing | Annual line testing |  | UST Currently In Use: 0; UST Temp Close: 0; AST Currently In Use: 0; AST Temp Closed: 0 | 0 | 0 | 12 | 12748-073-000508 | JIM AND JIMS EXPRESS OIL CHANGE INC
17941 | Permanently Closed | 1994-03-03 06:00 | 1985-01-01 06:00 | 1994-03-01 06:00 | Petroleum | Used oil | Used oil |  | Steel | Steel | Other, STIPE 3 |  | Steel |  | 1901-01-01 06:00 | [15 empty] | UST Currently In Use: 0; UST Temp Close: 0; AST Currently In Use: 0; AST Temp Closed: 0 | 0 | 0 | 1 | 12748-073-008604 | JIM AND JIMS EXPRESS OIL CHANGE INC
17942 | Permanently Closed | 1990-08-31 06:00 | 1976-01-01 06:00 | 1990-08-31 06:00 | Petroleum | Unleaded gasoline | Unleaded gasoline |  | Steel | Steel |  | Painted or None | Steel |  | 1901-01-01 06:00 | [15 empty] | UST Currently In Use: 0; UST Temp Close: 0; AST Currently In Use: 0; AST Temp Closed: 0 | 0 | 0 | 3 | 12750-061-002447 | JIM & ROGER HATCHER
17943 | Permanently Closed | 1990-08-31 06:00 | 1969-01-01 06:00 | 1990-08-31 06:00 | Petroleum | Unleaded gasoline | Unleaded gasoline |  | Steel | Steel |  | Painted or None | Steel |  | 1901-01-01 06:00 | [15 empty] | UST Currently In Use: 0; UST Temp Close: 0; AST Currently In Use: 0; AST Temp Closed: 0 | 0 | 0 | 3 | 12750-061-002447 | JIM & ROGER HATCHER
17944 | Permanently Closed | 1990-08-31 06:00 | 1969-01-01 06:00 | 1990-08-31 06:00 | Petroleum | Unleaded gasoline | Unleaded gasoline |  | Steel | Steel |  | Painted or None | Steel |  | 1901-01-01 06:00 | [15 empty] | UST Currently In Use: 0; UST Temp Close: 0; AST Currently In Use: 0; AST Temp Closed: 0 | 0 | 0 | 3 | 12750-061-002447 | JIM & ROGER HATCHER
17945 | Permanently Closed | 1993-12-29 06:00 | 1982-03-01 06:00 | 1993-12-29 06:00 | Petroleum | Unleaded gasoline | Unleaded gasoline |  | Steel | Steel |  | Painted or None | Steel |  | 1901-01-01 06:00 | [15 empty] | UST Currently In Use: 0; UST Temp Close: 0; AST Currently In Use: 0; AST Temp Closed: 0 | 0 | 0 | 2 | 12751-033-000017 | JIM BISHOP CHEVROLET
17946 | Permanently Closed | 1993-12-29 06:00 | 1982-03-01 06:00 | 1993-12-29 06:00 | Petroleum | Used oil | Used oil |  | Steel | Steel |  | Painted or None | Steel |  | 1901-01-01 06:00 | [15 empty] | UST Currently In Use: 0; UST Temp Close: 0; AST Currently In Use: 0; AST Temp Closed: 0 | 0 | 0 | 2 | 12751-033-000017 | JIM BISHOP CHEVROLET
17947 | Permanently Closed | 1901-01-01 06:00 | 1973-01-01 06:00 | 1989-08-05 06:00 | Petroleum | Unleaded gasoline | Unleaded gasoline |  |  |  |  | Painted or None |  |  | 1901-01-01 06:00 | [15 empty] | UST Currently In Use: 0; UST Temp Close: 0; AST Currently In Use: 0; AST Temp Closed: 0 | 0 | 0 | 1 | 12752-073-009032 | JIM BURKE BUICK INC
17948 | Permanently Closed | 1996-09-17 06:00 | 1988-01-01 06:00 | 1998-09-17 06:00 | Petroleum | Used oil | Used oil |  | Steel | Steel | Coated & cathodic protection (sti-P3) |  |  |  | 1901-01-01 06:00 | [6 empty] | Manual Tank Gauging (only tanks 1000 gal. or less and 48” or 64” in diameter) | [8 empty] | UST Currently In Use: 0; UST Temp Close: 0; AST Currently In Use: 0; AST Temp Closed: 0 | 0 | 0 | 1 | 12752-073-013780 | JIM BURKE BUICK INC
17949 | Permanently Closed | 1901-01-01 06:00 | 1901-01-01 06:00 | 1989-08-05 06:00 | Petroleum | On road diesel | On road diesel | [7 empty] | 1901-01-01 06:00 | [15 empty] | UST Currently In Use: 0; UST Temp Close: 0; AST Currently In Use: 0; AST Temp Closed: 0 | 0 | 0 | 3 | 12752-073-013993 | JIM BURKE BUICK INC
17950 | Permanently Closed | 1901-01-01 06:00 | 1901-01-01 06:00 | 1989-08-05 06:00 | Petroleum | Used oil | Used oil | [7 empty] | 1901-01-01 06:00 | [15 empty] | UST Currently In Use: 0; UST Temp Close: 0; AST Currently In Use: 0; AST Temp Closed: 0 | 0 | 0 | 3 | 12752-073-013993 | JIM BURKE BUICK INC
17951 | Permanently Closed | 1901-01-01 06:00 | 1901-01-01 06:00 | 1989-08-05 06:00 | Petroleum | Used oil | Used oil | [7 empty] | 1901-01-01 06:00 | [15 empty] | UST Currently In Use: 0; UST Temp Close: 0; AST Currently In Use: 0; AST Temp Closed: 0 | 0 | 0 | 3 | 12752-073-013993 | JIM BURKE BUICK INC
17952 | Permanently Closed | 1988-10-24 06:00 | 1975-01-01 06:00 | 1988-10-24 06:00 | Petroleum | Unleaded gasoline | Unleaded gasoline |  | Steel | Steel |  |  |  |  | 1901-01-01 06:00 | [15 empty] | UST Currently In Use: 0; UST Temp Close: 0; AST Currently In Use: 0; AST Temp Closed: 0 | 0 | 0 | 1 | 12754-103-011396 | JIM DANDY CO INC
17953 | Permanently Closed | 2008-05-01 06:00 | 1982-01-01 06:00 | 2009-02-11 06:00 | Petroleum | On road diesel | On road diesel | Retail | Steel | Steel | Field installed cathodic protection |  | Steel |  |  | Field installed cathodic protection | Catchment Basin, Single walled catchment basin | Automatic shutoff device At 95% full | Automatic shutoff device At 95% full |  |  | Automatic Tank Gauge, Statistical Inventory Reconciliation (SIR) | [5 empty] | Annual line testing, Statistical inventory reconciliation (SIR) | Statistical inventory reconciliation (SIR) |  | UST Currently In Use: 0; UST Temp Close: 0; AST Currently In Use: 0; AST Temp Closed: 0 | 0 | 0 | 4 | 19898-051-003383 | PETRO SOUTH INC
17954 | Permanently Closed | 2008-05-01 06:00 | 1982-01-01 06:00 | 2009-02-11 06:00 | Petroleum | Mid-grade gasoline | Mid-grade gasoline | Retail | Steel | Steel | Field installed cathodic protection |  | Steel |  |  | Field installed cathodic protection | Catchment Basin, Single walled catchment basin | Automatic shutoff device At 95% full | Automatic shutoff device At 95% full |  |  | Automatic Tank Gauge, Statistical Inventory Reconciliation (SIR) | [5 empty] | Annual line testing, Statistical inventory reconciliation (SIR) | Statistical inventory reconciliation (SIR) |  | UST Currently In Use: 0; UST Temp Close: 0; AST Currently In Use: 0; AST Temp Closed: 0 | 0 | 0 | 4 | 19898-051-003383 | PETRO SOUTH INC
17955 | Permanently Closed | 2008-05-01 06:00 | 1982-01-01 06:00 | 2009-02-11 06:00 | Petroleum | Unleaded gasoline | Unleaded gasoline | Retail | Steel | Steel | Field installed cathodic protection |  | Steel |  |  | Field installed cathodic protection | Catchment Basin, Single walled catchment basin | Automatic shutoff device At 95% full | Automatic shutoff device At 95% full |  |  | Automatic Tank Gauge, Statistical Inventory Reconciliation (SIR) | [5 empty] | Annual line testing, Statistical inventory reconciliation (SIR) | Statistical inventory reconciliation (SIR) |  | UST Currently In Use: 0; UST Temp Close: 0; AST Currently In Use: 0; AST Temp Closed: 0 | 0 | 0 | 4 | 19898-051-003383 | PETRO SOUTH INC
17956 | Permanently Closed | 2008-05-01 06:00 | 1982-01-01 06:00 | 2009-02-11 06:00 | Petroleum | Premium gasoline | Premium gasoline | Retail | Steel | Steel | Field installed cathodic protection |  | Steel |  |  | Field installed cathodic protection | Catchment Basin, Single walled catchment basin | Automatic shutoff device At 95% full | Automatic shutoff device At 95% full |  |  | Automatic Tank Gauge, Statistical Inventory Reconciliation (SIR) |  |  |  | Interstitial Monitoring within Secondary Containment |  | Annual line testing, Statistical inventory reconciliation (SIR) | Statistical inventory reconciliation (SIR) |  | UST Currently In Use: 0; UST Temp Close: 0; AST Currently In Use: 0; AST Temp Closed: 0 | 0 | 0 | 4 | 19898-051-003383 | PETRO SOUTH INC
17957 | Permanently Closed | 1992-09-30 06:00 | 1978-01-01 06:00 | 1992-09-30 06:00 | Petroleum | Unleaded gasoline | Unleaded gasoline |  | Steel | Steel |  | Painted or None | Steel |  | 1901-01-01 06:00 | [15 empty] | UST Currently In Use: 0; UST Temp Close: 0; AST Currently In Use: 0; AST Temp Closed: 0 | 0 | 0 | 1 | 12757-051-003384 | JIM ESTES OIL CO INC
17958 | Permanently Closed | 1999-02-01 06:00 | 1974-01-01 06:00 | 2000-06-01 06:00 | Petroleum | Premium gasoline | Premium gasoline | Retail | Steel | Steel |  | Painted or None | Steel |  | 1901-01-01 06:00 | [15 empty] | UST Currently In Use: 0; UST Temp Close: 0; AST Currently In Use: 0; AST Temp Closed: 0 | 0 | 0 | 1 | 17927-051-003384 | RILEY MARK
17959 | Permanently Closed | 1998-08-26 06:00 | 1977-01-01 06:00 | 1998-08-26 06:00 | Petroleum | Unleaded gasoline | Unleaded gasoline | Retail | Steel | Steel |  |  | Steel |  | 1901-01-01 06:00 | [6 empty] | Statistical Inventory Reconciliation (SIR) | [8 empty] | UST Currently In Use: 3; UST Temp Close: 0; AST Currently In Use: 0; AST Temp Closed: 0 | 3 | 0 | 3 | 24495-051-003385 | SUNNY KRINA LLC
17960 | Permanently Closed | 1998-08-26 06:00 | 1977-01-01 06:00 | 1998-08-26 06:00 | Petroleum | Unleaded gasoline | Unleaded gasoline |  | Steel | Steel |  |  | Steel |  | 1901-01-01 06:00 | [6 empty] | Statistical Inventory Reconciliation (SIR) | [8 empty] | UST Currently In Use: 3; UST Temp Close: 0; AST Currently In Use: 0; AST Temp Closed: 0 | 3 | 0 | 3 | 24495-051-003385 | SUNNY KRINA LLC
17961 | Permanently Closed | 1998-08-26 06:00 | 1977-01-01 06:00 | 1998-08-26 06:00 | Petroleum | Unleaded gasoline | Unleaded gasoline |  | Steel | Steel |  |  | Steel |  | 1901-01-01 06:00 | [6 empty] | Statistical Inventory Reconciliation (SIR) | [8 empty] | UST Currently In Use: 3; UST Temp Close: 0; AST Currently In Use: 0; AST Temp Closed: 0 | 3 | 0 | 3 | 24495-051-003385 | SUNNY KRINA LLC
17962 | Permanently Closed | 1988-12-02 06:00 | 1978-01-01 06:00 | 1988-12-02 06:00 | Petroleum | Unleaded gasoline | Unleaded gasoline |  | Steel | Steel |  |  | Steel |  | 1901-01-01 06:00 | [15 empty] | UST Currently In Use: 0; UST Temp Close: 2; AST Currently In Use: 0; AST Temp Closed: 0 | 0 | 2 | 4 | 22802-051-003386 | J. JOHNSON INC
17963 | Permanently Closed | 1988-12-02 06:00 | 1974-01-01 06:00 | 1988-12-02 06:00 | Petroleum | Unleaded gasoline | Unleaded gasoline |  | Steel | Steel |  |  | Steel |  | 1901-01-01 06:00 | [15 empty] | UST Currently In Use: 0; UST Temp Close: 2; AST Currently In Use: 0; AST Temp Closed: 0 | 0 | 2 | 4 | 22802-051-003386 | J. JOHNSON INC
17964 | Permanently Closed | 1988-12-02 06:00 | 1974-01-01 06:00 | 1988-12-02 06:00 | Petroleum | Unleaded gasoline | Unleaded gasoline |  | Steel | Steel |  |  | Steel |  | 1901-01-01 06:00 | [15 empty] | UST Currently In Use: 0; UST Temp Close: 2; AST Currently In Use: 0; AST Temp Closed: 0 | 0 | 2 | 4 | 22802-051-003386 | J. JOHNSON INC
17965 | Permanently Closed | 1988-12-02 06:00 | 1974-01-01 06:00 | 1988-12-02 06:00 | Petroleum | On road diesel | On road diesel |  | Steel | Steel |  |  | Steel |  | 1901-01-01 06:00 | [15 empty] | UST Currently In Use: 0; UST Temp Close: 2; AST Currently In Use: 0; AST Temp Closed: 0 | 0 | 2 | 4 | 22802-051-003386 | J. JOHNSON INC
17966 | Temporary Closed | 2006-01-01 06:00 | 1988-01-01 06:00 |  | Petroleum | Unleaded gasoline | Unleaded gasoline | Retail | Steel | Steel | Coated & cathodic protection (sti-P3) |  | Fiberglass reinforced plastic |  |  |  | Catchment Basin, Single walled catchment basin | Flow Rest 90% Full | Flow Rest 90% Full |  |  | Statistical Inventory Reconciliation (SIR) | [8 empty] | UST Currently In Use: 0; UST Temp Close: 2; AST Currently In Use: 0; AST Temp Closed: 0 | 0 | 2 | 4 | 22802-051-003386 | J. JOHNSON INC
17967 | Temporary Closed | 2006-01-01 06:00 | 1988-01-01 06:00 |  | Petroleum | Premium gasoline | Premium gasoline | Retail | Steel | Steel | Coated & cathodic protection (sti-P3) |  | Fiberglass reinforced plastic |  |  |  | Catchment Basin, Single walled catchment basin | Flow Rest 90% Full | Flow Rest 90% Full |  |  | Statistical Inventory Reconciliation (SIR) | [8 empty] | UST Currently In Use: 0; UST Temp Close: 2; AST Currently In Use: 0; AST Temp Closed: 0 | 0 | 2 | 4 | 22802-051-003386 | J. JOHNSON INC
17968 | Permanently Closed | 1901-01-01 06:00 | 1976-01-01 06:00 | 1988-12-12 06:00 | Petroleum | Unleaded gasoline | Unleaded gasoline |  | Steel | Steel |  |  | Steel |  | 1901-01-01 06:00 | [15 empty] | UST Currently In Use: 2; UST Temp Close: 0; AST Currently In Use: 0; AST Temp Closed: 0 | 2 | 0 | 3 | 24489-051-003387 | DHYAN LLC
17969 | Permanently Closed | 1901-01-01 06:00 | 1976-01-01 06:00 | 1988-12-12 06:00 | Petroleum | Unleaded gasoline | Unleaded gasoline |  | Steel | Steel |  |  | Steel |  | 1901-01-01 06:00 | [15 empty] | UST Currently In Use: 2; UST Temp Close: 0; AST Currently In Use: 0; AST Temp Closed: 0 | 2 | 0 | 3 | 24489-051-003387 | DHYAN LLC
17970 | Permanently Closed | 1901-01-01 06:00 | 1976-01-01 06:00 | 1988-12-12 06:00 | Petroleum | Unleaded gasoline | Unleaded gasoline |  | Steel | Steel |  |  | Steel |  | 1901-01-01 06:00 | [15 empty] | UST Currently In Use: 2; UST Temp Close: 0; AST Currently In Use: 0; AST Temp Closed: 0 | 2 | 0 | 3 | 24489-051-003387 | DHYAN LLC
17971 | Currently in Use |  | 1988-01-01 06:00 |  | Petroleum | Unleaded gasoline | Unleaded gasoline | Retail | Steel | Steel | Coated & cathodic protection (sti-P3) |  | Flexible |  |  |  | Catchment Basin, Single walled catchment basin | Automatic shutoff device At 95% full | Automatic shutoff device At 95% full |  |  | Automatic Tank Gauge |  | Automatic flow restrictor (MLLD), Containment Sump | Containment Sump |  |  | Annual line testing | Annual line testing |  | UST Currently In Use: 2; UST Temp Close: 0; AST Currently In Use: 0; AST Temp Closed: 0 | 2 | 0 | 3 | 24489-051-003387 | DHYAN LLC
17973 | Currently in Use |  | 1988-01-01 06:00 |  | Petroleum | Unleaded gasoline | Unleaded gasoline | Retail | Steel | Steel | Coated & cathodic protection (sti-P3) |  | Flexible |  |  |  | Catchment Basin, Single walled catchment basin | Automatic shutoff device At 95% full | Automatic shutoff device At 95% full |  |  | Automatic Tank Gauge |  | Automatic flow restrictor (MLLD), Containment Sump | Containment Sump |  |  | Annual line testing, Continuous alarm system | Continuous alarm system |  | UST Currently In Use: 2; UST Temp Close: 0; AST Currently In Use: 0; AST Temp Closed: 0 | 2 | 0 | 3 | 24489-051-003387 | DHYAN LLC
17974 | Permanently Closed | 1901-01-01 06:00 | 1982-01-01 06:00 | 1989-01-05 06:00 | Petroleum | Unleaded gasoline | Unleaded gasoline |  | Steel | Steel |  | Painted or None | Steel |  | 1901-01-01 06:00 | [15 empty] | UST Currently In Use: 0; UST Temp Close: 0; AST Currently In Use: 0; AST Temp Closed: 0 | 0 | 0 | 2 | 12757-051-003388 | JIM ESTES OIL CO INC
17975 | Permanently Closed | 1901-01-01 06:00 | 1982-01-01 06:00 | 1989-01-05 06:00 | Petroleum | Unleaded gasoline | Unleaded gasoline |  | Steel | Steel |  | Painted or None | Steel |  | 1901-01-01 06:00 | [15 empty] | UST Currently In Use: 0; UST Temp Close: 0; AST Currently In Use: 0; AST Temp Closed: 0 | 0 | 0 | 2 | 12757-051-003388 | JIM ESTES OIL CO INC
17976 | Permanently Closed | 1901-01-01 06:00 | 1976-01-01 06:00 | 1988-12-20 06:00 | Petroleum | Unleaded gasoline | Unleaded gasoline |  | Steel | Steel |  | Painted or None | Steel |  | 1901-01-01 06:00 | [15 empty] | UST Currently In Use: 0; UST Temp Close: 0; AST Currently In Use: 0; AST Temp Closed: 0 | 0 | 0 | 3 | 12757-051-003389 | JIM ESTES OIL CO INC
17977 | Permanently Closed | 1901-01-01 06:00 | 1971-01-01 06:00 | 1988-12-20 06:00 | Petroleum | Unleaded gasoline | Unleaded gasoline |  | Steel | Steel |  | Painted or None | Steel |  | 1901-01-01 06:00 | [15 empty] | UST Currently In Use: 0; UST Temp Close: 0; AST Currently In Use: 0; AST Temp Closed: 0 | 0 | 0 | 3 | 12757-051-003389 | JIM ESTES OIL CO INC
17978 | Permanently Closed | 1901-01-01 06:00 | 1971-01-01 06:00 | 1988-12-20 06:00 | Petroleum | Unleaded gasoline | Unleaded gasoline |  | Steel | Steel |  | Painted or None | Steel |  | 1901-01-01 06:00 | [15 empty] | UST Currently In Use: 0; UST Temp Close: 0; AST Currently In Use: 0; AST Temp Closed: 0 | 0 | 0 | 3 | 12757-051-003389 | JIM ESTES OIL CO INC
17979 | Permanently Closed | 1988-12-02 06:00 | 1976-01-01 06:00 | 1988-12-02 06:00 | Petroleum | Unleaded gasoline | Unleaded gasoline |  | Steel | Steel |  |  | Steel |  | 1901-01-01 06:00 | [15 empty] | UST Currently In Use: 0; UST Temp Close: 0; AST Currently In Use: 0; AST Temp Closed: 0 | 0 | 0 | 1 | 12757-051-003391 | JIM ESTES OIL CO INC
17980 | Permanently Closed | 1998-12-15 06:00 | 1974-01-01 06:00 | 1999-01-18 06:00 | Petroleum | Unleaded gasoline | Unleaded gasoline |  | Steel | Steel |  |  | Steel |  | 1901-01-01 06:00 | [6 empty] | Statistical Inventory Reconciliation (SIR) | [8 empty] | UST Currently In Use: 0; UST Temp Close: 0; AST Currently In Use: 0; AST Temp Closed: 0 | 0 | 0 | 3 | 12757-051-003393 | JIM ESTES OIL CO INC
17981 | Permanently Closed | 1998-12-15 06:00 | 1974-01-01 06:00 | 1999-01-18 06:00 | Petroleum | Unleaded gasoline | Unleaded gasoline |  | Steel | Steel |  |  | Steel |  | 1901-01-01 06:00 | [6 empty] | Statistical Inventory Reconciliation (SIR) | [8 empty] | UST Currently In Use: 0; UST Temp Close: 0; AST Currently In Use: 0; AST Temp Closed: 0 | 0 | 0 | 3 | 12757-051-003393 | JIM ESTES OIL CO INC
17982 | Permanently Closed | 1998-12-15 06:00 | 1974-01-01 06:00 | 1999-01-18 06:00 | Petroleum | Unleaded gasoline | Unleaded gasoline |  | Steel | Steel |  |  | Steel |  | 1901-01-01 06:00 | [6 empty] | Statistical Inventory Reconciliation (SIR) | [8 empty] | UST Currently In Use: 0; UST Temp Close: 0; AST Currently In Use: 0; AST Temp Closed: 0 | 0 | 0 | 3 | 12757-051-003393 | JIM ESTES OIL CO INC
17983 | Permanently Closed | 2008-01-01 06:00 | 1983-01-01 06:00 | 2014-03-20 06:00 | Petroleum | Unleaded gasoline | Unleaded gasoline | Retail | Steel | Steel | Field installed cathodic protection |  | Steel |  |  | Field installed cathodic protection | Catchment Basin, Single walled catchment basin | Automatic shutoff device At 95% full | Automatic shutoff device At 95% full |  |  | Automatic Tank Gauge, Statistical Inventory Reconciliation (SIR) | [5 empty] | Statistical inventory reconciliation (SIR) | Statistical inventory reconciliation (SIR) |  | UST Currently In Use: 0; UST Temp Close: 0; AST Currently In Use: 0; AST Temp Closed: 0 | 0 | 0 | 3 | 19898-051-003394 | PETRO SOUTH INC
17984 | Permanently Closed | 2008-01-01 06:00 | 1983-01-01 06:00 | 2014-03-20 06:00 | Petroleum | Mid-grade gasoline | Mid-grade gasoline | Retail | Steel | Steel | Field installed cathodic protection |  | Steel |  |  | Field installed cathodic protection | Catchment Basin, Single walled catchment basin | Automatic shutoff device At 95% full | Automatic shutoff device At 95% full |  |  | Automatic Tank Gauge, Statistical Inventory Reconciliation (SIR) | [5 empty] | Statistical inventory reconciliation (SIR) | Statistical inventory reconciliation (SIR) |  | UST Currently In Use: 0; UST Temp Close: 0; AST Currently In Use: 0; AST Temp Closed: 0 | 0 | 0 | 3 | 19898-051-003394 | PETRO SOUTH INC
17985 | Permanently Closed | 2008-01-01 06:00 | 1983-01-01 06:00 | 2014-03-20 06:00 | Petroleum | Premium gasoline | Premium gasoline | Retail | Steel | Steel | Field installed cathodic protection |  | Steel |  |  | Field installed cathodic protection | Catchment Basin, Single walled catchment basin | Automatic shutoff device At 95% full | Automatic shutoff device At 95% full |  |  | Automatic Tank Gauge, Statistical Inventory Reconciliation (SIR) | [5 empty] | Statistical inventory reconciliation (SIR) | Statistical inventory reconciliation (SIR) |  | UST Currently In Use: 0; UST Temp Close: 0; AST Currently In Use: 0; AST Temp Closed: 0 | 0 | 0 | 3 | 19898-051-003394 | PETRO SOUTH INC
17986 | Currently in Use |  | 1985-01-01 06:00 |  | Petroleum | Unleaded gasoline | Unleaded gasoline | Retail | Fiberglass reinforced plastic | Fiberglass reinforced plastic |  |  | Fiberglass reinforced plastic |  | 1901-01-01 06:00 |  | Catchment Basin, Single walled catchment basin | Automatic shutoff device At 95% full | Automatic shutoff device At 95% full |  |  | Automatic Tank Gauge |  | Automatic flow restrictor (MLLD), Containment Sump | Containment Sump |  |  | Annual line testing | Annual line testing |  | UST Currently In Use: 3; UST Temp Close: 0; AST Currently In Use: 0; AST Temp Closed: 0 | 3 | 0 | 4 | 24495-051-009280 | SUNNY KRINA LLC
17987 | Currently in Use |  | 1985-01-01 06:00 |  | Petroleum | Premium gasoline | Premium gasoline | Retail | Fiberglass reinforced plastic | Fiberglass reinforced plastic |  |  | Fiberglass reinforced plastic |  | 1901-01-01 06:00 |  | Catchment Basin, Single walled catchment basin | Automatic shutoff device At 95% full | Automatic shutoff device At 95% full |  |  | Automatic Tank Gauge |  | Automatic flow restrictor (MLLD), Containment Sump | Containment Sump |  |  | Annual line testing | Annual line testing |  | UST Currently In Use: 3; UST Temp Close: 0; AST Currently In Use: 0; AST Temp Closed: 0 | 3 | 0 | 4 | 24495-051-009280 | SUNNY KRINA LLC
17988 | Currently in Use |  | 1985-01-01 06:00 |  | Petroleum | On road diesel | On road diesel | Retail | Fiberglass reinforced plastic | Fiberglass reinforced plastic |  |  | Fiberglass reinforced plastic |  | 1901-01-01 06:00 |  | Catchment Basin, Single walled catchment basin | Automatic shutoff device At 95% full | Automatic shutoff device At 95% full |  |  | Automatic Tank Gauge, Statistical Inventory Reconciliation (SIR) |  | Automatic flow restrictor (MLLD), Containment Sump | Containment Sump |  |  | Statistical inventory reconciliation (SIR) | Statistical inventory reconciliation (SIR) |  | UST Currently In Use: 3; UST Temp Close: 0; AST Currently In Use: 0; AST Temp Closed: 0 | 3 | 0 | 4 | 24495-051-009280 | SUNNY KRINA LLC
17989 | Permanently Closed | 1981-07-01 06:00 | 1953-01-01 06:00 | 2011-11-11 06:00 | Petroleum | Unleaded gasoline | Unleaded gasoline |  | Steel | Steel |  | Painted or None | Steel |  | 1901-01-01 06:00 | [15 empty] | UST Currently In Use: 3; UST Temp Close: 0; AST Currently In Use: 0; AST Temp Closed: 0 | 3 | 0 | 4 | 24495-051-009280 | SUNNY KRINA LLC
17990 | Permanently Closed | 1981-07-01 06:00 | 1953-01-01 06:00 | 2011-11-11 06:00 | Petroleum | Unleaded gasoline | Unleaded gasoline |  | Steel | Steel |  | Painted or None | Steel |  | 1901-01-01 06:00 | [15 empty] | UST Currently In Use: 3; UST Temp Close: 0; AST Currently In Use: 0; AST Temp Closed: 0 | 3 | 0 | 4 | 24495-051-009280 | SUNNY KRINA LLC
17991 | Permanently Closed | 1981-07-01 06:00 | 1967-01-01 06:00 | 2011-11-11 06:00 | Petroleum | Unleaded gasoline | Unleaded gasoline |  | Steel | Steel |  | Painted or None | Steel |  | 1901-01-01 06:00 | [15 empty] | UST Currently In Use: 3; UST Temp Close: 0; AST Currently In Use: 0; AST Temp Closed: 0 | 3 | 0 | 4 | 24495-051-009280 | SUNNY KRINA LLC
17992 | Permanently Closed | 1981-07-01 06:00 | 1967-01-01 06:00 | 2011-11-11 06:00 | Petroleum | Kerosene | Kerosene |  | Steel | Steel |  | Painted or None | Steel |  | 1901-01-01 06:00 | [15 empty] | UST Currently In Use: 3; UST Temp Close: 0; AST Currently In Use: 0; AST Temp Closed: 0 | 3 | 0 | 4 | 24495-051-009280 | SUNNY KRINA LLC
17993 | Permanently Closed | 1992-04-11 06:00 | 1983-01-01 06:00 | 1992-04-11 06:00 | Petroleum | On road diesel | On road diesel |  | Steel | Steel |  | Painted or None | Steel |  | 1901-01-01 06:00 | [15 empty] | UST Currently In Use: 4; UST Temp Close: 0; AST Currently In Use: 0; AST Temp Closed: 0 | 4 | 0 | 4 | 25147-051-012899 | GHANSHYAM K PATEL
17994 | Permanently Closed | 1992-04-11 06:00 | 1978-01-01 06:00 | 1992-04-11 06:00 | Petroleum | Unleaded gasoline | Unleaded gasoline |  | Steel | Steel |  | Painted or None | Steel |  | 1901-01-01 06:00 | [15 empty] | UST Currently In Use: 4; UST Temp Close: 0; AST Currently In Use: 0; AST Temp Closed: 0 | 4 | 0 | 4 | 25147-051-012899 | GHANSHYAM K PATEL
17995 | Permanently Closed | 1992-04-11 06:00 | 1978-01-01 06:00 | 1992-04-11 06:00 | Petroleum | Unleaded gasoline | Unleaded gasoline |  | Steel | Steel |  | Painted or None | Steel |  | 1901-01-01 06:00 | [15 empty] | UST Currently In Use: 4; UST Temp Close: 0; AST Currently In Use: 0; AST Temp Closed: 0 | 4 | 0 | 4 | 25147-051-012899 | GHANSHYAM K PATEL
17996 | Permanently Closed | 1992-04-11 06:00 | 1978-01-01 06:00 | 1992-04-11 06:00 | Petroleum | Unleaded gasoline | Unleaded gasoline |  | Steel | Steel |  | Painted or None | Steel |  | 1901-01-01 06:00 | [15 empty] | UST Currently In Use: 4; UST Temp Close: 0; AST Currently In Use: 0; AST Temp Closed: 0 | 4 | 0 | 4 | 25147-051-012899 | GHANSHYAM K PATEL
17997 | Currently in Use |  | 1987-01-01 06:00 |  | Petroleum | Unleaded gasoline | Unleaded gasoline | Retail | Fiberglass reinforced plastic | Fiberglass reinforced plastic |  |  | Fiberglass reinforced plastic |  | 1901-01-01 06:00 |  | Catchment Basin, Single walled catchment basin | Flow Rest 90% Full | Flow Rest 90% Full |  |  | Automatic Tank Gauge |  | Automatic flow restrictor (MLLD) | Automatic flow restrictor (MLLD) |  |  | Annual line testing | Annual line testing |  | UST Currently In Use: 5; UST Temp Close: 0; AST Currently In Use: 0; AST Temp Closed: 0 | 5 | 0 | 0 | 23762-051-013902 | JAY GANESH INC
17998 | Currently in Use |  | 1987-01-01 06:00 |  | Petroleum | On road diesel | On road diesel | Retail | Fiberglass reinforced plastic | Fiberglass reinforced plastic |  |  | Fiberglass reinforced plastic |  | 1901-01-01 06:00 |  | Catchment Basin, Single walled catchment basin | Automatic shutoff device At 95% full, Flow Rest 90% Full | Flow Rest 90% Full |  |  | Automatic Tank Gauge |  | Automatic flow restrictor (MLLD) | Automatic flow restrictor (MLLD) |  |  | Annual line testing | Annual line testing |  | UST Currently In Use: 5; UST Temp Close: 0; AST Currently In Use: 0; AST Temp Closed: 0 | 5 | 0 | 0 | 23762-051-013902 | JAY GANESH INC
17999 | Currently in Use |  | 1987-01-01 06:00 |  | Petroleum | Premium gasoline | Premium gasoline | Retail | Fiberglass reinforced plastic | Fiberglass reinforced plastic |  |  | Fiberglass reinforced plastic |  | 1901-01-01 06:00 |  | Catchment Basin, Single walled catchment basin | Automatic shutoff device At 95% full, Flow Rest 90% Full | Flow Rest 90% Full |  |  | Automatic Tank Gauge |  | Automatic flow restrictor (MLLD) | Automatic flow restrictor (MLLD) |  |  | Annual line testing | Annual line testing |  | UST Currently In Use: 5; UST Temp Close: 0; AST Currently In Use: 0; AST Temp Closed: 0 | 5 | 0 | 0 | 23762-051-013902 | JAY GANESH INC
18000 | Currently in Use |  | 1987-01-01 06:00 |  | Petroleum | Unleaded gasoline | Unleaded gasoline | Retail | Fiberglass reinforced plastic | Fiberglass reinforced plastic |  |  | Fiberglass reinforced plastic |  | 1901-01-01 06:00 |  | Catchment Basin, Single walled catchment basin | Automatic shutoff device At 95% full, Flow Rest 90% Full | Flow Rest 90% Full |  |  | Automatic Tank Gauge |  | Automatic flow restrictor (MLLD) | Automatic flow restrictor (MLLD) |  |  | Annual line testing | Annual line testing |  | UST Currently In Use: 5; UST Temp Close: 0; AST Currently In Use: 0; AST Temp Closed: 0 | 5 | 0 | 0 | 23762-051-013902 | JAY GANESH INC
18001 | Currently in Use |  | 1987-01-01 06:00 |  | Petroleum | Mid-grade gasoline | Mid-grade gasoline | Retail | Fiberglass reinforced plastic | Fiberglass reinforced plastic |  |  | Fiberglass reinforced plastic |  | 1901-01-01 06:00 |  | Catchment Basin, Single walled catchment basin | Automatic shutoff device At 95% full, Flow Rest 90% Full | Flow Rest 90% Full |  |  | Automatic Tank Gauge |  | Automatic flow restrictor (MLLD) | Automatic flow restrictor (MLLD) |  |  | Annual line testing | Annual line testing |  | UST Currently In Use: 5; UST Temp Close: 0; AST Currently In Use: 0; AST Temp Closed: 0 | 5 | 0 | 0 | 23762-051-013902 | JAY GANESH INC
18002 | Currently in Use |  | 1990-05-10 06:00 |  | Petroleum | Unleaded gasoline | Unleaded gasoline | Retail | Steel | Steel | Coated & cathodic protection (sti-P3) |  | Fiberglass reinforced plastic |  |  |  | Catchment Basin, Single walled catchment basin | Flow Rest 90% Full | Flow Rest 90% Full |  |  | Automatic Tank Gauge |  | Automatic flow restrictor (MLLD) | Automatic flow restrictor (MLLD) |  |  | Annual line testing | Annual line testing |  | UST Currently In Use: 3; UST Temp Close: 0; AST Currently In Use: 0; AST Temp Closed: 0 | 3 | 0 | 0 | 26015-051-014918 | PRIYAL LLC
18003 | Currently in Use |  | 1990-05-10 06:00 |  | Petroleum | Mid-grade gasoline | Mid-grade gasoline | Retail | Steel | Steel | Coated & cathodic protection (sti-P3) |  | Fiberglass reinforced plastic |  |  |  | Catchment Basin, Single walled catchment basin | Flow Rest 90% Full | Flow Rest 90% Full |  |  | Automatic Tank Gauge |  | Automatic flow restrictor (MLLD) | Automatic flow restrictor (MLLD) |  |  | Annual line testing | Annual line testing |  | UST Currently In Use: 3; UST Temp Close: 0; AST Currently In Use: 0; AST Temp Closed: 0 | 3 | 0 | 0 | 26015-051-014918 | PRIYAL LLC
18004 | Currently in Use |  | 1990-05-10 06:00 |  | Petroleum | Premium gasoline | Premium gasoline | Retail | Steel | Steel | Coated & cathodic protection (sti-P3) |  | Fiberglass reinforced plastic |  |  |  | Catchment Basin, Single walled catchment basin | Flow Rest 90% Full | Flow Rest 90% Full |  |  | Automatic Tank Gauge |  | Automatic flow restrictor (MLLD) | Automatic flow restrictor (MLLD) |  |  | Annual line testing | Annual line testing |  | UST Currently In Use: 3; UST Temp Close: 0; AST Currently In Use: 0; AST Temp Closed: 0 | 3 | 0 | 0 | 26015-051-014918 | PRIYAL LLC
18005 | Permanently Closed | 1992-09-28 06:00 | 1978-01-01 06:00 | 1992-09-28 06:00 | Petroleum | Unleaded gasoline | Unleaded gasoline |  | Steel | Steel |  |  | Steel |  | 1901-01-01 06:00 | [15 empty] | UST Currently In Use: 3; UST Temp Close: 0; AST Currently In Use: 0; AST Temp Closed: 0 | 3 | 0 | 4 | 23563-051-003382 | Tallassee Y LLC
18006 | Permanently Closed | 1992-09-28 06:00 | 1978-01-01 06:00 | 1992-09-28 06:00 | Petroleum | Unleaded gasoline | Unleaded gasoline |  | Steel | Steel |  |  | Steel |  | 1901-01-01 06:00 | [15 empty] | UST Currently In Use: 3; UST Temp Close: 0; AST Currently In Use: 0; AST Temp Closed: 0 | 3 | 0 | 4 | 23563-051-003382 | Tallassee Y LLC
18007 | Permanently Closed | 1992-09-28 06:00 | 1978-01-01 06:00 | 1992-09-28 06:00 | Petroleum | Unleaded gasoline | Unleaded gasoline |  | Steel | Steel |  |  | Steel |  | 1901-01-01 06:00 | [15 empty] | UST Currently In Use: 3; UST Temp Close: 0; AST Currently In Use: 0; AST Temp Closed: 0 | 3 | 0 | 4 | 23563-051-003382 | Tallassee Y LLC
18008 | Permanently Closed | 1998-03-19 06:00 | 1979-01-01 06:00 | 1998-03-19 06:00 | Petroleum | On road diesel | On road diesel |  | Steel | Steel |  | Painted or None | Steel |  | 1901-01-01 06:00 | [6 empty] | Statistical Inventory Reconciliation (SIR) | [8 empty] | UST Currently In Use: 0; UST Temp Close: 0; AST Currently In Use: 0; AST Temp Closed: 0 | 0 | 0 | 4 | 12758-051-014030 | JIM ESTES OIL CO INC
18009 | Permanently Closed | 1998-06-04 06:00 | 1979-01-01 06:00 | 1998-06-04 06:00 | Petroleum | Unleaded gasoline | Unleaded gasoline |  | Steel | Steel |  | Painted or None | Steel |  | 1901-01-01 06:00 | [6 empty] | Statistical Inventory Reconciliation (SIR) | [8 empty] | UST Currently In Use: 0; UST Temp Close: 0; AST Currently In Use: 0; AST Temp Closed: 0 | 0 | 0 | 4 | 12758-051-014030 | JIM ESTES OIL CO INC
18010 | Permanently Closed | 1998-06-04 06:00 | 1979-01-01 06:00 | 1998-06-04 06:00 | Petroleum | Unleaded gasoline | Unleaded gasoline |  | Steel | Steel |  | Painted or None | Steel |  | 1901-01-01 06:00 | [6 empty] | Statistical Inventory Reconciliation (SIR) | [8 empty] | UST Currently In Use: 0; UST Temp Close: 0; AST Currently In Use: 0; AST Temp Closed: 0 | 0 | 0 | 4 | 12758-051-014030 | JIM ESTES OIL CO INC
18011 | Permanently Closed | 1998-06-04 06:00 | 1979-01-01 06:00 | 1998-06-04 06:00 | Petroleum | Unleaded gasoline | Unleaded gasoline |  | Steel | Steel |  | Painted or None | Steel |  | 1901-01-01 06:00 | [6 empty] | Statistical Inventory Reconciliation (SIR) | [8 empty] | UST Currently In Use: 0; UST Temp Close: 0; AST Currently In Use: 0; AST Temp Closed: 0 | 0 | 0 | 4 | 12758-051-014030 | JIM ESTES OIL CO INC
18012 | Permanently Closed | 1991-12-30 06:00 | 1971-01-01 06:00 | 1991-12-30 06:00 | Petroleum | Unleaded gasoline | Unleaded gasoline |  | Steel | Steel |  |  | Steel |  | 1901-01-01 06:00 | [15 empty] | UST Currently In Use: 0; UST Temp Close: 0; AST Currently In Use: 0; AST Temp Closed: 0 | 0 | 0 | 5 | 19898-101-003216 | PETRO SOUTH INC
18013 | Permanently Closed | 1991-12-30 06:00 | 1971-01-01 06:00 | 1991-12-30 06:00 | Petroleum | Unleaded gasoline | Unleaded gasoline |  | Steel | Steel |  |  | Steel |  | 1901-01-01 06:00 | [15 empty] | UST Currently In Use: 0; UST Temp Close: 0; AST Currently In Use: 0; AST Temp Closed: 0 | 0 | 0 | 5 | 19898-101-003216 | PETRO SOUTH INC
18014 | Permanently Closed | 1991-12-30 06:00 | 1971-01-01 06:00 | 1991-12-30 06:00 | Petroleum | Unleaded gasoline | Unleaded gasoline |  | Steel | Steel |  |  | Steel |  | 1901-01-01 06:00 | [15 empty] | UST Currently In Use: 0; UST Temp Close: 0; AST Currently In Use: 0; AST Temp Closed: 0 | 0 | 0 | 5 | 19898-101-003216 | PETRO SOUTH INC
18015 | Permanently Closed | 1990-12-01 06:00 | 1969-01-01 06:00 | 1990-12-05 06:00 | Petroleum | Unleaded gasoline | Unleaded gasoline |  | Steel | Steel |  |  | Steel |  | 1901-01-01 06:00 | [15 empty] | UST Currently In Use: 0; UST Temp Close: 2; AST Currently In Use: 0; AST Temp Closed: 0 | 0 | 2 | 2 | 24501-051-003395 | MARY ANN CHURCH
18016 | Permanently Closed | 1990-12-01 06:00 | 1969-01-01 06:00 | 1990-12-05 06:00 | Petroleum | Unleaded gasoline | Unleaded gasoline |  | Steel | Steel |  |  | Steel |  | 1901-01-01 06:00 | [15 empty] | UST Currently In Use: 0; UST Temp Close: 2; AST Currently In Use: 0; AST Temp Closed: 0 | 0 | 2 | 2 | 24501-051-003395 | MARY ANN CHURCH
18017 | Cannot Locate or abandoned | 1988-12-25 06:00 | 1976-01-01 06:00 |  | Petroleum | Unleaded gasoline | Unleaded gasoline |  | Steel | Steel |  | Painted or None | Steel |  | 1901-01-01 06:00 | [15 empty] | UST Currently In Use: 0; UST Temp Close: 0; AST Currently In Use: 0; AST Temp Closed: 0 | 0 | 0 | 1 | 12760-045-002471 | JIM KIRKLAND CASH & CARRY
18018 | Permanently Closed | 1901-01-01 06:00 | 1976-01-01 06:00 | 1988-01-01 06:00 | Petroleum | Unleaded gasoline | Unleaded gasoline |  | Steel | Steel |  | Painted or None | Steel |  | 1901-01-01 06:00 | [15 empty] | UST Currently In Use: 0; UST Temp Close: 0; AST Currently In Use: 0; AST Temp Closed: 0 | 0 | 0 | 1 | 12760-045-002471 | JIM KIRKLAND CASH & CARRY
18019 | Cannot Locate or abandoned | 1988-12-25 06:00 | 1983-01-01 06:00 |  | Petroleum | Unleaded gasoline | Unleaded gasoline |  | Fiberglass coated steel | Fiberglass coated steel |  |  | Steel |  | 1901-01-01 06:00 | [15 empty] | UST Currently In Use: 0; UST Temp Close: 0; AST Currently In Use: 0; AST Temp Closed: 0 | 0 | 0 | 1 | 12760-045-002471 | JIM KIRKLAND CASH & CARRY
18020 | Permanently Closed | 1993-01-01 06:00 | 1974-01-01 06:00 | 1993-01-01 06:00 | Petroleum | Unleaded gasoline | Unleaded gasoline |  | Steel | Steel |  |  |  |  | 1901-01-01 06:00 | [15 empty] | UST Currently In Use: 0; UST Temp Close: 0; AST Currently In Use: 0; AST Temp Closed: 0 | 0 | 0 | 5 | 12761-073-001211 | JIM LIMBAUGH CHEVROLET
18021 | Permanently Closed | 1993-01-01 06:00 | 1974-01-01 06:00 | 1993-01-01 06:00 | Petroleum | Unleaded gasoline | Unleaded gasoline |  | Steel | Steel |  |  |  |  | 1901-01-01 06:00 | [15 empty] | UST Currently In Use: 0; UST Temp Close: 0; AST Currently In Use: 0; AST Temp Closed: 0 | 0 | 0 | 5 | 12761-073-001211 | JIM LIMBAUGH CHEVROLET
18022 | Permanently Closed | 1993-01-01 06:00 | 1974-01-01 06:00 | 1993-01-01 06:00 | Petroleum | On road diesel | On road diesel |  | Steel | Steel |  |  |  |  | 1901-01-01 06:00 | [15 empty] | UST Currently In Use: 0; UST Temp Close: 0; AST Currently In Use: 0; AST Temp Closed: 0 | 0 | 0 | 5 | 12761-073-001211 | JIM LIMBAUGH CHEVROLET
18023 | Permanently Closed | 1993-01-01 06:00 | 1979-01-01 06:00 | 1993-01-01 06:00 | Petroleum | Other, NEW OIL | Other |  | Steel | Steel |  |  |  |  | 1901-01-01 06:00 | [15 empty] | UST Currently In Use: 0; UST Temp Close: 0; AST Currently In Use: 0; AST Temp Closed: 0 | 0 | 0 | 5 | 12761-073-001211 | JIM LIMBAUGH CHEVROLET
18024 | Permanently Closed | 1993-01-01 06:00 | 1979-01-01 06:00 | 1993-01-01 06:00 | Petroleum | Used oil | Used oil |  | Steel | Steel |  |  |  |  | 1901-01-01 06:00 | [15 empty] | UST Currently In Use: 0; UST Temp Close: 0; AST Currently In Use: 0; AST Temp Closed: 0 | 0 | 0 | 5 | 12761-073-001211 | JIM LIMBAUGH CHEVROLET
18025 | Permanently Closed | 1988-08-08 06:00 | 1974-01-01 06:00 |  | Petroleum | Unleaded gasoline | Unleaded gasoline | [7 empty] | 1901-01-01 06:00 | [15 empty] | UST Currently In Use: 0; UST Temp Close: 0; AST Currently In Use: 0; AST Temp Closed: 0 | 0 | 0 | 1 | 12763-101-007335 | JIM MARTIN REALTY & CONTRUCTION CO
18026 | Retired | 1976-10-01 06:00 | 1901-01-01 06:00 |  | Petroleum | On road diesel | On road diesel | [7 empty] | 1901-01-01 06:00 | [15 empty] | UST Currently In Use: 0; UST Temp Close: 0; AST Currently In Use: 0; AST Temp Closed: 0 | 0 | 0 | 0 | 12764-081-011041 | JIM MASSEY & LEADERS
18027 | Retired | 1969-08-01 06:00 | 1901-01-01 06:00 |  | Petroleum | Other, PETRO SOLV | Other | [7 empty] | 1901-01-01 06:00 | [15 empty] | UST Currently In Use: 0; UST Temp Close: 0; AST Currently In Use: 0; AST Temp Closed: 0 | 0 | 0 | 0 | 12764-081-011041 | JIM MASSEY & LEADERS
18028 | Retired | 1976-10-01 06:00 | 1958-01-01 06:00 |  | Petroleum | On road diesel | On road diesel | [7 empty] | 1901-01-01 06:00 | [15 empty] | UST Currently In Use: 0; UST Temp Close: 0; AST Currently In Use: 0; AST Temp Closed: 0 | 0 | 0 | 0 | 12764-101-011042 | JIM MASSEY & LEADERS
18029 | Retired | 1976-10-01 06:00 | 1953-01-01 06:00 |  | Petroleum | Other, PETRO SOLV | Other | [7 empty] | 1901-01-01 06:00 | [15 empty] | UST Currently In Use: 0; UST Temp Close: 0; AST Currently In Use: 0; AST Temp Closed: 0 | 0 | 0 | 0 | 12764-101-011042 | JIM MASSEY & LEADERS
18030 | Retired | 1988-08-08 06:00 | 1974-01-01 06:00 |  | Petroleum | Unleaded gasoline | Unleaded gasoline |  | Fiberglass coated steel | Fiberglass coated steel |  |  | Steel |  | 1901-01-01 06:00 | [15 empty] | UST Currently In Use: 0; UST Temp Close: 0; AST Currently In Use: 0; AST Temp Closed: 0 | 0 | 0 | 0 | 12765-107-003116 | JIM MORDECAI
18031 | Retired | 1988-08-08 06:00 | 1974-01-01 06:00 |  | Petroleum | Unleaded gasoline | Unleaded gasoline |  | Fiberglass coated steel | Fiberglass coated steel |  |  | Steel |  | 1901-01-01 06:00 | [15 empty] | UST Currently In Use: 0; UST Temp Close: 0; AST Currently In Use: 0; AST Temp Closed: 0 | 0 | 0 | 0 | 12765-107-003116 | JIM MORDECAI
18032 | Currently in Use |  | 1988-01-01 06:00 |  | Petroleum | Unleaded gasoline | Unleaded gasoline | Retail | Steel | Steel | Coated & cathodic protection (sti-P3) |  | Fiberglass reinforced plastic |  |  | Other, FLXS ISOLA | Catchment Basin, Single walled catchment basin | Automatic shutoff device At 95% full | Automatic shutoff device At 95% full |  |  | Statistical Inventory Reconciliation (SIR) |  | Automatic flow restrictor (MLLD) | Automatic flow restrictor (MLLD) |  |  | Annual line testing, Statistical inventory reconciliation (SIR) | Statistical inventory reconciliation (SIR) |  | UST Currently In Use: 3; UST Temp Close: 0; AST Currently In Use: 1; AST Temp Closed: 0 | 3 | 0 | 0 | 21816-003-013184 | ANTHONY W FILLINGIM SR (SKEETS DRFT)
18033 | Currently in Use |  | 1988-01-01 06:00 |  | Petroleum | Unleaded gasoline | Unleaded gasoline | Retail | Steel | Steel | Coated & cathodic protection (sti-P3) |  | Fiberglass reinforced plastic |  |  | Other, FLXS ISOLA | Catchment Basin, Single walled catchment basin | Automatic shutoff device At 95% full | Automatic shutoff device At 95% full |  |  | Statistical Inventory Reconciliation (SIR) |  | Automatic flow restrictor (MLLD) | Automatic flow restrictor (MLLD) |  |  | Annual line testing, Statistical inventory reconciliation (SIR) | Statistical inventory reconciliation (SIR) |  | UST Currently In Use: 3; UST Temp Close: 0; AST Currently In Use: 1; AST Temp Closed: 0 | 3 | 0 | 0 | 21816-003-013184 | ANTHONY W FILLINGIM SR (SKEETS DRFT)
18034 | Currently in Use |  | 1988-01-01 06:00 |  | Petroleum | Mid-grade gasoline | Mid-grade gasoline | Retail | Steel | Steel | Coated & cathodic protection (sti-P3) |  | Fiberglass reinforced plastic |  |  | Other, FLXS ISOLA | Catchment Basin, Single walled catchment basin | Automatic shutoff device At 95% full | Automatic shutoff device At 95% full |  |  | Statistical Inventory Reconciliation (SIR) |  | Automatic flow restrictor (MLLD) | Automatic flow restrictor (MLLD) |  |  | Annual line testing, Statistical inventory reconciliation (SIR) | Statistical inventory reconciliation (SIR) |  | UST Currently In Use: 3; UST Temp Close: 0; AST Currently In Use: 1; AST Temp Closed: 0 | 3 | 0 | 0 | 21816-003-013184 | ANTHONY W FILLINGIM SR (SKEETS DRFT)
18035 | Permanently Closed | 1987-04-01 06:00 | 1969-01-01 06:00 | 1988-01-01 06:00 | Petroleum | Unleaded gasoline | Unleaded gasoline |  | Steel | Steel |  |  | Fiberglass reinforced plastic, Steel |  | 1901-01-01 06:00 | [15 empty] | UST Currently In Use: 0; UST Temp Close: 0; AST Currently In Use: 0; AST Temp Closed: 0 | 0 | 0 | 1 | 12767-053-000314 | JIM PEACH MOTORS
18036 | Permanently Closed | 1992-02-19 06:00 | 1972-01-01 06:00 | 1992-02-19 06:00 | Petroleum | Other, NEW OIL | Other |  | Steel | Steel |  | Painted or None | Steel |  | 1901-01-01 06:00 | [15 empty] | UST Currently In Use: 0; UST Temp Close: 0; AST Currently In Use: 0; AST Temp Closed: 0 | 0 | 0 | 2 | 12768-073-000318 | JIM SKINNER FORD INC
18037 | Permanently Closed | 1992-02-08 06:00 | 1972-01-01 06:00 | 1992-02-08 06:00 | Petroleum | Used oil | Used oil |  | Steel | Steel |  | Painted or None | Steel |  | 1901-01-01 06:00 | [15 empty] | UST Currently In Use: 0; UST Temp Close: 0; AST Currently In Use: 0; AST Temp Closed: 0 | 0 | 0 | 2 | 12768-073-000318 | JIM SKINNER FORD INC
18038 | Permanently Closed | 1998-11-12 06:00 | 1977-01-01 06:00 | 1998-11-12 06:00 | Petroleum | Unleaded gasoline | Unleaded gasoline |  | Steel | Steel |  | Painted or None | Steel |  | 1901-01-01 06:00 | [12 empty] | Annual line testing | Annual line testing |  | UST Currently In Use: 0; UST Temp Close: 0; AST Currently In Use: 0; AST Temp Closed: 0 | 0 | 0 | 1 | 12769-073-001675 | SOUTHERN PRECISION CORP
18039 | Permanently Closed | 1901-01-01 06:00 | 1981-01-01 06:00 | 1988-11-01 06:00 | Petroleum | Unleaded gasoline | Unleaded gasoline |  | Steel | Steel |  | Painted or None | Steel |  | 1901-01-01 06:00 | [15 empty] | UST Currently In Use: 0; UST Temp Close: 0; AST Currently In Use: 0; AST Temp Closed: 0 | 0 | 0 | 3 | 12770-073-003090 | JIM WALTER RESOURCES INC MINING DIV
18040 | Permanently Closed | 1901-01-01 06:00 | 1978-01-01 06:00 | 1988-11-01 06:00 | Petroleum | On road diesel | On road diesel |  | Steel | Steel |  | Painted or None | Other, PVC |  | 1901-01-01 06:00 | [15 empty] | UST Currently In Use: 0; UST Temp Close: 0; AST Currently In Use: 0; AST Temp Closed: 0 | 0 | 0 | 3 | 12770-073-003090 | JIM WALTER RESOURCES INC MINING DIV
18041 | Permanently Closed | 1901-01-01 06:00 | 1978-01-01 06:00 | 1988-11-01 06:00 | Petroleum | Unleaded gasoline | Unleaded gasoline |  | Steel | Steel |  | Painted or None | Steel |  | 1901-01-01 06:00 | [15 empty] | UST Currently In Use: 0; UST Temp Close: 0; AST Currently In Use: 0; AST Temp Closed: 0 | 0 | 0 | 3 | 12770-073-003090 | JIM WALTER RESOURCES INC MINING DIV
18042 | Permanently Closed | 1901-01-01 06:00 | 1973-01-01 06:00 | 1988-11-01 06:00 | Petroleum | Unleaded gasoline | Unleaded gasoline |  | Steel | Steel |  | Painted or None | Steel |  | 1901-01-01 06:00 | [15 empty] | UST Currently In Use: 0; UST Temp Close: 0; AST Currently In Use: 0; AST Temp Closed: 0 | 0 | 0 | 2 | 12770-073-003091 | JIM WALTER RESOURCES INC MINING DIV
18043 | Permanently Closed | 1975-01-01 06:00 | 1959-01-01 06:00 | 1988-11-01 06:00 | Petroleum | Unleaded gasoline | Unleaded gasoline |  | Steel | Steel |  | Painted or None | Steel |  | 1901-01-01 06:00 | [15 empty] | UST Currently In Use: 0; UST Temp Close: 0; AST Currently In Use: 0; AST Temp Closed: 0 | 0 | 0 | 2 | 12770-073-003091 | JIM WALTER RESOURCES INC MINING DIV
18044 | Permanently Closed | 1901-01-01 06:00 | 1973-01-01 06:00 | 1985-06-01 06:00 | Petroleum | Unleaded gasoline | Unleaded gasoline |  | Steel | Steel |  | Painted or None | Steel |  | 1901-01-01 06:00 | [15 empty] | UST Currently In Use: 0; UST Temp Close: 0; AST Currently In Use: 0; AST Temp Closed: 0 | 0 | 0 | 2 | 12770-073-003092 | JIM WALTER RESOURCES INC MINING DIV
18045 | Permanently Closed | 1901-01-01 06:00 | 1975-01-01 06:00 | 1985-06-01 06:00 | Petroleum | On road diesel | On road diesel |  | Steel | Steel |  | Painted or None | Steel |  | 1901-01-01 06:00 | [15 empty] | UST Currently In Use: 0; UST Temp Close: 0; AST Currently In Use: 0; AST Temp Closed: 0 | 0 | 0 | 2 | 12770-073-003092 | JIM WALTER RESOURCES INC MINING DIV
18046 | Permanently Closed | 1997-12-02 06:00 | 1980-01-01 06:00 | 1997-12-04 06:00 | Petroleum | Unleaded gasoline | Unleaded gasoline |  | Steel | Steel |  | Painted or None | Steel |  | 1901-01-01 06:00 | [12 empty] | Annual line testing | Annual line testing |  | UST Currently In Use: 0; UST Temp Close: 0; AST Currently In Use: 0; AST Temp Closed: 0 | 0 | 0 | 7 | 12770-073-003093 | JIM WALTER RESOURCES INC MINING DIV
18047 | Permanently Closed | 1988-06-01 06:00 | 1980-01-01 06:00 | 1988-06-01 06:00 | Petroleum | On road diesel | On road diesel |  | Steel | Steel |  | Painted or None | Steel |  | 1901-01-01 06:00 | [15 empty] | UST Currently In Use: 0; UST Temp Close: 0; AST Currently In Use: 0; AST Temp Closed: 0 | 0 | 0 | 7 | 12770-073-003093 | JIM WALTER RESOURCES INC MINING DIV
18048 | Permanently Closed | 1997-12-02 06:00 | 1982-01-01 06:00 | 1997-12-03 06:00 | Petroleum | On road diesel | On road diesel |  | Steel | Steel |  | Painted or None | Steel |  | 1901-01-01 06:00 | [12 empty] | Annual line testing | Annual line testing |  | UST Currently In Use: 0; UST Temp Close: 0; AST Currently In Use: 0; AST Temp Closed: 0 | 0 | 0 | 7 | 12770-073-003093 | JIM WALTER RESOURCES INC MINING DIV
18049 | Permanently Closed | 1990-12-06 06:00 | 1972-01-01 06:00 | 1990-12-06 06:00 | Petroleum | On road diesel | On road diesel |  | Steel | Steel |  | Painted or None | Steel |  | 1901-01-01 06:00 | [15 empty] | UST Currently In Use: 0; UST Temp Close: 0; AST Currently In Use: 0; AST Temp Closed: 0 | 0 | 0 | 7 | 12770-073-003093 | JIM WALTER RESOURCES INC MINING DIV
18050 | Permanently Closed | 1997-12-22 06:00 | 1977-01-01 06:00 | 1997-12-22 06:00 | Petroleum | On road diesel | On road diesel |  | Steel | Steel |  | Painted or None | Steel |  | 1901-01-01 06:00 | [12 empty] | Annual line testing | Annual line testing |  | UST Currently In Use: 0; UST Temp Close: 0; AST Currently In Use: 0; AST Temp Closed: 0 | 0 | 0 | 7 | 12770-073-003093 | JIM WALTER RESOURCES INC MINING DIV
18051 | Permanently Closed | 1988-06-01 06:00 | 1978-01-01 06:00 | 1988-06-01 06:00 | Hazardous Substance |  |  |  | Steel | Steel |  | Painted or None | Steel |  | 1901-01-01 06:00 | [15 empty] | UST Currently In Use: 0; UST Temp Close: 0; AST Currently In Use: 0; AST Temp Closed: 0 | 0 | 0 | 7 | 12770-073-003093 | JIM WALTER RESOURCES INC MINING DIV
18052 | Permanently Closed | 1990-12-06 06:00 | 1972-01-01 06:00 | 1990-12-06 06:00 | Petroleum | Unleaded gasoline | Unleaded gasoline |  | Steel | Steel |  | Painted or None | Steel |  | 1901-01-01 06:00 | [15 empty] | UST Currently In Use: 0; UST Temp Close: 0; AST Currently In Use: 0; AST Temp Closed: 0 | 0 | 0 | 7 | 12770-073-003093 | JIM WALTER RESOURCES INC MINING DIV
18053 | Permanently Closed | 1997-12-04 06:00 | 1976-01-01 06:00 | 1997-12-04 06:00 | Hazardous Substance |  |  |  | Steel | Steel |  | Painted or None | Steel |  | 1901-01-01 06:00 | [12 empty] | Annual line testing | Annual line testing |  | UST Currently In Use: 0; UST Temp Close: 0; AST Currently In Use: 0; AST Temp Closed: 0 | 0 | 0 | 3 | 12770-125-003094 | JIM WALTER RESOURCES INC MINING DIV
18054 | Permanently Closed | 1990-11-27 06:00 | 1976-01-01 06:00 | 1990-11-27 06:00 | Petroleum | On road diesel | On road diesel |  | Steel | Steel |  | Painted or None | Steel |  | 1901-01-01 06:00 | [15 empty] | UST Currently In Use: 0; UST Temp Close: 0; AST Currently In Use: 0; AST Temp Closed: 0 | 0 | 0 | 3 | 12770-125-003094 | JIM WALTER RESOURCES INC MINING DIV
18055 | Permanently Closed | 1997-12-05 06:00 | 1976-01-01 06:00 | 1997-12-05 06:00 | Petroleum | Unleaded gasoline | Unleaded gasoline |  | Steel | Steel |  | Painted or None | Steel |  | 1901-01-01 06:00 | [12 empty] | Annual line testing | Annual line testing |  | UST Currently In Use: 0; UST Temp Close: 0; AST Currently In Use: 0; AST Temp Closed: 0 | 0 | 0 | 3 | 12770-125-003094 | JIM WALTER RESOURCES INC MINING DIV
18056 | Permanently Closed | 1991-05-17 06:00 | 1976-01-01 06:00 | 1991-05-17 06:00 | Petroleum | Unleaded gasoline | Unleaded gasoline |  | Steel | Steel |  | Painted or None | Steel |  | 1901-01-01 06:00 | [15 empty] | UST Currently In Use: 0; UST Temp Close: 0; AST Currently In Use: 0; AST Temp Closed: 0 | 0 | 0 | 5 | 12770-125-003095 | JIM WALTER RESOURCES INC MINING DIV
18057 | Permanently Closed | 1991-05-17 06:00 | 1975-01-01 06:00 | 1991-05-17 06:00 | Petroleum | On road diesel | On road diesel |  | Steel | Steel |  | Painted or None | Steel |  | 1901-01-01 06:00 | [15 empty] | UST Currently In Use: 0; UST Temp Close: 0; AST Currently In Use: 0; AST Temp Closed: 0 | 0 | 0 | 5 | 12770-125-003095 | JIM WALTER RESOURCES INC MINING DIV
18058 | Permanently Closed | 1991-05-17 06:00 | 1975-01-01 06:00 | 1991-05-17 06:00 | Petroleum | On road diesel | On road diesel |  | Steel | Steel |  | Painted or None | Steel |  | 1901-01-01 06:00 | [15 empty] | UST Currently In Use: 0; UST Temp Close: 0; AST Currently In Use: 0; AST Temp Closed: 0 | 0 | 0 | 5 | 12770-125-003095 | JIM WALTER RESOURCES INC MINING DIV
18059 | Permanently Closed | 1991-05-17 06:00 | 1975-01-01 06:00 | 1991-05-17 06:00 | Hazardous Substance |  |  |  | Steel | Steel |  | Painted or None | Steel |  | 1901-01-01 06:00 | [15 empty] | UST Currently In Use: 0; UST Temp Close: 0; AST Currently In Use: 0; AST Temp Closed: 0 | 0 | 0 | 5 | 12770-125-003095 | JIM WALTER RESOURCES INC MINING DIV
18060 | Permanently Closed | 1991-05-17 06:00 | 1976-01-01 06:00 | 1991-05-17 06:00 | Hazardous Substance |  |  |  | Steel | Steel |  | Painted or None | Steel |  | 1901-01-01 06:00 | [15 empty] | UST Currently In Use: 0; UST Temp Close: 0; AST Currently In Use: 0; AST Temp Closed: 0 | 0 | 0 | 5 | 12770-125-003095 | JIM WALTER RESOURCES INC MINING DIV
18061 | Permanently Closed | 1997-12-17 06:00 | 1976-01-01 06:00 | 1997-12-17 06:00 | Petroleum | Unleaded gasoline | Unleaded gasoline |  | Steel | Steel |  | Painted or None | Steel |  | 1901-01-01 06:00 | [12 empty] | Annual line testing | Annual line testing |  | UST Currently In Use: 0; UST Temp Close: 0; AST Currently In Use: 0; AST Temp Closed: 0 | 0 | 0 | 7 | 12770-125-003096 | JIM WALTER RESOURCES INC MINING DIV
18062 | Permanently Closed | 1997-12-10 06:00 | 1976-01-01 06:00 | 1997-12-17 06:00 | Hazardous Substance |  |  |  | Steel | Steel |  | Painted or None | Steel |  | 1901-01-01 06:00 | [12 empty] | Annual line testing | Annual line testing |  | UST Currently In Use: 0; UST Temp Close: 0; AST Currently In Use: 0; AST Temp Closed: 0 | 0 | 0 | 7 | 12770-125-003096 | JIM WALTER RESOURCES INC MINING DIV
18063 | Permanently Closed | 1997-12-12 06:00 | 1976-01-01 06:00 | 1997-12-15 06:00 | Petroleum | On road diesel | On road diesel |  | Steel | Steel |  | Painted or None | Steel |  | 1901-01-01 06:00 | [12 empty] | Annual line testing | Annual line testing |  | UST Currently In Use: 0; UST Temp Close: 0; AST Currently In Use: 0; AST Temp Closed: 0 | 0 | 0 | 7 | 12770-125-003096 | JIM WALTER RESOURCES INC MINING DIV
18064 | Permanently Closed | 1997-12-18 06:00 | 1976-01-01 06:00 | 1997-12-18 06:00 | Petroleum | On road diesel | On road diesel |  | Steel | Steel |  | Painted or None | Steel |  | 1901-01-01 06:00 | [12 empty] | Annual line testing | Annual line testing |  | UST Currently In Use: 0; UST Temp Close: 0; AST Currently In Use: 0; AST Temp Closed: 0 | 0 | 0 | 7 | 12770-125-003096 | JIM WALTER RESOURCES INC MINING DIV
18066 | Permanently Closed | 1990-01-01 06:00 | 1983-01-01 06:00 | 1997-12-17 06:00 | Petroleum | On road diesel | On road diesel |  | Steel | Steel |  | Painted or None | Steel |  | 1901-01-01 06:00 | [15 empty] | UST Currently In Use: 0; UST Temp Close: 0; AST Currently In Use: 0; AST Temp Closed: 0 | 0 | 0 | 7 | 12770-125-003096 | JIM WALTER RESOURCES INC MINING DIV
18067 | Permanently Closed | 1988-12-21 06:00 | 1983-01-01 06:00 | 1988-12-21 06:00 | Petroleum | Used oil | Used oil |  | Steel | Steel |  | Painted or None | Steel |  | 1901-01-01 06:00 | [15 empty] | UST Currently In Use: 0; UST Temp Close: 0; AST Currently In Use: 0; AST Temp Closed: 0 | 0 | 0 | 7 | 12770-125-003096 | JIM WALTER RESOURCES INC MINING DIV
18068 | Permanently Closed | 1997-12-19 06:00 | 1983-01-01 06:00 | 1997-12-19 06:00 | Petroleum | On road diesel | On road diesel |  | Steel | Steel |  | Painted or None | Steel |  | 1901-01-01 06:00 | [12 empty] | Annual line testing | Annual line testing |  | UST Currently In Use: 0; UST Temp Close: 0; AST Currently In Use: 0; AST Temp Closed: 0 | 0 | 0 | 7 | 12770-125-003096 | JIM WALTER RESOURCES INC MINING DIV
18069 | Permanently Closed | 1997-11-19 06:00 | 1975-01-01 06:00 | 1997-11-20 06:00 | Petroleum | Unleaded gasoline | Unleaded gasoline |  | Steel | Steel |  | Painted or None | Steel |  | 1901-01-01 06:00 | [12 empty] | Annual line testing | Annual line testing |  | UST Currently In Use: 0; UST Temp Close: 0; AST Currently In Use: 0; AST Temp Closed: 0 | 0 | 0 | 1 | 12770-125-003097 | JIM WALTER RESOURCES INC MINING DIV
18070 | Permanently Closed | 1996-04-08 06:00 | 1977-01-01 06:00 | 1996-04-09 06:00 | Petroleum | Unleaded gasoline | Unleaded gasoline |  | Steel | Steel |  | Painted or None | Steel |  | 1901-01-01 06:00 | [12 empty] | Annual line testing | Annual line testing |  | UST Currently In Use: 0; UST Temp Close: 0; AST Currently In Use: 0; AST Temp Closed: 0 | 0 | 0 | 3 | 12770-125-003098 | JIM WALTER RESOURCES INC MINING DIV
18071 | Permanently Closed | 1995-07-01 06:00 | 1977-01-01 06:00 | 1996-04-09 06:00 | Petroleum | Unleaded gasoline | Unleaded gasoline |  | Steel | Steel |  | Painted or None | Steel |  | 1901-01-01 06:00 | [12 empty] | Annual line testing | Annual line testing |  | UST Currently In Use: 0; UST Temp Close: 0; AST Currently In Use: 0; AST Temp Closed: 0 | 0 | 0 | 3 | 12770-125-003098 | JIM WALTER RESOURCES INC MINING DIV
18072 | Permanently Closed | 1996-04-08 06:00 | 1977-01-01 06:00 | 1996-04-09 06:00 | Petroleum | On road diesel | On road diesel |  | Steel | Steel |  | Painted or None | Steel |  | 1901-01-01 06:00 | [12 empty] | Annual line testing | Annual line testing |  | UST Currently In Use: 0; UST Temp Close: 0; AST Currently In Use: 0; AST Temp Closed: 0 | 0 | 0 | 3 | 12770-125-003098 | JIM WALTER RESOURCES INC MINING DIV
18073 | Permanently Closed | 1993-06-10 06:00 | 1980-01-01 06:00 | 1993-06-10 06:00 | Petroleum | On road diesel | On road diesel |  | Steel | Steel | Interior lined (not allowed as a standalone method of corrosion protection) | Painted or None | Steel |  | 1901-01-01 06:00 | [15 empty] | UST Currently In Use: 0; UST Temp Close: 0; AST Currently In Use: 0; AST Temp Closed: 0 | 0 | 0 | 1 | 12771-073-003568 | COLONIAL FAST FREIGHT LINES
18074 | Permanently Closed | 1997-03-26 06:00 | 1975-01-01 06:00 | 1997-03-26 06:00 | Petroleum | On road diesel | On road diesel |  | Steel | Steel |  | Painted or None | Steel |  | 1901-01-01 06:00 | [15 empty] | UST Currently In Use: 0; UST Temp Close: 0; AST Currently In Use: 0; AST Temp Closed: 0 | 0 | 0 | 1 | 12772-103-002464 | JIM'S ELECTRIC SERVICE INC
18075 | Retired | 1988-08-08 06:00 | 1954-01-01 06:00 |  | Petroleum | Unleaded gasoline | Unleaded gasoline | [7 empty] | 1901-01-01 06:00 | [15 empty] | UST Currently In Use: 0; UST Temp Close: 0; AST Currently In Use: 0; AST Temp Closed: 0 | 0 | 0 | 0 | 12773-065-006700 | JIMMIE BENISON
18076 | Retired | 1982-04-01 06:00 | 1954-01-01 06:00 |  | Petroleum | Unleaded gasoline | Unleaded gasoline | [7 empty] | 1901-01-01 06:00 | [15 empty] | UST Currently In Use: 0; UST Temp Close: 0; AST Currently In Use: 0; AST Temp Closed: 0 | 0 | 0 | 0 | 12773-065-006700 | JIMMIE BENISON
18077 | Permanently Closed | 1990-09-07 06:00 | 1963-01-01 06:00 | 1990-09-07 06:00 | Petroleum | Unleaded gasoline | Unleaded gasoline |  | Steel | Steel |  | Painted or None | Steel |  | 1901-01-01 06:00 | [15 empty] | UST Currently In Use: 0; UST Temp Close: 4; AST Currently In Use: 0; AST Temp Closed: 0 | 0 | 4 | 5 | 23634-001-005916 | JERRY L. MCMICHAEL JR.
18078 | Permanently Closed | 1990-09-07 06:00 | 1963-01-01 06:00 | 1990-09-07 06:00 | Petroleum | Unleaded gasoline | Unleaded gasoline |  | Steel | Steel |  | Painted or None | Steel |  | 1901-01-01 06:00 | [15 empty] | UST Currently In Use: 0; UST Temp Close: 4; AST Currently In Use: 0; AST Temp Closed: 0 | 0 | 4 | 5 | 23634-001-005916 | JERRY L. MCMICHAEL JR.
18079 | Permanently Closed | 1990-09-07 06:00 | 1963-01-01 06:00 | 1990-09-07 06:00 | Petroleum | Unleaded gasoline | Unleaded gasoline |  | Steel | Steel |  | Painted or None | Steel |  | 1901-01-01 06:00 | [15 empty] | UST Currently In Use: 0; UST Temp Close: 4; AST Currently In Use: 0; AST Temp Closed: 0 | 0 | 4 | 5 | 23634-001-005916 | JERRY L. MCMICHAEL JR.
18080 | Permanently Closed | 1990-09-07 06:00 | 1963-01-01 06:00 | 1990-09-07 06:00 | Petroleum | On road diesel | On road diesel |  | Steel | Steel |  | Painted or None | Steel |  | 1901-01-01 06:00 | [15 empty] | UST Currently In Use: 0; UST Temp Close: 4; AST Currently In Use: 0; AST Temp Closed: 0 | 0 | 4 | 5 | 23634-001-005916 | JERRY L. MCMICHAEL JR.
18081 | Permanently Closed | 1990-09-07 06:00 | 1963-01-01 06:00 | 1990-09-07 06:00 | Petroleum | On road diesel | On road diesel |  | Steel | Steel |  | Painted or None | Steel |  | 1901-01-01 06:00 | [15 empty] | UST Currently In Use: 0; UST Temp Close: 4; AST Currently In Use: 0; AST Temp Closed: 0 | 0 | 4 | 5 | 23634-001-005916 | JERRY L. MCMICHAEL JR.
18082 | Permanently Closed | 2000-07-19 06:00 | 1974-01-01 06:00 | 2002-10-31 06:00 | Petroleum | Unleaded gasoline | Unleaded gasoline | Retail | Steel | Steel | Field installed cathodic protection | Painted or None | Steel |  | 1901-01-01 06:00 | Field installed cathodic protection | [5 empty] | Statistical Inventory Reconciliation (SIR) | [8 empty] | UST Currently In Use: 0; UST Temp Close: 0; AST Currently In Use: 0; AST Temp Closed: 0 | 0 | 0 | 2 | 16550-079-007418 | WILLIAMS PETROLEUM, INC.
18083 | Permanently Closed | 2000-07-19 06:00 | 1976-01-01 06:00 | 2002-10-31 06:00 | Petroleum | Premium gasoline | Premium gasoline | Retail | Steel | Steel | Field installed cathodic protection | Painted or None | Steel |  | 1901-01-01 06:00 | Field installed cathodic protection | [5 empty] | Statistical Inventory Reconciliation (SIR) | [8 empty] | UST Currently In Use: 0; UST Temp Close: 0; AST Currently In Use: 0; AST Temp Closed: 0 | 0 | 0 | 2 | 16550-079-007418 | WILLIAMS PETROLEUM, INC.
18084 | Permanently Closed | 1984-01-01 06:00 | 1974-01-01 06:00 | 1990-03-01 06:00 | Petroleum | Unleaded gasoline | Unleaded gasoline |  | Steel | Steel |  | Painted or None | Steel |  | 1901-01-01 06:00 | [15 empty] | UST Currently In Use: 0; UST Temp Close: 0; AST Currently In Use: 0; AST Temp Closed: 0 | 0 | 0 | 2 | 12775-079-007420 | JIMMIE E LAKE
18085 | Permanently Closed | 1984-01-01 06:00 | 1974-01-01 06:00 | 1990-03-01 06:00 | Petroleum | Unleaded gasoline | Unleaded gasoline |  | Steel | Steel |  | Painted or None | Steel |  | 1901-01-01 06:00 | [15 empty] | UST Currently In Use: 0; UST Temp Close: 0; AST Currently In Use: 0; AST Temp Closed: 0 | 0 | 0 | 2 | 12775-079-007420 | JIMMIE E LAKE
18086 | Temporary Closed | 2006-10-01 06:00 | 1982-01-01 06:00 |  | Petroleum | Unleaded gasoline | Unleaded gasoline | Retail | Single Wall, Steel | Steel | Field installed cathodic protection |  | Single Wall, Steel, GALVANIZED |  | 1901-01-01 06:00 | Field installed cathodic protection | Catchment Basin, Single walled catchment basin | Automatic shutoff device At 95% full | Automatic shutoff device At 95% full |  |  | Statistical Inventory Reconciliation (SIR) | [8 empty] | UST Currently In Use: 0; UST Temp Close: 2; AST Currently In Use: 0; AST Temp Closed: 0 | 0 | 2 | 0 | 25910-103-007419 | JAY JANAK INC
18087 | Temporary Closed | 2006-10-01 06:00 | 1982-01-01 06:00 |  | Petroleum | Premium gasoline | Premium gasoline | Retail | Single Wall, Steel | Steel | Field installed cathodic protection |  | Single Wall, Steel, GALVANIZED |  | 1901-01-01 06:00 | Field installed cathodic protection | Catchment Basin, Single walled catchment basin | Automatic shutoff device At 95% full | Automatic shutoff device At 95% full |  |  | Statistical Inventory Reconciliation (SIR) | [8 empty] | UST Currently In Use: 0; UST Temp Close: 2; AST Currently In Use: 0; AST Temp Closed: 0 | 0 | 2 | 0 | 25910-103-007419 | JAY JANAK INC
18088 | Permanently Closed | 1988-12-25 06:00 | 1901-01-01 06:00 | 1990-06-20 06:00 | Petroleum | Unleaded gasoline | Unleaded gasoline |  | Steel | Steel |  | Painted or None | Steel |  | 1901-01-01 06:00 | [15 empty] | UST Currently In Use: 0; UST Temp Close: 0; AST Currently In Use: 0; AST Temp Closed: 0 | 0 | 0 | 2 | 12777-013-005447 | JIMMIE G LUCKIE
18089 | Permanently Closed | 1988-12-25 06:00 | 1901-01-01 06:00 | 1990-06-20 06:00 | Petroleum | Unleaded gasoline | Unleaded gasoline |  | Steel | Steel |  | Painted or None | Steel |  | 1901-01-01 06:00 | [15 empty] | UST Currently In Use: 0; UST Temp Close: 0; AST Currently In Use: 0; AST Temp Closed: 0 | 0 | 0 | 2 | 12777-013-005447 | JIMMIE G LUCKIE
18092 | Permanently Closed | 1991-03-09 06:00 | 1979-01-01 06:00 | 1991-03-09 06:00 | Petroleum | On road diesel | On road diesel |  | Steel | Steel |  |  | Steel |  | 1901-01-01 06:00 | [15 empty] | UST Currently In Use: 0; UST Temp Close: 4; AST Currently In Use: 0; AST Temp Closed: 0 | 0 | 4 | 3 | 23564-083-011822 | DIYA, INC.
18093 | Permanently Closed | 1991-03-09 06:00 | 1979-01-01 06:00 | 1991-03-09 06:00 | Petroleum | Unleaded gasoline | Unleaded gasoline |  | Steel | Steel |  |  | Steel |  | 1901-01-01 06:00 | [15 empty] | UST Currently In Use: 0; UST Temp Close: 4; AST Currently In Use: 0; AST Temp Closed: 0 | 0 | 4 | 3 | 23564-083-011822 | DIYA, INC.
18094 | Permanently Closed | 1991-03-09 06:00 | 1979-01-01 06:00 | 1991-03-09 06:00 | Petroleum | Unleaded gasoline | Unleaded gasoline |  | Steel | Steel |  |  | Steel |  | 1901-01-01 06:00 | [15 empty] | UST Currently In Use: 0; UST Temp Close: 4; AST Currently In Use: 0; AST Temp Closed: 0 | 0 | 4 | 3 | 23564-083-011822 | DIYA, INC.
18096 | Permanently Closed | 1996-10-28 06:00 | 1981-01-01 06:00 | 1996-11-06 06:00 | Petroleum | Unleaded gasoline | Unleaded gasoline | Retail | Steel | Steel |  | Painted or None | Steel |  | 1901-01-01 06:00 | [15 empty] | UST Currently In Use: 0; UST Temp Close: 0; AST Currently In Use: 0; AST Temp Closed: 0 | 0 | 0 | 2 | 17643-061-009873 | DOROTHY PFEIFFER AND JOE HUGHES
18097 | Permanently Closed | 1996-10-28 06:00 | 1981-01-01 06:00 | 1996-11-06 06:00 | Petroleum | Unleaded gasoline | Unleaded gasoline | Retail | Steel | Steel |  | Painted or None | Steel |  | 1901-01-01 06:00 | [15 empty] | UST Currently In Use: 0; UST Temp Close: 0; AST Currently In Use: 0; AST Temp Closed: 0 | 0 | 0 | 2 | 17643-061-009873 | DOROTHY PFEIFFER AND JOE HUGHES
18098 | Permanently Closed | 1901-01-01 06:00 | 1966-01-01 06:00 | 1990-08-27 06:00 | Petroleum | Unleaded gasoline | Unleaded gasoline |  | Steel | Steel |  | Painted or None | Steel |  | 1901-01-01 06:00 | [15 empty] | UST Currently In Use: 0; UST Temp Close: 0; AST Currently In Use: 0; AST Temp Closed: 0 | 0 | 0 | 6 | 23142-055-001948 | LAURA MATHEWS
18099 | Permanently Closed | 1901-01-01 06:00 | 1966-01-01 06:00 | 1990-08-27 06:00 | Petroleum | Unleaded gasoline | Unleaded gasoline |  | Steel | Steel |  | Painted or None | Steel |  | 1901-01-01 06:00 | [15 empty] | UST Currently In Use: 0; UST Temp Close: 0; AST Currently In Use: 0; AST Temp Closed: 0 | 0 | 0 | 6 | 23142-055-001948 | LAURA MATHEWS
18100 | Permanently Closed | 1901-01-01 06:00 | 1966-01-01 06:00 | 1990-08-27 06:00 | Petroleum | On road diesel | On road diesel |  | Steel | Steel |  | Painted or None | Steel |  | 1901-01-01 06:00 | [15 empty] | UST Currently In Use: 0; UST Temp Close: 0; AST Currently In Use: 0; AST Temp Closed: 0 | 0 | 0 | 6 | 23142-055-001948 | LAURA MATHEWS
18101 | Permanently Closed | 1990-08-01 06:00 | 1977-01-01 06:00 | 1990-08-01 06:00 | Petroleum | Unleaded gasoline | Unleaded gasoline |  | Steel | Steel |  | Painted or None | Steel |  | 1901-01-01 06:00 | [15 empty] | UST Currently In Use: 0; UST Temp Close: 0; AST Currently In Use: 0; AST Temp Closed: 0 | 0 | 0 | 2 | 12782-001-004388 | JIMMY C HOOD
18102 | Permanently Closed | 1990-08-01 06:00 | 1977-01-01 06:00 | 1990-08-01 06:00 | Petroleum | Unleaded gasoline | Unleaded gasoline |  | Steel | Steel |  | Painted or None | Steel |  | 1901-01-01 06:00 | [15 empty] | UST Currently In Use: 0; UST Temp Close: 0; AST Currently In Use: 0; AST Temp Closed: 0 | 0 | 0 | 2 | 12782-001-004388 | JIMMY C HOOD
18103 | Permanently Closed | 1996-03-11 06:00 | 1901-01-01 06:00 | 1996-03-11 06:00 | Petroleum | On road diesel | On road diesel |  | Steel | Steel |  |  |  |  | 1901-01-01 06:00 | [15 empty] | UST Currently In Use: 0; UST Temp Close: 0; AST Currently In Use: 0; AST Temp Closed: 0 | 0 | 0 | 3 | 12783-051-003390 | JIMMY EAST
18104 | Permanently Closed | 1996-03-11 06:00 | 1975-01-01 06:00 | 1996-03-11 06:00 | Petroleum | Unleaded gasoline | Unleaded gasoline |  | Steel | Steel |  |  | Steel |  | 1901-01-01 06:00 | [15 empty] | UST Currently In Use: 0; UST Temp Close: 0; AST Currently In Use: 0; AST Temp Closed: 0 | 0 | 0 | 3 | 12783-051-003390 | JIMMY EAST
18105 | Permanently Closed | 1996-03-11 06:00 | 1975-01-01 06:00 | 1996-03-11 06:00 | Petroleum | Unleaded gasoline | Unleaded gasoline |  | Steel | Steel |  |  | Steel |  | 1901-01-01 06:00 | [15 empty] | UST Currently In Use: 0; UST Temp Close: 0; AST Currently In Use: 0; AST Temp Closed: 0 | 0 | 0 | 3 | 12783-051-003390 | JIMMY EAST
18106 | Permanently Closed | 1995-06-19 06:00 | 1982-01-01 06:00 | 1995-06-19 06:00 | Petroleum | Unleaded gasoline | Unleaded gasoline |  | Steel | Steel | Interior lined (not allowed as a standalone method of corrosion protection) | Painted or None | Steel |  | 1901-01-01 06:00 | [12 empty] | Annual line testing | Annual line testing |  | UST Currently In Use: 0; UST Temp Close: 0; AST Currently In Use: 0; AST Temp Closed: 0 | 0 | 0 | 2 | 12784-033-002696 | JIMMY O BURCHAM
18107 | Permanently Closed | 1995-06-19 06:00 | 1982-01-01 06:00 | 1995-06-19 06:00 | Petroleum | Unleaded gasoline | Unleaded gasoline |  | Steel | Steel | Interior lined (not allowed as a standalone method of corrosion protection) | Painted or None | Steel |  | 1901-01-01 06:00 | [12 empty] | Annual line testing | Annual line testing |  | UST Currently In Use: 0; UST Temp Close: 0; AST Currently In Use: 0; AST Temp Closed: 0 | 0 | 0 | 2 | 12784-033-002696 | JIMMY O BURCHAM
18108 | Permanently Closed | 1985-01-01 06:00 | 1906-01-01 06:00 | 1988-12-01 06:00 | Petroleum | On road diesel | On road diesel |  | Steel | Steel |  | Painted or None | Steel |  | 1901-01-01 06:00 | [15 empty] | UST Currently In Use: 0; UST Temp Close: 0; AST Currently In Use: 0; AST Temp Closed: 0 | 0 | 0 | 1 | 12786-033-004711 | JIMMYS IMPERIAL OIL CO
18114 | Permanently Closed | 1985-01-01 06:00 | 1968-01-01 06:00 | 1985-01-01 06:00 | Petroleum | Unleaded gasoline | Unleaded gasoline |  | Steel | Steel | Interior lined (not allowed as a standalone method of corrosion protection) | Painted or None | Steel |  | 1901-01-01 06:00 | [15 empty] | UST Currently In Use: 0; UST Temp Close: 0; AST Currently In Use: 0; AST Temp Closed: 0 | 0 | 0 | 5 | 12786-033-004714 | JIMMYS IMPERIAL OIL CO
18115 | Permanently Closed | 1985-01-01 06:00 | 1968-01-01 06:00 | 1985-01-01 06:00 | Petroleum | Unleaded gasoline | Unleaded gasoline |  | Steel | Steel | Interior lined (not allowed as a standalone method of corrosion protection) | Painted or None | Steel |  | 1901-01-01 06:00 | [15 empty] | UST Currently In Use: 0; UST Temp Close: 0; AST Currently In Use: 0; AST Temp Closed: 0 | 0 | 0 | 5 | 12786-033-004714 | JIMMYS IMPERIAL OIL CO
18116 | Permanently Closed | 1985-01-01 06:00 | 1975-01-01 06:00 | 1985-01-01 06:00 | Petroleum | Kerosene | Kerosene |  | Steel | Steel | Interior lined (not allowed as a standalone method of corrosion protection) | Painted or None | Steel |  | 1901-01-01 06:00 | [15 empty] | UST Currently In Use: 0; UST Temp Close: 0; AST Currently In Use: 0; AST Temp Closed: 0 | 0 | 0 | 5 | 12786-033-004714 | JIMMYS IMPERIAL OIL CO
18117 | Permanently Closed | 1985-01-01 06:00 | 1975-01-01 06:00 | 1985-01-01 06:00 | Petroleum | On road diesel | On road diesel |  | Steel | Steel | Interior lined (not allowed as a standalone method of corrosion protection) | Painted or None | Steel |  | 1901-01-01 06:00 | [15 empty] | UST Currently In Use: 0; UST Temp Close: 0; AST Currently In Use: 0; AST Temp Closed: 0 | 0 | 0 | 5 | 12786-033-004714 | JIMMYS IMPERIAL OIL CO
18118 | Permanently Closed | 1985-01-01 06:00 | 1975-01-01 06:00 | 1985-01-01 06:00 | Petroleum | Unleaded gasoline | Unleaded gasoline |  | Steel | Steel | Interior lined (not allowed as a standalone method of corrosion protection) | Painted or None | Steel |  | 1901-01-01 06:00 | [15 empty] | UST Currently In Use: 0; UST Temp Close: 0; AST Currently In Use: 0; AST Temp Closed: 0 | 0 | 0 | 5 | 12786-033-004714 | JIMMYS IMPERIAL OIL CO
18119 | Permanently Closed | 1988-01-01 06:00 | 1977-01-01 06:00 | 1988-01-01 06:00 | Petroleum | On road diesel | On road diesel |  | Steel | Steel | Interior lined (not allowed as a standalone method of corrosion protection) | Painted or None | Steel |  | 1901-01-01 06:00 | [15 empty] | UST Currently In Use: 0; UST Temp Close: 0; AST Currently In Use: 0; AST Temp Closed: 0 | 0 | 0 | 2 | 12786-033-004717 | JIMMYS IMPERIAL OIL CO
18120 | Permanently Closed | 1988-01-01 06:00 | 1977-01-01 06:00 | 1988-01-01 06:00 | Petroleum | Unleaded gasoline | Unleaded gasoline |  | Steel | Steel | Interior lined (not allowed as a standalone method of corrosion protection) | Painted or None | Steel |  | 1901-01-01 06:00 | [15 empty] | UST Currently In Use: 0; UST Temp Close: 0; AST Currently In Use: 0; AST Temp Closed: 0 | 0 | 0 | 2 | 12786-033-004717 | JIMMYS IMPERIAL OIL CO
18121 | Permanently Closed | 1994-12-01 06:00 | 1978-01-01 06:00 | 1994-12-01 06:00 | Petroleum | On road diesel | On road diesel |  | Steel | Steel |  |  | Steel |  | 1901-01-01 06:00 | [15 empty] | UST Currently In Use: 0; UST Temp Close: 0; AST Currently In Use: 0; AST Temp Closed: 0 | 0 | 0 | 1 | 17710-073-011149 | MUTUAL LIFE INS CO OF NEW YORK
18122 | Permanently Closed | 1995-08-24 06:00 | 1982-01-01 06:00 | 1995-08-24 06:00 | Petroleum | Unleaded gasoline | Unleaded gasoline |  | Steel | Steel | Coated & cathodic protection (sti-P3) |  | Steel |  | 1901-01-01 06:00 | [15 empty] | UST Currently In Use: 0; UST Temp Close: 0; AST Currently In Use: 0; AST Temp Closed: 0 | 0 | 0 | 2 | 12788-103-009522 | JO AARON
18123 | Permanently Closed | 1995-08-24 06:00 | 1982-01-01 06:00 | 1995-08-24 06:00 | Petroleum | Unleaded gasoline | Unleaded gasoline |  | Steel | Steel | Coated & cathodic protection (sti-P3) |  | Steel |  | 1901-01-01 06:00 | [15 empty] | UST Currently In Use: 0; UST Temp Close: 0; AST Currently In Use: 0; AST Temp Closed: 0 | 0 | 0 | 2 | 12788-103-009522 | JO AARON
18126 | Retired | 1988-08-08 06:00 | 1981-01-01 06:00 |  | Petroleum | Unleaded gasoline | Unleaded gasoline |  | Steel | Steel | Interior lined (not allowed as a standalone method of corrosion protection) | Painted or None | Steel |  | 1901-01-01 06:00 | [15 empty] | UST Currently In Use: 0; UST Temp Close: 0; AST Currently In Use: 0; AST Temp Closed: 0 | 0 | 0 | 0 | 12790-015-001923 | JO ANN TAYLOR
18127 | Retired | 1988-08-08 06:00 | 1981-01-01 06:00 |  | Petroleum | Unleaded gasoline | Unleaded gasoline |  | Steel | Steel | Interior lined (not allowed as a standalone method of corrosion protection) | Painted or None | Steel |  | 1901-01-01 06:00 | [15 empty] | UST Currently In Use: 0; UST Temp Close: 0; AST Currently In Use: 0; AST Temp Closed: 0 | 0 | 0 | 0 | 12790-015-001923 | JO ANN TAYLOR
18128 | Currently in Use |  | 1987-01-01 06:00 |  | Petroleum | Unleaded gasoline | Unleaded gasoline | Retail | Steel | Steel | Coated & cathodic protection (sti-P3) |  | Fiberglass reinforced plastic |  |  |  | Catchment Basin, Single walled catchment basin | Automatic shutoff device At 95% full | Automatic shutoff device At 95% full |  |  | Statistical Inventory Reconciliation (SIR) |  | Automatic flow restrictor (MLLD) | Automatic flow restrictor (MLLD) |  |  | Statistical inventory reconciliation (SIR) | Statistical inventory reconciliation (SIR) |  | UST Currently In Use: 2; UST Temp Close: 0; AST Currently In Use: 0; AST Temp Closed: 0 | 2 | 0 | 0 | 14493-007-013275 | SOUTHERN OIL COMPANY, INC.
18130 | Currently in Use |  | 1987-01-01 06:00 |  | Petroleum | Premium gasoline | Premium gasoline | Retail | Steel | Steel | Coated & cathodic protection (sti-P3) |  | Fiberglass reinforced plastic |  |  |  | Catchment Basin, Single walled catchment basin | Automatic shutoff device At 95% full | Automatic shutoff device At 95% full |  |  | Statistical Inventory Reconciliation (SIR) |  | Automatic flow restrictor (MLLD) | Automatic flow restrictor (MLLD) |  |  | Statistical inventory reconciliation (SIR) | Statistical inventory reconciliation (SIR) |  | UST Currently In Use: 2; UST Temp Close: 0; AST Currently In Use: 0; AST Temp Closed: 0 | 2 | 0 | 0 | 14493-007-013275 | SOUTHERN OIL COMPANY, INC.
18131 | Cannot Locate or abandoned | 1989-01-01 06:00 | 1948-01-01 06:00 |  | Petroleum | Unleaded gasoline | Unleaded gasoline |  | Steel | Steel |  | Painted or None | Steel |  | 1901-01-01 06:00 | [15 empty] | UST Currently In Use: 0; UST Temp Close: 0; AST Currently In Use: 0; AST Temp Closed: 0 | 0 | 0 | 0 | 12792-015-010003 | JOE & BILLS SERVICE STATION
18132 | Cannot Locate or abandoned | 1989-01-01 06:00 | 1948-01-01 06:00 |  | Petroleum | Unleaded gasoline | Unleaded gasoline |  | Steel | Steel |  | Painted or None | Steel |  | 1901-01-01 06:00 | [15 empty] | UST Currently In Use: 0; UST Temp Close: 0; AST Currently In Use: 0; AST Temp Closed: 0 | 0 | 0 | 0 | 12792-015-010003 | JOE & BILLS SERVICE STATION
18133 | Cannot Locate or abandoned | 1989-01-01 06:00 | 1973-01-01 06:00 |  | Petroleum | Unleaded gasoline | Unleaded gasoline |  | Steel | Steel |  | Painted or None | Steel |  | 1901-01-01 06:00 | [15 empty] | UST Currently In Use: 0; UST Temp Close: 0; AST Currently In Use: 0; AST Temp Closed: 0 | 0 | 0 | 0 | 12792-015-010003 | JOE & BILLS SERVICE STATION
18134 | Cannot Locate or abandoned | 1989-01-01 06:00 | 1958-01-01 06:00 |  | Petroleum | Unleaded gasoline | Unleaded gasoline |  | Steel | Steel |  | Painted or None | Steel |  | 1901-01-01 06:00 | [15 empty] | UST Currently In Use: 0; UST Temp Close: 0; AST Currently In Use: 0; AST Temp Closed: 0 | 0 | 0 | 0 | 12792-015-010003 | JOE & BILLS SERVICE STATION
18135 | Cannot Locate or abandoned | 1989-01-01 06:00 | 1973-01-01 06:00 |  | Petroleum | On road diesel | On road diesel |  | Steel | Steel |  | Painted or None | Steel |  | 1901-01-01 06:00 | [15 empty] | UST Currently In Use: 0; UST Temp Close: 0; AST Currently In Use: 0; AST Temp Closed: 0 | 0 | 0 | 0 | 12792-015-010003 | JOE & BILLS SERVICE STATION
18136 | Permanently Closed | 1990-06-15 06:00 | 1960-01-01 06:00 | 1990-06-15 06:00 | Petroleum | Unleaded gasoline | Unleaded gasoline |  | Steel | Steel |  | Painted or None | Steel |  | 1901-01-01 06:00 | [15 empty] | UST Currently In Use: 0; UST Temp Close: 0; AST Currently In Use: 0; AST Temp Closed: 0 | 0 | 0 | 3 | 12793-125-000873 | JOE APPLING
18137 | Permanently Closed | 1990-06-15 06:00 | 1960-01-01 06:00 | 1990-06-15 06:00 | Petroleum | Unleaded gasoline | Unleaded gasoline |  | Steel | Steel |  | Painted or None | Steel |  | 1901-01-01 06:00 | [15 empty] | UST Currently In Use: 0; UST Temp Close: 0; AST Currently In Use: 0; AST Temp Closed: 0 | 0 | 0 | 3 | 12793-125-000873 | JOE APPLING
18138 | Permanently Closed | 1990-06-15 06:00 | 1960-01-01 06:00 | 1990-06-15 06:00 | Petroleum | Unleaded gasoline | Unleaded gasoline |  | Steel | Steel |  | Painted or None | Steel |  | 1901-01-01 06:00 | [15 empty] | UST Currently In Use: 0; UST Temp Close: 0; AST Currently In Use: 0; AST Temp Closed: 0 | 0 | 0 | 3 | 12793-125-000873 | JOE APPLING
18139 | Permanently Closed | 1985-05-01 06:00 | 1970-01-01 06:00 | 1988-01-01 06:00 | Petroleum | Other, OTHER | Other |  | Steel | Steel |  | Painted or None | Steel |  | 1901-01-01 06:00 | [15 empty] | UST Currently In Use: 0; UST Temp Close: 0; AST Currently In Use: 0; AST Temp Closed: 0 | 0 | 0 | 3 | 12794-097-000588 | JOE BULLARD OLDSMOBILE INC
18140 | Permanently Closed | 1987-01-01 06:00 | 1970-01-01 06:00 | 1988-01-01 06:00 | Petroleum | Used oil | Used oil |  | Steel | Steel |  | Painted or None | Steel |  | 1901-01-01 06:00 | [15 empty] | UST Currently In Use: 0; UST Temp Close: 0; AST Currently In Use: 0; AST Temp Closed: 0 | 0 | 0 | 3 | 12794-097-000588 | JOE BULLARD OLDSMOBILE INC
18141 | Permanently Closed | 1994-12-10 06:00 | 1983-01-01 06:00 | 1996-12-10 06:00 | Petroleum | Unleaded gasoline | Unleaded gasoline |  | Steel | Steel | Coated & cathodic protection (sti-P3) |  | Steel |  | 1901-01-01 06:00 | [6 empty] | Statistical Inventory Reconciliation (SIR) | [8 empty] | UST Currently In Use: 0; UST Temp Close: 0; AST Currently In Use: 0; AST Temp Closed: 0 | 0 | 0 | 3 | 12794-097-000588 | JOE BULLARD OLDSMOBILE INC
18142 |  | 2008-07-01 06:00 | 1982-01-01 06:00 |  | Petroleum | On road diesel | On road diesel | Retail | Steel | Steel | Field installed cathodic protection |  | Steel |  | 1901-01-01 06:00 | Field installed cathodic protection | Catchment Basin, Single walled catchment basin | Automatic shutoff device At 95% full | Automatic shutoff device At 95% full |  |  | Statistical Inventory Reconciliation (SIR) | [5 empty] | Statistical inventory reconciliation (SIR) | Statistical inventory reconciliation (SIR) |  | UST Currently In Use: 0; UST Temp Close: 0; AST Currently In Use: 0; AST Temp Closed: 0 | 0 | 0 | 0 | 22190-077-002502 | BARRY AND LANCE PRUITT
18143 |  | 2008-07-01 06:00 | 1982-01-01 06:00 |  | Petroleum | Unleaded gasoline | Unleaded gasoline | Retail | Steel | Steel | Field installed cathodic protection |  | Steel |  | 1901-01-01 06:00 | Field installed cathodic protection | Catchment Basin, Single walled catchment basin | Automatic shutoff device At 95% full | Automatic shutoff device At 95% full |  |  | Statistical Inventory Reconciliation (SIR) | [5 empty] | Statistical inventory reconciliation (SIR) | Statistical inventory reconciliation (SIR) |  | UST Currently In Use: 0; UST Temp Close: 0; AST Currently In Use: 0; AST Temp Closed: 0 | 0 | 0 | 0 | 22190-077-002502 | BARRY AND LANCE PRUITT
18144 |  | 2008-07-01 06:00 | 1983-01-01 06:00 |  | Petroleum | Mid-grade gasoline | Mid-grade gasoline | Retail | Steel | Steel | Field installed cathodic protection |  | Steel |  | 1901-01-01 06:00 | Field installed cathodic protection | Catchment Basin, Single walled catchment basin | Automatic shutoff device At 95% full | Automatic shutoff device At 95% full |  |  | Statistical Inventory Reconciliation (SIR) | [5 empty] | Statistical inventory reconciliation (SIR) | Statistical inventory reconciliation (SIR) |  | UST Currently In Use: 0; UST Temp Close: 0; AST Currently In Use: 0; AST Temp Closed: 0 | 0 | 0 | 0 | 22190-077-002502 | BARRY AND LANCE PRUITT
18145 |  | 2008-07-01 06:00 | 1986-01-01 06:00 |  | Petroleum | Premium gasoline | Premium gasoline | Retail | Steel | Steel | Coated & cathodic protection (sti-P3), Field installed cathodic protection |  | Steel |  | 1901-01-01 06:00 | Field installed cathodic protection | Catchment Basin, Single walled catchment basin | Automatic shutoff device At 95% full | Automatic shutoff device At 95% full |  |  | Statistical Inventory Reconciliation (SIR) | [8 empty] | UST Currently In Use: 0; UST Temp Close: 0; AST Currently In Use: 0; AST Temp Closed: 0 | 0 | 0 | 0 | 22190-077-002502 | BARRY AND LANCE PRUITT
18146 | Permanently Closed | 2013-11-18 06:00 | 1969-01-01 06:00 | 2016-11-18 06:00 | Petroleum | Unleaded gasoline | Unleaded gasoline | Retail | Steel | Steel | Field installed cathodic protection |  | Steel |  |  | Field installed cathodic protection | Catchment Basin, Single walled catchment basin | Automatic shutoff device At 95% full | Automatic shutoff device At 95% full |  |  | Statistical Inventory Reconciliation (SIR) | [8 empty] | UST Currently In Use: 0; UST Temp Close: 0; AST Currently In Use: 0; AST Temp Closed: 0 | 0 | 0 | 3 | 12796-097-001095 | DOT C. JOHNSON
18147 | Permanently Closed | 2008-01-01 06:00 | 1969-01-01 06:00 | 2014-11-18 06:00 | Petroleum | Mid-grade gasoline | Mid-grade gasoline | Retail | Steel | Steel | Field installed cathodic protection |  | Steel |  |  | Field installed cathodic protection | Catchment Basin, Single walled catchment basin | Automatic shutoff device At 95% full | Automatic shutoff device At 95% full | [11 empty] | UST Currently In Use: 0; UST Temp Close: 0; AST Currently In Use: 0; AST Temp Closed: 0 | 0 | 0 | 3 | 12796-097-001095 | DOT C. JOHNSON
18148 | Permanently Closed | 2008-01-01 06:00 | 1974-01-01 06:00 | 2014-11-18 06:00 | Petroleum | Premium gasoline | Premium gasoline | Retail | Steel | Steel | Field installed cathodic protection |  | Steel |  |  | Field installed cathodic protection | Catchment Basin, Single walled catchment basin | Automatic shutoff device At 95% full | Automatic shutoff device At 95% full | [11 empty] | UST Currently In Use: 0; UST Temp Close: 0; AST Currently In Use: 0; AST Temp Closed: 0 | 0 | 0 | 3 | 12796-097-001095 | DOT C. JOHNSON
18149 | Permanently Closed | 1998-12-21 06:00 | 1969-01-01 06:00 | 2000-03-30 06:00 | Petroleum | Unleaded gasoline | Unleaded gasoline | Retail | Steel | Steel |  | Painted or None | Steel |  | 1901-01-01 06:00 | [6 empty] | Statistical Inventory Reconciliation (SIR) | [8 empty] | UST Currently In Use: 0; UST Temp Close: 0; AST Currently In Use: 0; AST Temp Closed: 0 | 0 | 0 | 3 | 12797-113-004295 | JACK CHANCELLOR
18150 | Permanently Closed | 1998-12-22 06:00 | 1969-01-01 06:00 | 2000-03-30 06:00 | Petroleum | Unleaded gasoline | Unleaded gasoline | Retail | Steel | Steel |  | Painted or None | Steel |  | 1901-01-01 06:00 | [6 empty] | Statistical Inventory Reconciliation (SIR) | [8 empty] | UST Currently In Use: 0; UST Temp Close: 0; AST Currently In Use: 0; AST Temp Closed: 0 | 0 | 0 | 3 | 12797-113-004295 | JACK CHANCELLOR
18151 | Permanently Closed | 1998-12-21 06:00 | 1971-01-01 06:00 | 2000-03-30 06:00 | Petroleum | Unleaded gasoline | Unleaded gasoline | Retail | Steel | Steel |  | Painted or None | Steel |  | 1901-01-01 06:00 | [6 empty] | Statistical Inventory Reconciliation (SIR) | [8 empty] | UST Currently In Use: 0; UST Temp Close: 0; AST Currently In Use: 0; AST Temp Closed: 0 | 0 | 0 | 3 | 12797-113-004295 | JACK CHANCELLOR
18152 | Currently in Use |  | 1954-01-01 06:00 |  | Petroleum | Unleaded gasoline | Unleaded gasoline | Retail | Single Wall, Steel, 4K/3K | Steel | Field installed cathodic protection |  | Double Wall, Flexible, OPW |  |  |  | Catchment Basin, Single walled catchment basin | Automatic shutoff device At 95% full | Automatic shutoff device At 95% full |  |  | Statistical Inventory Reconciliation (SIR) |  | Automatic flow restrictor (MLLD), Containment Sump | Containment Sump | Interstitial Monitoring within Secondary Containment | MANUAL/VISUAL CHECK |  |  |  | UST Currently In Use: 2; UST Temp Close: 0; AST Currently In Use: 0; AST Temp Closed: 0 | 2 | 0 | 1 | 23661-073-010929 | MAHALAXMI
18154 | Currently in Use |  | 1954-01-01 06:00 |  | Petroleum | Premium gasoline | Premium gasoline | Retail | Single Wall, Steel | Steel | Field installed cathodic protection |  | Double Wall, Flexible, OPW |  | 2014-02-13 06:00 |  | Catchment Basin, Single walled catchment basin | Automatic shutoff device At 95% full | Automatic shutoff device At 95% full |  |  | Statistical Inventory Reconciliation (SIR) |  | Automatic flow restrictor (MLLD), Containment Sump | Containment Sump | Interstitial Monitoring within Secondary Containment | MANUAL/VISUAL CHECK | Other, REQUIRED | Other |  | UST Currently In Use: 2; UST Temp Close: 0; AST Currently In Use: 0; AST Temp Closed: 0 | 2 | 0 | 1 | 23661-073-010929 | MAHALAXMI
18155 | Permanently Closed | 2001-03-16 06:00 | 1954-01-01 06:00 | 2001-03-16 06:00 | Petroleum | Used oil | Used oil |  | Steel | Steel | Field installed cathodic protection |  | Steel |  | 1901-01-01 06:00 | Field installed cathodic protection | Catchment Basin, EXEMPT | Automatic shutoff device At 95% full, EXEMPT | Automatic shutoff device At 95% full |  |  | Statistical Inventory Reconciliation (SIR) | [8 empty] | UST Currently In Use: 2; UST Temp Close: 0; AST Currently In Use: 0; AST Temp Closed: 0 | 2 | 0 | 1 | 23661-073-010929 | MAHALAXMI
18156 | Permanently Closed | 1999-01-14 06:00 | 1976-01-01 06:00 | 1999-01-14 06:00 | Petroleum | Unleaded gasoline | Unleaded gasoline |  | Steel | Steel |  | Painted or None | Steel |  | 1901-01-01 06:00 | [15 empty] | UST Currently In Use: 0; UST Temp Close: 0; AST Currently In Use: 0; AST Temp Closed: 0 | 0 | 0 | 3 | 12799-071-007007 | JOE E MACHEN
18157 | Permanently Closed | 1999-01-14 06:00 | 1976-01-01 06:00 | 1999-01-14 06:00 | Petroleum | Unleaded gasoline | Unleaded gasoline |  | Steel | Steel |  | Painted or None | Steel |  | 1901-01-01 06:00 | [15 empty] | UST Currently In Use: 0; UST Temp Close: 0; AST Currently In Use: 0; AST Temp Closed: 0 | 0 | 0 | 3 | 12799-071-007007 | JOE E MACHEN
18158 | Permanently Closed | 1999-01-14 06:00 | 1976-01-01 06:00 | 1999-01-14 06:00 | Petroleum | Unleaded gasoline | Unleaded gasoline |  | Steel | Steel |  | Painted or None | Steel |  | 1901-01-01 06:00 | [15 empty] | UST Currently In Use: 0; UST Temp Close: 0; AST Currently In Use: 0; AST Temp Closed: 0 | 0 | 0 | 3 | 12799-071-007007 | JOE E MACHEN
18159 | Currently in Use |  | 1968-01-01 06:00 |  | Petroleum | On road diesel | On road diesel | Retail | Steel | Steel | Coated & cathodic protection (sti-P3), Field installed cathodic protection |  | Fiberglass reinforced plastic |  |  |  | Catchment Basin, Single walled catchment basin | Automatic shutoff device At 95% full | Automatic shutoff device At 95% full |  |  | Automatic Tank Gauge |  | Automatic flow restrictor (MLLD) | Automatic flow restrictor (MLLD) | Interstitial Monitoring within Secondary Containment | MANUAL/VISUAL CHECK | Continuous alarm system | Continuous alarm system |  | UST Currently In Use: 4; UST Temp Close: 0; AST Currently In Use: 0; AST Temp Closed: 0 | 4 | 0 | 1 | 12409-069-013300 | Tim Shirley
18160 | Currently in Use |  | 1968-01-01 06:00 |  | Petroleum | Ethanol free gasoline | Ethanol free gasoline | Retail | Steel | Steel | Field installed cathodic protection |  | Fiberglass reinforced plastic |  |  |  | Catchment Basin, Single walled catchment basin | Automatic shutoff device At 95% full | Automatic shutoff device At 95% full |  |  | Automatic Tank Gauge |  | Automatic flow restrictor (MLLD) | Automatic flow restrictor (MLLD) | Interstitial Monitoring within Secondary Containment | MANUAL/VISUAL CHECK | Continuous alarm system | Continuous alarm system |  | UST Currently In Use: 4; UST Temp Close: 0; AST Currently In Use: 0; AST Temp Closed: 0 | 4 | 0 | 1 | 12409-069-013300 | Tim Shirley
18161 | Permanently Closed | 2004-06-01 06:00 | 1978-01-01 06:00 | 2005-07-08 06:00 | Petroleum | Premium gasoline | Premium gasoline | Retail | Steel | Steel | Field installed cathodic protection |  | Steel |  |  | Field installed cathodic protection | Catchment Basin, Single walled catchment basin | Automatic shutoff device At 95% full | Automatic shutoff device At 95% full |  |  | Statistical Inventory Reconciliation (SIR) | [5 empty] | Statistical inventory reconciliation (SIR) | Statistical inventory reconciliation (SIR) |  | UST Currently In Use: 4; UST Temp Close: 0; AST Currently In Use: 0; AST Temp Closed: 0 | 4 | 0 | 1 | 12409-069-013300 | Tim Shirley
18162 | Currently in Use |  | 1988-01-01 06:00 |  | Petroleum | Unleaded gasoline | Unleaded gasoline | Retail | Steel | Steel | Coated & cathodic protection (sti-P3), Field installed cathodic protection |  | Fiberglass reinforced plastic |  |  |  | Catchment Basin, Single walled catchment basin | Automatic shutoff device At 95% full | Automatic shutoff device At 95% full |  |  | Automatic Tank Gauge |  | Automatic flow restrictor (MLLD) | Automatic flow restrictor (MLLD) | Interstitial Monitoring within Secondary Containment | MANUAL/VISUAL CHECK | Continuous alarm system | Continuous alarm system |  | UST Currently In Use: 4; UST Temp Close: 0; AST Currently In Use: 0; AST Temp Closed: 0 | 4 | 0 | 1 | 12409-069-013300 | Tim Shirley
18163 | Currently in Use |  | 1988-01-01 06:00 |  | Petroleum | Premium gasoline | Premium gasoline | Retail | Steel | Steel | Coated & cathodic protection (sti-P3), Field installed cathodic protection |  | Fiberglass reinforced plastic |  |  |  | Catchment Basin, Single walled catchment basin | Automatic shutoff device At 95% full | Automatic shutoff device At 95% full |  |  | Automatic Tank Gauge |  | Automatic flow restrictor (MLLD) | Automatic flow restrictor (MLLD) | Interstitial Monitoring within Secondary Containment | MANUAL/VISUAL CHECK | Continuous alarm system | Continuous alarm system |  | UST Currently In Use: 4; UST Temp Close: 0; AST Currently In Use: 0; AST Temp Closed: 0 | 4 | 0 | 1 | 12409-069-013300 | Tim Shirley
18164 | Permanently Closed | 1993-11-01 06:00 | 1984-01-01 06:00 | 1993-12-28 06:00 | Petroleum | On road diesel | On road diesel | Retail | Steel | Steel |  | Painted or None | Steel |  | 1901-01-01 06:00 | [15 empty] | UST Currently In Use: 0; UST Temp Close: 0; AST Currently In Use: 0; AST Temp Closed: 0 | 0 | 0 | 1 | 12801-005-005440 | JOE GRUBBS
18165 | Permanently Closed | 1975-05-01 06:00 | 1971-01-01 06:00 |  | Petroleum | Other, OTHER | Other | [5 empty] | Steel |  | 1901-01-01 06:00 | [15 empty] | UST Currently In Use: 0; UST Temp Close: 0; AST Currently In Use: 0; AST Temp Closed: 0 | 0 | 0 | 2 | 12802-101-010046 | JOE HARRISON MOTOR CO
18166 | Permanently Closed | 1975-05-01 06:00 | 1971-01-01 06:00 |  | Petroleum | Other, OTHER | Other | [5 empty] | Steel |  | 1901-01-01 06:00 | [15 empty] | UST Currently In Use: 0; UST Temp Close: 0; AST Currently In Use: 0; AST Temp Closed: 0 | 0 | 0 | 2 | 12802-101-010046 | JOE HARRISON MOTOR CO
18167 | Permanently Closed | 1989-11-29 06:00 | 1973-01-01 06:00 | 1989-11-29 06:00 | Petroleum | Unleaded gasoline | Unleaded gasoline |  | Steel | Steel |  | Painted or None | Steel |  | 1901-01-01 06:00 | [15 empty] | UST Currently In Use: 0; UST Temp Close: 0; AST Currently In Use: 0; AST Temp Closed: 0 | 0 | 0 | 3 | 12803-057-006320 | JOE LOUIS BRANYON
18168 | Permanently Closed | 1989-11-29 06:00 | 1973-01-01 06:00 | 1989-11-29 06:00 | Petroleum | Unleaded gasoline | Unleaded gasoline |  | Steel | Steel |  | Painted or None | Steel |  | 1901-01-01 06:00 | [15 empty] | UST Currently In Use: 0; UST Temp Close: 0; AST Currently In Use: 0; AST Temp Closed: 0 | 0 | 0 | 3 | 12803-057-006320 | JOE LOUIS BRANYON
18169 | Permanently Closed | 1989-11-29 06:00 | 1973-01-01 06:00 | 1989-11-29 06:00 | Petroleum | Unleaded gasoline | Unleaded gasoline |  | Steel | Steel |  | Painted or None | Steel |  | 1901-01-01 06:00 | [15 empty] | UST Currently In Use: 0; UST Temp Close: 0; AST Currently In Use: 0; AST Temp Closed: 0 | 0 | 0 | 3 | 12803-057-006320 | JOE LOUIS BRANYON
18170 | Permanently Closed | 2011-08-16 06:00 | 1986-10-15 06:00 | 2011-08-16 06:00 | Petroleum | Premium gasoline | Premium gasoline | Retail | Steel | Steel | Coated & cathodic protection (sti-P3) |  | Fiberglass reinforced plastic |  |  | Galvanic Cathodic, FLEX PIPE | Catchment Basin, Single walled catchment basin | Automatic shutoff device At 95% full, Flow Rest 90% Full | Flow Rest 90% Full |  |  | Statistical Inventory Reconciliation (SIR) | [8 empty] | UST Currently In Use: 1; UST Temp Close: 0; AST Currently In Use: 0; AST Temp Closed: 0 | 1 | 0 | 2 | 25427-051-012523 | AAYRA COMMERCIAL PROPERTIES LLC
18171 | Permanently Closed | 2011-08-16 06:00 | 1986-10-15 06:00 | 2011-08-16 06:00 | Petroleum | Unleaded gasoline | Unleaded gasoline | Retail | Steel | Steel | Coated & cathodic protection (sti-P3) |  | Fiberglass reinforced plastic |  | 1901-01-01 06:00 | Galvanic Cathodic, FLEX PIPE | Catchment Basin, Single walled catchment basin | Automatic shutoff device At 95% full, Flow Rest 90% Full | Flow Rest 90% Full |  |  | Statistical Inventory Reconciliation (SIR) | [8 empty] | UST Currently In Use: 1; UST Temp Close: 0; AST Currently In Use: 0; AST Temp Closed: 0 | 1 | 0 | 2 | 25427-051-012523 | AAYRA COMMERCIAL PROPERTIES LLC
18172 | Permanently Closed | 1985-08-01 06:00 | 1964-01-01 06:00 |  | Petroleum | Unleaded gasoline | Unleaded gasoline |  | Steel | Steel |  | Painted or None | Steel |  | 1901-01-01 06:00 | [15 empty] | UST Currently In Use: 0; UST Temp Close: 0; AST Currently In Use: 0; AST Temp Closed: 0 | 0 | 0 | 3 | 12806-057-001166 | JOE MADDOX/ROBERTS NICHOLS HOWE
18173 | Permanently Closed | 1985-08-01 06:00 | 1964-01-01 06:00 |  | Petroleum | Unleaded gasoline | Unleaded gasoline |  | Steel | Steel |  | Painted or None | Steel |  | 1901-01-01 06:00 | [15 empty] | UST Currently In Use: 0; UST Temp Close: 0; AST Currently In Use: 0; AST Temp Closed: 0 | 0 | 0 | 3 | 12806-057-001166 | JOE MADDOX/ROBERTS NICHOLS HOWE
18174 | Permanently Closed | 1975-08-01 06:00 | 1964-01-01 06:00 |  | Petroleum | Unleaded gasoline | Unleaded gasoline |  | Steel | Steel |  | Painted or None | Steel |  | 1901-01-01 06:00 | [15 empty] | UST Currently In Use: 0; UST Temp Close: 0; AST Currently In Use: 0; AST Temp Closed: 0 | 0 | 0 | 3 | 12806-057-001166 | JOE MADDOX/ROBERTS NICHOLS HOWE
18175 | Permanently Closed | 1990-03-01 06:00 | 1953-01-01 06:00 | 1990-03-01 06:00 | Petroleum | On road diesel | On road diesel |  | Steel | Steel | Other, CONCRETE |  | Steel |  | 1901-01-01 06:00 | [15 empty] | UST Currently In Use: 0; UST Temp Close: 0; AST Currently In Use: 1; AST Temp Closed: 0 | 0 | 0 | 2 | 12807-101-004731 | JOE MONEY MACHY CO
18176 | Permanently Closed | 1990-03-01 06:00 | 1977-01-01 06:00 | 1990-03-01 06:00 | Petroleum | Unleaded gasoline | Unleaded gasoline |  | Steel | Steel |  | Painted or None | Steel |  | 1901-01-01 06:00 | [15 empty] | UST Currently In Use: 0; UST Temp Close: 0; AST Currently In Use: 1; AST Temp Closed: 0 | 0 | 0 | 2 | 12807-101-004731 | JOE MONEY MACHY CO
18177 | Permanently Closed | 1977-12-01 06:00 | 1953-01-01 06:00 | 1988-12-07 06:00 | Petroleum | Unleaded gasoline | Unleaded gasoline |  | Steel | Steel |  | Painted or None | Steel |  | 1901-01-01 06:00 | [15 empty] | UST Currently In Use: 0; UST Temp Close: 0; AST Currently In Use: 0; AST Temp Closed: 0 | 0 | 0 | 2 | 12808-073-004732 | JOE MONEY MACHY CO
18178 | Permanently Closed | 1977-12-01 06:00 | 1968-01-01 06:00 | 1988-12-07 06:00 | Petroleum | On road diesel | On road diesel |  | Steel | Steel |  | Painted or None | Steel |  | 1901-01-01 06:00 | [15 empty] | UST Currently In Use: 0; UST Temp Close: 0; AST Currently In Use: 0; AST Temp Closed: 0 | 0 | 0 | 2 | 12808-073-004732 | JOE MONEY MACHY CO
18179 | Permanently Closed | 1991-04-10 06:00 | 1975-01-01 06:00 | 1991-04-10 06:00 | Petroleum | Other, NEW OIL | Other |  | Steel | Steel |  | Painted or None | Steel |  | 1901-01-01 06:00 | [15 empty] | UST Currently In Use: 0; UST Temp Close: 0; AST Currently In Use: 0; AST Temp Closed: 0 | 0 | 0 | 7 | 12808-073-004734 | JOE MONEY MACHY CO
18180 | Permanently Closed | 1991-04-10 06:00 | 1975-01-01 06:00 | 1991-04-10 06:00 | Petroleum | Other, NEW OIL | Other |  | Steel | Steel |  | Painted or None | Steel |  | 1901-01-01 06:00 | [15 empty] | UST Currently In Use: 0; UST Temp Close: 0; AST Currently In Use: 0; AST Temp Closed: 0 | 0 | 0 | 7 | 12808-073-004734 | JOE MONEY MACHY CO
18181 | Permanently Closed | 1990-04-10 06:00 | 1975-01-01 06:00 | 1991-04-10 06:00 | Petroleum | Other, NEW OIL | Other |  | Steel | Steel |  | Painted or None | Steel |  | 1901-01-01 06:00 | [15 empty] | UST Currently In Use: 0; UST Temp Close: 0; AST Currently In Use: 0; AST Temp Closed: 0 | 0 | 0 | 7 | 12808-073-004734 | JOE MONEY MACHY CO
18182 | Permanently Closed | 1991-04-10 06:00 | 1975-01-01 06:00 | 1991-04-10 06:00 | Petroleum | Used oil | Used oil |  | Steel | Steel |  | Painted or None | Steel |  | 1901-01-01 06:00 | [15 empty] | UST Currently In Use: 0; UST Temp Close: 0; AST Currently In Use: 0; AST Temp Closed: 0 | 0 | 0 | 7 | 12808-073-004734 | JOE MONEY MACHY CO
18183 | Permanently Closed | 1991-04-10 06:00 | 1975-01-01 06:00 | 1991-04-10 06:00 | Petroleum | On road diesel | On road diesel |  | Steel | Steel |  | Painted or None | Steel |  | 1901-01-01 06:00 | [15 empty] | UST Currently In Use: 0; UST Temp Close: 0; AST Currently In Use: 0; AST Temp Closed: 0 | 0 | 0 | 7 | 12808-073-004734 | JOE MONEY MACHY CO
18184 | Permanently Closed | 1991-04-10 06:00 | 1975-01-01 06:00 | 1991-04-10 06:00 | Petroleum | Unleaded gasoline | Unleaded gasoline |  | Steel | Steel |  | Painted or None | Steel |  | 1901-01-01 06:00 | [15 empty] | UST Currently In Use: 0; UST Temp Close: 0; AST Currently In Use: 0; AST Temp Closed: 0 | 0 | 0 | 7 | 12808-073-004734 | JOE MONEY MACHY CO
18185 | Permanently Closed | 1991-04-10 06:00 | 1975-01-01 06:00 | 1991-04-10 06:00 | Petroleum | Unleaded gasoline | Unleaded gasoline |  | Steel | Steel |  | Painted or None | Steel |  | 1901-01-01 06:00 | [15 empty] | UST Currently In Use: 0; UST Temp Close: 0; AST Currently In Use: 0; AST Temp Closed: 0 | 0 | 0 | 7 | 12808-073-004734 | JOE MONEY MACHY CO
18186 | Permanently Closed | 1990-01-30 06:00 | 1956-01-01 06:00 | 1990-01-30 06:00 | Petroleum | On road diesel | On road diesel |  | Steel | Steel |  | Painted or None | Steel |  | 1901-01-01 06:00 | [15 empty] | UST Currently In Use: 0; UST Temp Close: 0; AST Currently In Use: 1; AST Temp Closed: 0 | 0 | 0 | 3 | 12809-089-004733 | JOE MONEY MACHY CO
18187 | Permanently Closed | 1990-01-30 06:00 | 1977-01-01 06:00 | 1990-01-30 06:00 | Petroleum | Unleaded gasoline | Unleaded gasoline |  | Steel | Steel |  | Painted or None | Steel |  | 1901-01-01 06:00 | [15 empty] | UST Currently In Use: 0; UST Temp Close: 0; AST Currently In Use: 1; AST Temp Closed: 0 | 0 | 0 | 3 | 12809-089-004733 | JOE MONEY MACHY CO
18188 | Permanently Closed | 1998-01-01 06:00 | 1990-01-01 06:00 | 1998-12-04 06:00 | Petroleum | Unleaded gasoline | Unleaded gasoline |  | Steel | Steel | Coated & cathodic protection (sti-P3) |  | Fiberglass reinforced plastic |  | 1901-01-01 06:00 | [15 empty] | UST Currently In Use: 0; UST Temp Close: 0; AST Currently In Use: 1; AST Temp Closed: 0 | 0 | 0 | 3 | 12809-089-004733 | JOE MONEY MACHY CO
18189 | Currently in Use |  | 1979-01-01 06:00 |  | Petroleum | Unleaded gasoline | Unleaded gasoline | Retail | Single Wall, Steel | Steel | Field installed cathodic protection |  | Single Wall, Steel |  |  | Field installed cathodic protection | Catchment Basin, Single walled catchment basin | Automatic shutoff device At 95% full | Automatic shutoff device At 95% full |  |  | Statistical Inventory Reconciliation (SIR) | Direct Bury submersible pump | [7 empty] | UST Currently In Use: 2; UST Temp Close: 0; AST Currently In Use: 0; AST Temp Closed: 0 | 2 | 0 | 0 | 23293-103-007280 | CHRISTOPHER A. HATFIELD
18190 | Currently in Use |  | 1979-01-01 06:00 |  | Petroleum | Premium gasoline | Premium gasoline | Retail | Single Wall, Steel | Steel | Field installed cathodic protection |  | Fiberglass reinforced plastic, Single Wall |  |  |  | Catchment Basin, Single walled catchment basin | Automatic shutoff device At 95% full | Automatic shutoff device At 95% full |  |  | Statistical Inventory Reconciliation (SIR) | Direct Bury submersible pump | [7 empty] | UST Currently In Use: 2; UST Temp Close: 0; AST Currently In Use: 0; AST Temp Closed: 0 | 2 | 0 | 0 | 23293-103-007280 | CHRISTOPHER A. HATFIELD
18191 | Permanently Closed | 2001-03-01 06:00 | 1983-01-01 06:00 | 2011-02-14 06:00 | Petroleum | Unleaded gasoline | Unleaded gasoline | Retail | Steel | Steel | Field installed cathodic protection |  | Steel |  | 1901-01-01 06:00 | Field installed cathodic protection | Catchment Basin, Single walled catchment basin | Automatic shutoff device At 95% full | Automatic shutoff device At 95% full |  |  | Statistical Inventory Reconciliation (SIR) | [5 empty] | Annual line testing, Statistical inventory reconciliation (SIR) | Statistical inventory reconciliation (SIR) |  | UST Currently In Use: 0; UST Temp Close: 0; AST Currently In Use: 0; AST Temp Closed: 0 | 0 | 0 | 3 | 14199-055-005720 | RJ'S INDEPENDENT GASOLINE LLC
18192 | Permanently Closed | 2001-03-01 06:00 | 1983-01-01 06:00 | 2011-02-14 06:00 | Petroleum | Mid-grade gasoline | Mid-grade gasoline | Retail | Steel | Steel | Field installed cathodic protection |  | Steel |  | 1901-01-01 06:00 | Field installed cathodic protection | Catchment Basin, Single walled catchment basin | Automatic shutoff device At 95% full | Automatic shutoff device At 95% full |  |  | Statistical Inventory Reconciliation (SIR) | [5 empty] | Annual line testing, Statistical inventory reconciliation (SIR) | Statistical inventory reconciliation (SIR) |  | UST Currently In Use: 0; UST Temp Close: 0; AST Currently In Use: 0; AST Temp Closed: 0 | 0 | 0 | 3 | 14199-055-005720 | RJ'S INDEPENDENT GASOLINE LLC
18193 | Permanently Closed | 2001-03-01 06:00 | 1983-01-01 06:00 | 2011-02-14 06:00 | Petroleum | Premium gasoline | Premium gasoline | Retail | Steel | Steel | Field installed cathodic protection |  | Steel |  | 1901-01-01 06:00 | Field installed cathodic protection | Catchment Basin, Single walled catchment basin | Automatic shutoff device At 95% full | Automatic shutoff device At 95% full |  |  | Statistical Inventory Reconciliation (SIR) | [5 empty] | Annual line testing, Statistical inventory reconciliation (SIR) | Statistical inventory reconciliation (SIR) |  | UST Currently In Use: 0; UST Temp Close: 0; AST Currently In Use: 0; AST Temp Closed: 0 | 0 | 0 | 3 | 14199-055-005720 | RJ'S INDEPENDENT GASOLINE LLC
18194 | Temporary Closed | 2016-07-21 06:00 | 1982-08-01 06:00 |  | Petroleum | Unleaded gasoline | Unleaded gasoline | Retail | Single Wall, Steel | Steel | Field installed cathodic protection |  | Single Wall, Steel |  | 1901-01-01 06:00 | Field installed cathodic protection | Catchment Basin, Single walled catchment basin | Automatic shutoff device At 95% full | Automatic shutoff device At 95% full |  |  | Statistical Inventory Reconciliation (SIR) | [8 empty] | UST Currently In Use: 0; UST Temp Close: 3; AST Currently In Use: 1; AST Temp Closed: 0 | 0 | 3 | 0 | 23994-073-012583 | FAISAL HASSAN ELNAHAM
18195 | Temporary Closed | 2004-11-04 06:00 | 1982-08-01 06:00 |  | Petroleum | Unleaded gasoline | Unleaded gasoline | Retail | Single Wall, Steel | Steel | Field installed cathodic protection |  | Single Wall, Steel |  | 1901-01-01 06:00 | Field installed cathodic protection | Catchment Basin, Single walled catchment basin | Automatic shutoff device At 95% full | Automatic shutoff device At 95% full |  |  | Statistical Inventory Reconciliation (SIR) | [8 empty] | UST Currently In Use: 0; UST Temp Close: 3; AST Currently In Use: 1; AST Temp Closed: 0 | 0 | 3 | 0 | 23994-073-012583 | FAISAL HASSAN ELNAHAM
18196 | Temporary Closed | 2004-02-23 06:00 | 1982-08-01 06:00 |  | Petroleum | Unleaded gasoline | Unleaded gasoline | Retail | Single Wall, Steel | Steel | Field installed cathodic protection |  | Single Wall, Steel |  | 1901-01-01 06:00 | Field installed cathodic protection | Catchment Basin, Single walled catchment basin | Automatic shutoff device At 95% full | Automatic shutoff device At 95% full |  |  | Statistical Inventory Reconciliation (SIR) | [8 empty] | UST Currently In Use: 0; UST Temp Close: 3; AST Currently In Use: 1; AST Temp Closed: 0 | 0 | 3 | 0 | 23994-073-012583 | FAISAL HASSAN ELNAHAM
18197 | Permanently Closed | 1901-01-01 06:00 | 1973-01-01 06:00 | 2011-11-11 06:00 | Petroleum | Unleaded gasoline | Unleaded gasoline |  | Steel | Steel |  | Painted or None | Steel |  | 1901-01-01 06:00 | [15 empty] | UST Currently In Use: 0; UST Temp Close: 0; AST Currently In Use: 0; AST Temp Closed: 0 | 0 | 0 | 2 | 12813-057-010290 | JOE STEWARD
18198 | Permanently Closed | 1901-01-01 06:00 | 1973-01-01 06:00 | 2011-11-11 06:00 | Petroleum | Unleaded gasoline | Unleaded gasoline |  | Steel | Steel |  | Painted or None | Steel |  | 1901-01-01 06:00 | [15 empty] | UST Currently In Use: 0; UST Temp Close: 0; AST Currently In Use: 0; AST Temp Closed: 0 | 0 | 0 | 2 | 12813-057-010290 | JOE STEWARD
18199 | Permanently Closed | 1993-08-12 06:00 | 1981-01-01 06:00 | 1993-08-12 06:00 | Petroleum | Unleaded gasoline | Unleaded gasoline |  | Steel | Steel |  | Painted or None | Steel |  | 1901-01-01 06:00 | [15 empty] | UST Currently In Use: 0; UST Temp Close: 0; AST Currently In Use: 0; AST Temp Closed: 0 | 0 | 0 | 3 | 12814-095-010575 | SWORD COMPANY, INC.
18200 | Permanently Closed | 1993-08-12 06:00 | 1981-01-01 06:00 | 1993-08-12 06:00 | Petroleum | Unleaded gasoline | Unleaded gasoline |  | Steel | Steel |  | Painted or None | Steel |  | 1901-01-01 06:00 | [15 empty] | UST Currently In Use: 0; UST Temp Close: 0; AST Currently In Use: 0; AST Temp Closed: 0 | 0 | 0 | 3 | 12814-095-010575 | SWORD COMPANY, INC.
18201 | Permanently Closed | 1993-08-12 06:00 | 1981-01-01 06:00 | 1993-08-12 06:00 | Petroleum | Unleaded gasoline | Unleaded gasoline |  | Steel | Steel |  | Painted or None | Steel |  | 1901-01-01 06:00 | [15 empty] | UST Currently In Use: 0; UST Temp Close: 0; AST Currently In Use: 0; AST Temp Closed: 0 | 0 | 0 | 3 | 12814-095-010575 | SWORD COMPANY, INC.
18202 | Permanently Closed | 1996-05-23 06:00 | 1976-01-01 06:00 | 1996-05-23 06:00 | Petroleum | Unleaded gasoline | Unleaded gasoline |  | Steel | Steel |  | Painted or None | Steel |  | 1901-01-01 06:00 | [6 empty] | Automatic Tank Gauge, Statistical Inventory Reconciliation (SIR) | [8 empty] | UST Currently In Use: 3; UST Temp Close: 0; AST Currently In Use: 0; AST Temp Closed: 0 | 3 | 0 | 3 | 24481-095-010576 | RADHEKRISHNA LLC
18203 | Permanently Closed | 1996-05-23 06:00 | 1976-01-01 06:00 | 1996-05-23 06:00 | Petroleum | Unleaded gasoline | Unleaded gasoline |  | Steel | Steel |  | Painted or None | Steel |  | 1901-01-01 06:00 | [6 empty] | Automatic Tank Gauge, Statistical Inventory Reconciliation (SIR) | [8 empty] | UST Currently In Use: 3; UST Temp Close: 0; AST Currently In Use: 0; AST Temp Closed: 0 | 3 | 0 | 3 | 24481-095-010576 | RADHEKRISHNA LLC
18204 | Permanently Closed | 1996-05-23 06:00 | 1976-01-01 06:00 | 1996-05-23 06:00 | Petroleum | Unleaded gasoline | Unleaded gasoline |  | Steel | Steel |  | Painted or None | Steel |  | 1901-01-01 06:00 | [6 empty] | Automatic Tank Gauge, Statistical Inventory Reconciliation (SIR) | [8 empty] | UST Currently In Use: 3; UST Temp Close: 0; AST Currently In Use: 0; AST Temp Closed: 0 | 3 | 0 | 3 | 24481-095-010576 | RADHEKRISHNA LLC
18205 | Currently in Use |  | 1981-01-01 06:00 |  | Petroleum | Unleaded gasoline | Unleaded gasoline | Retail | Single Wall, Steel | Steel | Field installed cathodic protection |  | Single Wall, Steel |  |  | Field installed cathodic protection | Catchment Basin, Single walled catchment basin | Automatic shutoff device At 95% full | Automatic shutoff device At 95% full |  |  | Statistical Inventory Reconciliation (SIR) | [8 empty] | UST Currently In Use: 3; UST Temp Close: 0; AST Currently In Use: 2; AST Temp Closed: 0 | 3 | 0 | 0 | 21370-095-013891 | STAN'S FOOD MART
18206 | Currently in Use |  | 1981-01-01 06:00 |  | Petroleum | On road diesel | On road diesel | Retail | Single Wall, Steel | Steel | Field installed cathodic protection |  | Single Wall, Steel |  |  | Field installed cathodic protection | Catchment Basin, Single walled catchment basin | Automatic shutoff device At 95% full | Automatic shutoff device At 95% full |  |  | Statistical Inventory Reconciliation (SIR) | [8 empty] | UST Currently In Use: 3; UST Temp Close: 0; AST Currently In Use: 2; AST Temp Closed: 0 | 3 | 0 | 0 | 21370-095-013891 | STAN'S FOOD MART
18207 | Currently in Use |  | 1981-01-01 06:00 |  | Petroleum | Unleaded gasoline | Unleaded gasoline | Retail | Single Wall, Steel | Steel | Field installed cathodic protection |  | Single Wall, Steel |  |  | Field installed cathodic protection | Catchment Basin, Single walled catchment basin | Automatic shutoff device At 95% full | Automatic shutoff device At 95% full |  |  | Statistical Inventory Reconciliation (SIR) | [8 empty] | UST Currently In Use: 3; UST Temp Close: 0; AST Currently In Use: 2; AST Temp Closed: 0 | 3 | 0 | 0 | 21370-095-013891 | STAN'S FOOD MART
18208 | Permanently Closed | 1998-11-04 06:00 | 1954-01-01 06:00 | 1999-10-01 06:00 | Petroleum | Unleaded gasoline | Unleaded gasoline |  | Steel | Steel |  | Painted or None | Steel |  | 1901-01-01 06:00 | [15 empty] | UST Currently In Use: 0; UST Temp Close: 0; AST Currently In Use: 0; AST Temp Closed: 0 | 0 | 0 | 3 | 12815-123-012535 | JOE TAYLOR
18209 | Permanently Closed | 1998-11-04 06:00 | 1954-01-01 06:00 | 1999-10-01 06:00 | Petroleum | Unleaded gasoline | Unleaded gasoline |  | Steel | Steel |  | Painted or None | Steel |  | 1901-01-01 06:00 | [15 empty] | UST Currently In Use: 0; UST Temp Close: 0; AST Currently In Use: 0; AST Temp Closed: 0 | 0 | 0 | 3 | 12815-123-012535 | JOE TAYLOR
18210 | Permanently Closed | 1998-11-04 06:00 | 1954-01-01 06:00 | 1999-10-01 06:00 | Petroleum | Unleaded gasoline | Unleaded gasoline |  | Steel | Steel |  | Painted or None | Steel |  | 1901-01-01 06:00 | [15 empty] | UST Currently In Use: 0; UST Temp Close: 0; AST Currently In Use: 0; AST Temp Closed: 0 | 0 | 0 | 3 | 12815-123-012535 | JOE TAYLOR
18211 | Currently in Use |  | 1980-01-01 06:00 |  | Petroleum | Unleaded gasoline | Unleaded gasoline | Retail | Steel | Steel | Field installed cathodic protection |  | Steel |  | 1901-01-01 06:00 | Field installed cathodic protection | Catchment Basin, Single walled catchment basin | Automatic shutoff device At 95% full | Automatic shutoff device At 95% full |  |  | Statistical Inventory Reconciliation (SIR) |  | Automatic flow restrictor (MLLD) | Automatic flow restrictor (MLLD) |  |  | Statistical inventory reconciliation (SIR) | Statistical inventory reconciliation (SIR) |  | UST Currently In Use: 2; UST Temp Close: 0; AST Currently In Use: 0; AST Temp Closed: 0 | 2 | 0 | 0 | 25254-073-012427 | NITIN SHAH
18212 | Currently in Use |  | 1980-01-01 06:00 |  | Petroleum | On road diesel | On road diesel | Retail | Steel | Steel | Field installed cathodic protection |  | Steel |  | 1901-01-01 06:00 | Field installed cathodic protection | Catchment Basin, Single walled catchment basin | Automatic shutoff device At 95% full | Automatic shutoff device At 95% full |  |  | Statistical Inventory Reconciliation (SIR) |  | Automatic flow restrictor (MLLD) | Automatic flow restrictor (MLLD) |  |  | Statistical inventory reconciliation (SIR) | Statistical inventory reconciliation (SIR) |  | UST Currently In Use: 2; UST Temp Close: 0; AST Currently In Use: 0; AST Temp Closed: 0 | 2 | 0 | 0 | 25254-073-012427 | NITIN SHAH
18215 | Permanently Closed | 1984-01-01 06:00 | 1978-01-01 06:00 | 1984-01-01 06:00 | Petroleum | Unleaded gasoline | Unleaded gasoline |  | Steel | Steel |  | Painted or None | Steel |  | 1901-01-01 06:00 | [15 empty] | UST Currently In Use: 0; UST Temp Close: 0; AST Currently In Use: 0; AST Temp Closed: 0 | 0 | 0 | 4 | 12817-019-008386 | JOE TIERCE
18216 | Permanently Closed | 1984-01-01 06:00 | 1978-01-01 06:00 | 1984-01-01 06:00 | Petroleum | Unleaded gasoline | Unleaded gasoline |  | Steel | Steel |  | Painted or None | Steel |  | 1901-01-01 06:00 | [15 empty] | UST Currently In Use: 0; UST Temp Close: 0; AST Currently In Use: 0; AST Temp Closed: 0 | 0 | 0 | 4 | 12817-019-008386 | JOE TIERCE
18217 | Permanently Closed | 1984-01-01 06:00 | 1978-01-01 06:00 | 1984-01-01 06:00 | Petroleum | Unleaded gasoline | Unleaded gasoline |  | Steel | Steel |  | Painted or None | Steel |  | 1901-01-01 06:00 | [15 empty] | UST Currently In Use: 0; UST Temp Close: 0; AST Currently In Use: 0; AST Temp Closed: 0 | 0 | 0 | 4 | 12817-019-008386 | JOE TIERCE
18218 | Permanently Closed | 1984-01-01 06:00 | 1978-01-01 06:00 | 1984-01-01 06:00 | Petroleum | Unleaded gasoline | Unleaded gasoline |  | Steel | Steel |  | Painted or None | Steel |  | 1901-01-01 06:00 | [15 empty] | UST Currently In Use: 0; UST Temp Close: 0; AST Currently In Use: 0; AST Temp Closed: 0 | 0 | 0 | 4 | 12817-019-008386 | JOE TIERCE
18219 | Permanently Closed | 1987-01-01 06:00 | 1977-01-01 06:00 | 1987-01-01 06:00 | Petroleum | Unleaded gasoline | Unleaded gasoline |  | Steel | Steel |  | Painted or None | Steel |  | 1901-01-01 06:00 | [15 empty] | UST Currently In Use: 0; UST Temp Close: 0; AST Currently In Use: 0; AST Temp Closed: 0 | 0 | 0 | 1 | 12818-089-002839 | JOE WEBSTER
18220 | Permanently Closed | 1991-08-03 06:00 | 1973-01-01 06:00 | 1991-08-03 06:00 | Petroleum | Unleaded gasoline | Unleaded gasoline |  | Steel | Steel |  | Painted or None | Steel |  | 1901-01-01 06:00 | [15 empty] | UST Currently In Use: 0; UST Temp Close: 0; AST Currently In Use: 0; AST Temp Closed: 0 | 0 | 0 | 1 | 12819-079-000603 | JOE WHEELER ELECTRIC CORP
18221 | Permanently Closed | 1991-08-10 06:00 | 1973-01-01 06:00 | 1991-08-20 06:00 | Petroleum | Unleaded gasoline | Unleaded gasoline |  | Steel | Steel |  | Painted or None | Steel |  | 1901-01-01 06:00 | [15 empty] | UST Currently In Use: 0; UST Temp Close: 0; AST Currently In Use: 0; AST Temp Closed: 0 | 0 | 0 | 1 | 12819-103-000602 | JOE WHEELER ELECTRIC CORP
18222 | Currently in Use |  | 1972-01-01 06:00 |  | Petroleum | Mid-grade gasoline | Mid-grade gasoline | Retail, State/Federal Government | Single Wall, Steel | Steel | Field installed cathodic protection |  | Double Wall, Flexible |  |  |  | Catchment Basin, Single walled catchment basin | Automatic shutoff device At 95% full | Automatic shutoff device At 95% full |  |  | Automatic Tank Gauge | Single walled submersible pump containment sump | Automatic flow restrictor (MLLD), Containment Sump | Containment Sump |  | SENSOR TO ATG | Annual line testing | Annual line testing |  | UST Currently In Use: 3; UST Temp Close: 0; AST Currently In Use: 2; AST Temp Closed: 0 | 3 | 0 | 2 | 12820-077-001423 | JOE WHEELER STATE PARK
18223 | Currently in Use |  | 1972-01-01 06:00 |  | Petroleum | On road diesel | On road diesel | Retail, State/Federal Government | Single Wall, Steel | Steel | Field installed cathodic protection |  | Double Wall, Flexible |  |  |  | Catchment Basin, Single walled catchment basin | Automatic shutoff device At 95% full | Automatic shutoff device At 95% full |  |  | Automatic Tank Gauge | Single walled submersible pump containment sump | Automatic flow restrictor (MLLD), Containment Sump | Containment Sump |  | SENSOR TO ATG | Annual line testing | Annual line testing |  | UST Currently In Use: 3; UST Temp Close: 0; AST Currently In Use: 2; AST Temp Closed: 0 | 3 | 0 | 2 | 12820-077-001423 | JOE WHEELER STATE PARK
18224 | Currently in Use |  | 1972-01-01 06:00 |  | Petroleum | Mid-grade gasoline | Mid-grade gasoline | Retail, State/Federal Government | Single Wall, Steel | Steel | Field installed cathodic protection |  | Double Wall, Flexible |  |  |  | Catchment Basin, Single walled catchment basin | Automatic shutoff device At 95% full | Automatic shutoff device At 95% full |  |  | Automatic Tank Gauge | Single walled submersible pump containment sump | Automatic flow restrictor (MLLD), Containment Sump | Containment Sump |  | SENSOR TO ATG | Annual line testing | Annual line testing |  | UST Currently In Use: 3; UST Temp Close: 0; AST Currently In Use: 2; AST Temp Closed: 0 | 3 | 0 | 2 | 12820-077-001423 | JOE WHEELER STATE PARK
18225 | Permanently Closed | 1999-09-08 06:00 | 1972-01-01 06:00 | 1999-09-08 06:00 | Petroleum | Unleaded gasoline | Unleaded gasoline | State/federal government | Steel | Steel |  | Painted or None | Steel |  | 1901-01-01 06:00 | [15 empty] | UST Currently In Use: 3; UST Temp Close: 0; AST Currently In Use: 2; AST Temp Closed: 0 | 3 | 0 | 2 | 12820-077-001423 | JOE WHEELER STATE PARK
18226 | Permanently Closed | 1999-09-08 06:00 | 1983-01-01 06:00 | 1999-09-08 06:00 | Petroleum | Unleaded gasoline | Unleaded gasoline | State/federal government | Steel | Steel |  | Painted or None | Steel |  | 1901-01-01 06:00 | [15 empty] | UST Currently In Use: 3; UST Temp Close: 0; AST Currently In Use: 2; AST Temp Closed: 0 | 3 | 0 | 2 | 12820-077-001423 | JOE WHEELER STATE PARK
18227 | Retired | 1982-02-01 06:00 | 1964-01-01 06:00 |  | Petroleum | Unleaded gasoline | Unleaded gasoline | State/federal government | Steel | Steel |  | Painted or None |  |  | 1901-01-01 06:00 | [15 empty] | UST Currently In Use: 0; UST Temp Close: 0; AST Currently In Use: 1; AST Temp Closed: 0 | 0 | 0 | 1 | 12820-079-001424 | JOE WHEELER STATE PARK
18228 | Permanently Closed | 1998-11-01 06:00 | 1981-01-01 06:00 | 1999-09-01 06:00 | Petroleum | Unleaded gasoline | Unleaded gasoline | State/federal government | Steel | Steel |  | Painted or None | Steel |  | 1901-01-01 06:00 | [15 empty] | UST Currently In Use: 0; UST Temp Close: 0; AST Currently In Use: 1; AST Temp Closed: 0 | 0 | 0 | 1 | 12820-079-001424 | JOE WHEELER STATE PARK
18229 | Permanently Closed | 1993-11-23 06:00 | 1968-01-01 06:00 | 1993-11-23 06:00 | Petroleum | Unleaded gasoline | Unleaded gasoline |  | Steel | Steel |  |  | Steel |  | 1901-01-01 06:00 | [15 empty] | UST Currently In Use: 0; UST Temp Close: 0; AST Currently In Use: 0; AST Temp Closed: 0 | 0 | 0 | 2 | 12821-019-011434 | H B SNEAD SR
18230 | Permanently Closed | 1993-11-23 06:00 | 1968-01-01 06:00 | 1993-11-23 06:00 | Petroleum | Unleaded gasoline | Unleaded gasoline |  | Steel | Steel |  |  | Steel |  | 1901-01-01 06:00 | [15 empty] | UST Currently In Use: 0; UST Temp Close: 0; AST Currently In Use: 0; AST Temp Closed: 0 | 0 | 0 | 2 | 12821-019-011434 | H B SNEAD SR
18231 | Retired | 1986-01-01 06:00 | 1981-01-01 06:00 |  | Petroleum | On road diesel | On road diesel |  | Steel | Steel |  | Painted or None | Steel |  | 1901-01-01 06:00 | [15 empty] | UST Currently In Use: 0; UST Temp Close: 0; AST Currently In Use: 0; AST Temp Closed: 0 | 0 | 0 | 0 | 12823-097-001215 | JOE'S SEAFOOD INC
18232 | Permanently Closed | 1990-07-01 06:00 | 1973-01-01 06:00 | 1993-02-08 06:00 | Petroleum | Unleaded gasoline | Unleaded gasoline |  | Steel | Steel |  | Painted or None | Steel |  | 1901-01-01 06:00 | [15 empty] | UST Currently In Use: 5; UST Temp Close: 0; AST Currently In Use: 0; AST Temp Closed: 0 | 5 | 0 | 4 | 19864-111-008207 | ANGELA PINKARD KEY
18233 | Permanently Closed | 1990-07-01 06:00 | 1973-01-01 06:00 | 1993-02-08 06:00 | Petroleum | Unleaded gasoline | Unleaded gasoline |  | Steel | Steel |  | Painted or None | Steel |  | 1901-01-01 06:00 | [15 empty] | UST Currently In Use: 5; UST Temp Close: 0; AST Currently In Use: 0; AST Temp Closed: 0 | 5 | 0 | 4 | 19864-111-008207 | ANGELA PINKARD KEY
18234 | Permanently Closed | 1990-07-01 06:00 | 1963-01-01 06:00 | 1993-02-08 06:00 | Petroleum | Unleaded gasoline | Unleaded gasoline |  | Steel | Steel |  | Painted or None | Steel |  | 1901-01-01 06:00 | [15 empty] | UST Currently In Use: 5; UST Temp Close: 0; AST Currently In Use: 0; AST Temp Closed: 0 | 5 | 0 | 4 | 19864-111-008207 | ANGELA PINKARD KEY
18235 | Permanently Closed | 1990-07-01 06:00 | 1963-01-01 06:00 | 1993-02-08 06:00 | Petroleum | On road diesel | On road diesel |  | Steel | Steel |  | Painted or None | Steel |  | 1901-01-01 06:00 | [15 empty] | UST Currently In Use: 5; UST Temp Close: 0; AST Currently In Use: 0; AST Temp Closed: 0 | 5 | 0 | 4 | 19864-111-008207 | ANGELA PINKARD KEY
18236 | Currently in Use |  | 1990-07-02 06:00 |  | Petroleum | Unleaded gasoline | Unleaded gasoline | Retail | Single Wall, Steel | Steel | Coated & cathodic protection (sti-P3) |  | Double Wall, Fiberglass reinforced plastic |  |  |  | Catchment Basin, Single walled catchment basin | Flow Rest 90% Full | Flow Rest 90% Full |  |  | Continuous Automatic Tank Gauge |  | Containment Sump, Sump sensor relayed to automatically shut off submersible pump | Sump sensor relayed to automatically shut off submersible pump | Interstitial Monitoring within Secondary Containment | SENSOR TO ATG | Continuous alarm system | Continuous alarm system |  | UST Currently In Use: 5; UST Temp Close: 0; AST Currently In Use: 0; AST Temp Closed: 0 | 5 | 0 | 4 | 19864-111-008207 | ANGELA PINKARD KEY
18237 | Currently in Use |  | 1990-07-02 06:00 |  | Petroleum | Premium gasoline | Premium gasoline | Retail | Single Wall, Steel | Steel | Coated & cathodic protection (sti-P3) |  | Double Wall, Fiberglass reinforced plastic |  |  |  | Catchment Basin, Single walled catchment basin | Audible high level alarm At 90% full | Audible high level alarm At 90% full |  |  | Continuous Automatic Tank Gauge |  | Containment Sump, Sump sensor relayed to automatically shut off submersible pump | Sump sensor relayed to automatically shut off submersible pump | Interstitial Monitoring within Secondary Containment | SENSOR TO ATG | Continuous alarm system | Continuous alarm system |  | UST Currently In Use: 5; UST Temp Close: 0; AST Currently In Use: 0; AST Temp Closed: 0 | 5 | 0 | 4 | 19864-111-008207 | ANGELA PINKARD KEY
18238 | Currently in Use |  | 1990-07-02 06:00 |  | Petroleum | Unleaded gasoline | Unleaded gasoline | Retail | Single Wall, Steel | Steel | Coated & cathodic protection (sti-P3) |  | Double Wall, Fiberglass reinforced plastic |  |  |  | Catchment Basin, Single walled catchment basin | Audible high level alarm At 90% full | Audible high level alarm At 90% full |  |  | Continuous Automatic Tank Gauge |  | Containment Sump, Sump sensor relayed to automatically shut off submersible pump | Sump sensor relayed to automatically shut off submersible pump | Interstitial Monitoring within Secondary Containment | SENSOR TO ATG | Continuous alarm system | Continuous alarm system |  | UST Currently In Use: 5; UST Temp Close: 0; AST Currently In Use: 0; AST Temp Closed: 0 | 5 | 0 | 4 | 19864-111-008207 | ANGELA PINKARD KEY
18239 | Currently in Use |  | 1990-07-02 06:00 |  | Petroleum | On road diesel | On road diesel | Retail | Single Wall, Steel | Steel | Coated & cathodic protection (sti-P3) |  | Double Wall, Fiberglass reinforced plastic |  |  |  | Catchment Basin, Single walled catchment basin | Audible high level alarm At 90% full | Audible high level alarm At 90% full |  |  | Continuous Automatic Tank Gauge |  | Containment Sump, Sump sensor relayed to automatically shut off submersible pump | Sump sensor relayed to automatically shut off submersible pump | Interstitial Monitoring within Secondary Containment | SENSOR TO ATG | Continuous alarm system | Continuous alarm system |  | UST Currently In Use: 5; UST Temp Close: 0; AST Currently In Use: 0; AST Temp Closed: 0 | 5 | 0 | 4 | 19864-111-008207 | ANGELA PINKARD KEY
18240 | Permanently Closed | 1999-02-17 06:00 | 1977-01-01 06:00 | 1999-04-30 06:00 | Petroleum | Unleaded gasoline | Unleaded gasoline | Retail | Steel | Steel |  | Painted or None | Steel |  | 1901-01-01 06:00 |  | Catchment Basin, Single walled catchment basin | Automatic shutoff device At 95% full | Automatic shutoff device At 95% full | [11 empty] | UST Currently In Use: 0; UST Temp Close: 1; AST Currently In Use: 0; AST Temp Closed: 0 | 0 | 1 | 3 | 23449-125-010927 | JR'S QUICK STOP INC.
18241 | Permanently Closed | 1997-01-01 06:00 | 1977-01-01 06:00 | 1999-04-30 06:00 | Petroleum | Unleaded gasoline | Unleaded gasoline | Retail | Steel | Steel |  | Painted or None | Steel |  | 1901-01-01 06:00 | [15 empty] | UST Currently In Use: 0; UST Temp Close: 1; AST Currently In Use: 0; AST Temp Closed: 0 | 0 | 1 | 3 | 23449-125-010927 | JR'S QUICK STOP INC.
18242 | Permanently Closed | 1999-02-17 06:00 | 1977-01-01 06:00 | 1999-04-30 06:00 | Petroleum | On road diesel | On road diesel | Retail | Steel | Steel |  | Painted or None | Steel |  | 1901-01-01 06:00 |  | Catchment Basin, Single walled catchment basin | Automatic shutoff device At 95% full | Automatic shutoff device At 95% full | [11 empty] | UST Currently In Use: 0; UST Temp Close: 1; AST Currently In Use: 0; AST Temp Closed: 0 | 0 | 1 | 3 | 23449-125-010927 | JR'S QUICK STOP INC.
18243 | Permanently Closed | 1986-03-01 06:00 | 1964-01-01 06:00 | 1991-01-02 06:00 | Petroleum | Unleaded gasoline | Unleaded gasoline |  | Steel | Steel |  |  | Steel |  | 1901-01-01 06:00 | [15 empty] | UST Currently In Use: 0; UST Temp Close: 0; AST Currently In Use: 0; AST Temp Closed: 0 | 0 | 0 | 2 | 12826-073-002527 | ALABAMA AIRPORT PARKING
18244 | Permanently Closed | 2011-03-01 06:00 | 1964-01-01 06:00 | 2011-03-01 06:00 | Petroleum | Unleaded gasoline | Unleaded gasoline | Industrial | Steel | Steel | Field installed cathodic protection |  | Steel |  |  | Field installed cathodic protection | Catchment Basin, Single walled catchment basin | Automatic shutoff device At 95% full | Automatic shutoff device At 95% full | [8 empty] | Annual line testing | Annual line testing |  | UST Currently In Use: 0; UST Temp Close: 0; AST Currently In Use: 0; AST Temp Closed: 0 | 0 | 0 | 2 | 12826-073-002527 | ALABAMA AIRPORT PARKING
18245 | Permanently Closed | 2006-08-03 06:00 | 1986-01-01 06:00 | 2007-06-05 06:00 | Petroleum | Unleaded gasoline | Unleaded gasoline | Retail | Steel | Steel | Coated & cathodic protection (sti-P3) |  | Fiberglass reinforced plastic |  | 1901-01-01 06:00 |  | Catchment Basin, Single walled catchment basin | Automatic shutoff device At 95% full | Automatic shutoff device At 95% full |  |  | Automatic Tank Gauge | [8 empty] | UST Currently In Use: 0; UST Temp Close: 0; AST Currently In Use: 0; AST Temp Closed: 0 | 0 | 0 | 1 | 22231-073-013772 | BILL BYRD KIA
18246 | Permanently Closed | 1993-01-06 06:00 | 1962-01-01 06:00 | 1993-01-06 06:00 | Petroleum | On road diesel | On road diesel |  | Steel | Steel |  |  |  |  | 1901-01-01 06:00 | [12 empty] | Annual line testing | Annual line testing |  | UST Currently In Use: 0; UST Temp Close: 0; AST Currently In Use: 0; AST Temp Closed: 0 | 0 | 0 | 4 | 12827-101-003551 | SCRIVNER INC
18247 | Permanently Closed | 1996-12-22 06:00 | 1972-01-01 06:00 | 1999-03-04 06:00 | Petroleum | Unleaded gasoline | Unleaded gasoline |  | Steel | Steel |  |  |  |  | 1901-01-01 06:00 | [15 empty] | UST Currently In Use: 0; UST Temp Close: 0; AST Currently In Use: 0; AST Temp Closed: 0 | 0 | 0 | 4 | 12827-101-003551 | SCRIVNER INC
18248 | Permanently Closed | 1990-02-17 06:00 | 1969-01-01 06:00 | 1990-06-01 06:00 | Petroleum | Unleaded gasoline | Unleaded gasoline |  | Steel | Steel |  |  |  |  | 1901-01-01 06:00 | [15 empty] | UST Currently In Use: 0; UST Temp Close: 0; AST Currently In Use: 0; AST Temp Closed: 0 | 0 | 0 | 4 | 12827-101-003551 | SCRIVNER INC
18249 | Permanently Closed | 1998-12-22 06:00 | 1982-01-01 06:00 | 1999-12-09 06:00 | Petroleum | Unleaded gasoline | Unleaded gasoline | Retail | Steel | Steel | Interior lined (not allowed as a standalone method of corrosion protection) | Painted or None | Steel |  | 1901-01-01 06:00 | [15 empty] | UST Currently In Use: 0; UST Temp Close: 0; AST Currently In Use: 0; AST Temp Closed: 0 | 0 | 0 | 3 | 12828-127-013297 | JOHN A WILLIAMS
18250 | Permanently Closed | 1998-12-22 06:00 | 1982-01-01 06:00 | 1999-12-09 06:00 | Petroleum | Unleaded gasoline | Unleaded gasoline | Retail | Steel | Steel | Interior lined (not allowed as a standalone method of corrosion protection) | Painted or None | Steel |  | 1901-01-01 06:00 | [15 empty] | UST Currently In Use: 0; UST Temp Close: 0; AST Currently In Use: 0; AST Temp Closed: 0 | 0 | 0 | 3 | 12828-127-013297 | JOHN A WILLIAMS
18251 | Permanently Closed | 1998-12-22 06:00 | 1982-01-01 06:00 | 1999-12-09 06:00 | Petroleum | Unleaded gasoline | Unleaded gasoline | Retail | Steel | Steel | Interior lined (not allowed as a standalone method of corrosion protection) | Painted or None | Steel |  | 1901-01-01 06:00 | [15 empty] | UST Currently In Use: 0; UST Temp Close: 0; AST Currently In Use: 0; AST Temp Closed: 0 | 0 | 0 | 3 | 12828-127-013297 | JOHN A WILLIAMS
18252 | Permanently Closed | 1998-06-03 06:00 | 1973-01-01 06:00 | 1998-06-04 06:00 | Petroleum | Unleaded gasoline | Unleaded gasoline |  | Steel | Steel |  | Painted or None | Steel |  | 1901-01-01 06:00 | [15 empty] | UST Currently In Use: 0; UST Temp Close: 0; AST Currently In Use: 0; AST Temp Closed: 0 | 0 | 0 | 3 | 12829-035-008938 | ABBIE ALLEN
18253 | Permanently Closed | 1991-12-05 06:00 | 1973-01-01 06:00 | 1991-12-05 06:00 | Petroleum | Unleaded gasoline | Unleaded gasoline |  | Steel | Steel |  | Painted or None | Steel |  | 1901-01-01 06:00 | [15 empty] | UST Currently In Use: 0; UST Temp Close: 0; AST Currently In Use: 0; AST Temp Closed: 0 | 0 | 0 | 3 | 12829-035-008938 | ABBIE ALLEN
18254 | Permanently Closed | 1991-12-05 06:00 | 1973-01-01 06:00 | 1991-12-05 06:00 | Petroleum | Unleaded gasoline | Unleaded gasoline |  | Steel | Steel |  | Painted or None | Steel |  | 1901-01-01 06:00 | [15 empty] | UST Currently In Use: 0; UST Temp Close: 0; AST Currently In Use: 0; AST Temp Closed: 0 | 0 | 0 | 3 | 12829-035-008938 | ABBIE ALLEN
18255 | Permanently Closed | 1991-12-05 06:00 | 1968-01-01 06:00 | 1991-12-05 06:00 | Petroleum | Unleaded gasoline | Unleaded gasoline |  | Steel | Steel |  | Painted or None | Steel |  | 1901-01-01 06:00 | [15 empty] | UST Currently In Use: 0; UST Temp Close: 0; AST Currently In Use: 0; AST Temp Closed: 0 | 0 | 0 | 3 | 12829-035-008939 | ABBIE ALLEN
18256 | Permanently Closed | 1998-06-03 06:00 | 1968-01-01 06:00 | 1998-06-04 06:00 | Petroleum | Unleaded gasoline | Unleaded gasoline |  | Steel | Steel |  | Painted or None | Steel |  | 1901-01-01 06:00 | [15 empty] | UST Currently In Use: 0; UST Temp Close: 0; AST Currently In Use: 0; AST Temp Closed: 0 | 0 | 0 | 3 | 12829-035-008939 | ABBIE ALLEN
18257 | Permanently Closed | 1998-06-03 06:00 | 1968-01-01 06:00 | 1998-06-04 06:00 | Petroleum | Unleaded gasoline | Unleaded gasoline |  | Steel | Steel |  | Painted or None | Steel |  | 1901-01-01 06:00 | [15 empty] | UST Currently In Use: 0; UST Temp Close: 0; AST Currently In Use: 0; AST Temp Closed: 0 | 0 | 0 | 3 | 12829-035-008939 | ABBIE ALLEN
18258 | Permanently Closed | 1901-01-01 06:00 | 1950-01-01 06:00 | 1987-11-01 06:00 | Petroleum | Unleaded gasoline | Unleaded gasoline |  | Steel | Steel |  | Painted or None | Steel |  | 1901-01-01 06:00 | [15 empty] | UST Currently In Use: 0; UST Temp Close: 0; AST Currently In Use: 0; AST Temp Closed: 0 | 0 | 0 | 2 | 12831-089-010353 | JOHN BLUE CO
18259 | Permanently Closed | 1901-01-01 06:00 | 1963-01-01 06:00 | 1987-11-01 06:00 | Petroleum | Used oil | Used oil |  | Steel | Steel |  | Painted or None | Steel |  | 1901-01-01 06:00 | [15 empty] | UST Currently In Use: 0; UST Temp Close: 0; AST Currently In Use: 0; AST Temp Closed: 0 | 0 | 0 | 2 | 12831-089-010353 | JOHN BLUE CO
18260 | Permanently Closed | 1981-07-01 06:00 | 1963-01-01 06:00 | 1987-11-01 06:00 | Petroleum | Unleaded gasoline | Unleaded gasoline |  | Steel | Steel |  | Painted or None | Steel |  | 1901-01-01 06:00 | [15 empty] | UST Currently In Use: 0; UST Temp Close: 0; AST Currently In Use: 0; AST Temp Closed: 0 | 0 | 0 | 1 | 12831-089-010534 | JOHN BLUE CO
18261 | Permanently Closed | 1993-09-29 06:00 | 1978-01-01 06:00 | 1993-09-30 06:00 | Petroleum | Unleaded gasoline | Unleaded gasoline |  | Steel | Steel |  | Painted or None | Steel |  | 1901-01-01 06:00 | [15 empty] | UST Currently In Use: 0; UST Temp Close: 0; AST Currently In Use: 0; AST Temp Closed: 0 | 0 | 0 | 5 | 12832-093-010084 | JOHN BURGESS
18262 | Permanently Closed | 1993-09-29 06:00 | 1978-01-01 06:00 | 1993-09-30 06:00 | Petroleum | Unleaded gasoline | Unleaded gasoline |  | Steel | Steel |  | Painted or None | Steel |  | 1901-01-01 06:00 | [15 empty] | UST Currently In Use: 0; UST Temp Close: 0; AST Currently In Use: 0; AST Temp Closed: 0 | 0 | 0 | 5 | 12832-093-010084 | JOHN BURGESS
18263 | Permanently Closed | 1993-09-29 06:00 | 1978-01-01 06:00 | 1993-09-30 06:00 | Petroleum | Unleaded gasoline | Unleaded gasoline |  | Steel | Steel |  | Painted or None | Steel |  | 1901-01-01 06:00 | [15 empty] | UST Currently In Use: 0; UST Temp Close: 0; AST Currently In Use: 0; AST Temp Closed: 0 | 0 | 0 | 5 | 12832-093-010084 | JOHN BURGESS
18264 | Permanently Closed | 1993-09-29 06:00 | 1978-01-01 06:00 | 1993-09-30 06:00 | Petroleum | On road diesel | On road diesel |  | Steel | Steel |  | Painted or None | Steel |  | 1901-01-01 06:00 | [15 empty] | UST Currently In Use: 0; UST Temp Close: 0; AST Currently In Use: 0; AST Temp Closed: 0 | 0 | 0 | 5 | 12832-093-010084 | JOHN BURGESS
18265 | Permanently Closed | 1993-09-29 06:00 | 1978-01-01 06:00 | 1993-09-30 06:00 | Petroleum | On road diesel | On road diesel |  | Steel | Steel |  | Painted or None | Steel |  | 1901-01-01 06:00 | [15 empty] | UST Currently In Use: 0; UST Temp Close: 0; AST Currently In Use: 0; AST Temp Closed: 0 | 0 | 0 | 5 | 12832-093-010084 | JOHN BURGESS
18266 | Permanently Closed | 1988-02-01 06:00 | 1967-01-01 06:00 | 1988-01-01 06:00 | Petroleum | Unleaded gasoline | Unleaded gasoline |  | Steel | Steel |  | Painted or None | Steel |  | 1901-01-01 06:00 | [15 empty] | UST Currently In Use: 0; UST Temp Close: 0; AST Currently In Use: 0; AST Temp Closed: 0 | 0 | 0 | 6 | 12833-127-009423 | JOHN BURROW
18267 | Permanently Closed | 1988-02-01 06:00 | 1967-01-01 06:00 | 1988-01-01 06:00 | Petroleum | Unleaded gasoline | Unleaded gasoline |  | Steel | Steel |  | Painted or None | Steel |  | 1901-01-01 06:00 | [15 empty] | UST Currently In Use: 0; UST Temp Close: 0; AST Currently In Use: 0; AST Temp Closed: 0 | 0 | 0 | 6 | 12833-127-009423 | JOHN BURROW
18268 | Permanently Closed | 1988-02-01 06:00 | 1967-01-01 06:00 | 1988-02-05 06:00 | Petroleum | Unleaded gasoline | Unleaded gasoline |  | Steel | Steel |  | Painted or None | Steel |  | 1901-01-01 06:00 | [15 empty] | UST Currently In Use: 0; UST Temp Close: 0; AST Currently In Use: 0; AST Temp Closed: 0 | 0 | 0 | 6 | 12833-127-009423 | JOHN BURROW
18269 | Permanently Closed | 1998-08-26 06:00 | 1986-01-01 06:00 | 1998-08-26 06:00 | Petroleum | Unleaded gasoline | Unleaded gasoline |  | Fiberglass coated steel | Fiberglass coated steel |  |  | Steel |  | 1901-01-01 06:00 | [6 empty] | Statistical Inventory Reconciliation (SIR) | [8 empty] | UST Currently In Use: 0; UST Temp Close: 0; AST Currently In Use: 0; AST Temp Closed: 0 | 0 | 0 | 6 | 12833-127-009423 | JOHN BURROW
18270 | Permanently Closed | 1998-08-26 06:00 | 1986-01-01 06:00 | 1998-08-26 06:00 | Petroleum | Unleaded gasoline | Unleaded gasoline |  | Fiberglass coated steel | Fiberglass coated steel |  |  | Steel |  | 1901-01-01 06:00 | [6 empty] | Statistical Inventory Reconciliation (SIR) | [8 empty] | UST Currently In Use: 0; UST Temp Close: 0; AST Currently In Use: 0; AST Temp Closed: 0 | 0 | 0 | 6 | 12833-127-009423 | JOHN BURROW
18271 | Permanently Closed | 1998-08-26 06:00 | 1986-01-01 06:00 | 1998-08-26 06:00 | Petroleum | Unleaded gasoline | Unleaded gasoline |  | Fiberglass coated steel | Fiberglass coated steel |  |  | Steel |  | 1901-01-01 06:00 | [6 empty] | Statistical Inventory Reconciliation (SIR) | [8 empty] | UST Currently In Use: 0; UST Temp Close: 0; AST Currently In Use: 0; AST Temp Closed: 0 | 0 | 0 | 6 | 12833-127-009423 | JOHN BURROW
18272 | Permanently Closed | 1993-09-30 06:00 | 1964-01-01 06:00 | 1993-09-30 06:00 | Petroleum | Unleaded gasoline | Unleaded gasoline | State/federal government | Steel | Steel |  |  |  |  | 1901-01-01 06:00 | [15 empty] | UST Currently In Use: 0; UST Temp Close: 0; AST Currently In Use: 1; AST Temp Closed: 0 | 0 | 0 | 1 | 12834-083-001379 | JOHN C CALHOUN ST COMM COLLEGE
18273 | Permanently Closed | 1990-10-15 06:00 | 1967-01-01 06:00 | 1990-10-15 06:00 | Petroleum | Unleaded gasoline | Unleaded gasoline |  | Steel | Steel |  | Painted or None | Steel |  | 1901-01-01 06:00 | [15 empty] | UST Currently In Use: 0; UST Temp Close: 0; AST Currently In Use: 0; AST Temp Closed: 0 | 0 | 0 | 2 | 12836-037-011073 | JOHN COLLIER
18274 | Permanently Closed | 1990-10-15 06:00 | 1967-01-01 06:00 | 1990-10-15 06:00 | Petroleum | Unleaded gasoline | Unleaded gasoline |  | Steel | Steel |  | Painted or None | Steel |  | 1901-01-01 06:00 | [15 empty] | UST Currently In Use: 0; UST Temp Close: 0; AST Currently In Use: 0; AST Temp Closed: 0 | 0 | 0 | 2 | 12836-037-011073 | JOHN COLLIER
18275 | Permanently Closed | 1991-09-16 06:00 | 1969-01-01 06:00 | 1991-09-16 06:00 | Petroleum | Unleaded gasoline | Unleaded gasoline | [7 empty] | 1901-01-01 06:00 | [15 empty] | UST Currently In Use: 0; UST Temp Close: 0; AST Currently In Use: 0; AST Temp Closed: 0 | 0 | 0 | 4 | 12837-047-001920 | JOHN D FRIDAY
18276 | Permanently Closed | 1991-09-16 06:00 | 1969-01-01 06:00 | 1991-09-16 06:00 | Petroleum | Unleaded gasoline | Unleaded gasoline | [7 empty] | 1901-01-01 06:00 | [15 empty] | UST Currently In Use: 0; UST Temp Close: 0; AST Currently In Use: 0; AST Temp Closed: 0 | 0 | 0 | 4 | 12837-047-001920 | JOHN D FRIDAY
18277 | Permanently Closed | 1991-09-16 06:00 | 1969-01-01 06:00 | 1991-09-16 06:00 | Petroleum | Unleaded gasoline | Unleaded gasoline | [7 empty] | 1901-01-01 06:00 | [15 empty] | UST Currently In Use: 0; UST Temp Close: 0; AST Currently In Use: 0; AST Temp Closed: 0 | 0 | 0 | 4 | 12837-047-001920 | JOHN D FRIDAY
18278 | Permanently Closed | 1986-12-01 06:00 | 1969-01-01 06:00 | 1986-12-01 06:00 | Petroleum | Unleaded gasoline | Unleaded gasoline | [7 empty] | 1901-01-01 06:00 | [15 empty] | UST Currently In Use: 0; UST Temp Close: 0; AST Currently In Use: 0; AST Temp Closed: 0 | 0 | 0 | 4 | 12837-047-001920 | JOHN D FRIDAY
18279 | Currently in Use |  | 1967-01-01 06:00 |  | Petroleum | Unleaded gasoline | Unleaded gasoline | Retail | Steel | Steel | Field installed cathodic protection |  | Steel |  |  | Field installed cathodic protection | Catchment Basin, Single walled catchment basin | Automatic shutoff device At 95% full | Automatic shutoff device At 95% full |  |  | Statistical Inventory Reconciliation (SIR) |  | Automatic flow restrictor (MLLD) | Automatic flow restrictor (MLLD) |  |  | Annual line testing | Annual line testing |  | UST Currently In Use: 2; UST Temp Close: 0; AST Currently In Use: 0; AST Temp Closed: 0 | 2 | 0 | 0 | 11262-047-010314 | COUGAR OIL INC
18280 | Currently in Use |  | 1967-01-01 06:00 |  | Petroleum | Premium gasoline | Premium gasoline | Retail | Steel | Steel | Field installed cathodic protection |  | Steel |  |  | Field installed cathodic protection | Catchment Basin, Single walled catchment basin | Automatic shutoff device At 95% full | Automatic shutoff device At 95% full |  |  | Statistical Inventory Reconciliation (SIR) |  | Automatic flow restrictor (MLLD) | Automatic flow restrictor (MLLD) |  |  | Annual line testing | Annual line testing |  | UST Currently In Use: 2; UST Temp Close: 0; AST Currently In Use: 0; AST Temp Closed: 0 | 2 | 0 | 0 | 11262-047-010314 | COUGAR OIL INC
18281 | Cannot Locate or abandoned |  | 1972-01-01 06:00 |  | Petroleum | On road diesel | On road diesel |  | Steel | Steel |  | Painted or None | Steel |  | 1901-01-01 06:00 | [15 empty] | UST Currently In Use: 0; UST Temp Close: 0; AST Currently In Use: 0; AST Temp Closed: 0 | 0 | 0 | 0 | 12839-113-009984 | JOHN DUDLEY
18282 | Permanently Closed | 1989-10-17 06:00 | 1968-01-01 06:00 | 1989-10-17 06:00 | Petroleum | Unleaded gasoline | Unleaded gasoline |  | Steel | Steel |  |  |  |  | 1901-01-01 06:00 | [15 empty] | UST Currently In Use: 0; UST Temp Close: 0; AST Currently In Use: 0; AST Temp Closed: 0 | 0 | 0 | 2 | 22243-045-013255 | KAY & LARRY HATFIELD
18283 | Permanently Closed | 1989-10-17 06:00 | 1968-01-01 06:00 | 1989-10-17 06:00 | Petroleum | Unleaded gasoline | Unleaded gasoline |  | Steel | Steel |  |  |  |  | 1901-01-01 06:00 | [15 empty] | UST Currently In Use: 0; UST Temp Close: 0; AST Currently In Use: 0; AST Temp Closed: 0 | 0 | 0 | 2 | 22243-045-013255 | KAY & LARRY HATFIELD
18284 | Cannot Locate or abandoned | 2000-01-01 06:00 | 1985-01-01 06:00 |  | Petroleum | On road diesel | On road diesel |  | Steel | Steel | Field installed cathodic protection |  | Steel |  | 1901-01-01 06:00 | Field installed cathodic protection | Catchment Basin, Single walled catchment basin | Automatic shutoff device At 95% full | Automatic shutoff device At 95% full |  |  | Statistical Inventory Reconciliation (SIR) | [8 empty] | UST Currently In Use: 0; UST Temp Close: 0; AST Currently In Use: 0; AST Temp Closed: 0 | 0 | 0 | 2 | 22243-045-013255 | KAY & LARRY HATFIELD
18285 | Cannot Locate or abandoned | 2000-01-01 06:00 | 1985-01-01 06:00 |  | Petroleum | Unleaded gasoline | Unleaded gasoline |  | Steel | Steel | Field installed cathodic protection |  | Steel |  | 1901-01-01 06:00 | Field installed cathodic protection | Catchment Basin, Single walled catchment basin | Automatic shutoff device At 95% full | Automatic shutoff device At 95% full |  |  | Statistical Inventory Reconciliation (SIR) | [8 empty] | UST Currently In Use: 0; UST Temp Close: 0; AST Currently In Use: 0; AST Temp Closed: 0 | 0 | 0 | 2 | 22243-045-013255 | KAY & LARRY HATFIELD
18286 | Cannot Locate or abandoned | 2000-01-01 06:00 | 1982-01-01 06:00 |  | Petroleum | Unleaded gasoline | Unleaded gasoline | Retail | Steel | Steel | Field installed cathodic protection |  |  |  | 1901-01-01 06:00 | Field installed cathodic protection | Catchment Basin, Single walled catchment basin | Automatic shutoff device At 95% full | Automatic shutoff device At 95% full |  |  | Statistical Inventory Reconciliation (SIR) | [8 empty] | UST Currently In Use: 0; UST Temp Close: 0; AST Currently In Use: 0; AST Temp Closed: 0 | 0 | 0 | 2 | 22243-045-013255 | KAY & LARRY HATFIELD
18287 | Permanently Closed | 1991-09-30 06:00 | 1968-01-01 06:00 | 1991-09-30 06:00 | Petroleum | Unleaded gasoline | Unleaded gasoline |  | Steel | Steel | Field installed cathodic protection |  | Steel |  | 1901-01-01 06:00 | Field installed cathodic protection | [14 empty] | UST Currently In Use: 1; UST Temp Close: 1; AST Currently In Use: 1; AST Temp Closed: 0 | 1 | 1 | 2 | 20417-045-013256 | JOHN DYKES
18288 | Permanently Closed | 1991-09-30 06:00 | 1968-01-01 06:00 | 1991-09-30 06:00 | Petroleum | Unleaded gasoline | Unleaded gasoline |  | Steel | Steel | Field installed cathodic protection |  | Steel |  | 1901-01-01 06:00 | Field installed cathodic protection | [14 empty] | UST Currently In Use: 1; UST Temp Close: 1; AST Currently In Use: 1; AST Temp Closed: 0 | 1 | 1 | 2 | 20417-045-013256 | JOHN DYKES
18289 | Currently in Use |  | 1984-01-01 06:00 |  | Petroleum | Unleaded gasoline | Unleaded gasoline |  | Steel | Steel | Field installed cathodic protection |  | Steel |  |  | Field installed cathodic protection | Catchment Basin, Single walled catchment basin | Automatic shutoff device At 95% full | Automatic shutoff device At 95% full |  |  | Statistical Inventory Reconciliation (SIR) | [8 empty] | UST Currently In Use: 1; UST Temp Close: 1; AST Currently In Use: 1; AST Temp Closed: 0 | 1 | 1 | 2 | 20417-045-013256 | JOHN DYKES
18290 | Temporary Closed | 2008-01-14 06:00 | 1984-01-01 06:00 |  | Petroleum | Unleaded gasoline | Unleaded gasoline |  | Steel | Steel | Field installed cathodic protection |  | Steel |  |  | Field installed cathodic protection | Catchment Basin, Single walled catchment basin | Automatic shutoff device At 95% full | Automatic shutoff device At 95% full | [11 empty] | UST Currently In Use: 1; UST Temp Close: 1; AST Currently In Use: 1; AST Temp Closed: 0 | 1 | 1 | 2 | 20417-045-013256 | JOHN DYKES
18291 | Temporary Closed | 2017-04-15 06:00 | 1988-01-01 06:00 |  | Petroleum | Unleaded gasoline | Unleaded gasoline | Retail | Steel | Steel | Coated & cathodic protection (sti-P3) |  | Fiberglass reinforced plastic |  | 1901-01-01 06:00 |  | Catchment Basin, Single walled catchment basin | Flow Rest 90% Full | Flow Rest 90% Full |  |  | Statistical Inventory Reconciliation (SIR) | [8 empty] | UST Currently In Use: 0; UST Temp Close: 2; AST Currently In Use: 0; AST Temp Closed: 0 | 0 | 2 | 0 | 23690-045-013324 | M&R GROCERY LLC
18292 | Temporary Closed | 2017-04-15 06:00 | 1984-01-01 06:00 |  | Petroleum | Premium gasoline | Premium gasoline | Retail | Steel | Steel | Coated & cathodic protection (sti-P3) |  | Fiberglass reinforced plastic |  | 1901-01-01 06:00 |  | Catchment Basin, Single walled catchment basin | Flow Rest 90% Full | Flow Rest 90% Full |  |  | Statistical Inventory Reconciliation (SIR) | [8 empty] | UST Currently In Use: 0; UST Temp Close: 2; AST Currently In Use: 0; AST Temp Closed: 0 | 0 | 2 | 0 | 23690-045-013324 | M&R GROCERY LLC
18297 | Temporary Closed | 2007-08-29 06:00 | 1972-01-01 06:00 |  | Petroleum | Unleaded gasoline | Unleaded gasoline | Retail | Steel | Steel | Field installed cathodic protection |  | Steel |  |  | Field installed cathodic protection | Catchment Basin, Single walled catchment basin | Automatic shutoff device At 95% full | Automatic shutoff device At 95% full |  |  | Statistical Inventory Reconciliation (SIR) |  | Automatic flow restrictor (MLLD) | Automatic flow restrictor (MLLD) |  |  | Statistical inventory reconciliation (SIR) | Statistical inventory reconciliation (SIR) |  | UST Currently In Use: 0; UST Temp Close: 4; AST Currently In Use: 0; AST Temp Closed: 0 | 0 | 4 | 0 | 23777-113-007928 | LADONIA PARK LLC
18298 | Temporary Closed | 2007-08-29 06:00 | 1972-01-01 06:00 |  | Petroleum | Mid-grade gasoline | Mid-grade gasoline | Retail | Steel | Steel | Field installed cathodic protection |  | Steel |  |  | Field installed cathodic protection | Catchment Basin, Single walled catchment basin | Automatic shutoff device At 95% full | Automatic shutoff device At 95% full |  |  | Statistical Inventory Reconciliation (SIR) |  | Automatic flow restrictor (MLLD) | Automatic flow restrictor (MLLD) |  |  | Statistical inventory reconciliation (SIR) | Statistical inventory reconciliation (SIR) |  | UST Currently In Use: 0; UST Temp Close: 4; AST Currently In Use: 0; AST Temp Closed: 0 | 0 | 4 | 0 | 23777-113-007928 | LADONIA PARK LLC
18299 | Temporary Closed | 2007-08-29 06:00 | 1972-01-01 06:00 |  | Petroleum | Premium gasoline | Premium gasoline | Retail | Steel | Steel | Field installed cathodic protection |  | Steel |  |  | Field installed cathodic protection | Catchment Basin, Single walled catchment basin | Automatic shutoff device At 95% full | Automatic shutoff device At 95% full |  |  | Statistical Inventory Reconciliation (SIR) | [8 empty] | UST Currently In Use: 0; UST Temp Close: 4; AST Currently In Use: 0; AST Temp Closed: 0 | 0 | 4 | 0 | 23777-113-007928 | LADONIA PARK LLC
18300 | Temporary Closed | 2013-04-11 06:00 | 1988-01-01 06:00 |  | Petroleum | Unleaded gasoline | Unleaded gasoline | Retail | Steel | Steel | Coated & cathodic protection (sti-P3) |  | Steel |  |  | Galvanic Cathodic | Catchment Basin, Single walled catchment basin | Automatic shutoff device At 95% full | Automatic shutoff device At 95% full |  |  | Statistical Inventory Reconciliation (SIR) | [8 empty] | UST Currently In Use: 0; UST Temp Close: 2; AST Currently In Use: 0; AST Temp Closed: 0 | 0 | 2 | 0 | 12844-063-012817 | JOHN E RICE
18301 | Temporary Closed | 2013-04-11 06:00 | 1988-01-01 06:00 |  | Petroleum | Premium gasoline | Premium gasoline | Retail | Steel | Steel | Coated & cathodic protection (sti-P3) |  | Steel |  |  | Galvanic Cathodic | Catchment Basin, Single walled catchment basin | Automatic shutoff device At 95% full | Automatic shutoff device At 95% full |  |  | Statistical Inventory Reconciliation (SIR) | [8 empty] | UST Currently In Use: 0; UST Temp Close: 2; AST Currently In Use: 0; AST Temp Closed: 0 | 0 | 2 | 0 | 12844-063-012817 | JOHN E RICE
18302 | Permanently Closed | 2015-09-11 06:00 | 1974-01-01 06:00 | 2015-10-06 06:00 | Petroleum | Unleaded gasoline | Unleaded gasoline | Retail | Single Wall, Steel | Steel | Field installed cathodic protection |  | Fiberglass reinforced plastic, Single Wall |  |  |  | Catchment Basin, Single walled catchment basin | Audible high level alarm At 90% full, Automatic shutoff device At 95% full | Automatic shutoff device At 95% full |  |  | Continuous Automatic Tank Gauge | [5 empty] | Annual line testing | Annual line testing |  | UST Currently In Use: 0; UST Temp Close: 0; AST Currently In Use: 0; AST Temp Closed: 0 | 0 | 0 | 3 | 12845-073-000774 | JOHN E RICH DBA PARKWAY SHELL
18303 | Permanently Closed | 2015-09-11 06:00 | 1974-01-01 06:00 | 2015-10-06 06:00 | Petroleum | Premium gasoline | Premium gasoline | Retail | Single Wall, Steel | Steel | Field installed cathodic protection |  | Fiberglass reinforced plastic, Single Wall |  |  |  | Catchment Basin, Single walled catchment basin | Audible high level alarm At 90% full | Audible high level alarm At 90% full |  |  | Continuous Automatic Tank Gauge | [5 empty] | Annual line testing | Annual line testing |  | UST Currently In Use: 0; UST Temp Close: 0; AST Currently In Use: 0; AST Temp Closed: 0 | 0 | 0 | 3 | 12845-073-000774 | JOHN E RICH DBA PARKWAY SHELL
18304 | Permanently Closed | 2015-09-11 06:00 | 1974-01-01 06:00 | 2015-10-06 06:00 | Petroleum | On road diesel | On road diesel | Retail | Single Wall, Steel | Steel | Field installed cathodic protection |  | Fiberglass reinforced plastic, Single Wall |  |  |  | Catchment Basin, Single walled catchment basin | Audible high level alarm At 90% full | Audible high level alarm At 90% full |  |  | Continuous Automatic Tank Gauge | [5 empty] | Annual line testing | Annual line testing |  | UST Currently In Use: 0; UST Temp Close: 0; AST Currently In Use: 0; AST Temp Closed: 0 | 0 | 0 | 3 | 12845-073-000774 | JOHN E RICH DBA PARKWAY SHELL
18305 | Currently in Use |  | 1966-01-01 06:00 |  | Petroleum | Unleaded gasoline | Unleaded gasoline | Retail | Steel | Steel | Field installed cathodic protection |  | Fiberglass reinforced plastic |  |  |  | Catchment Basin, Single walled catchment basin | Flow Rest 90% Full | Flow Rest 90% Full |  |  | Continuous Automatic Tank Gauge |  | Automatic shutoff device (AELLD), Containment Sump | Containment Sump | [5 empty] | UST Currently In Use: 2; UST Temp Close: 0; AST Currently In Use: 0; AST Temp Closed: 0 | 2 | 0 | 1 | 25265-017-011877 | LGWS/CROSS AMERICA PARTNERS
18307 | Currently in Use |  | 1966-01-01 06:00 |  | Petroleum | Premium gasoline | Premium gasoline | Retail | Steel | Steel | Field installed cathodic protection, Interior lined (not allowed as a standalone method of corrosion protection) |  | Fiberglass reinforced plastic |  |  |  | Catchment Basin, Single walled catchment basin | Flow Rest 90% Full | Flow Rest 90% Full |  |  | Continuous Automatic Tank Gauge |  | Automatic shutoff device (AELLD), Containment Sump | Containment Sump | [5 empty] | UST Currently In Use: 2; UST Temp Close: 0; AST Currently In Use: 0; AST Temp Closed: 0 | 2 | 0 | 1 | 25265-017-011877 | LGWS/CROSS AMERICA PARTNERS
18308 | Permanently Closed | 1990-10-08 06:00 | 1962-01-01 06:00 | 1990-10-08 06:00 | Petroleum | Used oil | Used oil |  | Steel | Steel |  | Painted or None | Steel |  | 1901-01-01 06:00 | [15 empty] | UST Currently In Use: 2; UST Temp Close: 0; AST Currently In Use: 0; AST Temp Closed: 0 | 2 | 0 | 1 | 25265-017-011877 | LGWS/CROSS AMERICA PARTNERS
18309 | Permanently Closed | 1901-01-01 06:00 | 1973-01-01 06:00 | 1987-10-14 06:00 | Petroleum | Kerosene | Kerosene |  | Steel | Steel |  | Painted or None | Steel |  | 1901-01-01 06:00 | [15 empty] | UST Currently In Use: 0; UST Temp Close: 0; AST Currently In Use: 0; AST Temp Closed: 0 | 0 | 0 | 2 | 12849-003-011395 | JOHN F PIMPERL
18310 | Permanently Closed | 1901-01-01 06:00 | 1973-01-01 06:00 | 1987-10-14 06:00 | Petroleum | Kerosene | Kerosene |  | Steel | Steel |  | Painted or None | Steel |  | 1901-01-01 06:00 | [15 empty] | UST Currently In Use: 0; UST Temp Close: 0; AST Currently In Use: 0; AST Temp Closed: 0 | 0 | 0 | 2 | 12849-003-011395 | JOHN F PIMPERL
18311 | Permanently Closed | 1901-01-01 06:00 | 1964-01-01 06:00 | 2011-11-11 06:00 | Petroleum | On road diesel | On road diesel | [7 empty] | 1901-01-01 06:00 | [15 empty] | UST Currently In Use: 0; UST Temp Close: 0; AST Currently In Use: 0; AST Temp Closed: 0 | 0 | 0 | 3 | 12851-069-001629 | JOHN H DOVE (EARL DOVE- TRUSTEE)
18312 | Permanently Closed | 1901-01-01 06:00 | 1964-01-01 06:00 | 2011-11-11 06:00 | Petroleum | Unleaded gasoline | Unleaded gasoline | [7 empty] | 1901-01-01 06:00 | [15 empty] | UST Currently In Use: 0; UST Temp Close: 0; AST Currently In Use: 0; AST Temp Closed: 0 | 0 | 0 | 3 | 12851-069-001629 | JOHN H DOVE (EARL DOVE- TRUSTEE)
18313 | Permanently Closed | 1978-06-01 06:00 | 1901-01-01 06:00 | 2011-11-11 06:00 | Petroleum | Unleaded gasoline | Unleaded gasoline | [7 empty] | 1901-01-01 06:00 | [15 empty] | UST Currently In Use: 0; UST Temp Close: 0; AST Currently In Use: 0; AST Temp Closed: 0 | 0 | 0 | 3 | 12851-069-001629 | JOHN H DOVE (EARL DOVE- TRUSTEE)
18314 | Permanently Closed | 1995-05-01 06:00 | 1972-01-01 06:00 | 1995-05-31 06:00 | Petroleum | On road diesel | On road diesel | [7 empty] | 1901-01-01 06:00 | [15 empty] | UST Currently In Use: 0; UST Temp Close: 0; AST Currently In Use: 0; AST Temp Closed: 0 | 0 | 0 | 2 | 12851-073-001630 | JOHN H DOVE (EARL DOVE- TRUSTEE)
18315 | Permanently Closed | 1991-01-01 06:00 | 1972-01-01 06:00 | 1995-05-31 06:00 | Petroleum | Unleaded gasoline | Unleaded gasoline | [7 empty] | 1901-01-01 06:00 | [15 empty] | UST Currently In Use: 0; UST Temp Close: 0; AST Currently In Use: 0; AST Temp Closed: 0 | 0 | 0 | 2 | 12851-073-001630 | JOHN H DOVE (EARL DOVE- TRUSTEE)
18316 | Permanently Closed | 1901-01-01 06:00 | 1975-01-01 06:00 | 1988-06-02 06:00 | Petroleum | On road diesel | On road diesel |  | Steel | Steel |  | Painted or None | Steel |  | 1901-01-01 06:00 | [15 empty] | UST Currently In Use: 1; UST Temp Close: 2; AST Currently In Use: 0; AST Temp Closed: 0 | 1 | 2 | 4 | 24675-113-007573 | MILAN FOODS
18317 | Permanently Closed | 1901-01-01 06:00 | 1975-01-01 06:00 | 1988-07-01 06:00 | Petroleum | Unleaded gasoline | Unleaded gasoline |  | Steel | Steel |  | Painted or None | Steel |  | 1901-01-01 06:00 | [15 empty] | UST Currently In Use: 1; UST Temp Close: 2; AST Currently In Use: 0; AST Temp Closed: 0 | 1 | 2 | 4 | 24675-113-007573 | MILAN FOODS
18318 | Permanently Closed | 1901-01-01 06:00 | 1975-01-01 06:00 | 1988-07-01 06:00 | Petroleum | Unleaded gasoline | Unleaded gasoline |  | Steel | Steel |  | Painted or None | Steel |  | 1901-01-01 06:00 | [15 empty] | UST Currently In Use: 1; UST Temp Close: 2; AST Currently In Use: 0; AST Temp Closed: 0 | 1 | 2 | 4 | 24675-113-007573 | MILAN FOODS
18319 | Permanently Closed | 1901-01-01 06:00 | 1975-01-01 06:00 | 1988-07-01 06:00 | Petroleum | Unleaded gasoline | Unleaded gasoline |  | Steel | Steel |  | Painted or None | Steel |  | 1901-01-01 06:00 | [15 empty] | UST Currently In Use: 1; UST Temp Close: 2; AST Currently In Use: 0; AST Temp Closed: 0 | 1 | 2 | 4 | 24675-113-007573 | MILAN FOODS
18320 | Retired | 1984-04-26 05:00 | 1968-01-01 06:00 |  | Petroleum | Unleaded gasoline | Unleaded gasoline |  | Steel | Steel |  | Painted or None | Steel |  | 1901-01-01 06:00 | [15 empty] | UST Currently In Use: 0; UST Temp Close: 0; AST Currently In Use: 0; AST Temp Closed: 0 | 0 | 0 | 0 | 12856-017-001000 | JOHN H WOODY
18321 | Retired | 1984-04-26 05:00 | 1968-01-01 06:00 |  | Petroleum | Unleaded gasoline | Unleaded gasoline |  | Steel | Steel |  | Painted or None | Steel |  | 1901-01-01 06:00 | [15 empty] | UST Currently In Use: 0; UST Temp Close: 0; AST Currently In Use: 0; AST Temp Closed: 0 | 0 | 0 | 0 | 12856-017-001000 | JOHN H WOODY
18322 | Retired | 1984-04-26 05:00 | 1968-01-01 06:00 |  | Petroleum | Unleaded gasoline | Unleaded gasoline |  | Steel | Steel |  | Painted or None | Steel |  | 1901-01-01 06:00 | [15 empty] | UST Currently In Use: 0; UST Temp Close: 0; AST Currently In Use: 0; AST Temp Closed: 0 | 0 | 0 | 0 | 12856-017-001000 | JOHN H WOODY
18323 | Permanently Closed | 1984-10-01 06:00 | 1973-01-01 06:00 | 1988-11-10 06:00 | Petroleum | Unleaded gasoline | Unleaded gasoline |  | Steel | Steel |  | Painted or None | Steel |  | 1901-01-01 06:00 | [15 empty] | UST Currently In Use: 0; UST Temp Close: 0; AST Currently In Use: 0; AST Temp Closed: 0 | 0 | 0 | 3 | 12857-033-010038 | JOHN HOLT & JOANN HOLT
18324 | Permanently Closed | 1984-10-01 06:00 | 1973-01-01 06:00 | 1988-11-10 06:00 | Petroleum | Unleaded gasoline | Unleaded gasoline |  | Steel | Steel |  | Painted or None | Steel |  | 1901-01-01 06:00 | [15 empty] | UST Currently In Use: 0; UST Temp Close: 0; AST Currently In Use: 0; AST Temp Closed: 0 | 0 | 0 | 3 | 12857-033-010038 | JOHN HOLT & JOANN HOLT
18325 | Permanently Closed | 1984-10-01 06:00 | 1973-01-01 06:00 | 1988-11-10 06:00 | Petroleum | Unleaded gasoline | Unleaded gasoline |  | Steel | Steel |  | Painted or None | Steel |  | 1901-01-01 06:00 | [15 empty] | UST Currently In Use: 0; UST Temp Close: 0; AST Currently In Use: 0; AST Temp Closed: 0 | 0 | 0 | 3 | 12857-033-010038 | JOHN HOLT & JOANN HOLT
18326 | Retired | 1988-01-01 06:00 | 1973-01-01 06:00 |  | Petroleum | On road diesel | On road diesel |  | Steel | Steel |  | Painted or None | Steel |  | 1901-01-01 06:00 | [15 empty] | UST Currently In Use: 0; UST Temp Close: 0; AST Currently In Use: 0; AST Temp Closed: 0 | 0 | 0 | 0 | 12858-033-006718 | JOHN ISBELL OR ANN ISBELL HICKS
18327 | Permanently Closed | 1998-03-01 06:00 | 1974-01-01 06:00 | 1998-04-14 06:00 | Petroleum | Unleaded gasoline | Unleaded gasoline | Retail | Steel | Steel |  | Painted or None | Steel |  | 1901-01-01 06:00 |  | Catchment Basin, Single walled catchment basin |  |  |  |  | Statistical Inventory Reconciliation (SIR) | [8 empty] | UST Currently In Use: 2; UST Temp Close: 0; AST Currently In Use: 0; AST Temp Closed: 0 | 2 | 0 | 3 | 12859-127-001897 | MIKE KIKER
18328 | Permanently Closed | 1998-03-01 06:00 | 1974-01-01 06:00 | 1998-04-14 06:00 | Petroleum | Unleaded gasoline | Unleaded gasoline | Retail | Steel | Steel |  | Painted or None | Steel |  | 1901-01-01 06:00 |  | Catchment Basin, Single walled catchment basin |  |  |  |  | Statistical Inventory Reconciliation (SIR) | [8 empty] | UST Currently In Use: 2; UST Temp Close: 0; AST Currently In Use: 0; AST Temp Closed: 0 | 2 | 0 | 3 | 12859-127-001897 | MIKE KIKER
18329 | Permanently Closed | 1998-03-01 06:00 | 1974-01-01 06:00 | 1998-04-14 06:00 | Petroleum | Unleaded gasoline | Unleaded gasoline | Retail | Steel | Steel |  | Painted or None | Steel |  | 1901-01-01 06:00 |  | Catchment Basin, Single walled catchment basin |  |  |  |  | Statistical Inventory Reconciliation (SIR) | [8 empty] | UST Currently In Use: 2; UST Temp Close: 0; AST Currently In Use: 0; AST Temp Closed: 0 | 2 | 0 | 3 | 12859-127-001897 | MIKE KIKER
18330 | Permanently Closed | 1989-12-01 06:00 | 1954-01-01 06:00 | 1997-04-01 06:00 | Petroleum | Unleaded gasoline | Unleaded gasoline |  | Steel | Steel |  | Painted or None | Steel |  | 1901-01-01 06:00 | [15 empty] | UST Currently In Use: 0; UST Temp Close: 0; AST Currently In Use: 0; AST Temp Closed: 0 | 0 | 0 | 5 | 12860-073-000118 | JOHN L HOLLIS
18331 | Permanently Closed | 1989-12-01 06:00 | 1954-01-01 06:00 | 1997-04-01 06:00 | Petroleum | Unleaded gasoline | Unleaded gasoline |  | Steel | Steel |  | Painted or None | Steel |  | 1901-01-01 06:00 | [15 empty] | UST Currently In Use: 0; UST Temp Close: 0; AST Currently In Use: 0; AST Temp Closed: 0 | 0 | 0 | 5 | 12860-073-000118 | JOHN L HOLLIS
18332 | Permanently Closed | 1989-12-01 06:00 | 1954-01-01 06:00 | 1997-04-01 06:00 | Petroleum | Unleaded gasoline | Unleaded gasoline |  | Steel | Steel |  | Painted or None | Steel |  | 1901-01-01 06:00 | [15 empty] | UST Currently In Use: 0; UST Temp Close: 0; AST Currently In Use: 0; AST Temp Closed: 0 | 0 | 0 | 5 | 12860-073-000118 | JOHN L HOLLIS
18333 | Permanently Closed | 1989-12-01 06:00 | 1973-01-01 06:00 | 1997-04-01 06:00 | Petroleum | Unleaded gasoline | Unleaded gasoline |  | Steel | Steel |  | Painted or None | Steel |  | 1901-01-01 06:00 | [15 empty] | UST Currently In Use: 0; UST Temp Close: 0; AST Currently In Use: 0; AST Temp Closed: 0 | 0 | 0 | 5 | 12860-073-000118 | JOHN L HOLLIS
18334 | Permanently Closed | 1989-12-01 06:00 | 1976-01-01 06:00 | 1997-04-01 06:00 | Petroleum | Unleaded gasoline | Unleaded gasoline |  | Fiberglass reinforced plastic | Fiberglass reinforced plastic |  |  | Steel |  | 1901-01-01 06:00 | [15 empty] | UST Currently In Use: 0; UST Temp Close: 0; AST Currently In Use: 0; AST Temp Closed: 0 | 0 | 0 | 5 | 12860-073-000118 | JOHN L HOLLIS
18335 | Permanently Closed | 1990-11-30 06:00 | 1964-01-01 06:00 | 1990-11-30 06:00 | Petroleum | On road diesel | On road diesel |  | Steel | Steel |  | Painted or None | Steel |  | 1901-01-01 06:00 | [15 empty] | UST Currently In Use: 0; UST Temp Close: 0; AST Currently In Use: 0; AST Temp Closed: 0 | 0 | 0 | 4 | 12862-097-003150 | JOHN LANE
18336 | Permanently Closed | 1990-11-30 06:00 | 1964-01-01 06:00 | 1990-11-30 06:00 | Petroleum | Unleaded gasoline | Unleaded gasoline |  | Steel | Steel |  | Painted or None | Steel |  | 1901-01-01 06:00 | [15 empty] | UST Currently In Use: 0; UST Temp Close: 0; AST Currently In Use: 0; AST Temp Closed: 0 | 0 | 0 | 4 | 12862-097-003150 | JOHN LANE
18337 | Permanently Closed | 1990-11-30 06:00 | 1969-01-01 06:00 | 1990-11-30 06:00 | Petroleum | Unleaded gasoline | Unleaded gasoline |  | Steel | Steel |  | Painted or None | Steel |  | 1901-01-01 06:00 | [15 empty] | UST Currently In Use: 0; UST Temp Close: 0; AST Currently In Use: 0; AST Temp Closed: 0 | 0 | 0 | 4 | 12862-097-003150 | JOHN LANE
18338 | Permanently Closed | 1990-11-30 06:00 | 1980-01-01 06:00 | 1990-11-30 06:00 | Petroleum | On road diesel | On road diesel |  | Steel | Steel |  | Painted or None | Steel |  | 1901-01-01 06:00 | [15 empty] | UST Currently In Use: 0; UST Temp Close: 0; AST Currently In Use: 0; AST Temp Closed: 0 | 0 | 0 | 4 | 12862-097-003150 | JOHN LANE
18339 | Permanently Closed | 2006-02-10 06:00 | 1982-07-01 06:00 | 2010-03-09 06:00 | Petroleum | Unleaded gasoline | Unleaded gasoline | Retail | Fiberglass reinforced plastic | Fiberglass reinforced plastic |  |  | Fiberglass reinforced plastic |  | 1901-01-01 06:00 |  | Catchment Basin, Single walled catchment basin | Automatic shutoff device At 95% full, Flow Rest 90% Full | Flow Rest 90% Full |  |  | Statistical Inventory Reconciliation (SIR) | [5 empty] | Annual line testing, Statistical inventory reconciliation (SIR) | Statistical inventory reconciliation (SIR) |  | UST Currently In Use: 0; UST Temp Close: 0; AST Currently In Use: 0; AST Temp Closed: 0 | 0 | 0 | 5 | 12863-125-005232 | JOHN NORMAN
18340 | Permanently Closed | 2006-02-10 06:00 | 1982-07-01 06:00 | 2010-03-09 06:00 | Petroleum | Mid-grade gasoline | Mid-grade gasoline | Retail | Fiberglass reinforced plastic | Fiberglass reinforced plastic |  |  | Fiberglass reinforced plastic |  | 1901-01-01 06:00 |  | Catchment Basin, Single walled catchment basin | Automatic shutoff device At 95% full, Flow Rest 90% Full | Flow Rest 90% Full |  |  | Statistical Inventory Reconciliation (SIR) | [5 empty] | Annual line testing, Statistical inventory reconciliation (SIR) | Statistical inventory reconciliation (SIR) |  | UST Currently In Use: 0; UST Temp Close: 0; AST Currently In Use: 0; AST Temp Closed: 0 | 0 | 0 | 5 | 12863-125-005232 | JOHN NORMAN
18341 | Permanently Closed | 2006-02-10 06:00 | 1982-07-01 06:00 | 2010-03-09 06:00 | Petroleum | Premium gasoline | Premium gasoline | Retail | Fiberglass reinforced plastic | Fiberglass reinforced plastic |  |  | Fiberglass reinforced plastic |  | 1901-01-01 06:00 |  | Catchment Basin, Single walled catchment basin | Automatic shutoff device At 95% full, Flow Rest 90% Full | Flow Rest 90% Full |  |  | Statistical Inventory Reconciliation (SIR) | [5 empty] | Annual line testing, Statistical inventory reconciliation (SIR) | Statistical inventory reconciliation (SIR) |  | UST Currently In Use: 0; UST Temp Close: 0; AST Currently In Use: 0; AST Temp Closed: 0 | 0 | 0 | 5 | 12863-125-005232 | JOHN NORMAN
18342 | Permanently Closed | 2010-03-09 06:00 | 1982-07-01 06:00 | 2010-03-09 06:00 | Petroleum | Used oil | Used oil | Retail | Fiberglass reinforced plastic | Fiberglass reinforced plastic |  |  | Fiberglass reinforced plastic |  | 1901-01-01 06:00 |  | Other, EXEMPT | Other, EXEMPT | Other | [11 empty] | UST Currently In Use: 0; UST Temp Close: 0; AST Currently In Use: 0; AST Temp Closed: 0 | 0 | 0 | 5 | 12863-125-005232 | JOHN NORMAN
18343 | Permanently Closed | 1990-01-01 06:00 | 1954-01-01 06:00 | 1993-09-25 06:00 | Petroleum | Unleaded gasoline | Unleaded gasoline |  | Steel | Steel |  | Painted or None | Steel |  | 1901-01-01 06:00 | [15 empty] | UST Currently In Use: 0; UST Temp Close: 0; AST Currently In Use: 3; AST Temp Closed: 0 | 0 | 0 | 3 | 12864-105-002528 | JOHN O COSBY
18344 | Permanently Closed | 1990-01-01 06:00 | 1954-01-01 06:00 | 1993-09-25 06:00 | Petroleum | Unleaded gasoline | Unleaded gasoline |  | Steel | Steel |  | Painted or None | Steel |  | 1901-01-01 06:00 | [15 empty] | UST Currently In Use: 0; UST Temp Close: 0; AST Currently In Use: 3; AST Temp Closed: 0 | 0 | 0 | 3 | 12864-105-002528 | JOHN O COSBY
18345 | Permanently Closed | 1990-01-01 06:00 | 1954-01-01 06:00 | 1993-09-25 06:00 | Petroleum | Unleaded gasoline | Unleaded gasoline |  | Steel | Steel |  | Painted or None | Steel |  | 1901-01-01 06:00 | [15 empty] | UST Currently In Use: 0; UST Temp Close: 0; AST Currently In Use: 3; AST Temp Closed: 0 | 0 | 0 | 3 | 12864-105-002528 | JOHN O COSBY
18346 | Permanently Closed | 1972-01-01 06:00 | 1954-01-01 06:00 | 2011-11-11 06:00 | Petroleum | Other, OTHER | Other |  | Steel | Steel |  |  | Steel |  | 1901-01-01 06:00 | [15 empty] | UST Currently In Use: 0; UST Temp Close: 0; AST Currently In Use: 0; AST Temp Closed: 0 | 0 | 0 | 6 | 12865-133-012795 | JOHN O HUNTER
18347 | Permanently Closed | 1972-01-01 06:00 | 1954-01-01 06:00 | 2011-11-11 06:00 | Petroleum | Other, OTHER | Other |  | Steel | Steel |  |  | Steel |  | 1901-01-01 06:00 | [15 empty] | UST Currently In Use: 0; UST Temp Close: 0; AST Currently In Use: 0; AST Temp Closed: 0 | 0 | 0 | 6 | 12865-133-012795 | JOHN O HUNTER
18348 | Permanently Closed | 1972-01-01 06:00 | 1966-01-01 06:00 | 2011-11-11 06:00 | Petroleum | Other, OTHER | Other |  | Steel | Steel |  |  | Steel |  | 1901-01-01 06:00 | [15 empty] | UST Currently In Use: 0; UST Temp Close: 0; AST Currently In Use: 0; AST Temp Closed: 0 | 0 | 0 | 6 | 12865-133-012795 | JOHN O HUNTER
18349 | Permanently Closed | 1901-01-01 06:00 | 1981-01-01 06:00 | 1988-10-31 06:00 | Petroleum | Unleaded gasoline | Unleaded gasoline |  | Steel | Steel |  | Painted or None | Steel |  | 1901-01-01 06:00 | [15 empty] | UST Currently In Use: 0; UST Temp Close: 0; AST Currently In Use: 0; AST Temp Closed: 0 | 0 | 0 | 6 | 12865-133-012795 | JOHN O HUNTER
18350 | Permanently Closed | 1901-01-01 06:00 | 1981-01-01 06:00 | 1988-10-31 06:00 | Petroleum | Unleaded gasoline | Unleaded gasoline |  | Steel | Steel |  | Painted or None | Steel |  | 1901-01-01 06:00 | [15 empty] | UST Currently In Use: 0; UST Temp Close: 0; AST Currently In Use: 0; AST Temp Closed: 0 | 0 | 0 | 6 | 12865-133-012795 | JOHN O HUNTER
18351 | Permanently Closed | 1901-01-01 06:00 | 1983-01-01 06:00 | 1988-10-31 06:00 | Petroleum | Unleaded gasoline | Unleaded gasoline |  | Steel | Steel |  | Painted or None | Steel |  | 1901-01-01 06:00 | [15 empty] | UST Currently In Use: 0; UST Temp Close: 0; AST Currently In Use: 0; AST Temp Closed: 0 | 0 | 0 | 6 | 12865-133-012795 | JOHN O HUNTER
18352 | Cannot Locate or abandoned |  | 1972-01-01 06:00 |  | Petroleum | Unleaded gasoline | Unleaded gasoline |  | Steel | Steel |  | Painted or None | Steel |  | 1901-01-01 06:00 | [15 empty] | UST Currently In Use: 0; UST Temp Close: 0; AST Currently In Use: 0; AST Temp Closed: 0 | 0 | 0 | 0 | 12866-023-004777 | JOHN OFIELD
18353 | Cannot Locate or abandoned |  | 1972-01-01 06:00 |  | Petroleum | Unleaded gasoline | Unleaded gasoline |  | Steel | Steel |  | Painted or None | Steel |  | 1901-01-01 06:00 | [15 empty] | UST Currently In Use: 0; UST Temp Close: 0; AST Currently In Use: 0; AST Temp Closed: 0 | 0 | 0 | 0 | 12866-023-004777 | JOHN OFIELD
18354 | Permanently Closed | 1979-01-01 06:00 | 1959-01-01 06:00 |  | Petroleum | Unleaded gasoline | Unleaded gasoline |  | Steel | Steel |  |  | Steel |  | 1901-01-01 06:00 | [15 empty] | UST Currently In Use: 0; UST Temp Close: 0; AST Currently In Use: 0; AST Temp Closed: 0 | 0 | 0 | 1 | 12867-131-001446 | JOHN P WEBB III
18355 | Permanently Closed | 1901-01-01 06:00 | 1955-01-01 06:00 | 1986-11-01 06:00 | Petroleum | Unleaded gasoline | Unleaded gasoline |  | Steel | Steel |  | Painted or None | Steel |  | 1901-01-01 06:00 | [15 empty] | UST Currently In Use: 0; UST Temp Close: 0; AST Currently In Use: 0; AST Temp Closed: 0 | 0 | 0 | 3 | 12868-097-008338 | JOHN PARKS
18356 | Permanently Closed | 1901-01-01 06:00 | 1955-01-01 06:00 | 1986-11-01 06:00 | Petroleum | Unleaded gasoline | Unleaded gasoline |  | Steel | Steel |  | Painted or None | Steel |  | 1901-01-01 06:00 | [15 empty] | UST Currently In Use: 0; UST Temp Close: 0; AST Currently In Use: 0; AST Temp Closed: 0 | 0 | 0 | 3 | 12868-097-008338 | JOHN PARKS
18357 | Permanently Closed | 1901-01-01 06:00 | 1955-01-01 06:00 | 1986-11-01 06:00 | Petroleum | Unleaded gasoline | Unleaded gasoline |  | Steel | Steel |  | Painted or None | Steel |  | 1901-01-01 06:00 | [15 empty] | UST Currently In Use: 0; UST Temp Close: 0; AST Currently In Use: 0; AST Temp Closed: 0 | 0 | 0 | 3 | 12868-097-008338 | JOHN PARKS
18361 | Permanently Closed | 1901-01-01 06:00 | 1967-01-01 06:00 | 1987-04-01 06:00 | Petroleum | Unleaded gasoline | Unleaded gasoline | State/federal government | Steel | Steel |  | Painted or None | Steel |  | 1901-01-01 06:00 | [15 empty] | UST Currently In Use: 0; UST Temp Close: 0; AST Currently In Use: 0; AST Temp Closed: 0 | 0 | 0 | 5 | 12869-101-006990 | JOHN PATTERSON STATE TECH COLLEGE
18362 | Permanently Closed | 1901-01-01 06:00 | 1971-01-01 06:00 | 1987-04-01 06:00 | Petroleum | Used oil | Used oil | State/federal government | Steel | Steel |  | Painted or None | Steel |  | 1901-01-01 06:00 | [15 empty] | UST Currently In Use: 0; UST Temp Close: 0; AST Currently In Use: 0; AST Temp Closed: 0 | 0 | 0 | 5 | 12869-101-006990 | JOHN PATTERSON STATE TECH COLLEGE
18363 | Permanently Closed | 1901-01-01 06:00 | 1969-01-01 06:00 | 1987-04-01 06:00 | Petroleum | Used oil | Used oil | State/federal government | Steel | Steel |  | Painted or None | Steel |  | 1901-01-01 06:00 | [15 empty] | UST Currently In Use: 0; UST Temp Close: 0; AST Currently In Use: 0; AST Temp Closed: 0 | 0 | 0 | 5 | 12869-101-006990 | JOHN PATTERSON STATE TECH COLLEGE
18364 | Permanently Closed | 1992-09-25 06:00 | 1983-01-01 06:00 | 1992-09-25 06:00 | Petroleum | On road diesel | On road diesel | State/federal government | Fiberglass reinforced plastic | Fiberglass reinforced plastic |  |  | Fiberglass reinforced plastic |  | 1901-01-01 06:00 | [15 empty] | UST Currently In Use: 0; UST Temp Close: 0; AST Currently In Use: 0; AST Temp Closed: 0 | 0 | 0 | 5 | 12869-101-006990 | JOHN PATTERSON STATE TECH COLLEGE
18365 | Permanently Closed | 1992-09-25 06:00 | 1983-01-01 06:00 | 1992-09-25 06:00 | Petroleum | Unleaded gasoline | Unleaded gasoline | State/federal government | Steel | Steel |  | Painted or None | Steel |  | 1901-01-01 06:00 | [15 empty] | UST Currently In Use: 0; UST Temp Close: 0; AST Currently In Use: 0; AST Temp Closed: 0 | 0 | 0 | 5 | 12869-101-006990 | JOHN PATTERSON STATE TECH COLLEGE
18366 | Permanently Closed | 1998-12-22 06:00 | 1981-01-01 06:00 | 1999-09-30 06:00 | Petroleum | On road diesel | On road diesel |  | Steel | Steel |  | Painted or None | Steel |  | 1901-01-01 06:00 | [12 empty] | Annual line testing | Annual line testing |  | UST Currently In Use: 0; UST Temp Close: 0; AST Currently In Use: 0; AST Temp Closed: 0 | 0 | 0 | 2 | 12870-125-010742 | JOHN PLOTT CO INC
18367 | Permanently Closed | 1998-12-22 06:00 | 1981-01-01 06:00 | 1999-09-30 06:00 | Petroleum | Unleaded gasoline | Unleaded gasoline |  | Steel | Steel |  | Painted or None | Steel |  | 1901-01-01 06:00 | [12 empty] | Annual line testing | Annual line testing |  | UST Currently In Use: 0; UST Temp Close: 0; AST Currently In Use: 0; AST Temp Closed: 0 | 0 | 0 | 2 | 12870-125-010742 | JOHN PLOTT CO INC
18368 | Permanently Closed | 1901-01-01 06:00 | 1973-01-01 06:00 | 1988-12-15 06:00 | Petroleum | On road diesel | On road diesel |  | Steel | Steel |  |  | Steel |  | 1901-01-01 06:00 | [15 empty] | UST Currently In Use: 0; UST Temp Close: 0; AST Currently In Use: 0; AST Temp Closed: 0 | 0 | 0 | 1 | 12871-003-004718 | JOHN R CAMPBELL
18372 | Permanently Closed | 1988-06-01 06:00 | 1968-01-01 06:00 | 1988-04-01 06:00 | Petroleum | Unleaded gasoline | Unleaded gasoline |  | Steel | Steel |  | Painted or None | Steel |  | 1901-01-01 06:00 | [15 empty] | UST Currently In Use: 0; UST Temp Close: 0; AST Currently In Use: 0; AST Temp Closed: 0 | 0 | 0 | 3 | 12873-127-009443 | JOHN RODDAM ESTATE
18373 | Permanently Closed | 1988-06-01 06:00 | 1968-01-01 06:00 | 1988-04-01 06:00 | Petroleum | Unleaded gasoline | Unleaded gasoline |  | Steel | Steel |  | Painted or None | Steel |  | 1901-01-01 06:00 | [15 empty] | UST Currently In Use: 0; UST Temp Close: 0; AST Currently In Use: 0; AST Temp Closed: 0 | 0 | 0 | 3 | 12873-127-009443 | JOHN RODDAM ESTATE
18374 | Permanently Closed | 1988-06-01 06:00 | 1968-01-01 06:00 | 1988-04-01 06:00 | Petroleum | Unleaded gasoline | Unleaded gasoline |  | Steel | Steel |  | Painted or None | Steel |  | 1901-01-01 06:00 | [15 empty] | UST Currently In Use: 0; UST Temp Close: 0; AST Currently In Use: 0; AST Temp Closed: 0 | 0 | 0 | 3 | 12873-127-009443 | JOHN RODDAM ESTATE
18375 | Permanently Closed | 1995-07-01 06:00 | 1980-01-01 06:00 | 1995-07-19 06:00 | Petroleum | Unleaded gasoline | Unleaded gasoline |  | Steel | Steel |  | Painted or None | Steel |  | 1901-01-01 06:00 | [6 empty] | Statistical Inventory Reconciliation (SIR) | [8 empty] | UST Currently In Use: 0; UST Temp Close: 0; AST Currently In Use: 0; AST Temp Closed: 0 | 0 | 0 | 6 | 12874-025-011851 | ESTATE OF SELWYN NICHOLS BY TRICE
18376 | Permanently Closed | 1995-07-01 06:00 | 1980-01-01 06:00 | 1995-07-19 06:00 | Petroleum | Unleaded gasoline | Unleaded gasoline |  | Steel | Steel |  | Painted or None | Steel |  | 1901-01-01 06:00 | [6 empty] | Statistical Inventory Reconciliation (SIR) | [8 empty] | UST Currently In Use: 0; UST Temp Close: 0; AST Currently In Use: 0; AST Temp Closed: 0 | 0 | 0 | 6 | 12874-025-011851 | ESTATE OF SELWYN NICHOLS BY TRICE
18377 | Permanently Closed | 1995-07-01 06:00 | 1980-01-01 06:00 | 1995-07-19 06:00 | Petroleum | Unleaded gasoline | Unleaded gasoline |  | Steel | Steel |  | Painted or None | Steel |  | 1901-01-01 06:00 | [6 empty] | Statistical Inventory Reconciliation (SIR) | [8 empty] | UST Currently In Use: 0; UST Temp Close: 0; AST Currently In Use: 0; AST Temp Closed: 0 | 0 | 0 | 6 | 12874-025-011851 | ESTATE OF SELWYN NICHOLS BY TRICE
18378 | Permanently Closed | 1995-07-01 06:00 | 1980-01-01 06:00 | 1995-07-19 06:00 | Petroleum | Unleaded gasoline | Unleaded gasoline |  | Steel | Steel |  | Painted or None | Steel |  | 1901-01-01 06:00 | [6 empty] | Statistical Inventory Reconciliation (SIR) | [8 empty] | UST Currently In Use: 0; UST Temp Close: 0; AST Currently In Use: 0; AST Temp Closed: 0 | 0 | 0 | 6 | 12874-025-011851 | ESTATE OF SELWYN NICHOLS BY TRICE
18379 | Permanently Closed | 1985-06-01 06:00 | 1977-01-01 06:00 | 1998-03-27 06:00 | Petroleum | On road diesel | On road diesel |  | Steel | Steel |  |  | Steel |  | 1901-01-01 06:00 | [15 empty] | UST Currently In Use: 0; UST Temp Close: 0; AST Currently In Use: 0; AST Temp Closed: 0 | 0 | 0 | 3 | 12875-097-011254 | JOHN FLENNORY
18380 | Permanently Closed | 1985-06-01 06:00 | 1971-01-01 06:00 | 1998-03-27 06:00 | Petroleum | Unleaded gasoline | Unleaded gasoline | [5 empty] | Steel |  | 1901-01-01 06:00 | [15 empty] | UST Currently In Use: 0; UST Temp Close: 0; AST Currently In Use: 0; AST Temp Closed: 0 | 0 | 0 | 3 | 12875-097-011254 | JOHN FLENNORY
18381 | Permanently Closed | 1985-06-01 06:00 | 1971-01-01 06:00 | 1998-03-27 06:00 | Petroleum | Unleaded gasoline | Unleaded gasoline | [5 empty] | Steel |  | 1901-01-01 06:00 | [15 empty] | UST Currently In Use: 0; UST Temp Close: 0; AST Currently In Use: 0; AST Temp Closed: 0 | 0 | 0 | 3 | 12875-097-011254 | JOHN FLENNORY
18382 | Permanently Closed | 1991-09-13 06:00 | 1978-01-01 06:00 | 1991-09-13 06:00 | Petroleum | Unleaded gasoline | Unleaded gasoline |  | Fiberglass reinforced plastic | Fiberglass reinforced plastic |  |  | Fiberglass reinforced plastic |  | 1901-01-01 06:00 | [15 empty] | UST Currently In Use: 0; UST Temp Close: 0; AST Currently In Use: 0; AST Temp Closed: 0 | 0 | 0 | 3 | 12876-101-000045 | JOHN SHAW MOTORS
18383 | Permanently Closed | 1991-09-13 06:00 | 1978-01-01 06:00 | 1991-09-13 06:00 | Petroleum | Unleaded gasoline | Unleaded gasoline |  | Fiberglass reinforced plastic | Fiberglass reinforced plastic |  |  | Fiberglass reinforced plastic |  | 1901-01-01 06:00 | [15 empty] | UST Currently In Use: 0; UST Temp Close: 0; AST Currently In Use: 0; AST Temp Closed: 0 | 0 | 0 | 3 | 12876-101-000045 | JOHN SHAW MOTORS
18384 | Permanently Closed | 1991-09-13 06:00 | 1978-01-01 06:00 | 1991-09-13 06:00 | Petroleum | On road diesel | On road diesel |  | Fiberglass reinforced plastic | Fiberglass reinforced plastic |  |  | Fiberglass reinforced plastic |  | 1901-01-01 06:00 | [15 empty] | UST Currently In Use: 0; UST Temp Close: 0; AST Currently In Use: 0; AST Temp Closed: 0 | 0 | 0 | 3 | 12876-101-000045 | JOHN SHAW MOTORS
18385 | Permanently Closed | 1901-01-01 06:00 | 1974-01-01 06:00 | 1986-01-01 06:00 | Petroleum | On road diesel | On road diesel |  | Steel | Steel |  | Painted or None | Steel |  | 1901-01-01 06:00 | [15 empty] | UST Currently In Use: 5; UST Temp Close: 0; AST Currently In Use: 0; AST Temp Closed: 0 | 5 | 0 | 5 | 17067-087-005065 | TA OPERATING, LLC
18386 | Permanently Closed | 1901-01-01 06:00 | 1974-01-01 06:00 | 1986-01-01 06:00 | Petroleum | Unleaded gasoline | Unleaded gasoline |  | Steel | Steel |  | Painted or None | Steel |  | 1901-01-01 06:00 | [15 empty] | UST Currently In Use: 5; UST Temp Close: 0; AST Currently In Use: 0; AST Temp Closed: 0 | 5 | 0 | 5 | 17067-087-005065 | TA OPERATING, LLC
18387 | Permanently Closed | 1901-01-01 06:00 | 1974-01-01 06:00 | 1986-01-01 06:00 | Petroleum | Unleaded gasoline | Unleaded gasoline |  | Steel | Steel |  | Painted or None | Steel |  | 1901-01-01 06:00 | [15 empty] | UST Currently In Use: 5; UST Temp Close: 0; AST Currently In Use: 0; AST Temp Closed: 0 | 5 | 0 | 5 | 17067-087-005065 | TA OPERATING, LLC
18388 | Permanently Closed | 1901-01-01 06:00 | 1964-01-01 06:00 | 1986-01-01 06:00 | Petroleum | Unleaded gasoline | Unleaded gasoline |  | Steel | Steel |  | Painted or None | Steel |  | 1901-01-01 06:00 | [15 empty] | UST Currently In Use: 5; UST Temp Close: 0; AST Currently In Use: 0; AST Temp Closed: 0 | 5 | 0 | 5 | 17067-087-005065 | TA OPERATING, LLC
18389 | Permanently Closed | 1901-01-01 06:00 | 1964-01-01 06:00 | 1986-01-01 06:00 | Petroleum | On road diesel | On road diesel |  | Steel | Steel |  | Painted or None | Steel |  | 1901-01-01 06:00 | [15 empty] | UST Currently In Use: 5; UST Temp Close: 0; AST Currently In Use: 0; AST Temp Closed: 0 | 5 | 0 | 5 | 17067-087-005065 | TA OPERATING, LLC
18390 | Permanently Closed | 1993-12-01 06:00 | 1985-01-01 06:00 | 1993-12-01 06:00 | Petroleum | Kerosene | Kerosene |  | Steel | Steel | Interior lined (not allowed as a standalone method of corrosion protection) | Painted or None | Steel |  | 1901-01-01 06:00 | [15 empty] | UST Currently In Use: 0; UST Temp Close: 0; AST Currently In Use: 0; AST Temp Closed: 0 | 0 | 0 | 1 | 12878-089-004108 | JOHN TUMMINELLO JR
18391 | Permanently Closed | 1986-02-01 06:00 | 1946-01-01 06:00 | 1986-02-01 06:00 | Petroleum | Unleaded gasoline | Unleaded gasoline |  | Steel | Steel |  | Painted or None | Steel |  | 1901-01-01 06:00 | [15 empty] | UST Currently In Use: 0; UST Temp Close: 0; AST Currently In Use: 0; AST Temp Closed: 0 | 0 | 0 | 1 | 12879-023-009644 | JOHN UTSEY
18392 | Permanently Closed | 1989-11-01 06:00 | 1969-01-01 06:00 | 1992-02-26 06:00 | Petroleum | Unleaded gasoline | Unleaded gasoline |  | Steel | Steel |  |  | Steel |  | 1901-01-01 06:00 | [15 empty] | UST Currently In Use: 0; UST Temp Close: 0; AST Currently In Use: 0; AST Temp Closed: 0 | 0 | 0 | 2 | 12880-049-012502 | JOHN W MARTIN IN CARE OF JOHN MARTIN
18393 | Permanently Closed | 1989-11-01 06:00 | 1969-01-01 06:00 | 1992-02-26 06:00 | Petroleum | On road diesel | On road diesel |  | Steel | Steel |  |  | Steel |  | 1901-01-01 06:00 | [15 empty] | UST Currently In Use: 0; UST Temp Close: 0; AST Currently In Use: 0; AST Temp Closed: 0 | 0 | 0 | 2 | 12880-049-012502 | JOHN W MARTIN IN CARE OF JOHN MARTIN
18394 | Permanently Closed | 2044-01-01 06:00 | 1964-01-01 06:00 | 1994-04-07 06:00 | Petroleum | Unleaded gasoline | Unleaded gasoline |  | Steel | Steel |  |  | Steel |  | 1901-01-01 06:00 | [15 empty] | UST Currently In Use: 0; UST Temp Close: 0; AST Currently In Use: 0; AST Temp Closed: 0 | 0 | 0 | 2 | 12881-073-006001 | JOHN W RAMSAY
18395 | Permanently Closed | 2044-01-01 06:00 | 1964-01-01 06:00 | 1994-04-07 06:00 | Petroleum | On road diesel | On road diesel |  | Steel | Steel |  |  | Steel |  | 1901-01-01 06:00 | [15 empty] | UST Currently In Use: 0; UST Temp Close: 0; AST Currently In Use: 0; AST Temp Closed: 0 | 0 | 0 | 2 | 12881-073-006001 | JOHN W RAMSAY
18396 | Currently in Use |  | 1985-01-01 06:00 |  | Petroleum | Unleaded gasoline | Unleaded gasoline | Retail | Steel | Steel | Coated & cathodic protection (sti-P3) |  | Fiberglass reinforced plastic |  |  |  | Catchment Basin, Single walled catchment basin | Automatic shutoff device At 95% full | Automatic shutoff device At 95% full |  |  | Automatic Tank Gauge | [8 empty] | UST Currently In Use: 3; UST Temp Close: 0; AST Currently In Use: 0; AST Temp Closed: 0 | 3 | 0 | 0 | 24627-113-013246
18397 | Currently in Use |  | 1987-05-01 06:00 |  | Petroleum | Unleaded gasoline | Unleaded gasoline | Retail | Steel | Steel | Coated & cathodic protection (sti-P3) |  | Fiberglass reinforced plastic |  |  |  | Catchment Basin, Single walled catchment basin | Automatic shutoff device At 95% full | Automatic shutoff device At 95% full |  |  | Automatic Tank Gauge | [8 empty] | UST Currently In Use: 3; UST Temp Close: 0; AST Currently In Use: 0; AST Temp Closed: 0 | 3 | 0 | 0 | 24627-113-013246
18398 | Currently in Use |  | 1987-05-01 06:00 |  | Petroleum | Premium gasoline | Premium gasoline | Retail | Steel | Steel | Coated & cathodic protection (sti-P3) |  | Fiberglass reinforced plastic |  |  |  | Catchment Basin, Single walled catchment basin | Automatic shutoff device At 95% full | Automatic shutoff device At 95% full |  |  | Automatic Tank Gauge | [8 empty] | UST Currently In Use: 3; UST Temp Close: 0; AST Currently In Use: 0; AST Temp Closed: 0 | 3 | 0 | 0 | 24627-113-013246
18399 | Permanently Closed | 1984-01-01 06:00 | 1977-01-01 06:00 | 1987-01-01 06:00 | Petroleum | Unleaded gasoline | Unleaded gasoline |  | Steel | Steel |  | Painted or None | Steel |  | 1901-01-01 06:00 | [15 empty] | UST Currently In Use: 0; UST Temp Close: 0; AST Currently In Use: 0; AST Temp Closed: 0 | 0 | 0 | 3 | 12884-033-002766 | TOMMY OVERTON
18400 | Permanently Closed | 1984-01-01 06:00 | 1977-01-01 06:00 | 1987-01-01 06:00 | Petroleum | Unleaded gasoline | Unleaded gasoline |  | Steel | Steel |  | Painted or None | Steel |  | 1901-01-01 06:00 | [15 empty] | UST Currently In Use: 0; UST Temp Close: 0; AST Currently In Use: 0; AST Temp Closed: 0 | 0 | 0 | 3 | 12884-033-002766 | TOMMY OVERTON
18401 | Permanently Closed | 1984-01-01 06:00 | 1977-01-01 06:00 | 1987-01-01 06:00 | Petroleum | Unleaded gasoline | Unleaded gasoline |  | Steel | Steel |  | Painted or None | Steel |  | 1901-01-01 06:00 | [15 empty] | UST Currently In Use: 0; UST Temp Close: 0; AST Currently In Use: 0; AST Temp Closed: 0 | 0 | 0 | 3 | 12884-033-002766 | TOMMY OVERTON
18402 | Retired | 1980-01-01 06:00 | 1960-01-01 06:00 |  | Petroleum | Unleaded gasoline | Unleaded gasoline | [5 empty] | Steel |  | 1901-01-01 06:00 | [15 empty] | UST Currently In Use: 0; UST Temp Close: 0; AST Currently In Use: 0; AST Temp Closed: 0 | 0 | 0 | 0 | 12885-017-010310 | JOHNNY DANIEL
18403 | Retired | 1980-01-01 06:00 | 1960-01-01 06:00 |  | Petroleum | Unleaded gasoline | Unleaded gasoline | [5 empty] | Steel |  | 1901-01-01 06:00 | [15 empty] | UST Currently In Use: 0; UST Temp Close: 0; AST Currently In Use: 0; AST Temp Closed: 0 | 0 | 0 | 0 | 12885-017-010310 | JOHNNY DANIEL
18404 | Currently in Use |  | 1986-01-01 06:00 |  | Petroleum | Unleaded gasoline | Unleaded gasoline | Retail | Fiberglass reinforced plastic | Fiberglass reinforced plastic |  |  | Fiberglass reinforced plastic |  | 1901-01-01 06:00 | None, FLXS ISOLA | Catchment Basin, Single walled catchment basin | Automatic shutoff device At 95% full | Automatic shutoff device At 95% full |  |  | Continuous Automatic Tank Gauge |  | Automatic flow restrictor (MLLD) | Automatic flow restrictor (MLLD) |  |  | Annual line testing | Annual line testing |  | UST Currently In Use: 3; UST Temp Close: 0; AST Currently In Use: 0; AST Temp Closed: 0 | 3 | 0 | 0 | 20486-123-007761 | THOMAS HAYLEY
18406 | Currently in Use |  | 1986-01-01 06:00 |  | Petroleum | Premium gasoline | Premium gasoline | Retail | Fiberglass reinforced plastic | Fiberglass reinforced plastic |  |  | Fiberglass reinforced plastic |  | 1901-01-01 06:00 | None, FLXS ISOLA | Catchment Basin, Single walled catchment basin | Automatic shutoff device At 95% full, Flow Rest 90% Full | Flow Rest 90% Full |  |  | Continuous Automatic Tank Gauge |  | Automatic flow restrictor (MLLD) | Automatic flow restrictor (MLLD) |  |  | Annual line testing | Annual line testing |  | UST Currently In Use: 3; UST Temp Close: 0; AST Currently In Use: 0; AST Temp Closed: 0 | 3 | 0 | 0 | 20486-123-007761 | THOMAS HAYLEY
18407 | Currently in Use |  | 1987-01-01 06:00 |  | Petroleum | On road diesel | On road diesel | Retail | Steel | Steel | Coated & cathodic protection (sti-P3) |  | Fiberglass reinforced plastic |  |  | Other, FLXS ISOLA | Catchment Basin, Single walled catchment basin | Automatic shutoff device At 95% full | Automatic shutoff device At 95% full |  |  | Continuous Automatic Tank Gauge | [8 empty] | UST Currently In Use: 3; UST Temp Close: 0; AST Currently In Use: 0; AST Temp Closed: 0 | 3 | 0 | 0 | 20486-123-007761 | THOMAS HAYLEY
18408 | Temporary Closed | 2019-11-06 06:00 | 1975-01-01 06:00 |  | Petroleum | Unleaded gasoline | Unleaded gasoline | Retail | Steel | Steel | Field installed cathodic protection |  | Steel |  |  | Field installed cathodic protection | Catchment Basin, Single walled catchment basin | Automatic shutoff device At 95% full | Automatic shutoff device At 95% full |  |  | Statistical Inventory Reconciliation (SIR) | [8 empty] | UST Currently In Use: 0; UST Temp Close: 3; AST Currently In Use: 0; AST Temp Closed: 0 | 0 | 3 | 2 | 22218-019-009656 | GLENDA F. HUDGING
18409 | Temporary Closed | 2011-10-01 06:00 | 1975-01-01 06:00 |  | Petroleum | On road diesel | On road diesel | Retail | Steel | Steel | Field installed cathodic protection |  | Steel |  |  | Field installed cathodic protection | Catchment Basin, Single walled catchment basin | Automatic shutoff device At 95% full | Automatic shutoff device At 95% full |  |  | Statistical Inventory Reconciliation (SIR) | [8 empty] | UST Currently In Use: 0; UST Temp Close: 3; AST Currently In Use: 0; AST Temp Closed: 0 | 0 | 3 | 2 | 22218-019-009656 | GLENDA F. HUDGING
18410 | Temporary Closed | 2009-11-01 06:00 | 1975-01-01 06:00 |  | Petroleum | Unleaded gasoline | Unleaded gasoline | Retail | Steel | Steel | Field installed cathodic protection |  | Steel |  |  | Field installed cathodic protection | Catchment Basin, Single walled catchment basin | Automatic shutoff device At 95% full | Automatic shutoff device At 95% full |  |  | Statistical Inventory Reconciliation (SIR) | [8 empty] | UST Currently In Use: 0; UST Temp Close: 3; AST Currently In Use: 0; AST Temp Closed: 0 | 0 | 3 | 2 | 22218-019-009656 | GLENDA F. HUDGING
18411 | Permanently Closed | 1990-08-31 06:00 | 1981-01-01 06:00 | 2005-07-08 06:00 | Petroleum | Kerosene | Kerosene | Retail | Steel | Steel |  | Painted or None | Steel |  | 1901-01-01 06:00 | [15 empty] | UST Currently In Use: 0; UST Temp Close: 3; AST Currently In Use: 0; AST Temp Closed: 0 | 0 | 3 | 2 | 22218-019-009656 | GLENDA F. HUDGING
18412 | Permanently Closed | 1990-08-31 06:00 | 1981-01-01 06:00 | 2005-07-08 06:00 | Petroleum | Unleaded gasoline | Unleaded gasoline | Retail | Steel | Steel |  | Painted or None | Steel |  | 1901-01-01 06:00 | [15 empty] | UST Currently In Use: 0; UST Temp Close: 3; AST Currently In Use: 0; AST Temp Closed: 0 | 0 | 3 | 2 | 22218-019-009656 | GLENDA F. HUDGING
18418 | Permanently Closed | 1994-11-12 06:00 | 1981-01-01 06:00 | 1996-11-13 06:00 | Petroleum | Unleaded gasoline | Unleaded gasoline |  | Steel | Steel |  | Painted or None | Steel |  | 1901-01-01 06:00 | [6 empty] | Statistical Inventory Reconciliation (SIR) | [5 empty] | Annual line testing, Continuous alarm system, Statistical inventory reconciliation (SIR) | Statistical inventory reconciliation (SIR) |  | UST Currently In Use: 1; UST Temp Close: 0; AST Currently In Use: 0; AST Temp Closed: 0 | 1 | 0 | 2 | 23372-125-008345 | MIDSTATES PETROLEUM COMPANY
18419 | Permanently Closed | 1994-11-12 06:00 | 1981-01-01 06:00 | 1996-11-13 06:00 | Petroleum | Unleaded gasoline | Unleaded gasoline |  | Steel | Steel |  | Painted or None | Steel |  | 1901-01-01 06:00 | [6 empty] | Statistical Inventory Reconciliation (SIR) | [5 empty] | Annual line testing, Statistical inventory reconciliation (SIR) | Statistical inventory reconciliation (SIR) |  | UST Currently In Use: 1; UST Temp Close: 0; AST Currently In Use: 0; AST Temp Closed: 0 | 1 | 0 | 2 | 23372-125-008345 | MIDSTATES PETROLEUM COMPANY
18420 | Retired | 1988-08-08 06:00 | 1978-01-01 06:00 |  | Petroleum | Unleaded gasoline | Unleaded gasoline |  | Steel | Steel |  | Painted or None | Steel |  | 1901-01-01 06:00 | [15 empty] | UST Currently In Use: 0; UST Temp Close: 0; AST Currently In Use: 0; AST Temp Closed: 0 | 0 | 0 | 0 | 12889-125-008346 | JOHNNY H GARRISON JR
18421 | Retired | 1988-08-08 06:00 | 1978-01-01 06:00 |  | Petroleum | Unleaded gasoline | Unleaded gasoline |  | Steel | Steel |  | Painted or None | Steel |  | 1901-01-01 06:00 | [15 empty] | UST Currently In Use: 0; UST Temp Close: 0; AST Currently In Use: 0; AST Temp Closed: 0 | 0 | 0 | 0 | 12889-125-008346 | JOHNNY H GARRISON JR
18422 | Permanently Closed | 1901-01-01 06:00 | 1964-01-01 06:00 | 1989-04-04 06:00 | Petroleum | Unleaded gasoline | Unleaded gasoline |  | Steel | Steel |  | Painted or None | Steel |  | 1901-01-01 06:00 | [15 empty] | UST Currently In Use: 0; UST Temp Close: 0; AST Currently In Use: 0; AST Temp Closed: 0 | 0 | 0 | 2 | 12890-069-001089 | JOHNNY INGRAMCO INC
18423 | Permanently Closed | 1991-11-27 06:00 | 1964-01-01 06:00 | 1991-11-27 06:00 | Petroleum | On road diesel | On road diesel |  | Steel | Steel |  | Painted or None | Steel |  | 1901-01-01 06:00 | [15 empty] | UST Currently In Use: 0; UST Temp Close: 0; AST Currently In Use: 0; AST Temp Closed: 0 | 0 | 0 | 2 | 12890-069-001089 | JOHNNY INGRAMCO INC
18424 | Permanently Closed | 1990-06-01 06:00 | 1960-01-01 06:00 | 1990-06-01 06:00 | Petroleum | Unleaded gasoline | Unleaded gasoline |  | Steel | Steel |  |  | Steel |  | 1901-01-01 06:00 | [15 empty] | UST Currently In Use: 0; UST Temp Close: 0; AST Currently In Use: 0; AST Temp Closed: 0 | 0 | 0 | 5 | 12892-097-000431 | JOHNNY O'FERRELL
18425 | Permanently Closed | 1990-06-01 06:00 | 1960-01-01 06:00 | 1990-06-01 06:00 | Petroleum | Unleaded gasoline | Unleaded gasoline |  | Steel | Steel |  |  | Steel |  | 1901-01-01 06:00 | [15 empty] | UST Currently In Use: 0; UST Temp Close: 0; AST Currently In Use: 0; AST Temp Closed: 0 | 0 | 0 | 5 | 12892-097-000431 | JOHNNY O'FERRELL
18426 | Permanently Closed | 1990-06-01 06:00 | 1960-01-01 06:00 | 1990-06-01 06:00 | Petroleum | Unleaded gasoline | Unleaded gasoline |  | Steel | Steel |  |  | Steel |  | 1901-01-01 06:00 | [15 empty] | UST Currently In Use: 0; UST Temp Close: 0; AST Currently In Use: 0; AST Temp Closed: 0 | 0 | 0 | 5 | 12892-097-000431 | JOHNNY O'FERRELL
18427 | Permanently Closed | 1990-06-01 06:00 | 1960-01-01 06:00 | 1990-06-01 06:00 | Petroleum | Unleaded gasoline | Unleaded gasoline |  | Steel | Steel |  |  | Steel |  | 1901-01-01 06:00 | [15 empty] | UST Currently In Use: 0; UST Temp Close: 0; AST Currently In Use: 0; AST Temp Closed: 0 | 0 | 0 | 5 | 12892-097-000431 | JOHNNY O'FERRELL
18428 | Permanently Closed | 1990-06-01 06:00 | 1960-01-01 06:00 | 1990-06-01 06:00 | Petroleum | Used oil | Used oil |  | Steel | Steel |  |  | Steel |  | 1901-01-01 06:00 | [15 empty] | UST Currently In Use: 0; UST Temp Close: 0; AST Currently In Use: 0; AST Temp Closed: 0 | 0 | 0 | 5 | 12892-097-000431 | JOHNNY O'FERRELL
18431 | Permanently Closed | 1990-07-01 06:00 | 1969-01-01 06:00 | 1990-07-01 06:00 | Petroleum | Unleaded gasoline | Unleaded gasoline |  | Steel | Steel |  | Painted or None | Steel |  | 1901-01-01 06:00 | [15 empty] | UST Currently In Use: 0; UST Temp Close: 0; AST Currently In Use: 0; AST Temp Closed: 0 | 0 | 0 | 3 | 12894-033-002354 | JOHNSON INVESTMENT CO
18432 | Permanently Closed | 1990-07-01 06:00 | 1969-01-01 06:00 | 1990-07-01 06:00 | Petroleum | Unleaded gasoline | Unleaded gasoline |  | Steel | Steel |  | Painted or None | Steel |  | 1901-01-01 06:00 | [15 empty] | UST Currently In Use: 0; UST Temp Close: 0; AST Currently In Use: 0; AST Temp Closed: 0 | 0 | 0 | 3 | 12894-033-002354 | JOHNSON INVESTMENT CO
18433 | Permanently Closed | 1990-07-01 06:00 | 1969-01-01 06:00 | 1990-07-01 06:00 | Petroleum | On road diesel | On road diesel |  | Steel | Steel |  | Painted or None | Steel |  | 1901-01-01 06:00 | [15 empty] | UST Currently In Use: 0; UST Temp Close: 0; AST Currently In Use: 0; AST Temp Closed: 0 | 0 | 0 | 3 | 12894-033-002354 | JOHNSON INVESTMENT CO
18434 | Permanently Closed | 1989-08-24 06:00 | 1976-01-01 06:00 | 1989-08-24 06:00 | Petroleum | On road diesel | On road diesel |  | Steel | Steel |  | Painted or None | Steel |  | 1901-01-01 06:00 | [15 empty] | UST Currently In Use: 0; UST Temp Close: 0; AST Currently In Use: 0; AST Temp Closed: 0 | 0 | 0 | 3 | 12895-071-003190 | COCA-COLA BOTTLING CO OF JOHNSONS
18435 | Permanently Closed | 1989-08-24 06:00 | 1975-01-01 06:00 | 1989-08-24 06:00 | Petroleum | Unleaded gasoline | Unleaded gasoline |  | Steel | Steel |  | Painted or None | Steel |  | 1901-01-01 06:00 | [15 empty] | UST Currently In Use: 0; UST Temp Close: 0; AST Currently In Use: 0; AST Temp Closed: 0 | 0 | 0 | 3 | 12895-071-003190 | COCA-COLA BOTTLING CO OF JOHNSONS
18436 | Permanently Closed | 1989-08-24 06:00 | 1976-01-01 06:00 | 1989-08-24 06:00 | Petroleum | Unleaded gasoline | Unleaded gasoline |  | Steel | Steel |  | Painted or None | Steel |  | 1901-01-01 06:00 | [15 empty] | UST Currently In Use: 0; UST Temp Close: 0; AST Currently In Use: 0; AST Temp Closed: 0 | 0 | 0 | 3 | 12895-071-003190 | COCA-COLA BOTTLING CO OF JOHNSONS
18437 | Permanently Closed | 1988-11-01 06:00 | 1970-01-01 06:00 | 1988-11-01 06:00 | Petroleum | Unleaded gasoline | Unleaded gasoline |  | Steel | Steel |  | Painted or None | Steel |  | 1901-01-01 06:00 | [15 empty] | UST Currently In Use: 0; UST Temp Close: 0; AST Currently In Use: 1; AST Temp Closed: 0 | 0 | 0 | 4 | 22026-089-007780 | SHERMAN INDUSTRIES, LLC
18438 | Permanently Closed | 1988-11-01 06:00 | 1957-01-01 06:00 | 1988-11-01 06:00 | Petroleum | On road diesel | On road diesel |  | Steel | Steel |  | Painted or None | Steel |  | 1901-01-01 06:00 | [15 empty] | UST Currently In Use: 0; UST Temp Close: 0; AST Currently In Use: 1; AST Temp Closed: 0 | 0 | 0 | 4 | 22026-089-007780 | SHERMAN INDUSTRIES, LLC
18439 | Permanently Closed | 1991-02-22 06:00 | 1962-01-01 06:00 | 1991-02-13 06:00 | Petroleum | On road diesel | On road diesel |  | Steel | Steel |  | Painted or None | Steel |  | 1901-01-01 06:00 | [15 empty] | UST Currently In Use: 0; UST Temp Close: 0; AST Currently In Use: 1; AST Temp Closed: 0 | 0 | 0 | 4 | 22026-089-007780 | SHERMAN INDUSTRIES, LLC
18440 | Permanently Closed | 1991-02-13 06:00 | 1977-01-01 06:00 | 1991-02-13 06:00 | Petroleum | On road diesel | On road diesel |  | Steel | Steel |  | Painted or None | Steel |  | 1901-01-01 06:00 | [15 empty] | UST Currently In Use: 0; UST Temp Close: 0; AST Currently In Use: 1; AST Temp Closed: 0 | 0 | 0 | 4 | 22026-089-007780 | SHERMAN INDUSTRIES, LLC
18441 | Permanently Closed | 1994-08-18 06:00 | 1984-08-01 06:00 | 1999-08-18 06:00 | Petroleum | On road diesel | On road diesel |  | Steel | Steel |  | Painted or None | Steel |  | 1901-01-01 06:00 | [15 empty] | UST Currently In Use: 0; UST Temp Close: 0; AST Currently In Use: 0; AST Temp Closed: 0 | 0 | 0 | 2 | 12897-077-004361 | JOINER TRANSIT CO INC
18442 | Permanently Closed | 1994-01-04 06:00 | 1984-08-01 06:00 | 1999-08-18 06:00 | Petroleum | Unleaded gasoline | Unleaded gasoline |  | Steel | Steel |  | Painted or None | Steel |  | 1901-01-01 06:00 | [15 empty] | UST Currently In Use: 0; UST Temp Close: 0; AST Currently In Use: 0; AST Temp Closed: 0 | 0 | 0 | 2 | 12897-077-004361 | JOINER TRANSIT CO INC
18443 | Permanently Closed | 1990-03-01 06:00 | 1969-01-01 06:00 | 1990-03-01 06:00 | Petroleum | Unleaded gasoline | Unleaded gasoline |  | Steel | Steel |  | Painted or None | Steel |  | 1901-01-01 06:00 | [15 empty] | UST Currently In Use: 0; UST Temp Close: 0; AST Currently In Use: 0; AST Temp Closed: 0 | 0 | 0 | 2 | 12898-055-006724 | JONES BLAIR WALDRUP AND TUCKER INC
18444 | Permanently Closed | 1990-03-01 06:00 | 1969-01-01 06:00 | 1990-03-01 06:00 | Petroleum | On road diesel | On road diesel |  | Steel | Steel |  | Painted or None | Steel |  | 1901-01-01 06:00 | [15 empty] | UST Currently In Use: 0; UST Temp Close: 0; AST Currently In Use: 0; AST Temp Closed: 0 | 0 | 0 | 2 | 12898-055-006724 | JONES BLAIR WALDRUP AND TUCKER INC
18445 | Permanently Closed | 1992-05-13 06:00 | 1976-01-01 06:00 | 1992-05-13 06:00 | Petroleum | Unleaded gasoline | Unleaded gasoline |  | Steel | Steel |  | Painted or None | Steel |  | 1901-01-01 06:00 | [12 empty] | Annual line testing | Annual line testing |  | UST Currently In Use: 1; UST Temp Close: 0; AST Currently In Use: 0; AST Temp Closed: 0 | 1 | 0 | 3 | 25961-001-009497 | PREM SUN NEIL LLC
18446 | Permanently Closed | 1992-05-13 06:00 | 1976-01-01 06:00 | 1992-05-13 06:00 | Petroleum | Unleaded gasoline | Unleaded gasoline |  | Steel | Steel |  | Painted or None | Steel |  | 1901-01-01 06:00 | [12 empty] | Annual line testing | Annual line testing |  | UST Currently In Use: 1; UST Temp Close: 0; AST Currently In Use: 0; AST Temp Closed: 0 | 1 | 0 | 3 | 25961-001-009497 | PREM SUN NEIL LLC
18447 | Permanently Closed | 1992-05-13 06:00 | 1976-01-01 06:00 | 1992-05-13 06:00 | Petroleum | Unleaded gasoline | Unleaded gasoline |  | Steel | Steel |  | Painted or None | Steel |  | 1901-01-01 06:00 | [15 empty] | UST Currently In Use: 1; UST Temp Close: 0; AST Currently In Use: 0; AST Temp Closed: 0 | 1 | 0 | 3 | 25961-001-009497 | PREM SUN NEIL LLC
18448 | Permanently Closed | 2009-10-24 06:00 | 1980-01-01 06:00 | 2011-10-24 06:00 | Petroleum | Unleaded gasoline | Unleaded gasoline |  | Steel | Steel | Field installed cathodic protection |  | Fiberglass reinforced plastic |  |  |  | Catchment Basin, Single walled catchment basin | Flow Rest 90% Full | Flow Rest 90% Full |  |  | Continuous Automatic Tank Gauge | [5 empty] | Annual line testing | Annual line testing |  | UST Currently In Use: 2; UST Temp Close: 0; AST Currently In Use: 0; AST Temp Closed: 0 | 2 | 0 | 4 | 25961-001-009502 | PREM SUN NEIL LLC
18449 | Permanently Closed | 2009-10-24 06:00 | 1980-01-01 06:00 | 2011-10-24 06:00 | Petroleum | Mid-grade gasoline | Mid-grade gasoline | Retail | Steel | Steel | Field installed cathodic protection |  | Fiberglass reinforced plastic |  |  |  | Catchment Basin, Single walled catchment basin | Automatic shutoff device At 95% full | Automatic shutoff device At 95% full |  |  | Continuous Automatic Tank Gauge | [5 empty] | Annual line testing | Annual line testing |  | UST Currently In Use: 2; UST Temp Close: 0; AST Currently In Use: 0; AST Temp Closed: 0 | 2 | 0 | 4 | 25961-001-009502 | PREM SUN NEIL LLC
18450 | Permanently Closed | 2009-10-24 06:00 | 1980-01-01 06:00 | 2011-10-24 06:00 | Petroleum | Premium gasoline | Premium gasoline | Retail | Steel | Steel | Field installed cathodic protection |  | Fiberglass reinforced plastic |  |  |  | Catchment Basin, Single walled catchment basin | Automatic shutoff device At 95% full | Automatic shutoff device At 95% full |  |  | Continuous Automatic Tank Gauge | [5 empty] | Annual line testing | Annual line testing |  | UST Currently In Use: 2; UST Temp Close: 0; AST Currently In Use: 0; AST Temp Closed: 0 | 2 | 0 | 4 | 25961-001-009502 | PREM SUN NEIL LLC
18451 | Permanently Closed | 2009-02-06 06:00 | 1978-01-01 06:00 | 2012-02-06 06:00 | Petroleum | On road diesel | On road diesel | Retail | Steel | Steel | Field installed cathodic protection |  | Fiberglass reinforced plastic |  |  |  | Catchment Basin, Single walled catchment basin | Automatic shutoff device At 95% full | Automatic shutoff device At 95% full |  |  | Continuous Automatic Tank Gauge | [8 empty] | UST Currently In Use: 2; UST Temp Close: 0; AST Currently In Use: 0; AST Temp Closed: 0 | 2 | 0 | 4 | 25961-001-009502 | PREM SUN NEIL LLC
18452 | Permanently Closed | 2005-03-24 06:00 | 1981-01-01 06:00 | 2005-06-27 06:00 | Petroleum | Unleaded gasoline | Unleaded gasoline | Retail | Steel | Steel | Field installed cathodic protection |  | Steel |  | 1901-01-01 06:00 | Field installed cathodic protection | Catchment Basin, Single walled catchment basin | Automatic shutoff device At 95% full | Automatic shutoff device At 95% full |  |  | Statistical Inventory Reconciliation (SIR) | [8 empty] | UST Currently In Use: 0; UST Temp Close: 0; AST Currently In Use: 0; AST Temp Closed: 0 | 0 | 0 | 2 | 12899-011-009498 | MCNEILL FAMILY PARTNERS LP
18453 | Permanently Closed | 2005-03-24 06:00 | 1981-01-01 06:00 | 2005-06-27 06:00 | Petroleum | Premium gasoline | Premium gasoline | Retail | Steel | Steel | Field installed cathodic protection |  | Steel |  | 1901-01-01 06:00 | Field installed cathodic protection | Catchment Basin, Single walled catchment basin | Automatic shutoff device At 95% full | Automatic shutoff device At 95% full |  |  | Statistical Inventory Reconciliation (SIR) | [8 empty] | UST Currently In Use: 0; UST Temp Close: 0; AST Currently In Use: 0; AST Temp Closed: 0 | 0 | 0 | 2 | 12899-011-009498 | MCNEILL FAMILY PARTNERS LP
18454 | Currently in Use |  | 1982-01-01 06:00 |  | Petroleum | Unleaded gasoline | Unleaded gasoline | Retail | Steel | Steel | Field installed cathodic protection |  | Fiberglass reinforced plastic |  |  |  | Catchment Basin, Single walled catchment basin | Automatic shutoff device At 95% full, Flow Rest 90% Full | Flow Rest 90% Full |  |  | Continuous Automatic Tank Gauge |  | Automatic flow restrictor (MLLD) | Automatic flow restrictor (MLLD) |  |  | Annual line testing | Annual line testing |  | UST Currently In Use: 2; UST Temp Close: 0; AST Currently In Use: 0; AST Temp Closed: 0 | 2 | 0 | 0 | 25961-041-009501 | PREM SUN NEIL LLC
18455 | Currently in Use |  | 1982-01-01 06:00 |  | Petroleum | Premium gasoline | Premium gasoline | Retail | Steel | Steel | Field installed cathodic protection |  | Fiberglass reinforced plastic |  |  |  | Catchment Basin, Single walled catchment basin | Flow Rest 90% Full | Flow Rest 90% Full |  |  | Continuous Automatic Tank Gauge |  | Automatic flow restrictor (MLLD) | Automatic flow restrictor (MLLD) |  |  | Annual line testing | Annual line testing |  | UST Currently In Use: 2; UST Temp Close: 0; AST Currently In Use: 0; AST Temp Closed: 0 | 2 | 0 | 0 | 25961-041-009501 | PREM SUN NEIL LLC
18456 | Currently in Use |  | 1978-01-01 06:00 |  | Petroleum | Unleaded gasoline | Unleaded gasoline |  | Steel | Steel | Field installed cathodic protection |  | Double Wall, Fiberglass reinforced plastic |  |  |  | Catchment Basin, Single walled catchment basin | Flow Rest 90% Full | Flow Rest 90% Full |  |  | Continuous Automatic Tank Gauge |  | Automatic flow restrictor (MLLD) | Automatic flow restrictor (MLLD) | Interstitial Monitoring within Secondary Containment |  | Continuous alarm system | Continuous alarm system |  | UST Currently In Use: 3; UST Temp Close: 0; AST Currently In Use: 0; AST Temp Closed: 0 | 3 | 0 | 0 | 25961-101-009491 | PREM SUN NEIL LLC
18457 | Currently in Use |  | 1978-01-01 06:00 |  | Petroleum | Premium gasoline | Premium gasoline |  | Steel | Steel | Field installed cathodic protection |  | Double Wall, Fiberglass reinforced plastic |  |  |  | Catchment Basin, Single walled catchment basin | Flow Rest 90% Full | Flow Rest 90% Full |  |  | Continuous Automatic Tank Gauge |  | Automatic flow restrictor (MLLD), Containment Sump | Containment Sump | Interstitial Monitoring within Secondary Containment |  | Continuous alarm system | Continuous alarm system |  | UST Currently In Use: 3; UST Temp Close: 0; AST Currently In Use: 0; AST Temp Closed: 0 | 3 | 0 | 0 | 25961-101-009491 | PREM SUN NEIL LLC
18459 | Currently in Use |  | 1978-01-01 06:00 |  | Petroleum | On road diesel | On road diesel |  | Steel | Steel | Field installed cathodic protection |  | Double Wall, Fiberglass reinforced plastic |  |  |  | Catchment Basin, Single walled catchment basin | Flow Rest 90% Full | Flow Rest 90% Full |  |  | Continuous Automatic Tank Gauge |  | Automatic flow restrictor (MLLD), Containment Sump | Containment Sump | Interstitial Monitoring within Secondary Containment |  | Continuous alarm system | Continuous alarm system |  | UST Currently In Use: 3; UST Temp Close: 0; AST Currently In Use: 0; AST Temp Closed: 0 | 3 | 0 | 0 | 25961-101-009491 | PREM SUN NEIL LLC
18460 | Currently in Use |  | 1982-01-01 06:00 |  | Petroleum | Unleaded gasoline | Unleaded gasoline |  | Steel | Steel | Field installed cathodic protection |  | Fiberglass reinforced plastic |  |  |  | Catchment Basin, Single walled catchment basin | Flow Rest 90% Full | Flow Rest 90% Full |  |  | Continuous Automatic Tank Gauge |  | Automatic flow restrictor (MLLD) | Automatic flow restrictor (MLLD) |  |  | Annual line testing | Annual line testing |  | UST Currently In Use: 3; UST Temp Close: 0; AST Currently In Use: 0; AST Temp Closed: 0 | 3 | 0 | 0 | 25763-101-009492 | V&N LLC
18462 | Currently in Use |  | 1982-01-01 06:00 |  | Petroleum | Premium gasoline | Premium gasoline |  | Steel | Steel | Field installed cathodic protection |  | Fiberglass reinforced plastic |  |  |  | Catchment Basin, Single walled catchment basin | Flow Rest 90% Full | Flow Rest 90% Full |  |  | Continuous Automatic Tank Gauge |  | Automatic flow restrictor (MLLD) | Automatic flow restrictor (MLLD) |  |  | Annual line testing | Annual line testing |  | UST Currently In Use: 3; UST Temp Close: 0; AST Currently In Use: 0; AST Temp Closed: 0 | 3 | 0 | 0 | 25763-101-009492 | V&N LLC
18463 | Currently in Use |  | 1982-01-01 06:00 |  | Petroleum | On road diesel | On road diesel |  | Steel | Steel | Field installed cathodic protection |  | Fiberglass reinforced plastic |  |  |  | Catchment Basin, Single walled catchment basin | Flow Rest 90% Full | Flow Rest 90% Full |  |  | Continuous Automatic Tank Gauge |  | Automatic flow restrictor (MLLD) | Automatic flow restrictor (MLLD) |  |  | Annual line testing | Annual line testing |  | UST Currently In Use: 3; UST Temp Close: 0; AST Currently In Use: 0; AST Temp Closed: 0 | 3 | 0 | 0 | 25763-101-009492 | V&N LLC
18464 | Currently in Use |  | 1977-01-01 06:00 |  | Petroleum | Unleaded gasoline | Unleaded gasoline | Retail | Steel | Steel | Field installed cathodic protection |  | Fiberglass reinforced plastic |  |  |  | Catchment Basin, Single walled catchment basin | Flow Rest 90% Full | Flow Rest 90% Full |  |  | Continuous Automatic Tank Gauge |  | Automatic flow restrictor (MLLD) | Automatic flow restrictor (MLLD) |  |  | Annual line testing | Annual line testing |  | UST Currently In Use: 3; UST Temp Close: 0; AST Currently In Use: 0; AST Temp Closed: 0 | 3 | 0 | 0 | 25961-101-009493 | PREM SUN NEIL LLC
18465 | Currently in Use |  | 1977-01-01 06:00 |  | Petroleum | Premium gasoline | Premium gasoline | Retail | Steel | Steel | Field installed cathodic protection |  | Fiberglass reinforced plastic |  |  |  | Catchment Basin, Single walled catchment basin | Flow Rest 90% Full | Flow Rest 90% Full |  |  | Continuous Automatic Tank Gauge |  | Automatic flow restrictor (MLLD) | Automatic flow restrictor (MLLD) |  |  | Annual line testing | Annual line testing |  | UST Currently In Use: 3; UST Temp Close: 0; AST Currently In Use: 0; AST Temp Closed: 0 | 3 | 0 | 0 | 25961-101-009493 | PREM SUN NEIL LLC
18466 | Currently in Use |  | 1977-01-01 06:00 |  | Petroleum | On road diesel | On road diesel | Retail | Steel | Steel | Field installed cathodic protection |  | Fiberglass reinforced plastic |  |  |  | Catchment Basin, Single walled catchment basin | Flow Rest 90% Full | Flow Rest 90% Full |  |  | Continuous Automatic Tank Gauge | [8 empty] | UST Currently In Use: 3; UST Temp Close: 0; AST Currently In Use: 0; AST Temp Closed: 0 | 3 | 0 | 0 | 25961-101-009493 | PREM SUN NEIL LLC
18467 | Currently in Use |  | 1976-01-01 06:00 |  | Petroleum | Unleaded gasoline | Unleaded gasoline | Retail | Steel | Steel | Field installed cathodic protection |  | Fiberglass reinforced plastic |  |  |  | Catchment Basin, Single walled catchment basin | Flow Rest 90% Full | Flow Rest 90% Full |  |  | Continuous Automatic Tank Gauge |  | Automatic flow restrictor (MLLD) | Automatic flow restrictor (MLLD) |  |  | Annual line testing | Annual line testing |  | UST Currently In Use: 2; UST Temp Close: 0; AST Currently In Use: 0; AST Temp Closed: 0 | 2 | 0 | 0 | 25961-101-009494 | PREM SUN NEIL LLC
18468 | Currently in Use |  | 1976-01-01 06:00 |  | Petroleum | Premium gasoline | Premium gasoline | Retail | Steel | Steel | Field installed cathodic protection |  | Fiberglass reinforced plastic |  |  |  | Catchment Basin, Single walled catchment basin | Flow Rest 90% Full | Flow Rest 90% Full |  |  | Continuous Automatic Tank Gauge |  | Automatic flow restrictor (MLLD) | Automatic flow restrictor (MLLD) |  |  | Annual line testing | Annual line testing |  | UST Currently In Use: 2; UST Temp Close: 0; AST Currently In Use: 0; AST Temp Closed: 0 | 2 | 0 | 0 | 25961-101-009494 | PREM SUN NEIL LLC
18470 | Permanently Closed | 1993-12-14 06:00 | 1977-01-01 06:00 | 1995-05-15 06:00 | Petroleum | Unleaded gasoline | Unleaded gasoline |  | Steel | Steel |  | Painted or None | Steel |  | 1901-01-01 06:00 | [12 empty] | Annual line testing | Annual line testing |  | UST Currently In Use: 2; UST Temp Close: 0; AST Currently In Use: 0; AST Temp Closed: 0 | 2 | 0 | 3 | 25961-101-009495 | PREM SUN NEIL LLC
18471 | Permanently Closed | 1995-04-01 06:00 | 1977-01-01 06:00 | 1995-05-15 06:00 | Petroleum | Unleaded gasoline | Unleaded gasoline |  | Steel | Steel |  | Painted or None | Steel |  | 1901-01-01 06:00 | [15 empty] | UST Currently In Use: 2; UST Temp Close: 0; AST Currently In Use: 0; AST Temp Closed: 0 | 2 | 0 | 3 | 25961-101-009495 | PREM SUN NEIL LLC
18472 | Permanently Closed | 1995-04-01 06:00 | 1977-01-01 06:00 | 1995-05-15 06:00 | Petroleum | Unleaded gasoline | Unleaded gasoline |  | Steel | Steel |  | Painted or None | Steel |  | 1901-01-01 06:00 | [15 empty] | UST Currently In Use: 2; UST Temp Close: 0; AST Currently In Use: 0; AST Temp Closed: 0 | 2 | 0 | 3 | 25961-101-009495 | PREM SUN NEIL LLC
18473 | Permanently Closed | 1999-06-17 06:00 | 1980-01-01 06:00 | 1999-06-17 06:00 | Petroleum | Unleaded gasoline | Unleaded gasoline |  | Fiberglass coated steel | Fiberglass coated steel |  |  | Fiberglass reinforced plastic |  | 1901-01-01 06:00 | None | Catchment Basin, Single walled catchment basin | Flow Rest 90% Full | Flow Rest 90% Full | [8 empty] | Annual line testing | Annual line testing |  | UST Currently In Use: 0; UST Temp Close: 0; AST Currently In Use: 0; AST Temp Closed: 0 | 0 | 0 | 3 | 12899-101-009496 | MCNEILL FAMILY PARTNERS LP
18474 | Permanently Closed | 1999-06-17 06:00 | 1980-01-01 06:00 | 1999-06-17 06:00 | Petroleum | Unleaded gasoline | Unleaded gasoline |  | Fiberglass coated steel | Fiberglass coated steel |  |  | Fiberglass reinforced plastic |  | 1901-01-01 06:00 | None | Catchment Basin, Single walled catchment basin | Flow Rest 90% Full | Flow Rest 90% Full | [8 empty] | Annual line testing | Annual line testing |  | UST Currently In Use: 0; UST Temp Close: 0; AST Currently In Use: 0; AST Temp Closed: 0 | 0 | 0 | 3 | 12899-101-009496 | MCNEILL FAMILY PARTNERS LP
18475 | Permanently Closed | 1999-06-17 06:00 | 1982-01-01 06:00 | 1999-06-17 06:00 | Petroleum | On road diesel | On road diesel |  | Steel | Steel | Coated & cathodic protection (sti-P3) |  | Steel |  | 1901-01-01 06:00 | None | [14 empty] | UST Currently In Use: 0; UST Temp Close: 0; AST Currently In Use: 0; AST Temp Closed: 0 | 0 | 0 | 3 | 12899-101-009496 | MCNEILL FAMILY PARTNERS LP
18476 | Permanently Closed | 1999-04-22 06:00 | 1974-01-01 06:00 | 1999-04-22 06:00 | Petroleum | Unleaded gasoline | Unleaded gasoline |  | Steel | Steel |  | Painted or None | Steel |  | 1901-01-01 06:00 | [12 empty] | Annual line testing | Annual line testing |  | UST Currently In Use: 0; UST Temp Close: 0; AST Currently In Use: 0; AST Temp Closed: 0 | 0 | 0 | 2 | 12899-101-009499 | MCNEILL FAMILY PARTNERS LP
18477 | Permanently Closed | 1999-04-22 06:00 | 1974-01-01 06:00 | 1999-04-22 06:00 | Petroleum | Unleaded gasoline | Unleaded gasoline |  | Steel | Steel |  | Painted or None | Steel |  | 1901-01-01 06:00 | [12 empty] | Annual line testing | Annual line testing |  | UST Currently In Use: 0; UST Temp Close: 0; AST Currently In Use: 0; AST Temp Closed: 0 | 0 | 0 | 2 | 12899-101-009499 | MCNEILL FAMILY PARTNERS LP
18478 | Permanently Closed | 2006-05-08 06:00 | 1982-01-01 06:00 | 2006-05-08 06:00 | Petroleum | Unleaded gasoline | Unleaded gasoline | Retail | Fiberglass reinforced plastic | Fiberglass reinforced plastic |  |  | Fiberglass reinforced plastic |  | 1901-01-01 06:00 |  | Catchment Basin, Single walled catchment basin | Automatic shutoff device At 95% full | Automatic shutoff device At 95% full |  |  | Statistical Inventory Reconciliation (SIR) | [5 empty] | Statistical inventory reconciliation (SIR) | Statistical inventory reconciliation (SIR) |  | UST Currently In Use: 0; UST Temp Close: 0; AST Currently In Use: 0; AST Temp Closed: 0 | 0 | 0 | 2 | 12899-101-009500 | MCNEILL FAMILY PARTNERS LP
18479 | Permanently Closed | 2006-05-08 06:00 | 1982-01-01 06:00 | 2006-05-08 06:00 | Petroleum | Unleaded gasoline | Unleaded gasoline | Retail | Fiberglass reinforced plastic | Fiberglass reinforced plastic |  |  | Fiberglass reinforced plastic |  | 1901-01-01 06:00 |  | Catchment Basin, Single walled catchment basin | Automatic shutoff device At 95% full | Automatic shutoff device At 95% full |  |  | Statistical Inventory Reconciliation (SIR) | [5 empty] | Statistical inventory reconciliation (SIR) | Statistical inventory reconciliation (SIR) |  | UST Currently In Use: 0; UST Temp Close: 0; AST Currently In Use: 0; AST Temp Closed: 0 | 0 | 0 | 2 | 12899-101-009500 | MCNEILL FAMILY PARTNERS LP
18480 | Cannot Locate or abandoned | 2003-02-11 06:00 | 1985-01-01 06:00 |  | Petroleum | Unleaded gasoline | Unleaded gasoline |  | Steel | Steel | Coated & cathodic protection (sti-P3) |  | Fiberglass reinforced plastic |  | 1901-01-01 06:00 | None | Catchment Basin, Single walled catchment basin | Automatic shutoff device At 95% full | Automatic shutoff device At 95% full |  |  | Statistical Inventory Reconciliation (SIR) | [5 empty] | Annual line testing | Annual line testing |  | UST Currently In Use: 0; UST Temp Close: 0; AST Currently In Use: 0; AST Temp Closed: 0 | 0 | 0 | 1 | 20866-101-009503 | JACK WINGARD
18481 | Cannot Locate or abandoned | 2003-02-11 06:00 | 1985-01-01 06:00 |  | Petroleum | Unleaded gasoline | Unleaded gasoline |  | Steel | Steel | Coated & cathodic protection (sti-P3) |  | Fiberglass reinforced plastic |  | 1901-01-01 06:00 | None | Catchment Basin, Single walled catchment basin | Automatic shutoff device At 95% full | Automatic shutoff device At 95% full |  |  | Statistical Inventory Reconciliation (SIR) | [5 empty] | Annual line testing | Annual line testing |  | UST Currently In Use: 0; UST Temp Close: 0; AST Currently In Use: 0; AST Temp Closed: 0 | 0 | 0 | 1 | 20866-101-009503 | JACK WINGARD
18482 | Permanently Closed | 1995-12-01 06:00 | 1974-01-01 06:00 | 1995-12-14 06:00 | Petroleum | On road diesel | On road diesel | Retail | Steel | Steel |  | Painted or None | Steel |  | 1901-01-01 06:00 | [12 empty] | Annual line testing | Annual line testing |  | UST Currently In Use: 0; UST Temp Close: 0; AST Currently In Use: 0; AST Temp Closed: 0 | 0 | 0 | 1 | 20866-101-009503 | JACK WINGARD
18483 | Permanently Closed | 1901-01-01 06:00 | 1968-01-01 06:00 | 1985-12-01 06:00 | Petroleum | Unleaded gasoline | Unleaded gasoline |  | Steel | Steel |  | Painted or None | Steel |  | 1901-01-01 06:00 | [15 empty] | UST Currently In Use: 0; UST Temp Close: 0; AST Currently In Use: 0; AST Temp Closed: 0 | 0 | 0 | 2 | 12899-101-009504 | MCNEILL FAMILY PARTNERS LP
18484 | Permanently Closed | 1901-01-01 06:00 | 1968-01-01 06:00 | 1985-12-01 06:00 | Petroleum | Unleaded gasoline | Unleaded gasoline |  | Steel | Steel |  | Painted or None | Steel |  | 1901-01-01 06:00 | [15 empty] | UST Currently In Use: 0; UST Temp Close: 0; AST Currently In Use: 0; AST Temp Closed: 0 | 0 | 0 | 2 | 12899-101-009504 | MCNEILL FAMILY PARTNERS LP
18485 | Currently in Use |  | 1986-01-01 06:00 |  | Petroleum | Unleaded gasoline | Unleaded gasoline |  | Steel | Steel | Coated & cathodic protection (sti-P3) |  | Fiberglass reinforced plastic |  |  |  | Catchment Basin, Single walled catchment basin | Automatic shutoff device At 95% full | Automatic shutoff device At 95% full |  |  | Continuous Automatic Tank Gauge |  | Automatic flow restrictor (MLLD) | Automatic flow restrictor (MLLD) |  |  | Annual line testing | Annual line testing |  | UST Currently In Use: 2; UST Temp Close: 0; AST Currently In Use: 0; AST Temp Closed: 0 | 2 | 0 | 0 | 25961-101-013549 | PREM SUN NEIL LLC
18486 | Currently in Use |  | 1986-01-01 06:00 |  | Petroleum | Premium gasoline | Premium gasoline |  | Steel | Steel | Coated & cathodic protection (sti-P3) |  | Fiberglass reinforced plastic |  |  |  | Catchment Basin, Single walled catchment basin | Automatic shutoff device At 95% full | Automatic shutoff device At 95% full |  |  | Continuous Automatic Tank Gauge |  | Automatic flow restrictor (MLLD) | Automatic flow restrictor (MLLD) |  |  | Annual line testing | Annual line testing |  | UST Currently In Use: 2; UST Temp Close: 0; AST Currently In Use: 0; AST Temp Closed: 0 | 2 | 0 | 0 | 25961-101-013549 | PREM SUN NEIL LLC
18487 | Permanently Closed | 1991-03-29 06:00 | 1974-01-01 06:00 | 1991-03-29 06:00 | Petroleum | Unleaded gasoline | Unleaded gasoline |  | Steel | Steel |  | Painted or None | Steel |  | 1901-01-01 06:00 | [15 empty] | UST Currently In Use: 0; UST Temp Close: 0; AST Currently In Use: 0; AST Temp Closed: 0 | 0 | 0 | 3 | 12902-001-004314 | JONES OIL CO INC
18488 | Permanently Closed | 1991-03-29 06:00 | 1974-01-01 06:00 | 1991-03-29 06:00 | Petroleum | Unleaded gasoline | Unleaded gasoline |  | Steel | Steel |  | Painted or None | Steel |  | 1901-01-01 06:00 | [15 empty] | UST Currently In Use: 0; UST Temp Close: 0; AST Currently In Use: 0; AST Temp Closed: 0 | 0 | 0 | 3 | 12902-001-004314 | JONES OIL CO INC
18489 | Permanently Closed | 1991-03-29 06:00 | 1974-01-01 06:00 | 1991-03-29 06:00 | Petroleum | Unleaded gasoline | Unleaded gasoline |  | Steel | Steel |  | Painted or None | Steel |  | 1901-01-01 06:00 | [15 empty] | UST Currently In Use: 0; UST Temp Close: 0; AST Currently In Use: 0; AST Temp Closed: 0 | 0 | 0 | 3 | 12902-001-004314 | JONES OIL CO INC
18490 | Cannot Locate or abandoned | 2018-10-01 06:00 | 1971-08-01 06:00 |  | Petroleum | Unleaded gasoline | Unleaded gasoline | Retail | Steel | Steel | Field installed cathodic protection |  | Steel |  |  | Field installed cathodic protection | Catchment Basin, Single walled catchment basin | Automatic shutoff device At 95% full | Automatic shutoff device At 95% full |  |  | Statistical Inventory Reconciliation (SIR) | [8 empty] | UST Currently In Use: 0; UST Temp Close: 0; AST Currently In Use: 0; AST Temp Closed: 0 | 0 | 0 | 0 | 25574-001-004318 | JASON JOHNSON
18491 | Cannot Locate or abandoned | 2018-10-01 06:00 | 1971-08-01 06:00 |  | Petroleum | On road diesel | On road diesel | Retail | Steel | Steel | Field installed cathodic protection |  | Steel |  |  | Field installed cathodic protection | Catchment Basin, Single walled catchment basin | Automatic shutoff device At 95% full | Automatic shutoff device At 95% full |  |  | Statistical Inventory Reconciliation (SIR) | [8 empty] | UST Currently In Use: 0; UST Temp Close: 0; AST Currently In Use: 0; AST Temp Closed: 0 | 0 | 0 | 0 | 25574-001-004318 | JASON JOHNSON
18492 | Cannot Locate or abandoned | 2018-10-01 06:00 | 1971-08-01 06:00 |  | Petroleum | Premium gasoline | Premium gasoline | Retail | Steel | Steel | Field installed cathodic protection |  | Steel |  |  | Field installed cathodic protection | Catchment Basin, Single walled catchment basin | Automatic shutoff device At 95% full | Automatic shutoff device At 95% full |  |  | Statistical Inventory Reconciliation (SIR) | [8 empty] | UST Currently In Use: 0; UST Temp Close: 0; AST Currently In Use: 0; AST Temp Closed: 0 | 0 | 0 | 0 | 25574-001-004318 | JASON JOHNSON
18493 | Retired | 1985-10-01 06:00 | 1971-08-01 06:00 |  | Petroleum | Other, OTHER | Other |  | Steel | Steel |  | Painted or None | Steel |  | 1901-01-01 06:00 | [15 empty] | UST Currently In Use: 0; UST Temp Close: 0; AST Currently In Use: 0; AST Temp Closed: 0 | 0 | 0 | 0 | 25574-001-004318 | JASON JOHNSON
18494 | Permanently Closed | 1990-08-10 06:00 | 1969-01-01 06:00 | 1990-08-10 06:00 | Petroleum | Unleaded gasoline | Unleaded gasoline |  | Steel | Steel |  | Painted or None | Steel |  | 1901-01-01 06:00 | [15 empty] | UST Currently In Use: 0; UST Temp Close: 0; AST Currently In Use: 0; AST Temp Closed: 0 | 0 | 0 | 2 | 12902-001-008945 | JONES OIL CO INC
18495 | Permanently Closed | 1990-08-10 06:00 | 1969-01-01 06:00 | 1990-08-10 06:00 | Petroleum | Unleaded gasoline | Unleaded gasoline |  | Steel | Steel |  | Painted or None | Steel |  | 1901-01-01 06:00 | [15 empty] | UST Currently In Use: 0; UST Temp Close: 0; AST Currently In Use: 0; AST Temp Closed: 0 | 0 | 0 | 2 | 12902-001-008945 | JONES OIL CO INC
18496 | Permanently Closed | 1901-01-01 06:00 | 1977-01-01 06:00 |  | Petroleum | Unleaded gasoline | Unleaded gasoline |  | Steel | Steel |  | Painted or None | Steel |  | 1901-01-01 06:00 | [15 empty] | UST Currently In Use: 0; UST Temp Close: 0; AST Currently In Use: 6; AST Temp Closed: 2 | 0 | 0 | 2 | 12902-047-004310 | JONES OIL CO INC
18497 | Permanently Closed | 1901-01-01 06:00 | 1973-01-01 06:00 |  | Petroleum | Unleaded gasoline | Unleaded gasoline |  | Steel | Steel |  | Painted or None | Steel |  | 1901-01-01 06:00 | [15 empty] | UST Currently In Use: 0; UST Temp Close: 0; AST Currently In Use: 6; AST Temp Closed: 2 | 0 | 0 | 2 | 12902-047-004310 | JONES OIL CO INC
18498 | Permanently Closed | 1901-01-01 06:00 | 1974-01-01 06:00 | 1988-11-18 06:00 | Petroleum | Unleaded gasoline | Unleaded gasoline |  | Steel | Steel |  | Painted or None | Steel |  | 1901-01-01 06:00 | [15 empty] | UST Currently In Use: 0; UST Temp Close: 0; AST Currently In Use: 0; AST Temp Closed: 0 | 0 | 0 | 1 | 12902-047-004311 | JONES OIL CO INC
18499 | Currently in Use |  | 1980-03-10 06:00 |  | Petroleum | Unleaded gasoline | Unleaded gasoline | Retail | Steel | Steel | Field installed cathodic protection |  | Steel |  |  | Field installed cathodic protection | Catchment Basin, Single walled catchment basin | Automatic shutoff device At 95% full | Automatic shutoff device At 95% full |  |  | Statistical Inventory Reconciliation (SIR) |  | Automatic flow restrictor (MLLD) | Automatic flow restrictor (MLLD) |  |  | Statistical inventory reconciliation (SIR) | Statistical inventory reconciliation (SIR) |  | UST Currently In Use: 4; UST Temp Close: 0; AST Currently In Use: 0; AST Temp Closed: 0 | 4 | 0 | 0 | 24544-047-004312 | JAI HO LLC
18500 | Currently in Use |  | 1980-03-10 06:00 |  | Petroleum | Unleaded gasoline | Unleaded gasoline | Retail | Steel | Steel | Field installed cathodic protection |  | Steel |  |  | Field installed cathodic protection | Catchment Basin, Single walled catchment basin | Automatic shutoff device At 95% full | Automatic shutoff device At 95% full |  |  | Statistical Inventory Reconciliation (SIR) |  | Automatic flow restrictor (MLLD) | Automatic flow restrictor (MLLD) |  |  | Statistical inventory reconciliation (SIR) | Statistical inventory reconciliation (SIR) |  | UST Currently In Use: 4; UST Temp Close: 0; AST Currently In Use: 0; AST Temp Closed: 0 | 4 | 0 | 0 | 24544-047-004312 | JAI HO LLC
18501 | Currently in Use |  | 1980-03-10 06:00 |  | Petroleum | Unleaded gasoline | Unleaded gasoline | Retail | Steel | Steel | Field installed cathodic protection |  | Steel |  |  | Field installed cathodic protection | Catchment Basin, Single walled catchment basin | Automatic shutoff device At 95% full | Automatic shutoff device At 95% full |  |  | Statistical Inventory Reconciliation (SIR) |  | Automatic flow restrictor (MLLD) | Automatic flow restrictor (MLLD) |  |  | Statistical inventory reconciliation (SIR) | Statistical inventory reconciliation (SIR) |  | UST Currently In Use: 4; UST Temp Close: 0; AST Currently In Use: 0; AST Temp Closed: 0 | 4 | 0 | 0 | 24544-047-004312 | JAI HO LLC
18502 | Currently in Use |  | 1980-01-01 06:00 |  | Petroleum | On road diesel | On road diesel | Retail | Steel | Steel | Field installed cathodic protection |  | Steel |  |  | Field installed cathodic protection | Catchment Basin, Single walled catchment basin | Automatic shutoff device At 95% full | Automatic shutoff device At 95% full |  |  | Statistical Inventory Reconciliation (SIR) |  | Automatic flow restrictor (MLLD) | Automatic flow restrictor (MLLD) |  |  | Statistical inventory reconciliation (SIR) | Statistical inventory reconciliation (SIR) |  | UST Currently In Use: 4; UST Temp Close: 0; AST Currently In Use: 0; AST Temp Closed: 0 | 4 | 0 | 0 | 24544-047-004312 | JAI HO LLC
18503 | Permanently Closed | 1973-06-01 06:00 | 1964-01-01 06:00 | 1990-08-10 06:00 | Petroleum | Other, OTHER | Other |  | Steel | Steel |  | Painted or None | Steel |  | 1901-01-01 06:00 | [15 empty] | UST Currently In Use: 0; UST Temp Close: 0; AST Currently In Use: 0; AST Temp Closed: 0 | 0 | 0 | 3 | 12902-047-004315 | JONES OIL CO INC
18504 | Permanently Closed | 1973-06-01 06:00 | 1964-01-01 06:00 | 1990-08-10 06:00 | Petroleum | Other, OTHER | Other |  | Steel | Steel |  | Painted or None | Steel |  | 1901-01-01 06:00 | [15 empty] | UST Currently In Use: 0; UST Temp Close: 0; AST Currently In Use: 0; AST Temp Closed: 0 | 0 | 0 | 3 | 12902-047-004315 | JONES OIL CO INC
18505 | Permanently Closed | 1990-08-10 06:00 | 1983-01-01 06:00 | 1990-08-10 06:00 | Petroleum | Unleaded gasoline | Unleaded gasoline |  | Steel | Steel | Coated & cathodic protection (sti-P3) |  | Steel |  | 1901-01-01 06:00 | [15 empty] | UST Currently In Use: 0; UST Temp Close: 0; AST Currently In Use: 0; AST Temp Closed: 0 | 0 | 0 | 3 | 12902-047-004315 | JONES OIL CO INC
18506 | Permanently Closed | 1992-10-01 06:00 | 1983-01-01 06:00 | 1993-02-16 06:00 | Petroleum | Unleaded gasoline | Unleaded gasoline |  | Steel | Steel |  | Painted or None | Steel |  | 1901-01-01 06:00 | [15 empty] | UST Currently In Use: 0; UST Temp Close: 0; AST Currently In Use: 0; AST Temp Closed: 0 | 0 | 0 | 2 | 12902-047-004317 | JONES OIL CO INC
18507 | Permanently Closed | 1992-10-01 06:00 | 1983-01-01 06:00 | 1993-02-16 06:00 | Petroleum | Unleaded gasoline | Unleaded gasoline |  | Steel | Steel |  | Painted or None | Steel |  | 1901-01-01 06:00 | [15 empty] | UST Currently In Use: 0; UST Temp Close: 0; AST Currently In Use: 0; AST Temp Closed: 0 | 0 | 0 | 2 | 12902-047-004317 | JONES OIL CO INC
18508 | Permanently Closed | 1901-01-01 06:00 | 1983-01-01 06:00 | 1988-09-28 06:00 | Petroleum | Unleaded gasoline | Unleaded gasoline |  | Steel | Steel |  | Painted or None | Steel |  | 1901-01-01 06:00 | [15 empty] | UST Currently In Use: 0; UST Temp Close: 0; AST Currently In Use: 0; AST Temp Closed: 0 | 0 | 0 | 2 | 12902-047-004320 | JONES OIL CO INC
18509 | Permanently Closed | 1901-01-01 06:00 | 1978-01-01 06:00 | 1988-09-28 06:00 | Petroleum | Unleaded gasoline | Unleaded gasoline |  | Steel | Steel |  | Painted or None | Steel |  | 1901-01-01 06:00 | [15 empty] | UST Currently In Use: 0; UST Temp Close: 0; AST Currently In Use: 0; AST Temp Closed: 0 | 0 | 0 | 2 | 12902-047-004320 | JONES OIL CO INC
18510 | Permanently Closed | 1996-11-20 06:00 | 1972-08-01 06:00 | 1996-12-20 06:00 | Petroleum | Unleaded gasoline | Unleaded gasoline | Retail | Steel | Steel |  | Painted or None | Steel |  | 1901-01-01 06:00 | [6 empty] | Statistical Inventory Reconciliation (SIR) | [8 empty] | UST Currently In Use: 0; UST Temp Close: 0; AST Currently In Use: 0; AST Temp Closed: 0 | 0 | 0 | 3 | 12902-047-004321 | JONES OIL CO INC
18511 | Permanently Closed | 1996-11-20 06:00 | 1982-08-01 06:00 | 1996-12-20 06:00 | Petroleum | Unleaded gasoline | Unleaded gasoline | Retail | Steel | Steel |  | Painted or None | Steel |  | 1901-01-01 06:00 | [6 empty] | Statistical Inventory Reconciliation (SIR) | [8 empty] | UST Currently In Use: 0; UST Temp Close: 0; AST Currently In Use: 0; AST Temp Closed: 0 | 0 | 0 | 3 | 12902-047-004321 | JONES OIL CO INC
18512 | Permanently Closed | 1996-11-20 06:00 | 1982-08-01 06:00 | 1996-12-20 06:00 | Petroleum | Unleaded gasoline | Unleaded gasoline | Retail | Steel | Steel |  | Painted or None | Steel |  | 1901-01-01 06:00 | [6 empty] | Statistical Inventory Reconciliation (SIR) | [8 empty] | UST Currently In Use: 0; UST Temp Close: 0; AST Currently In Use: 0; AST Temp Closed: 0 | 0 | 0 | 3 | 12902-047-004321 | JONES OIL CO INC
18513 | Permanently Closed | 1992-12-23 06:00 | 1958-01-01 06:00 | 1992-12-23 06:00 | Petroleum | Unleaded gasoline | Unleaded gasoline | Retail | Steel | Steel |  | Painted or None | Steel |  | 1901-01-01 06:00 | [12 empty] | Annual line testing | Annual line testing |  | UST Currently In Use: 0; UST Temp Close: 0; AST Currently In Use: 0; AST Temp Closed: 0 | 0 | 0 | 3 | 12902-047-004322 | JONES OIL CO INC
18514 | Permanently Closed | 1992-12-23 06:00 | 1958-01-01 06:00 | 1992-12-23 06:00 | Petroleum | Unleaded gasoline | Unleaded gasoline | Retail | Steel | Steel |  | Painted or None | Steel |  | 1901-01-01 06:00 | [12 empty] | Annual line testing | Annual line testing |  | UST Currently In Use: 0; UST Temp Close: 0; AST Currently In Use: 0; AST Temp Closed: 0 | 0 | 0 | 3 | 12902-047-004322 | JONES OIL CO INC
18515 | Permanently Closed | 1992-12-23 06:00 | 1958-01-01 06:00 | 1992-12-23 06:00 | Petroleum | Unleaded gasoline | Unleaded gasoline | Retail | Steel | Steel |  | Painted or None | Steel |  | 1901-01-01 06:00 | [12 empty] | Annual line testing | Annual line testing |  | UST Currently In Use: 0; UST Temp Close: 0; AST Currently In Use: 0; AST Temp Closed: 0 | 0 | 0 | 3 | 12902-047-004322 | JONES OIL CO INC
18516 | Permanently Closed | 2006-01-01 06:00 | 1973-08-01 06:00 |  | Petroleum | Unleaded gasoline | Unleaded gasoline | Retail | Steel | Steel | Field installed cathodic protection |  | Steel |  | 1901-01-01 06:00 | Field installed cathodic protection | Catchment Basin, Single walled catchment basin | Automatic shutoff device At 95% full | Automatic shutoff device At 95% full |  |  | Statistical Inventory Reconciliation (SIR) | [8 empty] | UST Currently In Use: 0; UST Temp Close: 0; AST Currently In Use: 0; AST Temp Closed: 0 | 0 | 0 | 3 | 12902-047-004323 | JONES OIL CO INC
18517 | Permanently Closed | 2006-01-01 06:00 | 1973-08-01 06:00 |  | Petroleum | Unleaded gasoline | Unleaded gasoline | Retail | Steel | Steel | Field installed cathodic protection |  | Steel |  | 1901-01-01 06:00 | Field installed cathodic protection | Catchment Basin, Single walled catchment basin | Automatic shutoff device At 95% full | Automatic shutoff device At 95% full |  |  | Statistical Inventory Reconciliation (SIR) | [8 empty] | UST Currently In Use: 0; UST Temp Close: 0; AST Currently In Use: 0; AST Temp Closed: 0 | 0 | 0 | 3 | 12902-047-004323 | JONES OIL CO INC
18518 | Permanently Closed | 2006-01-01 06:00 | 1988-08-01 06:00 |  | Petroleum | Unleaded gasoline | Unleaded gasoline | Retail | Steel | Steel | Field installed cathodic protection |  | Steel |  | 1901-01-01 06:00 | Field installed cathodic protection | Catchment Basin, Single walled catchment basin | Automatic shutoff device At 95% full | Automatic shutoff device At 95% full |  |  | Statistical Inventory Reconciliation (SIR) | [8 empty] | UST Currently In Use: 0; UST Temp Close: 0; AST Currently In Use: 0; AST Temp Closed: 0 | 0 | 0 | 3 | 12902-047-004323 | JONES OIL CO INC
18519 | Permanently Closed | 1978-05-01 06:00 | 1974-01-01 06:00 |  | Petroleum | Unleaded gasoline | Unleaded gasoline |  | Steel | Steel |  | Painted or None | Steel |  | 1901-01-01 06:00 | [15 empty] | UST Currently In Use: 0; UST Temp Close: 0; AST Currently In Use: 0; AST Temp Closed: 0 | 0 | 0 | 2 | 12902-047-004324 | JONES OIL CO INC
18520 | Permanently Closed | 1978-05-01 06:00 | 1974-01-01 06:00 |  | Petroleum | Unleaded gasoline | Unleaded gasoline |  | Steel | Steel |  | Painted or None | Steel |  | 1901-01-01 06:00 | [15 empty] | UST Currently In Use: 0; UST Temp Close: 0; AST Currently In Use: 0; AST Temp Closed: 0 | 0 | 0 | 2 | 12902-047-004324 | JONES OIL CO INC
18521 | Permanently Closed | 1901-01-01 06:00 | 1972-01-01 06:00 | 1988-09-22 06:00 | Petroleum | Unleaded gasoline | Unleaded gasoline |  | Steel | Steel |  | Painted or None | Steel |  | 1901-01-01 06:00 | [15 empty] | UST Currently In Use: 0; UST Temp Close: 0; AST Currently In Use: 0; AST Temp Closed: 0 | 0 | 0 | 1 | 12902-047-008946 | JONES OIL CO INC
18522 | Permanently Closed | 1982-06-01 06:00 | 1972-01-01 06:00 | 1988-09-06 06:00 | Petroleum | Unleaded gasoline | Unleaded gasoline |  | Steel | Steel |  | Painted or None | Steel |  | 1901-01-01 06:00 | [15 empty] | UST Currently In Use: 0; UST Temp Close: 0; AST Currently In Use: 0; AST Temp Closed: 0 | 0 | 0 | 3 | 12902-047-008981 | JONES OIL CO INC
18523 | Permanently Closed | 1982-06-01 06:00 | 1972-01-01 06:00 | 1988-09-06 06:00 | Petroleum | Unleaded gasoline | Unleaded gasoline |  | Steel | Steel |  | Painted or None | Steel |  | 1901-01-01 06:00 | [15 empty] | UST Currently In Use: 0; UST Temp Close: 0; AST Currently In Use: 0; AST Temp Closed: 0 | 0 | 0 | 3 | 12902-047-008981 | JONES OIL CO INC
18524 | Permanently Closed | 1972-05-01 06:00 | 1964-01-01 06:00 | 1988-09-06 06:00 | Petroleum | Unleaded gasoline | Unleaded gasoline |  | Steel | Steel |  | Painted or None | Steel |  | 1901-01-01 06:00 | [15 empty] | UST Currently In Use: 0; UST Temp Close: 0; AST Currently In Use: 0; AST Temp Closed: 0 | 0 | 0 | 3 | 12902-047-008981 | JONES OIL CO INC
18525 | Permanently Closed | 1991-04-17 06:00 | 1968-01-01 06:00 | 1991-04-17 06:00 | Petroleum | Unleaded gasoline | Unleaded gasoline |  | Steel | Steel |  | Painted or None | Steel |  | 1901-01-01 06:00 | [15 empty] | UST Currently In Use: 0; UST Temp Close: 0; AST Currently In Use: 0; AST Temp Closed: 0 | 0 | 0 | 2 | 12902-047-008982 | JONES OIL CO INC
18526 | Permanently Closed | 1991-04-17 06:00 | 1968-01-01 06:00 | 1991-04-17 06:00 | Petroleum | Unleaded gasoline | Unleaded gasoline |  | Steel | Steel |  | Painted or None | Steel |  | 1901-01-01 06:00 | [15 empty] | UST Currently In Use: 0; UST Temp Close: 0; AST Currently In Use: 0; AST Temp Closed: 0 | 0 | 0 | 2 | 12902-047-008982 | JONES OIL CO INC
18527 | Currently in Use |  | 1980-01-01 06:00 |  | Petroleum | Unleaded gasoline | Unleaded gasoline | Retail | Steel | Steel | Coated & cathodic protection (sti-P3) |  | Fiberglass reinforced plastic |  |  |  | Catchment Basin, Single walled catchment basin | Automatic shutoff device At 95% full | Automatic shutoff device At 95% full |  |  | Statistical Inventory Reconciliation (SIR) |  | Automatic flow restrictor (MLLD) | Automatic flow restrictor (MLLD) |  |  | Statistical inventory reconciliation (SIR) | Statistical inventory reconciliation (SIR) |  | UST Currently In Use: 4; UST Temp Close: 0; AST Currently In Use: 0; AST Temp Closed: 0 | 4 | 0 | 0 | 25811-047-008983 | HENIL 2020 INC
18528 | Currently in Use |  | 1983-01-01 06:00 |  | Petroleum | Mid-grade gasoline | Mid-grade gasoline | Retail | Steel | Steel | Coated & cathodic protection (sti-P3) |  | Fiberglass reinforced plastic |  |  |  | Catchment Basin, Single walled catchment basin | Automatic shutoff device At 95% full | Automatic shutoff device At 95% full |  |  | Statistical Inventory Reconciliation (SIR) |  | Automatic flow restrictor (MLLD) | Automatic flow restrictor (MLLD) |  |  | Statistical inventory reconciliation (SIR) | Statistical inventory reconciliation (SIR) |  | UST Currently In Use: 4; UST Temp Close: 0; AST Currently In Use: 0; AST Temp Closed: 0 | 4 | 0 | 0 | 25811-047-008983 | HENIL 2020 INC
18529 | Currently in Use |  | 1983-01-01 06:00 |  | Petroleum | Premium gasoline | Premium gasoline | Retail | Steel | Steel | Coated & cathodic protection (sti-P3) |  | Fiberglass reinforced plastic |  |  |  | Catchment Basin, Single walled catchment basin | Automatic shutoff device At 95% full | Automatic shutoff device At 95% full |  |  | Statistical Inventory Reconciliation (SIR) |  | Automatic flow restrictor (MLLD) | Automatic flow restrictor (MLLD) |  |  | Statistical inventory reconciliation (SIR) | Statistical inventory reconciliation (SIR) |  | UST Currently In Use: 4; UST Temp Close: 0; AST Currently In Use: 0; AST Temp Closed: 0 | 4 | 0 | 0 | 25811-047-008983 | HENIL 2020 INC
18530 | Permanently Closed | 1990-08-10 06:00 | 1966-01-01 06:00 | 1990-08-10 06:00 | Petroleum | Unleaded gasoline | Unleaded gasoline |  | Steel | Steel |  | Painted or None | Steel |  | 1901-01-01 06:00 | [15 empty] | UST Currently In Use: 0; UST Temp Close: 0; AST Currently In Use: 0; AST Temp Closed: 0 | 0 | 0 | 1 | 12902-047-008984 | JONES OIL CO INC
18531 | Permanently Closed | 1989-10-01 06:00 | 1982-01-01 06:00 | 1989-10-01 06:00 | Petroleum | On road diesel | On road diesel |  | Steel | Steel |  | Painted or None | Steel |  | 1901-01-01 06:00 | [15 empty] | UST Currently In Use: 0; UST Temp Close: 0; AST Currently In Use: 0; AST Temp Closed: 0 | 0 | 0 | 1 | 12902-047-008985 | JONES OIL CO INC
18532 | Permanently Closed | 1980-05-01 06:00 | 1966-01-01 06:00 |  | Petroleum | Unleaded gasoline | Unleaded gasoline |  | Steel | Steel |  | Painted or None | Steel |  | 1901-01-01 06:00 | [15 empty] | UST Currently In Use: 0; UST Temp Close: 0; AST Currently In Use: 0; AST Temp Closed: 0 | 0 | 0 | 2 | 12902-063-008980 | JONES OIL CO INC
18533 | Permanently Closed | 1976-03-01 06:00 | 1966-01-01 06:00 |  | Petroleum | Other, OTHER | Other |  | Steel | Steel |  | Painted or None | Steel |  | 1901-01-01 06:00 | [15 empty] | UST Currently In Use: 0; UST Temp Close: 0; AST Currently In Use: 0; AST Temp Closed: 0 | 0 | 0 | 2 | 12902-063-008980 | JONES OIL CO INC
18534 | Permanently Closed | 1985-02-01 06:00 | 1968-01-01 06:00 |  | Petroleum | Other, OTHER | Other |  | Steel | Steel |  |  | Steel |  | 1901-01-01 06:00 | [15 empty] | UST Currently In Use: 0; UST Temp Close: 0; AST Currently In Use: 0; AST Temp Closed: 0 | 0 | 0 | 2 | 12311-091-000772 | HENDERSON DIST CO
18535 | Permanently Closed | 1985-02-01 06:00 | 1970-01-01 06:00 | 1985-02-01 06:00 | Petroleum | Unleaded gasoline | Unleaded gasoline |  | Steel | Steel |  |  | Steel |  | 1901-01-01 06:00 | [15 empty] | UST Currently In Use: 0; UST Temp Close: 0; AST Currently In Use: 0; AST Temp Closed: 0 | 0 | 0 | 2 | 12311-091-000772 | HENDERSON DIST CO
18536 | Permanently Closed | 1987-08-01 06:00 | 1969-01-01 06:00 | 1987-08-15 06:00 | Petroleum | Unleaded gasoline | Unleaded gasoline |  | Steel | Steel |  | Painted or None | Steel |  | 1901-01-01 06:00 | [6 empty] | Statistical Inventory Reconciliation (SIR) | [8 empty] | UST Currently In Use: 0; UST Temp Close: 0; AST Currently In Use: 0; AST Temp Closed: 0 | 0 | 0 | 6 | 13786-091-006635 | PARRS, INC.
18537 | Permanently Closed | 1987-08-01 06:00 | 1969-01-01 06:00 | 1987-08-15 06:00 | Petroleum | Unleaded gasoline | Unleaded gasoline |  | Steel | Steel |  | Painted or None | Steel |  | 1901-01-01 06:00 | [6 empty] | Statistical Inventory Reconciliation (SIR) | [8 empty] | UST Currently In Use: 0; UST Temp Close: 0; AST Currently In Use: 0; AST Temp Closed: 0 | 0 | 0 | 6 | 13786-091-006635 | PARRS, INC.
18538 | Permanently Closed | 1987-08-01 06:00 | 1969-01-01 06:00 | 1987-08-15 06:00 | Petroleum | Unleaded gasoline | Unleaded gasoline |  | Steel | Steel |  | Painted or None | Steel |  | 1901-01-01 06:00 | [6 empty] | Statistical Inventory Reconciliation (SIR) | [8 empty] | UST Currently In Use: 0; UST Temp Close: 0; AST Currently In Use: 0; AST Temp Closed: 0 | 0 | 0 | 6 | 13786-091-006635 | PARRS, INC.
18539 | Permanently Closed | 2014-09-22 06:00 | 1987-01-01 06:00 | 2014-09-22 06:00 | Petroleum | Unleaded gasoline | Unleaded gasoline | Retail | Fiberglass coated steel | Fiberglass coated steel |  |  | Fiberglass reinforced plastic |  | 1901-01-01 06:00 |  | Catchment Basin, Single walled catchment basin | Automatic shutoff device At 95% full, Flow Rest 90% Full | Flow Rest 90% Full |  |  | Automatic Tank Gauge |  | Containment Sump | Containment Sump |  |  | Annual line testing | Annual line testing |  | UST Currently In Use: 0; UST Temp Close: 0; AST Currently In Use: 0; AST Temp Closed: 0 | 0 | 0 | 6 | 13786-091-006635 | PARRS, INC.
18540 | Permanently Closed | 2014-09-22 06:00 | 1987-01-01 06:00 | 2014-09-22 06:00 | Petroleum | Mid-grade gasoline | Mid-grade gasoline | Retail | Fiberglass coated steel | Fiberglass coated steel |  |  | Fiberglass reinforced plastic |  | 1901-01-01 06:00 |  | Catchment Basin, Single walled catchment basin | Automatic shutoff device At 95% full, Flow Rest 90% Full | Flow Rest 90% Full |  |  | Automatic Tank Gauge |  | Containment Sump | Containment Sump |  |  | Annual line testing | Annual line testing |  | UST Currently In Use: 0; UST Temp Close: 0; AST Currently In Use: 0; AST Temp Closed: 0 | 0 | 0 | 6 | 13786-091-006635 | PARRS, INC.
18541 | Permanently Closed | 2014-09-22 06:00 | 1987-01-01 06:00 | 2014-09-22 06:00 | Petroleum | Premium gasoline | Premium gasoline | Retail | Fiberglass coated steel | Fiberglass coated steel |  |  | Fiberglass reinforced plastic |  | 1901-01-01 06:00 |  | Catchment Basin, Single walled catchment basin | Automatic shutoff device At 95% full, Flow Rest 90% Full | Flow Rest 90% Full |  |  | Automatic Tank Gauge |  | Containment Sump | Containment Sump |  |  | Annual line testing | Annual line testing |  | UST Currently In Use: 0; UST Temp Close: 0; AST Currently In Use: 0; AST Temp Closed: 0 | 0 | 0 | 6 | 13786-091-006635 | PARRS, INC.
18542 | Permanently Closed | 1987-09-01 06:00 | 1979-01-01 06:00 |  | Petroleum | Unleaded gasoline | Unleaded gasoline |  | Steel | Steel |  | Painted or None | Steel |  | 1901-01-01 06:00 | [15 empty] | UST Currently In Use: 0; UST Temp Close: 0; AST Currently In Use: 0; AST Temp Closed: 0 | 0 | 0 | 2 | 12902-091-006636 | JONES OIL CO INC
18543 | Permanently Closed | 1987-09-01 06:00 | 1979-01-01 06:00 |  | Petroleum | Unleaded gasoline | Unleaded gasoline |  | Steel | Steel |  | Painted or None | Steel |  | 1901-01-01 06:00 | [15 empty] | UST Currently In Use: 0; UST Temp Close: 0; AST Currently In Use: 0; AST Temp Closed: 0 | 0 | 0 | 2 | 12902-091-006636 | JONES OIL CO INC
18544 | Permanently Closed | 1901-01-01 06:00 | 1969-01-01 06:00 | 1988-12-02 06:00 | Petroleum | Unleaded gasoline | Unleaded gasoline |  | Steel | Steel |  | Painted or None | Steel |  | 1901-01-01 06:00 | [15 empty] | UST Currently In Use: 0; UST Temp Close: 0; AST Currently In Use: 0; AST Temp Closed: 0 | 0 | 0 | 2 | 12902-091-006637 | JONES OIL CO INC
18545 | Permanently Closed | 1983-09-01 06:00 | 1969-01-01 06:00 | 1988-12-02 06:00 | Petroleum | Unleaded gasoline | Unleaded gasoline |  | Steel | Steel |  | Painted or None | Steel |  | 1901-01-01 06:00 | [15 empty] | UST Currently In Use: 0; UST Temp Close: 0; AST Currently In Use: 0; AST Temp Closed: 0 | 0 | 0 | 2 | 12902-091-006637 | JONES OIL CO INC
18546 | Permanently Closed | 1988-06-01 06:00 | 1976-01-01 06:00 | 1988-06-01 06:00 | Petroleum | Unleaded gasoline | Unleaded gasoline |  | Steel | Steel |  | Painted or None | Steel |  | 1901-01-01 06:00 | [15 empty] | UST Currently In Use: 0; UST Temp Close: 0; AST Currently In Use: 0; AST Temp Closed: 0 | 0 | 0 | 2 | 12902-091-008974 | JONES OIL CO INC
18547 | Permanently Closed | 1988-06-01 06:00 | 1978-01-01 06:00 | 1988-06-01 06:00 | Petroleum | Unleaded gasoline | Unleaded gasoline |  | Steel | Steel |  | Painted or None | Steel |  | 1901-01-01 06:00 | [15 empty] | UST Currently In Use: 0; UST Temp Close: 0; AST Currently In Use: 0; AST Temp Closed: 0 | 0 | 0 | 2 | 12902-091-008974 | JONES OIL CO INC
18548 | Permanently Closed | 1993-12-22 06:00 | 1981-01-01 06:00 | 1993-12-22 06:00 | Petroleum | Unleaded gasoline | Unleaded gasoline |  | Steel | Steel |  | Painted or None | Steel |  | 1901-01-01 06:00 | [15 empty] | UST Currently In Use: 0; UST Temp Close: 0; AST Currently In Use: 0; AST Temp Closed: 0 | 0 | 0 | 2 | 20589-091-008975 | CHARLES & TINA TUCKER
18549 | Permanently Closed | 1993-12-22 06:00 | 1981-01-01 06:00 | 1993-12-22 06:00 | Petroleum | Unleaded gasoline | Unleaded gasoline |  | Steel | Steel |  | Painted or None | Steel |  | 1901-01-01 06:00 | [15 empty] | UST Currently In Use: 0; UST Temp Close: 0; AST Currently In Use: 0; AST Temp Closed: 0 | 0 | 0 | 2 | 20589-091-008975 | CHARLES & TINA TUCKER
18550 | Permanently Closed | 1991-03-13 06:00 | 1974-01-01 06:00 | 1991-03-13 06:00 | Petroleum | Unleaded gasoline | Unleaded gasoline |  | Steel | Steel |  | Painted or None | Steel |  | 1901-01-01 06:00 | [15 empty] | UST Currently In Use: 0; UST Temp Close: 2; AST Currently In Use: 0; AST Temp Closed: 0 | 0 | 2 | 3 | 23673-091-008977 | ERNESTENE BALLARD
18551 | Permanently Closed | 1991-03-13 06:00 | 1974-01-01 06:00 | 1991-03-13 06:00 | Petroleum | Unleaded gasoline | Unleaded gasoline |  | Steel | Steel |  | Painted or None | Steel |  | 1901-01-01 06:00 | [15 empty] | UST Currently In Use: 0; UST Temp Close: 2; AST Currently In Use: 0; AST Temp Closed: 0 | 0 | 2 | 3 | 23673-091-008977 | ERNESTENE BALLARD
18552 | Permanently Closed | 1991-03-13 06:00 | 1974-01-01 06:00 | 1991-03-13 06:00 | Petroleum | Unleaded gasoline | Unleaded gasoline |  | Steel | Steel |  | Painted or None | Steel |  | 1901-01-01 06:00 | [15 empty] | UST Currently In Use: 0; UST Temp Close: 2; AST Currently In Use: 0; AST Temp Closed: 0 | 0 | 2 | 3 | 23673-091-008977 | ERNESTENE BALLARD
18553 | Currently in Use |  | 1978-08-01 06:00 |  | Petroleum | Unleaded gasoline | Unleaded gasoline | Retail | Steel | Steel | Field installed cathodic protection |  | Steel |  |  | Field installed cathodic protection | Catchment Basin, Single walled catchment basin | Automatic shutoff device At 95% full | Automatic shutoff device At 95% full |  |  | Statistical Inventory Reconciliation (SIR) |  | Automatic flow restrictor (MLLD) | Automatic flow restrictor (MLLD) |  |  | Statistical inventory reconciliation (SIR) | Statistical inventory reconciliation (SIR) |  | UST Currently In Use: 3; UST Temp Close: 0; AST Currently In Use: 0; AST Temp Closed: 0 | 3 | 0 | 0 | 23706-105-002526 | AMIT B DALIA
18554 | Currently in Use |  | 1978-08-01 06:00 |  | Petroleum | Mid-grade gasoline | Mid-grade gasoline | Retail | Steel | Steel | Field installed cathodic protection |  | Steel |  |  | Field installed cathodic protection | Catchment Basin, Single walled catchment basin | Automatic shutoff device At 95% full | Automatic shutoff device At 95% full |  |  | Statistical Inventory Reconciliation (SIR) |  | Automatic flow restrictor (MLLD) | Automatic flow restrictor (MLLD) |  |  | Statistical inventory reconciliation (SIR) | Statistical inventory reconciliation (SIR) |  | UST Currently In Use: 3; UST Temp Close: 0; AST Currently In Use: 0; AST Temp Closed: 0 | 3 | 0 | 0 | 23706-105-002526 | AMIT B DALIA
18555 | Currently in Use |  | 1985-08-01 06:00 |  | Petroleum | Premium gasoline | Premium gasoline | Retail | Steel | Steel | Coated & cathodic protection (sti-P3), Field installed cathodic protection |  | Steel |  |  | Field installed cathodic protection | Catchment Basin, Single walled catchment basin | Automatic shutoff device At 95% full | Automatic shutoff device At 95% full |  |  | Statistical Inventory Reconciliation (SIR) |  | Automatic flow restrictor (MLLD) | Automatic flow restrictor (MLLD) |  |  | Statistical inventory reconciliation (SIR) | Statistical inventory reconciliation (SIR) |  | UST Currently In Use: 3; UST Temp Close: 0; AST Currently In Use: 0; AST Temp Closed: 0 | 3 | 0 | 0 | 23706-105-002526 | AMIT B DALIA
18556 | Permanently Closed | 1993-09-23 06:00 | 1982-01-01 06:00 | 1993-09-23 06:00 | Petroleum | Unleaded gasoline | Unleaded gasoline |  | Steel | Steel |  | Painted or None | Steel |  | 1901-01-01 06:00 | [15 empty] | UST Currently In Use: 0; UST Temp Close: 0; AST Currently In Use: 0; AST Temp Closed: 0 | 0 | 0 | 2 | 12902-105-004305 | JONES OIL CO INC
18557 | Permanently Closed | 1993-09-23 06:00 | 1982-01-01 06:00 | 1993-09-23 06:00 | Petroleum | Unleaded gasoline | Unleaded gasoline |  | Steel | Steel |  | Painted or None | Steel |  | 1901-01-01 06:00 | [15 empty] | UST Currently In Use: 0; UST Temp Close: 0; AST Currently In Use: 0; AST Temp Closed: 0 | 0 | 0 | 2 | 12902-105-004305 | JONES OIL CO INC
18558 | Cannot Locate or abandoned | 2001-07-18 06:00 | 1974-01-01 06:00 |  | Petroleum | Unleaded gasoline | Unleaded gasoline |  | Steel | Steel |  | Painted or None | Steel |  | 1901-01-01 06:00 | [15 empty] | UST Currently In Use: 0; UST Temp Close: 0; AST Currently In Use: 0; AST Temp Closed: 0 | 0 | 0 | 0 | 17484-105-004306 | ROY WORRELL
18559 | Cannot Locate or abandoned | 2001-07-18 06:00 | 1974-01-01 06:00 |  | Petroleum | Unleaded gasoline | Unleaded gasoline |  | Steel | Steel |  | Painted or None | Steel |  | 1901-01-01 06:00 | [15 empty] | UST Currently In Use: 0; UST Temp Close: 0; AST Currently In Use: 0; AST Temp Closed: 0 | 0 | 0 | 0 | 17484-105-004306 | ROY WORRELL
18560 | Permanently Closed | 1981-07-01 06:00 | 1976-01-01 06:00 | 1988-09-23 06:00 | Petroleum | On road diesel | On road diesel |  | Steel | Steel |  | Painted or None |  |  | 1901-01-01 06:00 | [15 empty] | UST Currently In Use: 0; UST Temp Close: 0; AST Currently In Use: 0; AST Temp Closed: 0 | 0 | 0 | 1 | 12902-105-004307 | JONES OIL CO INC
18561 | Permanently Closed | 1997-07-14 06:00 | 1980-01-01 06:00 | 1997-07-14 06:00 | Petroleum | Unleaded gasoline | Unleaded gasoline |  | Steel | Steel |  | Painted or None | Steel |  | 1901-01-01 06:00 | [12 empty] | Annual line testing | Annual line testing |  | UST Currently In Use: 0; UST Temp Close: 0; AST Currently In Use: 0; AST Temp Closed: 0 | 0 | 0 | 3 | 12902-105-004309 | JONES OIL CO INC
18562 | Permanently Closed | 1997-07-14 06:00 | 1969-01-01 06:00 | 1997-07-14 06:00 | Petroleum | Unleaded gasoline | Unleaded gasoline |  | Steel | Steel |  | Painted or None | Steel |  | 1901-01-01 06:00 | [12 empty] | Annual line testing | Annual line testing |  | UST Currently In Use: 0; UST Temp Close: 0; AST Currently In Use: 0; AST Temp Closed: 0 | 0 | 0 | 3 | 12902-105-004309 | JONES OIL CO INC
18563 | Permanently Closed | 1997-07-14 06:00 | 1969-01-01 06:00 | 1997-07-14 06:00 | Petroleum | Unleaded gasoline | Unleaded gasoline |  | Steel | Steel |  | Painted or None | Steel |  | 1901-01-01 06:00 | [12 empty] | Annual line testing | Annual line testing |  | UST Currently In Use: 0; UST Temp Close: 0; AST Currently In Use: 0; AST Temp Closed: 0 | 0 | 0 | 3 | 12902-105-004309 | JONES OIL CO INC
18564 | Currently in Use |  | 1985-08-01 06:00 |  | Petroleum | On road diesel | On road diesel | Retail | Steel | Steel | Coated & cathodic protection (sti-P3), Field installed cathodic protection |  | Fiberglass reinforced plastic |  | 1901-01-01 06:00 |  | Catchment Basin, Single walled catchment basin | Automatic shutoff device At 95% full | Automatic shutoff device At 95% full |  |  | Statistical Inventory Reconciliation (SIR) | [8 empty] | UST Currently In Use: 3; UST Temp Close: 1; AST Currently In Use: 0; AST Temp Closed: 0 | 3 | 1 | 1 | 24533-105-008947 | WHILLARDS GAS LLC
18565 | Temporary Closed | 2019-11-14 06:00 | 1986-08-01 06:00 |  | Petroleum | Premium gasoline | Premium gasoline | Retail | Steel | Steel | Coated & cathodic protection (sti-P3), Field installed cathodic protection |  | Fiberglass reinforced plastic |  | 1901-01-01 06:00 |  | Catchment Basin, Single walled catchment basin | Automatic shutoff device At 95% full | Automatic shutoff device At 95% full |  |  | Statistical Inventory Reconciliation (SIR) | [8 empty] | UST Currently In Use: 3; UST Temp Close: 1; AST Currently In Use: 0; AST Temp Closed: 0 | 3 | 1 | 1 | 24533-105-008947 | WHILLARDS GAS LLC
18566 | Currently in Use |  | 1970-08-01 06:00 |  | Petroleum | Unleaded gasoline | Unleaded gasoline | Retail | Steel | Steel | Field installed cathodic protection |  | Steel |  | 1901-01-01 06:00 | Field installed cathodic protection | Catchment Basin, Single walled catchment basin | Automatic shutoff device At 95% full | Automatic shutoff device At 95% full |  |  | Statistical Inventory Reconciliation (SIR) | [8 empty] | UST Currently In Use: 3; UST Temp Close: 1; AST Currently In Use: 0; AST Temp Closed: 0 | 3 | 1 | 1 | 24533-105-008947 | WHILLARDS GAS LLC
18567 | Currently in Use |  | 1970-08-01 06:00 |  | Petroleum | Mid-grade gasoline | Mid-grade gasoline | Retail | Steel | Steel | Field installed cathodic protection |  | Steel |  | 1901-01-01 06:00 | Field installed cathodic protection | Catchment Basin, Single walled catchment basin | Automatic shutoff device At 95% full | Automatic shutoff device At 95% full |  |  | Statistical Inventory Reconciliation (SIR) | [8 empty] | UST Currently In Use: 3; UST Temp Close: 1; AST Currently In Use: 0; AST Temp Closed: 0 | 3 | 1 | 1 | 24533-105-008947 | WHILLARDS GAS LLC
18568 | Permanently Closed | 1901-01-01 06:00 | 1959-01-01 06:00 | 1987-01-01 06:00 | Petroleum | On road diesel | On road diesel |  | Steel | Steel |  | Painted or None | Steel |  | 1901-01-01 06:00 | [6 empty] | Statistical Inventory Reconciliation (SIR) | [8 empty] | UST Currently In Use: 3; UST Temp Close: 1; AST Currently In Use: 0; AST Temp Closed: 0 | 3 | 1 | 1 | 24533-105-008947 | WHILLARDS GAS LLC
18569 | Permanently Closed | 1979-06-01 06:00 | 1970-01-01 06:00 |  | Petroleum | Unleaded gasoline | Unleaded gasoline |  | Steel | Steel |  | Painted or None | Steel |  | 1901-01-01 06:00 | [15 empty] | UST Currently In Use: 0; UST Temp Close: 0; AST Currently In Use: 0; AST Temp Closed: 0 | 0 | 0 | 2 | 12902-105-008949 | JONES OIL CO INC
18570 | Permanently Closed | 1979-06-01 06:00 | 1977-01-01 06:00 |  | Petroleum | Unleaded gasoline | Unleaded gasoline |  | Steel | Steel |  | Painted or None | Steel |  | 1901-01-01 06:00 | [15 empty] | UST Currently In Use: 0; UST Temp Close: 0; AST Currently In Use: 0; AST Temp Closed: 0 | 0 | 0 | 2 | 12902-105-008949 | JONES OIL CO INC
18571 | Permanently Closed | 1993-06-01 06:00 | 1982-01-01 06:00 | 1993-10-13 06:00 | Petroleum | On road diesel | On road diesel |  | Steel | Steel |  | Painted or None | Steel |  | 1901-01-01 06:00 | [15 empty] | UST Currently In Use: 0; UST Temp Close: 0; AST Currently In Use: 0; AST Temp Closed: 0 | 0 | 0 | 1 | 12902-105-008978 | JONES OIL CO INC
18572 | Permanently Closed | 1992-06-01 06:00 | 1982-01-01 06:00 | 1992-09-25 06:00 | Petroleum | Unleaded gasoline | Unleaded gasoline |  | Steel | Steel |  | Painted or None | Steel |  | 1901-01-01 06:00 | [15 empty] | UST Currently In Use: 0; UST Temp Close: 0; AST Currently In Use: 0; AST Temp Closed: 0 | 0 | 0 | 3 | 12902-105-008979 | JONES OIL CO INC
18573 | Permanently Closed | 1992-06-01 06:00 | 1975-01-01 06:00 | 1992-09-25 06:00 | Petroleum | Unleaded gasoline | Unleaded gasoline |  | Steel | Steel |  | Painted or None | Steel |  | 1901-01-01 06:00 | [15 empty] | UST Currently In Use: 0; UST Temp Close: 0; AST Currently In Use: 0; AST Temp Closed: 0 | 0 | 0 | 3 | 12902-105-008979 | JONES OIL CO INC
18574 | Permanently Closed | 1984-08-01 06:00 | 1975-01-01 06:00 |  | Petroleum | Unleaded gasoline | Unleaded gasoline |  | Steel | Steel |  | Painted or None | Steel |  | 1901-01-01 06:00 | [15 empty] | UST Currently In Use: 0; UST Temp Close: 0; AST Currently In Use: 0; AST Temp Closed: 0 | 0 | 0 | 3 | 12902-105-008979 | JONES OIL CO INC
18575 | Permanently Closed | 1901-01-01 06:00 | 1967-01-01 06:00 | 1988-11-07 06:00 | Petroleum | Unleaded gasoline | Unleaded gasoline |  | Steel | Steel |  | Painted or None | Steel |  | 1901-01-01 06:00 | [15 empty] | UST Currently In Use: 0; UST Temp Close: 0; AST Currently In Use: 0; AST Temp Closed: 0 | 0 | 0 | 2 | 12902-119-006634 | JONES OIL CO INC
18576 | Permanently Closed | 1901-01-01 06:00 | 1967-01-01 06:00 | 1988-11-07 06:00 | Petroleum | Unleaded gasoline | Unleaded gasoline |  | Steel | Steel |  | Painted or None | Steel |  | 1901-01-01 06:00 | [15 empty] | UST Currently In Use: 0; UST Temp Close: 0; AST Currently In Use: 0; AST Temp Closed: 0 | 0 | 0 | 2 | 12902-119-006634 | JONES OIL CO INC
18577 | Permanently Closed | 1987-10-01 06:00 | 1978-01-01 06:00 | 1987-10-01 06:00 | Petroleum | Unleaded gasoline | Unleaded gasoline |  | Steel | Steel |  | Painted or None | Steel |  | 1901-01-01 06:00 | [15 empty] | UST Currently In Use: 0; UST Temp Close: 0; AST Currently In Use: 0; AST Temp Closed: 0 | 0 | 0 | 3 | 12902-131-004326 | JONES OIL CO INC
18578 | Permanently Closed | 1987-10-01 06:00 | 1978-01-01 06:00 | 1987-10-01 06:00 | Petroleum | On road diesel | On road diesel |  | Steel | Steel |  | Painted or None | Steel |  | 1901-01-01 06:00 | [15 empty] | UST Currently In Use: 0; UST Temp Close: 0; AST Currently In Use: 0; AST Temp Closed: 0 | 0 | 0 | 3 | 12902-131-004326 | JONES OIL CO INC
18579 | Permanently Closed | 1987-10-01 06:00 | 1978-01-01 06:00 | 1987-10-01 06:00 | Petroleum | On road diesel | On road diesel |  | Steel | Steel |  | Painted or None | Steel |  | 1901-01-01 06:00 | [15 empty] | UST Currently In Use: 0; UST Temp Close: 0; AST Currently In Use: 0; AST Temp Closed: 0 | 0 | 0 | 3 | 12902-131-004326 | JONES OIL CO INC
18580 | Permanently Closed | 1992-07-09 06:00 | 1974-01-01 06:00 | 1998-01-01 06:00 | Petroleum | On road diesel | On road diesel |  | Steel | Steel |  |  |  |  | 1901-01-01 06:00 | [15 empty] | UST Currently In Use: 0; UST Temp Close: 0; AST Currently In Use: 0; AST Temp Closed: 0 | 0 | 0 | 2 | 12903-073-000459 | JONES TRUCK LINES INC
18581 | Permanently Closed | 1992-07-09 06:00 | 1974-01-01 06:00 | 1998-01-01 06:00 | Petroleum | Unleaded gasoline | Unleaded gasoline |  | Steel | Steel |  |  |  |  | 1901-01-01 06:00 | [15 empty] | UST Currently In Use: 0; UST Temp Close: 0; AST Currently In Use: 0; AST Temp Closed: 0 | 0 | 0 | 2 | 12903-073-000459 | JONES TRUCK LINES INC
18582 | Permanently Closed | 1987-11-01 06:00 | 1966-01-01 06:00 | 1987-11-01 06:00 | Petroleum | On road diesel | On road diesel |  | Steel | Steel |  |  |  |  | 1901-01-01 06:00 | [15 empty] | UST Currently In Use: 0; UST Temp Close: 0; AST Currently In Use: 0; AST Temp Closed: 0 | 0 | 0 | 2 | 12903-097-000460 | JONES TRUCK LINES INC
18583 | Permanently Closed | 1987-11-01 06:00 | 1966-01-01 06:00 | 1987-11-01 06:00 | Petroleum | On road diesel | On road diesel |  | Steel | Steel |  |  | Steel |  | 1901-01-01 06:00 | [15 empty] | UST Currently In Use: 0; UST Temp Close: 0; AST Currently In Use: 0; AST Temp Closed: 0 | 0 | 0 | 2 | 12903-097-000460 | JONES TRUCK LINES INC
18584 | Permanently Closed | 2003-09-01 06:00 | 1977-01-01 06:00 | 2004-07-29 06:00 | Petroleum | On road diesel | On road diesel | Retail | Steel | Steel | Field installed cathodic protection |  | Steel |  | 1901-01-01 06:00 | Field installed cathodic protection | Catchment Basin, Single walled catchment basin | Flow Rest 90% Full | Flow Rest 90% Full |  |  | Statistical Inventory Reconciliation (SIR) | [8 empty] | UST Currently In Use: 0; UST Temp Close: 0; AST Currently In Use: 0; AST Temp Closed: 0 | 0 | 0 | 9 | 12345-003-008332 | HERNDON OIL CORP
18585 | Permanently Closed | 2003-09-01 06:00 | 1977-01-01 06:00 | 2004-07-29 06:00 | Petroleum | On road diesel | On road diesel | Retail | Steel | Steel | Field installed cathodic protection |  | Steel |  | 1901-01-01 06:00 | Field installed cathodic protection | Catchment Basin, Single walled catchment basin | Flow Rest 90% Full | Flow Rest 90% Full |  |  | Statistical Inventory Reconciliation (SIR) | [8 empty] | UST Currently In Use: 0; UST Temp Close: 0; AST Currently In Use: 0; AST Temp Closed: 0 | 0 | 0 | 9 | 12345-003-008332 | HERNDON OIL CORP
18586 | Permanently Closed | 2003-09-01 06:00 | 1977-01-01 06:00 | 2004-07-29 06:00 | Petroleum | On road diesel | On road diesel | Retail | Steel | Steel | Field installed cathodic protection |  | Steel |  | 1901-01-01 06:00 | Field installed cathodic protection | Catchment Basin, Single walled catchment basin | Flow Rest 90% Full | Flow Rest 90% Full |  |  | Statistical Inventory Reconciliation (SIR) | [8 empty] | UST Currently In Use: 0; UST Temp Close: 0; AST Currently In Use: 0; AST Temp Closed: 0 | 0 | 0 | 9 | 12345-003-008332 | HERNDON OIL CORP
18587 | Permanently Closed | 1994-11-02 06:00 | 1972-01-01 06:00 | 1996-11-05 06:00 | Petroleum | Unleaded gasoline | Unleaded gasoline | Retail | Steel | Steel |  | Painted or None | Steel |  | 1901-01-01 06:00 | [15 empty] | UST Currently In Use: 0; UST Temp Close: 0; AST Currently In Use: 0; AST Temp Closed: 0 | 0 | 0 | 9 | 12345-003-008332 | HERNDON OIL CORP
18588 | Permanently Closed | 1994-11-02 06:00 | 1972-01-01 06:00 | 1996-11-05 06:00 | Petroleum | Unleaded gasoline | Unleaded gasoline | Retail | Steel | Steel |  | Painted or None | Steel |  | 1901-01-01 06:00 | [15 empty] | UST Currently In Use: 0; UST Temp Close: 0; AST Currently In Use: 0; AST Temp Closed: 0 | 0 | 0 | 9 | 12345-003-008332 | HERNDON OIL CORP
18589 | Permanently Closed | 1994-11-02 06:00 | 1972-01-01 06:00 | 1996-11-05 06:00 | Petroleum | Unleaded gasoline | Unleaded gasoline | Retail | Steel | Steel |  | Painted or None | Steel |  | 1901-01-01 06:00 | [15 empty] | UST Currently In Use: 0; UST Temp Close: 0; AST Currently In Use: 0; AST Temp Closed: 0 | 0 | 0 | 9 | 12345-003-008332 | HERNDON OIL CORP
18590 | Permanently Closed | 1991-02-11 06:00 | 1972-01-01 06:00 | 1992-07-11 06:00 | Petroleum | Unleaded gasoline | Unleaded gasoline |  | Steel | Steel |  | Painted or None | Steel |  | 1901-01-01 06:00 | [15 empty] | UST Currently In Use: 0; UST Temp Close: 0; AST Currently In Use: 0; AST Temp Closed: 0 | 0 | 0 | 9 | 12345-003-008332 | HERNDON OIL CORP
18591 | Permanently Closed | 1901-01-01 06:00 | 1970-01-01 06:00 | 1989-05-12 06:00 | Petroleum | On road diesel | On road diesel |  | Steel | Steel |  | Painted or None | Steel |  | 1901-01-01 06:00 | [15 empty] | UST Currently In Use: 0; UST Temp Close: 0; AST Currently In Use: 0; AST Temp Closed: 0 | 0 | 0 | 3 | 12906-045-002045 | SOUTHERN AERO CORP
18592 | Permanently Closed | 1901-01-01 06:00 | 1968-01-01 06:00 | 1989-05-12 06:00 | Petroleum | On road diesel | On road diesel |  | Steel | Steel |  | Painted or None | Steel |  | 1901-01-01 06:00 | [15 empty] | UST Currently In Use: 0; UST Temp Close: 0; AST Currently In Use: 0; AST Temp Closed: 0 | 0 | 0 | 3 | 12906-045-002045 | SOUTHERN AERO CORP
18593 | Permanently Closed | 1901-01-01 06:00 | 1971-01-01 06:00 | 1989-05-12 06:00 | Petroleum | Kerosene | Kerosene |  | Steel | Steel |  | Painted or None | Steel |  | 1901-01-01 06:00 | [15 empty] | UST Currently In Use: 0; UST Temp Close: 0; AST Currently In Use: 0; AST Temp Closed: 0 | 0 | 0 | 3 | 12906-045-002045 | SOUTHERN AERO CORP
18594 | Retired | 1988-12-22 06:00 | 1974-01-01 06:00 |  | Petroleum | Kerosene | Kerosene |  | Steel | Steel |  | Painted or None | Steel |  | 1901-01-01 06:00 | [15 empty] | UST Currently In Use: 0; UST Temp Close: 0; AST Currently In Use: 0; AST Temp Closed: 0 | 0 | 0 | 3 | 12906-045-002045 | SOUTHERN AERO CORP
18595 | Permanently Closed | 1999-08-20 06:00 | 1987-01-01 06:00 | 2005-02-09 06:00 | Petroleum | Unleaded gasoline | Unleaded gasoline |  | Fiberglass coated steel | Fiberglass coated steel |  |  | Steel |  | 1901-01-01 06:00 | Field installed cathodic protection, SAC ANODES | Catchment Basin, Single walled catchment basin | Automatic shutoff device At 95% full | Automatic shutoff device At 95% full |  |  | Statistical Inventory Reconciliation (SIR) | [5 empty] | Statistical inventory reconciliation (SIR) | Statistical inventory reconciliation (SIR) |  | UST Currently In Use: 0; UST Temp Close: 0; AST Currently In Use: 0; AST Temp Closed: 0 | 0 | 0 | 4 | 20533-097-012496 | HENRY M HOFFMAN
18596 | Permanently Closed | 1999-08-20 06:00 | 1987-01-01 06:00 | 2005-02-09 06:00 | Petroleum | Unleaded gasoline | Unleaded gasoline |  | Fiberglass coated steel | Fiberglass coated steel |  |  | Steel |  | 1901-01-01 06:00 | Field installed cathodic protection, SAC ANODES | Catchment Basin, Single walled catchment basin | Automatic shutoff device At 95% full | Automatic shutoff device At 95% full |  |  | Statistical Inventory Reconciliation (SIR) | [5 empty] | Statistical inventory reconciliation (SIR) | Statistical inventory reconciliation (SIR) |  | UST Currently In Use: 0; UST Temp Close: 0; AST Currently In Use: 0; AST Temp Closed: 0 | 0 | 0 | 4 | 20533-097-012496 | HENRY M HOFFMAN
18597 | Permanently Closed | 1999-08-20 06:00 | 1987-01-01 06:00 | 2005-02-09 06:00 | Petroleum | Unleaded gasoline | Unleaded gasoline |  | Fiberglass coated steel | Fiberglass coated steel |  |  | Steel |  | 1901-01-01 06:00 | Field installed cathodic protection, SAC ANODES | Catchment Basin, Single walled catchment basin | Automatic shutoff device At 95% full | Automatic shutoff device At 95% full |  |  | Statistical Inventory Reconciliation (SIR) | [5 empty] | Statistical inventory reconciliation (SIR) | Statistical inventory reconciliation (SIR) |  | UST Currently In Use: 0; UST Temp Close: 0; AST Currently In Use: 0; AST Temp Closed: 0 | 0 | 0 | 4 | 20533-097-012496 | HENRY M HOFFMAN
18598 | Permanently Closed | 1999-08-20 06:00 | 1987-01-01 06:00 | 2005-02-09 06:00 | Petroleum | On road diesel | On road diesel |  | Fiberglass coated steel | Fiberglass coated steel |  |  | Steel |  | 1901-01-01 06:00 | Field installed cathodic protection, SAC ANODES | Catchment Basin, Single walled catchment basin | Automatic shutoff device At 95% full | Automatic shutoff device At 95% full |  |  | Statistical Inventory Reconciliation (SIR) | [5 empty] | Statistical inventory reconciliation (SIR) | Statistical inventory reconciliation (SIR) |  | UST Currently In Use: 0; UST Temp Close: 0; AST Currently In Use: 0; AST Temp Closed: 0 | 0 | 0 | 4 | 20533-097-012496 | HENRY M HOFFMAN
18599 | Permanently Closed | 2018-12-31 06:00 | 1979-01-01 06:00 | 2019-07-17 06:00 | Petroleum | Unleaded gasoline | Unleaded gasoline | Retail | Steel | Steel | Field installed cathodic protection |  | Steel |  |  | Field installed cathodic protection | Catchment Basin, Single walled catchment basin | Automatic shutoff device At 95% full | Automatic shutoff device At 95% full |  |  | Statistical Inventory Reconciliation (SIR) | [8 empty] | UST Currently In Use: 0; UST Temp Close: 0; AST Currently In Use: 0; AST Temp Closed: 0 | 0 | 0 | 2 | 24453-097-004163 | ELIZABETH O. WHEELER
18600 | Permanently Closed | 2018-12-31 06:00 | 1976-01-01 06:00 | 2019-07-17 06:00 | Petroleum | On road diesel | On road diesel | Retail | Steel | Steel | Field installed cathodic protection |  | Steel |  |  | Field installed cathodic protection | Catchment Basin, Single walled catchment basin | Automatic shutoff device At 95% full | Automatic shutoff device At 95% full |  |  | Statistical Inventory Reconciliation (SIR) | [8 empty] | UST Currently In Use: 0; UST Temp Close: 0; AST Currently In Use: 0; AST Temp Closed: 0 | 0 | 0 | 2 | 24453-097-004163 | ELIZABETH O. WHEELER
18601 |  | 2000-05-05 06:00 | 1968-01-01 06:00 |  | Petroleum | On road diesel | On road diesel | Retail | Steel | Steel |  |  |  |  | 1901-01-01 06:00 | [6 empty] | Statistical Inventory Reconciliation (SIR) | [8 empty] | UST Currently In Use: 0; UST Temp Close: 0; AST Currently In Use: 0; AST Temp Closed: 0 | 0 | 0 | 2 | 24453-097-004163 | ELIZABETH O. WHEELER
18602 |  | 1999-08-16 06:00 | 1968-01-01 06:00 |  | Petroleum | Unleaded gasoline | Unleaded gasoline |  | Steel | Steel |  |  |  |  | 1901-01-01 06:00 | [15 empty] | UST Currently In Use: 0; UST Temp Close: 0; AST Currently In Use: 0; AST Temp Closed: 0 | 0 | 0 | 2 | 24453-097-004163 | ELIZABETH O. WHEELER
18603 |  | 1999-08-16 06:00 | 1968-01-01 06:00 |  | Petroleum | On road diesel | On road diesel |  | Steel | Steel |  |  |  |  | 1901-01-01 06:00 | [15 empty] | UST Currently In Use: 0; UST Temp Close: 0; AST Currently In Use: 0; AST Temp Closed: 0 | 0 | 0 | 2 | 24453-097-004163 | ELIZABETH O. WHEELER
18604 | Retired | 1969-12-01 06:00 | 1964-01-01 06:00 |  | Petroleum | Other, OTHER | Other |  | Steel | Steel |  |  | Steel |  | 1901-01-01 06:00 | [15 empty] | UST Currently In Use: 0; UST Temp Close: 0; AST Currently In Use: 0; AST Temp Closed: 0 | 0 | 0 | 0 | 12909-073-008251 | JOSEPH DEVELOPMENT CO
18605 | Retired | 1988-01-01 06:00 | 1964-01-01 06:00 |  | Petroleum | Unleaded gasoline | Unleaded gasoline |  | Steel | Steel |  |  | Steel |  | 1901-01-01 06:00 | [15 empty] | UST Currently In Use: 0; UST Temp Close: 0; AST Currently In Use: 0; AST Temp Closed: 0 | 0 | 0 | 0 | 12909-073-008251 | JOSEPH DEVELOPMENT CO
18606 | Retired | 1988-01-01 06:00 | 1964-01-01 06:00 |  | Petroleum | Unleaded gasoline | Unleaded gasoline |  | Steel | Steel |  |  | Steel |  | 1901-01-01 06:00 | [15 empty] | UST Currently In Use: 0; UST Temp Close: 0; AST Currently In Use: 0; AST Temp Closed: 0 | 0 | 0 | 0 | 12909-073-008251 | JOSEPH DEVELOPMENT CO
18607 | Retired | 1988-01-01 06:00 | 1964-01-01 06:00 |  | Petroleum | Used oil | Used oil |  | Steel | Steel |  |  |  |  | 1901-01-01 06:00 |  | Other, EXEMPT | Other, EXEMPT | Other | [11 empty] | UST Currently In Use: 0; UST Temp Close: 0; AST Currently In Use: 0; AST Temp Closed: 0 | 0 | 0 | 0 | 12909-073-008251 | JOSEPH DEVELOPMENT CO
18608 | Cannot Locate or abandoned | 1996-09-10 06:00 | 1978-01-01 06:00 |  | Petroleum | Unleaded gasoline | Unleaded gasoline |  | Steel | Steel |  | Painted or None | Steel |  | 1901-01-01 06:00 | [15 empty] | UST Currently In Use: 0; UST Temp Close: 0; AST Currently In Use: 0; AST Temp Closed: 0 | 0 | 0 | 0 | 12910-097-005671 | JOSEPH LAMBERT
18609 | Cannot Locate or abandoned | 1996-09-10 06:00 | 1978-01-01 06:00 |  | Petroleum | Unleaded gasoline | Unleaded gasoline |  | Steel | Steel |  | Painted or None | Steel |  | 1901-01-01 06:00 | [15 empty] | UST Currently In Use: 0; UST Temp Close: 0; AST Currently In Use: 0; AST Temp Closed: 0 | 0 | 0 | 0 | 12910-097-005671 | JOSEPH LAMBERT
18610 | Cannot Locate or abandoned | 1996-09-10 06:00 | 1978-01-01 06:00 |  | Petroleum | Unleaded gasoline | Unleaded gasoline |  | Steel | Steel |  | Painted or None | Steel |  | 1901-01-01 06:00 | [15 empty] | UST Currently In Use: 0; UST Temp Close: 0; AST Currently In Use: 0; AST Temp Closed: 0 | 0 | 0 | 0 | 12910-097-005671 | JOSEPH LAMBERT
18611 | Permanently Closed | 1989-12-14 06:00 | 1969-01-01 06:00 | 1989-12-14 06:00 | Petroleum | Unleaded gasoline | Unleaded gasoline |  | Steel | Steel |  | Painted or None | Steel |  | 1901-01-01 06:00 | [15 empty] | UST Currently In Use: 0; UST Temp Close: 0; AST Currently In Use: 0; AST Temp Closed: 0 | 0 | 0 | 4 | 12911-097-005672 | JOSEPH MILDRED LAMBERT
18612 | Permanently Closed | 1989-12-14 06:00 | 1969-01-01 06:00 | 1989-12-14 06:00 | Petroleum | Unleaded gasoline | Unleaded gasoline |  | Steel | Steel |  | Painted or None | Steel |  | 1901-01-01 06:00 | [15 empty] | UST Currently In Use: 0; UST Temp Close: 0; AST Currently In Use: 0; AST Temp Closed: 0 | 0 | 0 | 4 | 12911-097-005672 | JOSEPH MILDRED LAMBERT
18613 | Permanently Closed | 1989-12-14 06:00 | 1969-01-01 06:00 | 1989-12-14 06:00 | Petroleum | Unleaded gasoline | Unleaded gasoline |  | Steel | Steel |  | Painted or None | Steel |  | 1901-01-01 06:00 | [15 empty] | UST Currently In Use: 0; UST Temp Close: 0; AST Currently In Use: 0; AST Temp Closed: 0 | 0 | 0 | 4 | 12911-097-005672 | JOSEPH MILDRED LAMBERT
18614 | Permanently Closed | 1989-12-14 06:00 | 1969-01-01 06:00 | 1989-12-14 06:00 | Petroleum | Unleaded gasoline | Unleaded gasoline |  | Steel | Steel |  | Painted or None | Steel |  | 1901-01-01 06:00 | [15 empty] | UST Currently In Use: 0; UST Temp Close: 0; AST Currently In Use: 0; AST Temp Closed: 0 | 0 | 0 | 4 | 12911-097-005672 | JOSEPH MILDRED LAMBERT
18615 | Permanently Closed | 2010-08-01 06:00 | 1987-01-01 06:00 | 2012-10-25 06:00 | Petroleum | Unleaded gasoline | Unleaded gasoline | Retail | Steel | Steel | Coated & cathodic protection (sti-P3) |  | Fiberglass reinforced plastic |  |  |  | Catchment Basin, Single walled catchment basin | Automatic shutoff device At 95% full | Automatic shutoff device At 95% full |  |  | Statistical Inventory Reconciliation (SIR) | [8 empty] | UST Currently In Use: 0; UST Temp Close: 0; AST Currently In Use: 0; AST Temp Closed: 0 | 0 | 0 | 3 | 12912-099-013040 | JOSEPH WATSON
18616 | Permanently Closed | 2010-08-01 06:00 | 1987-01-01 06:00 | 2012-10-25 06:00 | Petroleum | Premium gasoline | Premium gasoline | Retail | Steel | Steel | Coated & cathodic protection (sti-P3) |  | Fiberglass reinforced plastic |  |  |  | Catchment Basin, Single walled catchment basin | Automatic shutoff device At 95% full | Automatic shutoff device At 95% full |  |  | Statistical Inventory Reconciliation (SIR) | [8 empty] | UST Currently In Use: 0; UST Temp Close: 0; AST Currently In Use: 0; AST Temp Closed: 0 | 0 | 0 | 3 | 12912-099-013040 | JOSEPH WATSON
18617 | Permanently Closed | 1998-12-22 06:00 | 1978-01-01 06:00 | 2000-03-31 06:00 | Petroleum | On road diesel | On road diesel |  | Steel | Steel |  |  | Steel |  | 1901-01-01 06:00 | [15 empty] | UST Currently In Use: 0; UST Temp Close: 0; AST Currently In Use: 0; AST Temp Closed: 0 | 0 | 0 | 3 | 12912-099-013040 | JOSEPH WATSON
18618 | Permanently Closed | 1994-02-01 06:00 | 1982-01-01 06:00 | 1994-02-28 06:00 | Petroleum | Unleaded gasoline | Unleaded gasoline |  | Steel | Steel |  |  | Steel |  | 1901-01-01 06:00 | [15 empty] | UST Currently In Use: 0; UST Temp Close: 2; AST Currently In Use: 0; AST Temp Closed: 0 | 0 | 2 | 3 | 23906-045-012981 | KATHY'S KOUNTRY KORNER
18619 | Permanently Closed | 1994-02-01 06:00 | 1982-01-01 06:00 | 1994-02-28 06:00 | Petroleum | Unleaded gasoline | Unleaded gasoline |  | Steel | Steel |  |  | Steel |  | 1901-01-01 06:00 | [15 empty] | UST Currently In Use: 0; UST Temp Close: 2; AST Currently In Use: 0; AST Temp Closed: 0 | 0 | 2 | 3 | 23906-045-012981 | KATHY'S KOUNTRY KORNER
18620 | Permanently Closed | 1994-02-01 06:00 | 1982-01-01 06:00 | 1994-02-28 06:00 | Petroleum | Unleaded gasoline | Unleaded gasoline |  | Steel | Steel |  |  | Steel |  | 1901-01-01 06:00 | [15 empty] | UST Currently In Use: 0; UST Temp Close: 2; AST Currently In Use: 0; AST Temp Closed: 0 | 0 | 2 | 3 | 23906-045-012981 | KATHY'S KOUNTRY KORNER
18621 | Permanently Closed | 1901-01-01 06:00 | 1901-01-01 06:00 | 1989-09-20 06:00 | Petroleum | Unleaded gasoline | Unleaded gasoline |  | Steel | Steel |  | Painted or None | Steel |  | 1901-01-01 06:00 | [15 empty] | UST Currently In Use: 0; UST Temp Close: 0; AST Currently In Use: 0; AST Temp Closed: 0 | 0 | 0 | 1 | 12914-073-011826 | JOSLYN CORP
18622 | Currently in Use |  | 1980-01-01 06:00 |  | Petroleum | Premium gasoline | Premium gasoline | Retail | Single Wall, Steel | Steel | Field installed cathodic protection |  | Single Wall, Steel |  |  | Field installed cathodic protection | Catchment Basin, Single walled catchment basin | Automatic shutoff device At 95% full | Automatic shutoff device At 95% full |  |  | Statistical Inventory Reconciliation (SIR) | [8 empty] | UST Currently In Use: 4; UST Temp Close: 0; AST Currently In Use: 0; AST Temp Closed: 0 | 4 | 0 | 0 | 23766-093-010785 | ANDISCHE INC
18623 | Currently in Use |  | 1980-01-01 06:00 |  | Petroleum | Unleaded gasoline | Unleaded gasoline | Retail | Single Wall, Steel | Steel | Field installed cathodic protection |  | Single Wall, Steel |  |  | Field installed cathodic protection | Catchment Basin, Single walled catchment basin | Automatic shutoff device At 95% full | Automatic shutoff device At 95% full |  |  | Statistical Inventory Reconciliation (SIR) | [8 empty] | UST Currently In Use: 4; UST Temp Close: 0; AST Currently In Use: 0; AST Temp Closed: 0 | 4 | 0 | 0 | 23766-093-010785 | ANDISCHE INC
18624 | Currently in Use |  | 1980-01-01 06:00 |  | Petroleum | Premium gasoline | Premium gasoline | Retail | Single Wall, Steel | Steel | Field installed cathodic protection |  | Single Wall, Steel |  |  | Field installed cathodic protection | Catchment Basin, Single walled catchment basin | Automatic shutoff device At 95% full | Automatic shutoff device At 95% full |  |  | Statistical Inventory Reconciliation (SIR) | [8 empty] | UST Currently In Use: 4; UST Temp Close: 0; AST Currently In Use: 0; AST Temp Closed: 0 | 4 | 0 | 0 | 23766-093-010785 | ANDISCHE INC
18625 | Currently in Use |  | 1981-01-01 06:00 |  | Petroleum | On road diesel | On road diesel | Retail | Single Wall, Steel | Steel | Field installed cathodic protection |  | Single Wall, Steel |  |  | Field installed cathodic protection | Catchment Basin, Single walled catchment basin | Automatic shutoff device At 95% full | Automatic shutoff device At 95% full |  |  | Statistical Inventory Reconciliation (SIR) |  | Automatic flow restrictor (MLLD) | Automatic flow restrictor (MLLD) |  |  | Statistical inventory reconciliation (SIR) | Statistical inventory reconciliation (SIR) |  | UST Currently In Use: 4; UST Temp Close: 0; AST Currently In Use: 0; AST Temp Closed: 0 | 4 | 0 | 0 | 23766-093-010785 | ANDISCHE INC
18626 | Permanently Closed | 1989-07-30 06:00 | 1970-01-01 06:00 | 1989-07-30 06:00 | Petroleum | Unleaded gasoline | Unleaded gasoline |  | Steel | Steel |  |  | Steel |  | 1901-01-01 06:00 | [15 empty] | UST Currently In Use: 0; UST Temp Close: 0; AST Currently In Use: 0; AST Temp Closed: 0 | 0 | 0 | 5 | 12916-097-002767 | JUANITA M FLANAGAN
18627 | Permanently Closed | 1989-07-30 06:00 | 1956-01-01 06:00 | 1989-07-30 06:00 | Petroleum | Unleaded gasoline | Unleaded gasoline |  | Steel | Steel |  |  | Steel |  | 1901-01-01 06:00 | [15 empty] | UST Currently In Use: 0; UST Temp Close: 0; AST Currently In Use: 0; AST Temp Closed: 0 | 0 | 0 | 5 | 12916-097-002767 | JUANITA M FLANAGAN
18628 | Permanently Closed | 1989-07-30 06:00 | 1956-01-01 06:00 | 1989-07-30 06:00 | Petroleum | Unleaded gasoline | Unleaded gasoline |  | Steel | Steel |  |  | Steel |  | 1901-01-01 06:00 | [15 empty] | UST Currently In Use: 0; UST Temp Close: 0; AST Currently In Use: 0; AST Temp Closed: 0 | 0 | 0 | 5 | 12916-097-002767 | JUANITA M FLANAGAN
18629 | Permanently Closed | 1989-07-30 06:00 | 1956-01-01 06:00 | 1989-07-30 06:00 | Petroleum | Unleaded gasoline | Unleaded gasoline |  | Steel | Steel |  |  | Steel |  | 1901-01-01 06:00 | [15 empty] | UST Currently In Use: 0; UST Temp Close: 0; AST Currently In Use: 0; AST Temp Closed: 0 | 0 | 0 | 5 | 12916-097-002767 | JUANITA M FLANAGAN
18630 | Permanently Closed | 1989-07-30 06:00 | 1966-01-01 06:00 | 1989-07-30 06:00 | Petroleum | Unleaded gasoline | Unleaded gasoline |  | Steel | Steel |  |  | Steel |  | 1901-01-01 06:00 | [15 empty] | UST Currently In Use: 0; UST Temp Close: 0; AST Currently In Use: 0; AST Temp Closed: 0 | 0 | 0 | 5 | 12916-097-002767 | JUANITA M FLANAGAN
18631 | Permanently Closed | 1994-01-25 06:00 | 1976-01-01 06:00 | 1994-01-25 06:00 | Petroleum | Unleaded gasoline | Unleaded gasoline |  | Steel | Steel | Interior lined (not allowed as a standalone method of corrosion protection) | Painted or None | Steel |  | 1901-01-01 06:00 | [15 empty] | UST Currently In Use: 0; UST Temp Close: 0; AST Currently In Use: 0; AST Temp Closed: 0 | 0 | 0 | 1 | 12917-003-009348 | HARVEY & JUDITH BLAIR
18632 | Permanently Closed | 1992-10-08 06:00 | 1943-01-01 07:00 | 1992-10-08 06:00 | Petroleum | Unleaded gasoline | Unleaded gasoline | [7 empty] | 1901-01-01 06:00 | [15 empty] | UST Currently In Use: 0; UST Temp Close: 0; AST Currently In Use: 0; AST Temp Closed: 0 | 0 | 0 | 5 | 12918-097-008691 | MELTON W WEAVER JR
18633 | Permanently Closed | 1992-10-08 06:00 | 1943-01-01 07:00 | 1992-10-08 06:00 | Petroleum | Unleaded gasoline | Unleaded gasoline | [7 empty] | 1901-01-01 06:00 | [15 empty] | UST Currently In Use: 0; UST Temp Close: 0; AST Currently In Use: 0; AST Temp Closed: 0 | 0 | 0 | 5 | 12918-097-008691 | MELTON W WEAVER JR
18634 | Permanently Closed | 1992-10-08 06:00 | 1943-01-01 07:00 | 1992-10-08 06:00 | Petroleum | Unleaded gasoline | Unleaded gasoline | [7 empty] | 1901-01-01 06:00 | [15 empty] | UST Currently In Use: 0; UST Temp Close: 0; AST Currently In Use: 0; AST Temp Closed: 0 | 0 | 0 | 5 | 12918-097-008691 | MELTON W WEAVER JR
18635 | Permanently Closed | 1992-10-08 06:00 | 1943-01-01 07:00 | 1992-10-08 06:00 | Petroleum | On road diesel | On road diesel | [7 empty] | 1901-01-01 06:00 | [15 empty] | UST Currently In Use: 0; UST Temp Close: 0; AST Currently In Use: 0; AST Temp Closed: 0 | 0 | 0 | 5 | 12918-097-008691 | MELTON W WEAVER JR
18636 | Permanently Closed | 1992-10-08 06:00 | 1943-01-01 07:00 | 1992-10-08 06:00 | Petroleum | Used oil | Used oil | [7 empty] | 1901-01-01 06:00 | [15 empty] | UST Currently In Use: 0; UST Temp Close: 0; AST Currently In Use: 0; AST Temp Closed: 0 | 0 | 0 | 5 | 12918-097-008691 | MELTON W WEAVER JR
18637 | Permanently Closed | 2009-07-02 06:00 | 1982-01-01 06:00 | 2009-07-02 06:00 | Petroleum | Unleaded gasoline | Unleaded gasoline | Retail | Steel | Steel | Field installed cathodic protection |  | Flexible |  |  |  | Catchment Basin, Single walled catchment basin | Flow Rest 90% Full | Flow Rest 90% Full |  |  | Continuous Automatic Tank Gauge |  | Containment Sump | Containment Sump | Interstitial Monitoring within Secondary Containment |  | Continuous alarm system | Continuous alarm system |  | UST Currently In Use: 2; UST Temp Close: 0; AST Currently In Use: 0; AST Temp Closed: 0 | 2 | 0 | 3 | 12920-003-000225 | JUNIOR FOOD STORES OF WEST FLORIDA
18638 | Permanently Closed | 2009-07-02 06:00 | 1982-01-01 06:00 | 2009-07-02 06:00 | Petroleum | Premium gasoline | Premium gasoline | Retail | Steel | Steel | Field installed cathodic protection |  | Flexible |  |  |  | Catchment Basin, Single walled catchment basin | Flow Rest 90% Full | Flow Rest 90% Full |  |  | Continuous Automatic Tank Gauge |  | Containment Sump | Containment Sump | Interstitial Monitoring within Secondary Containment |  | Continuous alarm system | Continuous alarm system |  | UST Currently In Use: 2; UST Temp Close: 0; AST Currently In Use: 0; AST Temp Closed: 0 | 2 | 0 | 3 | 12920-003-000225 | JUNIOR FOOD STORES OF WEST FLORIDA
18639 | Permanently Closed | 2009-07-02 06:00 | 1982-01-01 06:00 | 2009-07-02 06:00 | Petroleum | On road diesel | On road diesel | Retail | Steel | Steel | Field installed cathodic protection |  | Flexible |  |  |  | Catchment Basin, Single walled catchment basin | Flow Rest 90% Full | Flow Rest 90% Full |  |  | Continuous Automatic Tank Gauge |  | Containment Sump | Containment Sump | Interstitial Monitoring within Secondary Containment |  | Continuous alarm system | Continuous alarm system |  | UST Currently In Use: 2; UST Temp Close: 0; AST Currently In Use: 0; AST Temp Closed: 0 | 2 | 0 | 3 | 12920-003-000225 | JUNIOR FOOD STORES OF WEST FLORIDA